## TOC
Sheet | Description
Summary - BPA CPA | Summary tables and figures of achievable technical potential for each sector
Top Measures - BPA | A list of the highest saving measures. Use the pivot table to toggle between sectors
Measure Level CPA Results | Detailed CPA results for each measure application
Lookups | Lookup tables for measure groups and levelized cost bundling
Measure updates | A description of new measures, removed measures, and changes to measure assumptions from the 7th Power Plan

## Summary - BPA CPA
BPA CPA Results Summary
Incremental Technical Achievable Potential - aMW at Busbar
| Sector | 2020 | 2021 | 2022 | 2023 | 2024 | 2025 | 2026 | 2027 | 2028 | 2029 | 2030 | 2031 | 2032 | 2033 | 2034 | 2035 | 2036 | 2037 | 2038 | 2039
| Agricultural | 2.8627 | 2.7332 | 2.6762 | 2.7154 | 2.8231 | 2.7547 | 2.5119 | 2.3686 | 2.2966 | 2.2645 | 2.2491 | 2.191 | 2.0798 | 1.8984 | 1.647 | 1.3531 | 0.83591 | 0.57505 | 0.35807 | 0.17724
| Commercial | 32.9411 | 36.4998 | 40.8869 | 45.1809 | 49.9253 | 53.6183 | 55.8084 | 57.5058 | 58.4513 | 58.1641 | 57.4962 | 55.8877 | 53.929 | 52.2436 | 50.8404 | 49.9276 | 48.9853 | 48.9222 | 49.1659 | 49.6192
| Utility | 0.65126 | 1.055 | 1.4711 | 2.034 | 2.408 | 2.7672 | 3.128 | 3.3491 | 3.5783 | 3.7918 | 4.0154 | 4.2393 | 4.26 | 4.2621 | 4.2753 | 4.2873 | 4.3078 | 4.3147 | 4.3268 | 4.3388
| Industrial | 20.1902 | 19.5041 | 19.4977 | 19.9592 | 20.7796 | 21.2148 | 20.5388 | 19.4195 | 17.6472 | 15.2215 | 12.3789 | 9.4834 | 6.9921 | 5.1469 | 3.9638 | 3.2903 | 2.3122 | 2.2241 | 2.1843 | 2.161
| Residential | 36.4802 | 40.983 | 46.2387 | 52.2345 | 58.8935 | 62.9835 | 64.489 | 65.5847 | 66.3493 | 65.8437 | 64.593 | 62.697 | 60.3227 | 60.7196 | 58.7905 | 59.1489 | 56.6779 | 55.3816 | 54.6014 | 53.9681
| Total | 93.1254 | 100.7751 | 110.7707 | 122.1239 | 134.8296 | 143.3386 | 146.4761 | 148.2277 | 148.3226 | 145.2857 | 140.7325 | 134.4984 | 127.5836 | 124.2706 | 119.517 | 118.0073 | 113.119 | 111.4177 | 110.6366 | 110.2644
Cumulative Technical Achievable Potential - aMW at Busbar
| Sector | 2020 | 2021 | 2022 | 2023 | 2024 | 2025 | 2026 | 2027 | 2028 | 2029 | 2030 | 2031 | 2032 | 2033 | 2034 | 2035 | 2036 | 2037 | 2038 | 2039 | MAX
| Agricultural | 2.8627 | 5.5959 | 8.2721 | 10.9876 | 13.8107 | 16.5654 | 19.0773 | 21.4459 | 23.7424 | 26.007 | 28.2561 | 30.4471 | 32.5269 | 34.4251 | 36.0716 | 37.4245 | 38.2603 | 38.8353 | 39.1934 | 39.3706 | 39.3706
| Commercial | 32.9411 | 67.6524 | 106.1631 | 146.3787 | 189.2717 | 235.2119 | 281.7033 | 326.2648 | 358.4047 | 385.8307 | 410.0292 | 432.4025 | 452.7307 | 470.8905 | 486.5272 | 499.9196 | 511.4076 | 522.1741 | 532.3328 | 541.9985 | 541.9985
| Utility | 0.65126 | 1.7063 | 3.1774 | 5.2114 | 7.6194 | 10.3866 | 13.5147 | 16.8637 | 20.4421 | 24.2339 | 28.2493 | 32.4886 | 36.7486 | 41.0107 | 45.286 | 49.5733 | 53.8811 | 58.1958 | 62.5225 | 66.8614 | 66.8614
| Industrial | 20.1902 | 39.6942 | 59.1919 | 79.1511 | 99.9306 | 121.1455 | 141.6842 | 161.1037 | 178.7509 | 193.9724 | 206.3513 | 215.8347 | 222.8268 | 227.8401 | 231.1515 | 234.2126 | 236.4605 | 238.6706 | 240.8527 | 243.0134 | 243.0134
| Residential | 36.4802 | 77.4632 | 123.6971 | 175.445 | 231.6682 | 291.681 | 353.0681 | 415.3153 | 474.4035 | 530.0253 | 584.2646 | 636.4797 | 684.8083 | 732.9796 | 779.6382 | 824.2395 | 864.9132 | 894.8959 | 907.9055 | 920.2683 | 920.2683
| Total | 93.1254 | 192.112 | 300.5018 | 417.1738 | 542.3006 | 674.9904 | 809.0476 | 940.9935 | 1055.7436 | 1160.0692 | 1257.1505 | 1347.6525 | 1429.6413 | 1507.146 | 1578.6744 | 1645.3694 | 1704.9227 | 1752.7717 | 1782.8069 | 1811.5122 | 1811.5122
Total = 1,812 aMW
Supply Curve
| Sector | 2020: Cost Bundle ($/MWh); 2021: Cumulative 20-Year Potential (aMW)
| All | 2020: Under $5; 2021: 474.3048
| All | 2020: Under $10; 2021: 614.1811
| All | 2020: Under $15; 2021: 796.4342
| All | 2020: Under $20; 2021: 901.5134
| All | 2020: Under $25; 2021: 988.3448
| All | 2020: Under $30; 2021: 1054.815
| All | 2020: Under $35; 2021: 1087.834
| All | 2020: Under $40; 2021: 1171.4723
| All | 2020: Under $45; 2021: 1329.1426
| All | 2020: Under $50; 2021: 1367.1541
| All | 2020: Under $55; 2021: 1403.476
| All | 2020: Under $60; 2021: 1446.4314
| All | 2020: Under $65; 2021: 1475.1163
| All | 2020: Under $70; 2021: 1477.0164
| All | 2020: Under $85; 2021: 1503.6158
| All | 2020: Under $100; 2021: 1587.5168
| All | 2020: Under $115; 2021: 1620.9716
| All | 2020: Under $130; 2021: 1670.2632
| All | 2020: Under $145; 2021: 1670.2632
| All | 2020: Under $160; 2021: 1670.2632
| All | 2020: Over $160; 2021: 1811.5122
Agriculture
Incremental Technical Achievable Potential - aMW at Busbar
| Sector | End Use | 2020 | 2021 | 2022 | 2023 | 2024 | 2025 | 2026 | 2027 | 2028 | 2029 | 2030 | 2031 | 2032 | 2033 | 2034 | 2035 | 2036 | 2037 | 2038 | 2039
| Agricultural | Lighting | 0.64942 | 0.46179 | 0.32526 | 0.25807 | 0.23013 | 0.20479 | 0.17936 | 0.15563 | 0.13367 | 0.11349 | 0.095737 | 0.074781 | 0.058076 | 0.044992 | 0.034908 | 0.027386 | 0.02137 | 0.016789 | 0.013208 | 0.010395
| Agricultural | Irrigation | 2.0846 | 2.1394 | 2.2151 | 2.3178 | 2.4497 | 2.4137 | 2.2154 | 2.1126 | 2.078 | 2.0809 | 2.0972 | 2.0728 | 1.9891 | 1.8291 | 1.594 | 1.3117 | 0.81428 | 0.55819 | 0.34484 | 0.16684
| Agricultural | Motors/Drives | 0.11994 | 0.12125 | 0.12261 | 0.12401 | 0.12539 | 0.11507 | 0.093576 | 0.076098 | 0.061793 | 0.05003 | 0.040534 | 0.032547 | 0.026062 | 0.020853 | 0.016706 | 0.013499 | 0.0001078 | 3.6699e-05 | 1.2025e-05 | 3.8413e-06
| Agricultural | Refrigeration | 0.0086797 | 0.010747 | 0.013275 | 0.015548 | 0.01791 | 0.021163 | 0.023492 | 0.024271 | 0.023129 | 0.020089 | 0.015712 | 0.010902 | 0.0065925 | 0.003409 | 0.0014785 | 0.00052395 | 0.00014859 | 3.2708e-05 | 5.4293e-06 | 6.5806e-07
| Agricultural | Total | 2.8627 | 2.7332 | 2.6762 | 2.7154 | 2.8231 | 2.7547 | 2.5119 | 2.3686 | 2.2966 | 2.2645 | 2.2491 | 2.191 | 2.0798 | 1.8984 | 1.647 | 1.3531 | 0.83591 | 0.57505 | 0.35807 | 0.17724
Cumulative Technical Achievable Potential - aMW at Busbar
| Sector | End Use | 2020 | 2021 | 2022 | 2023 | 2024 | 2025 | 2026 | 2027 | 2028 | 2029 | 2030 | 2031 | 2032 | 2033 | 2034 | 2035 | 2036 | 2037 | 2038 | 2039 | MAX
| Agricultural | Lighting | 0.64942 | 1.1112 | 1.4365 | 1.6945 | 1.9247 | 2.1295 | 2.3088 | 2.4645 | 2.5981 | 2.7116 | 2.8074 | 2.8821 | 2.9402 | 2.9852 | 3.0201 | 3.0475 | 3.0688 | 3.0856 | 3.0988 | 3.1092 | 3.1092
| Agricultural | Irrigation | 2.0846 | 4.2241 | 6.4392 | 8.757 | 11.2067 | 13.6204 | 15.8358 | 17.9484 | 20.0264 | 22.1073 | 24.2044 | 26.2772 | 28.2663 | 30.0954 | 31.6894 | 33.0011 | 33.8154 | 34.3735 | 34.7184 | 34.8852 | 34.8852
| Agricultural | Motors/Drives | 0.11994 | 0.24119 | 0.36381 | 0.48782 | 0.61321 | 0.72828 | 0.82185 | 0.89795 | 0.95974 | 1.0098 | 1.0503 | 1.0829 | 1.1089 | 1.1298 | 1.1464 | 1.1599 | 1.16 | 1.16 | 1.16 | 1.16 | 1.16
| Agricultural | Refrigeration | 0.0086797 | 0.019427 | 0.032702 | 0.04825 | 0.06616 | 0.087323 | 0.11082 | 0.13509 | 0.15822 | 0.1783 | 0.19402 | 0.20492 | 0.21151 | 0.2148 | 0.21572 | 0.21605 | 0.21615 | 0.21617 | 0.21617 | 0.21617 | 0.21617
| Agricultural | Total | 2.8627 | 5.5959 | 8.2721 | 10.9876 | 13.8107 | 16.5654 | 19.0773 | 21.4459 | 23.7424 | 26.007 | 28.2561 | 30.4471 | 32.5269 | 34.4251 | 36.0716 | 37.4245 | 38.2603 | 38.8353 | 39.1934 | 39.3706 | 39.3706
Total = 39 aMW
Supply Curve
| Sector | Cost Bundle ($/MWh) | 2020: Cumulative 20-Year Potential (aMW)
| Agricultural | Under $5 | 2020: 10.7251
| Agricultural | Under $10 | 2020: 23.4638
| Agricultural | Under $15 | 2020: 30.1212
| Agricultural | Under $20 | 2020: 33.6275
| Agricultural | Under $25 | 2020: 35.6045
| Agricultural | Under $30 | 2020: 35.6882
| Agricultural | Under $35 | 2020: 36.0995
| Agricultural | Under $40 | 2020: 36.7485
| Agricultural | Under $45 | 2020: 37.1164
| Agricultural | Under $50 | 2020: 38.262
| Agricultural | Under $55 | 2020: 38.2699
| Agricultural | Under $60 | 2020: 38.3957
| Agricultural | Under $65 | 2020: 38.3957
| Agricultural | Under $70 | 2020: 38.4274
| Agricultural | Under $85 | 2020: 38.5238
| Agricultural | Under $100 | 2020: 39.3214
| Agricultural | Under $115 | 2020: 39.3687
| Agricultural | Under $130 | 2020: 39.3687
| Agricultural | Under $145 | 2020: 39.3687
| Agricultural | Under $160 | 2020: 39.3687
| Agricultural | Over $160 | 2020: 39.3706
Commercial
Incremental Technical Achievable Potential - aMW at Busbar
| Sector | End Use | 2020 | 2021 | 2022 | 2023 | 2024 | 2025 | 2026 | 2027 | 2028 | 2029 | 2030 | 2031 | 2032 | 2033 | 2034 | 2035 | 2036 | 2037 | 2038 | 2039
| Commercial | Lighting | 14.4149 | 15.534 | 16.6149 | 17.3795 | 18.1004 | 18.5096 | 18.5213 | 18.7063 | 18.8291 | 18.7279 | 18.7394 | 18.644 | 18.4026 | 18.2537 | 18.1121 | 18.0502 | 17.9022 | 17.869 | 17.8243 | 17.7912
| Commercial | Compressed Air | 0.25909 | 0.2597 | 0.2616 | 0.26351 | 0.26541 | 0.26731 | 0.26921 | 0.27111 | 0.27302 | 0.27492 | 0.27682 | 0.27872 | 0.28062 | 0.28252 | 0.28443 | 0.28633 | 0.28632 | 0.28631 | 0.28631 | 0.2863
| Commercial | Electronics | 7.2335 | 9.112 | 11.1755 | 12.9517 | 14.7705 | 16.3592 | 17.673 | 18.4081 | 19.0017 | 19.5205 | 20.0381 | 20.3584 | 20.7627 | 21.2638 | 21.8626 | 22.4256 | 22.946 | 23.7173 | 24.5751 | 25.4525
| Commercial | Food Preparation | 0.51074 | 0.66743 | 0.83859 | 1.0127 | 1.1756 | 1.311 | 1.4104 | 1.4759 | 1.5118 | 1.5269 | 1.5295 | 1.5261 | 1.5203 | 1.5145 | 1.5089 | 1.5036 | 1.4958 | 1.4914 | 1.487 | 1.4827
| Commercial | HVAC | 6.6685 | 6.852 | 7.6274 | 8.9166 | 10.6442 | 12.0776 | 13.0249 | 13.9613 | 14.4724 | 14.1898 | 13.5232 | 12.2267 | 10.5794 | 8.8912 | 7.2503 | 5.9061 | 4.6463 | 3.8523 | 3.2887 | 2.9031
| Commercial | Motors/Drives | 0.32539 | 0.38928 | 0.4516 | 0.49047 | 0.5277 | 0.56376 | 0.58941 | 0.62026 | 0.64817 | 0.64899 | 0.66478 | 0.66976 | 0.65962 | 0.65505 | 0.64998 | 0.64882 | 0.64766 | 0.6465 | 0.64534 | 0.64418
| Commercial | Refrigeration | 2.4497 | 2.5135 | 2.591 | 2.6796 | 2.7751 | 2.6179 | 2.2536 | 1.9734 | 1.7586 | 1.5966 | 1.4152 | 1.2675 | 1.1483 | 1.0526 | 0.97601 | 0.9147 | 0.87159 | 0.87159 | 0.87159 | 0.87159
| Commercial | Water Heating | 0.40029 | 0.31984 | 0.26705 | 0.249 | 0.25042 | 0.2503 | 0.24785 | 0.24471 | 0.23983 | 0.23213 | 0.2258 | 0.21665 | 0.20796 | 0.20137 | 0.19606 | 0.19227 | 0.18931 | 0.18781 | 0.18764 | 0.18765
| Commercial | Process Loads | 0.67895 | 0.8521 | 1.0592 | 1.2378 | 1.4161 | 1.6616 | 1.8188 | 1.8447 | 1.7166 | 1.4466 | 1.0833 | 0.69991 | 0.36754 | 0.12878 | 0 | 0 | 0 | 0 | 0 | 0
| Commercial | Total | 32.9411 | 36.4998 | 40.8869 | 45.1809 | 49.9253 | 53.6183 | 55.8084 | 57.5058 | 58.4513 | 58.1641 | 57.4962 | 55.8877 | 53.929 | 52.2436 | 50.8404 | 49.9276 | 48.9853 | 48.9222 | 49.1659 | 49.6192
Cumulative Technical Achievable Potential - aMW at Busbar
| Sector | End Use | 2020 | 2021 | 2022 | 2023 | 2024 | 2025 | 2026 | 2027 | 2028 | 2029 | 2030 | 2031 | 2032 | 2033 | 2034 | 2035 | 2036 | 2037 | 2038 | 2039 | MAX
| Commercial | Lighting | 14.4149 | 28.1605 | 42.3997 | 57.36 | 72.2186 | 87.4292 | 101.5747 | 112.6857 | 121.8152 | 129.0142 | 135.6813 | 142.228 | 148.6352 | 154.9849 | 161.278 | 167.5839 | 173.8836 | 180.0985 | 186.1365 | 192.076 | 192.076
| Commercial | Compressed Air | 0.25909 | 0.5188 | 0.7804 | 1.0439 | 1.3093 | 1.5766 | 1.8458 | 2.1169 | 2.39 | 2.6649 | 2.9417 | 3.2204 | 3.501 | 3.7836 | 4.068 | 4.3456 | 4.5965 | 4.8473 | 5.0982 | 5.349 | 5.349
| Commercial | Electronics | 7.2335 | 16.3454 | 27.5209 | 37.944 | 48.992 | 61.0799 | 73.9729 | 87.2915 | 90.3803 | 92.3482 | 94.1796 | 95.9006 | 97.5287 | 98.8386 | 100.1288 | 101.4148 | 102.6964 | 103.9738 | 105.247 | 106.5159 | 106.5159
| Commercial | Food Preparation | 0.51074 | 1.1782 | 2.0168 | 3.0295 | 4.2051 | 5.5161 | 6.9265 | 8.4024 | 9.9142 | 11.4411 | 12.9706 | 14.4967 | 16.0169 | 17.5264 | 18.374 | 18.374 | 18.374 | 18.374 | 18.374 | 18.374 | 18.374
| Commercial | HVAC | 6.6685 | 13.5204 | 21.1474 | 30.0465 | 40.6227 | 52.5924 | 65.4611 | 79.1892 | 93.2894 | 107.0179 | 119.6342 | 130.9359 | 140.7077 | 148.794 | 155.159 | 160.1486 | 163.2713 | 165.762 | 167.8564 | 169.8523 | 169.8523
| Commercial | Motors/Drives | 0.32539 | 0.71466 | 1.1663 | 1.6567 | 2.1844 | 2.7482 | 3.3376 | 3.9579 | 4.5668 | 5.0891 | 5.6259 | 6.1668 | 6.6982 | 7.2256 | 7.7486 | 8.2709 | 8.7927 | 9.3139 | 9.8044 | 10.0031 | 10.0031
| Commercial | Refrigeration | 2.4497 | 4.9632 | 7.5541 | 10.2338 | 13.0088 | 15.6267 | 17.8803 | 19.8538 | 21.3481 | 22.0815 | 22.6278 | 22.896 | 22.896 | 22.896 | 22.896 | 22.896 | 22.896 | 22.896 | 22.896 | 22.896 | 22.896
| Commercial | Water Heating | 0.40029 | 0.72013 | 0.98718 | 1.2362 | 1.4866 | 1.7369 | 1.9799 | 2.198 | 2.4147 | 2.6178 | 2.812 | 3.002 | 3.1909 | 3.2853 | 3.3188 | 3.3299 | 3.3411 | 3.3526 | 3.3643 | 3.3763 | 3.3763
| Commercial | Process Loads | 0.67895 | 1.5311 | 2.5903 | 3.8281 | 5.2441 | 6.9058 | 8.7246 | 10.5693 | 12.2859 | 13.5559 | 13.5559 | 13.5559 | 13.5559 | 13.5559 | 13.5559 | 13.5559 | 13.5559 | 13.5559 | 13.5559 | 13.5559 | 13.5559
| Commercial | Total | 32.9411 | 67.6524 | 106.1631 | 146.3787 | 189.2717 | 235.2119 | 281.7033 | 326.2648 | 358.4047 | 385.8307 | 410.0292 | 432.4025 | 452.7307 | 470.8905 | 486.5272 | 499.9196 | 511.4076 | 522.1741 | 532.3328 | 541.9985 | 541.9985
Total = 542 aMW
Supply Curve
| Sector | Cost Bundle ($/MWh) | 2020: Cumulative 20-Year Potential (aMW)
| Commercial | Under $5 | 2020: 151.6848
| Commercial | Under $10 | 2020: 219.1979
| Commercial | Under $15 | 2020: 295.9694
| Commercial | Under $20 | 2020: 363.7508
| Commercial | Under $25 | 2020: 371.0033
| Commercial | Under $30 | 2020: 393.7196
| Commercial | Under $35 | 2020: 404.8631
| Commercial | Under $40 | 2020: 425.6865
| Commercial | Under $45 | 2020: 454.0658
| Commercial | Under $50 | 2020: 489.1497
| Commercial | Under $55 | 2020: 502.3692
| Commercial | Under $60 | 2020: 507.362
| Commercial | Under $65 | 2020: 512.2594
| Commercial | Under $70 | 2020: 512.5427
| Commercial | Under $85 | 2020: 517.4144
| Commercial | Under $100 | 2020: 518.2762
| Commercial | Under $115 | 2020: 521.9252
| Commercial | Under $130 | 2020: 527.1234
| Commercial | Under $145 | 2020: 527.1234
| Commercial | Under $160 | 2020: 527.1234
| Commercial | Over $160 | 2020: 541.9985
Industrial
Incremental Technical Achievable Potential - aMW at Busbar
| Sector | End Use | 2020 | 2021 | 2022 | 2023 | 2024 | 2025 | 2026 | 2027 | 2028 | 2029 | 2030 | 2031 | 2032 | 2033 | 2034 | 2035 | 2036 | 2037 | 2038 | 2039
| Industrial | Compressed air | 0.34445 | 0.29156 | 0.25341 | 0.23443 | 0.22616 | 0.20151 | 0.16408 | 0.13342 | 0.10834 | 0.08788 | 0.071203 | 0.0565 | 0.044841 | 0.035593 | 0.028256 | 0.022435 | 0.004969 | 0.0038232 | 0.0029603 | 0.0022994
| Industrial | Energy Management | 7.9915 | 8.6976 | 9.5489 | 10.2979 | 11.0581 | 11.7746 | 11.8868 | 11.5877 | 10.7464 | 9.3768 | 7.6563 | 5.8752 | 4.3256 | 3.1876 | 2.4811 | 2.106 | 1.6774 | 1.6408 | 1.6321 | 1.6305
| Industrial | Lighting | 5.4887 | 3.8472 | 2.6633 | 2.0742 | 1.8173 | 1.5726 | 1.3472 | 1.1446 | 0.96567 | 0.80991 | 0.67581 | 0.52633 | 0.4099 | 0.31923 | 0.24862 | 0.19362 | 0.15079 | 0.11744 | 0.091462 | 0.07123
| Industrial | Motors | 0 | 0 | 0 | 0 | 0 | 0 | 0 | 0 | 0 | 0 | 0 | 0 | 0 | 0 | 0 | 0 | 0 | 0 | 0 | 0
| Industrial | Fans | 0.52966 | 0.62894 | 0.74862 | 0.85391 | 0.96078 | 1.098 | 1.1794 | 1.1898 | 1.1136 | 0.95464 | 0.73964 | 0.51075 | 0.31011 | 0.16389 | 0.075576 | 0.031644 | 0.006392 | 0.0014018 | 0.00023432 | 2.968e-05
| Industrial | Pumps | 1.6456 | 1.6456 | 1.6456 | 1.6456 | 1.6456 | 1.481 | 1.1848 | 0.94784 | 0.75827 | 0.60662 | 0.48529 | 0.38823 | 0.31059 | 0.24847 | 0.19878 | 0.15902 | 0.0010846 | 0.00038737 | 0.00013206 | 4.3063e-05
| Industrial | Transformers | 0 | 0 | 0 | 0 | 0 | 0 | 0 | 0 | 0 | 0 | 0 | 0 | 0 | 0 | 0 | 0 | 0 | 0 | 0 | 0
| Industrial | Misc | 0 | 0 | 0 | 0 | 0 | 0 | 0 | 0 | 0 | 0 | 0 | 0 | 0 | 0 | 0 | 0 | 0 | 0 | 0 | 0
| Industrial | Hi-Tech | 0.26865 | 0.28258 | 0.29937 | 0.31414 | 0.32914 | 0.32896 | 0.3054 | 0.27888 | 0.2458 | 0.20559 | 0.16109 | 0.11751 | 0.080191 | 0.052338 | 0.034079 | 0.023219 | 0.001025 | 0.00024244 | 4.8473e-05 | 9.2499e-06
| Industrial | Low & Med Temp Refr | 2.6352 | 2.6352 | 2.6352 | 2.6352 | 2.6352 | 2.3716 | 1.8973 | 1.5179 | 1.2143 | 0.97143 | 0.77714 | 0.62171 | 0.49737 | 0.3979 | 0.31832 | 0.25465 | 0.0017369 | 0.00062033 | 0.00021148 | 6.896e-05
| Industrial | Metals | 0.0048548 | 0.0048548 | 0.0048548 | 0.0048548 | 0.0048548 | 0.0048548 | 0.0048548 | 0.0048548 | 0.0048548 | 0.0048548 | 0.0048548 | 0.0048548 | 0.0048548 | 0.0048548 | 0.0048548 | 0.0048548 | 0.0048548 | 0.0048548 | 0.0048548 | 0.0048548
| Industrial | Pulp | 0.22011 | 0.22011 | 0.22011 | 0.22011 | 0.22011 | 0.22011 | 0.22011 | 0.22011 | 0.22011 | 0.22011 | 0.22011 | 0.22011 | 0.22011 | 0.22011 | 0.22011 | 0.22011 | 0.22011 | 0.22011 | 0.22011 | 0.22011
| Industrial | Paper | 0.23179 | 0.23179 | 0.23179 | 0.23179 | 0.23179 | 0.23179 | 0.23179 | 0.23179 | 0.23179 | 0.23179 | 0.23179 | 0.23179 | 0.23179 | 0.23179 | 0.23179 | 0.23179 | 0.23179 | 0.23179 | 0.23179 | 0.23179
| Industrial | Material Handling | 0.51626 | 0.63388 | 0.77568 | 0.90045 | 1.0271 | 1.2008 | 1.3173 | 1.3457 | 1.2681 | 1.0901 | 0.84355 | 0.57891 | 0.34642 | 0.17738 | 0.0761 | 0.026736 | 0.0075002 | 0.0016347 | 0.0002687 | 3.2253e-05
| Industrial | Wood | 0.31344 | 0.38485 | 0.47094 | 0.54669 | 0.62357 | 0.72903 | 0.79976 | 0.81701 | 0.76993 | 0.66182 | 0.51214 | 0.35147 | 0.21032 | 0.10769 | 0.046203 | 0.016232 | 0.0045536 | 0.00099249 | 0.00016314 | 1.9582e-05
| Industrial | Total | 20.1902 | 19.5041 | 19.4977 | 19.9592 | 20.7796 | 21.2148 | 20.5388 | 19.4195 | 17.6472 | 15.2215 | 12.3789 | 9.4834 | 6.9921 | 5.1469 | 3.9638 | 3.2903 | 2.3122 | 2.2241 | 2.1843 | 2.161
Cumulative Technical Achievable Potential - aMW at Busbar
| Sector | End Use | 2020 | 2021 | 2022 | 2023 | 2024 | 2025 | 2026 | 2027 | 2028 | 2029 | 2030 | 2031 | 2032 | 2033 | 2034 | 2035 | 2036 | 2037 | 2038 | 2039 | MAX
| Industrial | Compressed air | 0.34445 | 0.636 | 0.88942 | 1.1238 | 1.35 | 1.5515 | 1.7156 | 1.849 | 1.9574 | 2.0452 | 2.1164 | 2.1729 | 2.2178 | 2.2534 | 2.2816 | 2.3041 | 2.309 | 2.3129 | 2.3158 | 2.3181 | 0
| Industrial | Energy Management | 7.9915 | 16.6892 | 26.2381 | 36.536 | 47.5941 | 59.3687 | 71.2556 | 82.8432 | 93.5896 | 102.9664 | 110.6227 | 116.4979 | 120.8235 | 123.9176 | 125.9419 | 127.8874 | 129.5198 | 131.1508 | 132.7813 | 134.4116 | 0
| Industrial | Lighting | 5.4887 | 9.3359 | 11.9992 | 14.0733 | 15.8906 | 17.4632 | 18.8103 | 19.9549 | 20.9206 | 21.7305 | 22.4063 | 22.9326 | 23.3425 | 23.6618 | 23.9104 | 24.104 | 24.2548 | 24.3722 | 24.4637 | 24.5349 | 0
| Industrial | Motors | 0 | 0 | 0 | 0 | 0 | 0 | 0 | 0 | 0 | 0 | 0 | 0 | 0 | 0 | 0 | 0 | 0 | 0 | 0 | 0 | 0
| Industrial | Fans | 0.52966 | 1.1586 | 1.9072 | 2.7611 | 3.7219 | 4.8199 | 5.9993 | 7.1891 | 8.3027 | 9.2573 | 9.997 | 10.5077 | 10.8178 | 10.9686 | 10.9799 | 10.989 | 10.9891 | 10.9891 | 10.9891 | 10.9891 | 0
| Industrial | Pumps | 1.6456 | 3.2911 | 4.9367 | 6.5822 | 8.2278 | 9.7088 | 10.8936 | 11.8414 | 12.5997 | 13.2063 | 13.6916 | 14.0798 | 14.3904 | 14.6389 | 14.8376 | 14.9967 | 14.9977 | 14.9981 | 14.9983 | 14.9983 | 0
| Industrial | Transformers | 0 | 0 | 0 | 0 | 0 | 0 | 0 | 0 | 0 | 0 | 0 | 0 | 0 | 0 | 0 | 0 | 0 | 0 | 0 | 0 | 0
| Industrial | Misc | 0 | 0 | 0 | 0 | 0 | 0 | 0 | 0 | 0 | 0 | 0 | 0 | 0 | 0 | 0 | 0 | 0 | 0 | 0 | 0 | 0
| Industrial | Hi-Tech | 0.26865 | 0.55122 | 0.85059 | 1.1647 | 1.4939 | 1.8228 | 2.1282 | 2.4071 | 2.6529 | 2.8585 | 3.0196 | 3.1371 | 3.2173 | 3.2678 | 3.2929 | 3.3129 | 3.3131 | 3.3131 | 3.3131 | 3.3131 | 0
| Industrial | Low & Med Temp Refr | 2.6352 | 5.2703 | 7.9055 | 10.5406 | 13.1758 | 15.5475 | 17.4448 | 18.9626 | 20.1769 | 21.1483 | 21.9255 | 22.5472 | 23.0446 | 23.4425 | 23.7608 | 24.0154 | 24.0172 | 24.0178 | 24.018 | 24.0181 | 0
| Industrial | Metals | 0.0048548 | 0.0097096 | 0.014564 | 0.019419 | 0.024274 | 0.029129 | 0.033984 | 0.038838 | 0.043693 | 0.048548 | 0.053403 | 0.058257 | 0.063112 | 0.067967 | 0.072822 | 0.077677 | 0.082531 | 0.087386 | 0.092241 | 0.097096 | 0
| Industrial | Pulp | 0.22011 | 0.44021 | 0.66032 | 0.88042 | 1.1005 | 1.3206 | 1.5407 | 1.7608 | 1.9809 | 2.2011 | 2.4212 | 2.6413 | 2.8614 | 3.0815 | 3.3016 | 3.5217 | 3.7418 | 3.9619 | 4.182 | 4.4021 | 0
| Industrial | Paper | 0.23179 | 0.46358 | 0.69537 | 0.92715 | 1.1589 | 1.3907 | 1.6225 | 1.8543 | 2.0861 | 2.3179 | 2.5497 | 2.7815 | 3.0132 | 3.245 | 3.4768 | 3.7086 | 3.9404 | 4.1722 | 4.404 | 4.6358 | 0
| Industrial | Material Handling | 0.51626 | 1.1501 | 1.9258 | 2.8263 | 3.8533 | 5.0541 | 6.3714 | 7.7171 | 8.9852 | 10.0753 | 10.9188 | 11.4977 | 11.8442 | 12.006 | 12.006 | 12.006 | 12.006 | 12.006 | 12.006 | 12.006 | 0
| Industrial | Wood | 0.31344 | 0.69829 | 1.1692 | 1.7159 | 2.3395 | 3.0685 | 3.8683 | 4.6853 | 5.4552 | 6.117 | 6.6292 | 6.9806 | 7.191 | 7.2892 | 7.2892 | 7.2892 | 7.2892 | 7.2892 | 7.2892 | 7.2892 | 0
| Industrial | Total | 20.1902 | 39.6942 | 59.1919 | 79.1511 | 99.9306 | 121.1455 | 141.6842 | 161.1037 | 178.7509 | 193.9724 | 206.3513 | 215.8347 | 222.8268 | 227.8401 | 231.1515 | 234.2126 | 236.4605 | 238.6706 | 240.8527 | 243.0134 | 0
Total = 243 aMW
Supply Curve
| Sector | Cost Bundle ($/MWh) | 2020: Cumulative 20-Year Potential (aMW)
| Industrial | Under $5 | 2020: 74.3304
| Industrial | Under $10 | 2020: 97.2344
| Industrial | Under $15 | 2020: 149.9161
| Industrial | Under $20 | 2020: 174.7222
| Industrial | Under $25 | 2020: 234.2009
| Industrial | Under $30 | 2020: 235.1465
| Industrial | Under $35 | 2020: 238.8026
| Industrial | Under $40 | 2020: 238.8026
| Industrial | Under $45 | 2020: 238.8026
| Industrial | Under $50 | 2020: 238.8026
| Industrial | Under $55 | 2020: 238.8026
| Industrial | Under $60 | 2020: 238.8026
| Industrial | Under $65 | 2020: 242.5259
| Industrial | Under $70 | 2020: 242.5259
| Industrial | Under $85 | 2020: 243.0134
| Industrial | Under $100 | 2020: 243.0134
| Industrial | Under $115 | 2020: 243.0134
| Industrial | Under $130 | 2020: 243.0134
| Industrial | Under $145 | 2020: 243.0134
| Industrial | Under $160 | 2020: 243.0134
| Industrial | Over $160 | 2020: 243.0134
Residential
Incremental Technical Achievable Potential - aMW at Busbar
| Sector | End Use | 2020 | 2021 | 2022 | 2023 | 2024 | 2025 | 2026 | 2027 | 2028 | 2029 | 2030 | 2031 | 2032 | 2033 | 2034 | 2035 | 2036 | 2037 | 2038 | 2039
| Residential | Water Heating | 5.7319 | 7.6489 | 9.9229 | 12.4768 | 15.144 | 17.4099 | 19.0311 | 20.4136 | 21.4589 | 22.2089 | 22.6513 | 22.7804 | 22.6257 | 24.9596 | 24.6554 | 24.2132 | 23.7474 | 23.3006 | 22.928 | 22.5855
| Residential | HVAC | 21.5106 | 23.1286 | 24.8026 | 26.468 | 28.021 | 27.6135 | 25.4872 | 23.6812 | 22.0867 | 20.7065 | 19.5125 | 18.4684 | 17.5204 | 16.7776 | 16.1963 | 17.5065 | 15.9963 | 15.714 | 15.4694 | 15.2321
| Residential | Dryer | 0.35171 | 0.47465 | 0.58996 | 0.70013 | 0.80242 | 0.90134 | 0.99267 | 1.0757 | 1.1514 | 1.2258 | 1.2969 | 1.3601 | 1.4138 | 1.4691 | 1.5218 | 1.572 | 1.8244 | 1.7964 | 1.7753 | 1.7611
| Residential | Electronics | 3.0018 | 3.0856 | 3.5034 | 4.4278 | 6.0684 | 7.4564 | 8.7509 | 9.746 | 10.2667 | 10.2752 | 9.7937 | 8.9221 | 7.8178 | 6.7007 | 5.6759 | 4.8044 | 4.1162 | 3.6105 | 3.4901 | 3.4842
| Residential | Whole Bldg/Meter Level | 0.66561 | 0.82978 | 1.027 | 1.2071 | 1.3971 | 1.6516 | 1.8342 | 1.9018 | 1.8317 | 1.6368 | 1.3555 | 1.0472 | 0.77448 | 0.58862 | 0.49153 | 0.46153 | 0.46755 | 0.48895 | 0.51096 | 0.52925
| Residential | Lighting | 4.7731 | 5.3094 | 5.7694 | 6.1707 | 6.4972 | 6.785 | 7.0142 | 7.1728 | 7.7533 | 7.7761 | 7.7988 | 7.8028 | 7.7693 | 7.7614 | 7.7504 | 7.7373 | 7.7014 | 7.6736 | 7.6498 | 7.625
| Residential | Food Preparation | 0.44553 | 0.50465 | 0.55455 | 0.59852 | 0.63497 | 0.66709 | 0.69099 | 0.70768 | 0.71895 | 0.74622 | 0.75191 | 0.75379 | 0.74996 | 0.7486 | 0.74742 | 0.74705 | 0.74698 | 0.74472 | 0.7446 | 0.74263
| Residential | Refrigeration | 0 | 0.001456 | 0.069 | 0.18544 | 0.32844 | 0.49867 | 0.6877 | 0.88587 | 1.0817 | 1.2682 | 1.4323 | 1.5622 | 1.6512 | 1.714 | 1.7518 | 2.1069 | 2.0777 | 2.0529 | 2.0333 | 2.0083
| Residential | Total | 36.4802 | 40.983 | 46.2387 | 52.2345 | 58.8935 | 62.9835 | 64.489 | 65.5847 | 66.3493 | 65.8437 | 64.593 | 62.697 | 60.3227 | 60.7196 | 58.7905 | 59.1489 | 56.6779 | 55.3816 | 54.6014 | 53.9681
Cumulative Technical Achievable Potential - aMW at Busbar
| Sector | End Use | 2020 | 2021 | 2022 | 2023 | 2024 | 2025 | 2026 | 2027 | 2028 | 2029 | 2030 | 2031 | 2032 | 2033 | 2034 | 2035 | 2036 | 2037 | 2038 | 2039 | MAX
| Residential | Water Heating | 5.7319 | 13.3807 | 23.3036 | 35.7804 | 50.9244 | 68.332 | 87.2888 | 107.6188 | 129.0171 | 151.1798 | 173.6387 | 196.3135 | 218.9034 | 243.8621 | 268.4201 | 291.9788 | 314.3575 | 334.311 | 338.2498 | 341.6335 | 341.6335
| Residential | HVAC | 21.5106 | 44.6392 | 69.4417 | 95.9097 | 123.9307 | 151.5442 | 177.0314 | 200.6945 | 222.6487 | 243.2161 | 262.6005 | 280.7172 | 296.5635 | 311.2799 | 325.8511 | 339.6729 | 350.9575 | 354.3268 | 356.8145 | 359.3048 | 359.3048
| Residential | Dryer | 0.35171 | 0.82636 | 1.4163 | 2.1164 | 2.9189 | 3.8202 | 4.8129 | 5.8886 | 7.04 | 8.2658 | 9.5627 | 10.9228 | 12.3366 | 13.8057 | 15.3275 | 16.8995 | 18.7239 | 20.5203 | 22.2957 | 24.0568 | 24.0568
| Residential | Electronics | 3.0018 | 6.0874 | 9.586 | 13.5272 | 16.9253 | 21.4133 | 27.1366 | 33.8915 | 41.2039 | 48.5551 | 55.4557 | 61.4966 | 66.1648 | 69.5057 | 71.8841 | 73.5727 | 74.8201 | 75.7469 | 76.6138 | 77.4193 | 77.4193
| Residential | Whole Bldg/Meter Level | 0.66561 | 1.4954 | 2.5224 | 3.7295 | 5.1266 | 6.7782 | 8.6124 | 10.5143 | 12.346 | 13.9828 | 15.3383 | 16.3854 | 17.1599 | 17.7485 | 18.2401 | 18.7016 | 19.1691 | 19.6581 | 20.1691 | 20.6983 | 20.6983
| Residential | Lighting | 4.7731 | 10.0825 | 15.8519 | 22.0226 | 28.5198 | 35.3048 | 42.3189 | 49.249 | 52.906 | 53.7241 | 54.5606 | 55.3977 | 56.2086 | 57.018 | 57.8297 | 58.6467 | 59.4662 | 60.2885 | 61.1134 | 61.9412 | 61.9412
| Residential | Food Preparation | 0.44553 | 0.95018 | 1.5047 | 2.1032 | 2.7382 | 3.4053 | 4.0963 | 4.802 | 5.5035 | 6.0951 | 6.6694 | 7.2458 | 7.8202 | 8.3952 | 8.9705 | 9.5466 | 10.1217 | 10.6957 | 11.2687 | 11.8395 | 11.8395
| Residential | Refrigeration | 0 | 0.001456 | 0.070456 | 0.25589 | 0.58434 | 1.083 | 1.7707 | 2.6566 | 3.7383 | 5.0065 | 6.4388 | 8.0006 | 9.6512 | 11.3643 | 13.1151 | 15.2207 | 17.2971 | 19.3486 | 21.3805 | 23.3748 | 23.3748
| Residential | Total | 36.4802 | 77.4632 | 123.6971 | 175.445 | 231.6682 | 291.681 | 353.0681 | 415.3153 | 474.4035 | 530.0253 | 584.2646 | 636.4797 | 684.8083 | 732.9796 | 779.6382 | 824.2395 | 864.9132 | 894.8959 | 907.9055 | 920.2683 | 920.2683
Total = 920 aMW
Supply Curve
| Sector | Cost Bundle ($/MWh) | 2020: Cumulative 20-Year Potential (aMW)
| Residential | Under $5 | 2020: #VALUE!
| Residential | Under $10 | 2020: #VALUE!
| Residential | Under $15 | 2020: #VALUE!
| Residential | Under $20 | 2020: #VALUE!
| Residential | Under $25 | 2020: #VALUE!
| Residential | Under $30 | 2020: #VALUE!
| Residential | Under $35 | 2020: #VALUE!
| Residential | Under $40 | 2020: #VALUE!
| Residential | Under $45 | 2020: #VALUE!
| Residential | Under $50 | 2020: #VALUE!
| Residential | Under $55 | 2020: #VALUE!
| Residential | Under $60 | 2020: #VALUE!
| Residential | Under $65 | 2020: #VALUE!
| Residential | Under $70 | 2020: #VALUE!
| Residential | Under $85 | 2020: #VALUE!
| Residential | Under $100 | 2020: #VALUE!
| Residential | Under $115 | 2020: #VALUE!
| Residential | Under $130 | 2020: #VALUE!
| Residential | Under $145 | 2020: #VALUE!
| Residential | Under $160 | 2020: #VALUE!
| Residential | Over $160 | 2020: #VALUE!
Utility
Incremental Technical Achievable Potential - aMW at Busbar
| Sector | Measure Category | 2020 | 2021 | 2022 | 2023 | 2024 | 2025 | 2026 | 2027 | 2028 | 2029 | 2030 | 2031 | 2032 | 2033 | 2034 | 2035 | 2036 | 2037 | 2038 | 2039
| Utility | 1 - LDC voltage control method | #VALUE! | #VALUE! | #VALUE! | #VALUE! | #VALUE! | #VALUE! | #VALUE! | #VALUE! | #VALUE! | #VALUE! | #VALUE! | #VALUE! | #VALUE! | #VALUE! | #VALUE! | #VALUE! | #VALUE! | #VALUE! | #VALUE! | #VALUE!
| Utility | 3 - Major system improvements | #VALUE! | #VALUE! | #VALUE! | #VALUE! | #VALUE! | #VALUE! | #VALUE! | #VALUE! | #VALUE! | #VALUE! | #VALUE! | #VALUE! | #VALUE! | #VALUE! | #VALUE! | #VALUE! | #VALUE! | #VALUE! | #VALUE! | #VALUE!
| Utility | 2 - Light system improvements | #VALUE! | #VALUE! | #VALUE! | #VALUE! | #VALUE! | #VALUE! | #VALUE! | #VALUE! | #VALUE! | #VALUE! | #VALUE! | #VALUE! | #VALUE! | #VALUE! | #VALUE! | #VALUE! | #VALUE! | #VALUE! | #VALUE! | #VALUE!
| Utility | 4 - EOL voltage control method | #VALUE! | #VALUE! | #VALUE! | #VALUE! | #VALUE! | #VALUE! | #VALUE! | #VALUE! | #VALUE! | #VALUE! | #VALUE! | #VALUE! | #VALUE! | #VALUE! | #VALUE! | #VALUE! | #VALUE! | #VALUE! | #VALUE! | #VALUE!
Cumulative Technical Achievable Potential - aMW at Busbar
| Sector | Measure Category | 2020 | 2021 | 2022 | 2023 | 2024 | 2025 | 2026 | 2027 | 2028 | 2029 | 2030 | 2031 | 2032 | 2033 | 2034 | 2035 | 2036 | 2037 | 2038 | 2039
| Utility | 1 - LDC voltage control method | #VALUE! | #VALUE! | #VALUE! | #VALUE! | #VALUE! | #VALUE! | #VALUE! | #VALUE! | #VALUE! | #VALUE! | #VALUE! | #VALUE! | #VALUE! | #VALUE! | #VALUE! | #VALUE! | #VALUE! | #VALUE! | #VALUE! | #VALUE!
| Utility | 3 - Major system improvements | #VALUE! | #VALUE! | #VALUE! | #VALUE! | #VALUE! | #VALUE! | #VALUE! | #VALUE! | #VALUE! | #VALUE! | #VALUE! | #VALUE! | #VALUE! | #VALUE! | #VALUE! | #VALUE! | #VALUE! | #VALUE! | #VALUE! | #VALUE!
| Utility | 2 - Light system improvements | #VALUE! | #VALUE! | #VALUE! | #VALUE! | #VALUE! | #VALUE! | #VALUE! | #VALUE! | #VALUE! | #VALUE! | #VALUE! | #VALUE! | #VALUE! | #VALUE! | #VALUE! | #VALUE! | #VALUE! | #VALUE! | #VALUE! | #VALUE!
| Utility | 4 - EOL voltage control method | #VALUE! | #VALUE! | #VALUE! | #VALUE! | #VALUE! | #VALUE! | #VALUE! | #VALUE! | #VALUE! | #VALUE! | #VALUE! | #VALUE! | #VALUE! | #VALUE! | #VALUE! | #VALUE! | #VALUE! | #VALUE! | #VALUE! | #VALUE!
Supply Curve
| Sector | Cost Bundle ($/MWh) | 2020: Cumulative 20-Year Potential (aMW)
| Utility | Under $5 | 2020: 38.2289
| Utility | Under $10 | 2020: 38.2289
| Utility | Under $15 | 2020: 38.2289
| Utility | Under $20 | 2020: 38.2289
| Utility | Under $25 | 2020: 38.2289
| Utility | Under $30 | 2020: 38.2289
| Utility | Under $35 | 2020: 38.2289
| Utility | Under $40 | 2020: 38.2289
| Utility | Under $45 | 2020: 55.4471
| Utility | Under $50 | 2020: 55.4471
| Utility | Under $55 | 2020: 55.4471
| Utility | Under $60 | 2020: 64.6281
| Utility | Under $65 | 2020: 64.6281
| Utility | Under $70 | 2020: 64.6281
| Utility | Under $85 | 2020: 64.6281
| Utility | Under $100 | 2020: 64.6281
| Utility | Under $115 | 2020: 64.6281
| Utility | Under $130 | 2020: 64.6281
| Utility | Under $145 | 2020: 64.6281
| Utility | Under $160 | 2020: 64.6281
| Utility | Over $160 | 2020: 66.8614

## Top Measures - BPA
Savings by Measure Category - BPA CPA
|  |  | Sector | Residential
| Measure Category | Residential Cumulative 20-Year Achievable Technical Potential (aMW) | Measure Category | Sum of Cumulative_aMW_2039
1 | HPWH | 254.548 | HPWH | 254.548
2 | ResWx | 137.7283 | ResWx | 137.7283
3 | DHP | 78.5306 | DHP | 78.5306
4 | Lighting | 59.5312 | Advanced Power Strips | 63.0469
5 | Advanced Power Strips | 63.0469 | Lighting | 59.5312
6 | ASHP | 36.3303 | DHP Ducted | 42.8013
7 | DHP Ducted | 42.8013 | ASHP | 36.3303
8 | Showerheads | 22.2437 | Clothes Dryer | 24.0568
9 | Refrigerator | 23.3337 | Refrigerator | 23.3337
10 | Clothes Dryer | 24.0568 | Controls Commissioning and Sizing | 23.0998
11 | Controls Commissioning and Sizing | 23.0998 | Clothes Washer | 22.4231
12 | Solar Water Heater | 22.4145 | Solar Water Heater | 22.4145
13 | Clothes Washer | 22.4231 | Showerheads | 22.2437
14 | Behavior | 17.7725 | Behavior | 17.7725
15 | GSHP | 13.9083 | GSHP | 13.9083
16 | Duct Sealing | 12.6634 | Aerator | 13.7514
17 | Aerator | 13.7514 | Duct Sealing | 12.6634
18 | Computer | 11.971 | Computer | 11.971
19 | Electric Oven | 10.4258 | Electric Oven | 10.4258
20 | Heat Recovery Ventilation | 9.9693 | Heat Recovery Ventilation | 9.9693
| WasteWater Heat Recovery | 6.2528 | WasteWater Heat Recovery | 6.2528
| WIFI enabled tstats | 4.2734 | WIFI enabled tstats | 4.2734
| EV Supply Equip | 2.9258 | EV Supply Equip | 2.9258
| LF Lighting | 2.41 | LF Lighting | 2.41
| Monitor | 2.4014 | Monitor | 2.4014
| Microwave | 1.4137 | Microwave | 1.4137
| Freezer | 0.041167 | Freezer | 0.041167
| Dishwasher | 0 | Dishwasher | 0
| 0 | 0
| 0 | 0
| 0 | 0
| 0 | 0
| 0 | 0
| 0 | 0
| 0 | 0
| 0 | 0
| 0 | 0
| 0 | 0
| 0 | 0
| 0 | 0
| 0 | 0
| 0 | 0
| 0 | 0
| 0 | 0

## Measure Level CPA Results
BPA CPA Measure Output
TRC Cost Bundle ($/MWh) | UCT Cost Bundle ($/MWh) | Measure Category | Levelized Cost Bundle | Selected Levelized Cost ($/MWh) | End Use | Urban or Rural | Supply Curve Tab Name | ProCost Reference Tab | Sector | Segment | Measure Application | Utility System Net Levelized Cost (Net of T&D Capacity Benefits, Act Credit & Risk-Mitigation) in mills/kWh | TRC Net Levelized Cost (Net of All Benefits) in mills/kWh | Primary Electric Loadshape | Primary Gas Loadshape | Incremental_aMW_2020 | Incremental_aMW_2021 | Incremental_aMW_2022 | Incremental_aMW_2023 | Incremental_aMW_2024 | Incremental_aMW_2025 | Incremental_aMW_2026 | Incremental_aMW_2027 | Incremental_aMW_2028 | Incremental_aMW_2029 | Incremental_aMW_2030 | Incremental_aMW_2031 | Incremental_aMW_2032 | Incremental_aMW_2033 | Incremental_aMW_2034 | Incremental_aMW_2035 | Incremental_aMW_2036 | Incremental_aMW_2037 | Incremental_aMW_2038 | Incremental_aMW_2039 | aMW_MAX | Cumulative 20-Year Achievable Technical Potential - aMW | Cumulative_aMW_2020 | Cumulative_aMW_2021 | Cumulative_aMW_2022 | Cumulative_aMW_2023 | Cumulative_aMW_2024 | Cumulative_aMW_2025 | Cumulative_aMW_2026 | Cumulative_aMW_2027 | Cumulative_aMW_2028 | Cumulative_aMW_2029 | Cumulative_aMW_2030 | Cumulative_aMW_2031 | Cumulative_aMW_2032 | Cumulative_aMW_2033 | Cumulative_aMW_2034 | Cumulative_aMW_2035 | Cumulative_aMW_2036 | Cumulative_aMW_2037 | Cumulative_aMW_2038 | Cumulative_aMW_2039
Under $45 | Under $25 | Lighting | Under $45 | 40.9054 | Lighting | n/a | SC-Retro | M_Input | Agricultural | Idaho | 35-44W LED fixture & NEW Photocell_Replacing_100W HID fixture | 23.6791 | 40.9054 | S-All-Lgt-Streetlight-All-All-U |  | 0.010056 | 0.0070565 | 0.0048912 | 0.0038147 | 0.0033476 | 0.0029018 | 0.0024904 | 0.00212 | 0.0017923 | 0.0015064 | 0.0012598 | 0.00098331 | 0.0007676 | 0.00059925 | 0.00046786 | 0.00036529 | 0.000285 | 0.00022245 | 0.00017363 | 0.00013553 | 0.047211 | 0.045237 | 0.010056 | 0.017113 | 0.022004 | 0.025819 | 0.029166 | 0.032068 | 0.034558 | 0.036678 | 0.038471 | 0.039977 | 0.041237 | 0.04222 | 0.042988 | 0.043587 | 0.044055 | 0.04442 | 0.044705 | 0.044928 | 0.045101 | 0.045237
Under $25 | Under $15 | Lighting | Under $25 | 22.3356 | Lighting | n/a | SC-Retro | M_Input | Agricultural | Idaho | 35-44W LED fixture & NEW Photocell_Replacing_150W HID fixture | 11.9338 | 22.3356 | S-All-Lgt-Streetlight-All-All-U |  | 0.017112 | 0.012008 | 0.0083231 | 0.0064914 | 0.0056964 | 0.0049378 | 0.0042379 | 0.0036075 | 0.0030498 | 0.0025633 | 0.0021437 | 0.0016733 | 0.0013062 | 0.0010197 | 0.00079613 | 0.0006216 | 0.00048497 | 0.00037854 | 0.00029546 | 0.00023062 | 0.080337 | 0.076977 | 0.017112 | 0.02912 | 0.037443 | 0.043934 | 0.049631 | 0.054568 | 0.058806 | 0.062414 | 0.065463 | 0.068027 | 0.07017 | 0.071844 | 0.07315 | 0.07417 | 0.074966 | 0.075587 | 0.076072 | 0.076451 | 0.076746 | 0.076977
Under $15 | Under $10 | Lighting | Under $15 | 10.3788 | Lighting | n/a | SC-Retro | M_Input | Agricultural | Idaho | 35-44W LED fixture & NEW Photocell_Replacing_175W MH fixture | 8.6102 | 10.3788 | S-All-Lgt-Streetlight-All-All-U |  | 0.021416 | 0.015028 | 0.010416 | 0.008124 | 0.0071291 | 0.0061797 | 0.0053037 | 0.0045148 | 0.0038169 | 0.003208 | 0.0026828 | 0.0020941 | 0.0016347 | 0.0012762 | 0.00099636 | 0.00077794 | 0.00060694 | 0.00047374 | 0.00036977 | 0.00028862 | 0.10054 | 0.096338 | 0.021416 | 0.036444 | 0.04686 | 0.054984 | 0.062113 | 0.068293 | 0.073597 | 0.078111 | 0.081928 | 0.085136 | 0.087819 | 0.089913 | 0.091548 | 0.092824 | 0.09382 | 0.094598 | 0.095205 | 0.095679 | 0.096049 | 0.096338
Under $50 | Under $25 | Lighting | Under $50 | 46.4552 | Lighting | n/a | SC-Retro | M_Input | Agricultural | Idaho | 35-44W LED fixture & NEW Photocell_Replacing_175W MV fixture | 23.6791 | 46.4552 | S-All-Lgt-Streetlight-All-All-U |  | 0.010056 | 0.0070565 | 0.0048912 | 0.0038147 | 0.0033476 | 0.0029018 | 0.0024904 | 0.00212 | 0.0017923 | 0.0015064 | 0.0012598 | 0.00098331 | 0.0007676 | 0.00059925 | 0.00046786 | 0.00036529 | 0.000285 | 0.00022245 | 0.00017363 | 0.00013553 | 0.047211 | 0.045237 | 0.010056 | 0.017113 | 0.022004 | 0.025819 | 0.029166 | 0.032068 | 0.034558 | 0.036678 | 0.038471 | 0.039977 | 0.041237 | 0.04222 | 0.042988 | 0.043587 | 0.044055 | 0.04442 | 0.044705 | 0.044928 | 0.045101 | 0.045237
Under $20 | Under $10 | Lighting | Under $20 | 18.2388 | Lighting | n/a | SC-Retro | M_Input | Agricultural | Idaho | 35-44W LED fixture & NEW Photocell_Replacing_200W HID fixture | 7.0691 | 18.2388 | S-All-Lgt-Streetlight-All-All-U |  | 0.024002 | 0.016843 | 0.011674 | 0.0091052 | 0.0079902 | 0.0069261 | 0.0059443 | 0.00506 | 0.0042778 | 0.0035955 | 0.0030068 | 0.002347 | 0.0018321 | 0.0014303 | 0.0011167 | 0.00087189 | 0.00068024 | 0.00053096 | 0.00041443 | 0.00032348 | 0.11269 | 0.10797 | 0.024002 | 0.040845 | 0.052519 | 0.061625 | 0.069615 | 0.076541 | 0.082485 | 0.087545 | 0.091823 | 0.095418 | 0.098425 | 0.10077 | 0.1026 | 0.10403 | 0.10515 | 0.10602 | 0.1067 | 0.10723 | 0.10765 | 0.10797
Under $45 | Under $25 | Lighting | Under $45 | 40.9054 | Lighting | n/a | SC-Retro | M_Input | Agricultural | Montana | 35-44W LED fixture & NEW Photocell_Replacing_100W HID fixture | 23.6791 | 40.9054 | S-All-Lgt-Streetlight-All-All-U |  | 0.0042504 | 0.003002 | 0.0020941 | 0.0016438 | 0.001452 | 0.0012669 | 0.0010945 | 0.00093789 | 0.00079817 | 0.0006753 | 0.00056847 | 0.00044664 | 0.00035093 | 0.00027574 | 0.00021666 | 0.00017023 | 0.00013362 | 0.00010493 | 8.2402e-05 | 6.4703e-05 | 0.02254 | 0.019629 | 0.0042504 | 0.0072524 | 0.0093465 | 0.01099 | 0.012442 | 0.013709 | 0.014804 | 0.015742 | 0.01654 | 0.017215 | 0.017783 | 0.01823 | 0.018581 | 0.018857 | 0.019073 | 0.019244 | 0.019377 | 0.019482 | 0.019565 | 0.019629
Under $25 | Under $15 | Lighting | Under $25 | 22.3356 | Lighting | n/a | SC-Retro | M_Input | Agricultural | Montana | 35-44W LED fixture & NEW Photocell_Replacing_150W HID fixture | 11.9338 | 22.3356 | S-All-Lgt-Streetlight-All-All-U |  | 0.0072327 | 0.0051083 | 0.0035634 | 0.0027972 | 0.0024707 | 0.0021558 | 0.0018625 | 0.001596 | 0.0013582 | 0.0011491 | 0.00096733 | 0.00076002 | 0.00059716 | 0.0004692 | 0.00036867 | 0.00028968 | 0.00022737 | 0.00017856 | 0.00014022 | 0.0001101 | 0.038355 | 0.033402 | 0.0072327 | 0.012341 | 0.015904 | 0.018702 | 0.021172 | 0.023328 | 0.025191 | 0.026787 | 0.028145 | 0.029294 | 0.030261 | 0.031021 | 0.031618 | 0.032088 | 0.032456 | 0.032746 | 0.032973 | 0.033152 | 0.033292 | 0.033402
Under $15 | Under $10 | Lighting | Under $15 | 10.3788 | Lighting | n/a | SC-Retro | M_Input | Agricultural | Montana | 35-44W LED fixture & NEW Photocell_Replacing_175W MH fixture | 8.6102 | 10.3788 | S-All-Lgt-Streetlight-All-All-U |  | 0.0090518 | 0.0063931 | 0.0044596 | 0.0035007 | 0.0030921 | 0.002698 | 0.0023309 | 0.0019974 | 0.0016998 | 0.0014381 | 0.0012106 | 0.00095117 | 0.00074735 | 0.00058721 | 0.0004614 | 0.00036254 | 0.00028456 | 0.00022347 | 0.00017548 | 0.00013779 | 0.048001 | 0.041803 | 0.0090518 | 0.015445 | 0.019905 | 0.023405 | 0.026497 | 0.029195 | 0.031526 | 0.033524 | 0.035223 | 0.036662 | 0.037872 | 0.038823 | 0.039571 | 0.040158 | 0.040619 | 0.040982 | 0.041266 | 0.04149 | 0.041665 | 0.041803
Under $50 | Under $25 | Lighting | Under $50 | 46.4552 | Lighting | n/a | SC-Retro | M_Input | Agricultural | Montana | 35-44W LED fixture & NEW Photocell_Replacing_175W MV fixture | 23.6791 | 46.4552 | S-All-Lgt-Streetlight-All-All-U |  | 0.0042504 | 0.003002 | 0.0020941 | 0.0016438 | 0.001452 | 0.0012669 | 0.0010945 | 0.00093789 | 0.00079817 | 0.0006753 | 0.00056847 | 0.00044664 | 0.00035093 | 0.00027574 | 0.00021666 | 0.00017023 | 0.00013362 | 0.00010493 | 8.2402e-05 | 6.4703e-05 | 0.02254 | 0.019629 | 0.0042504 | 0.0072524 | 0.0093465 | 0.01099 | 0.012442 | 0.013709 | 0.014804 | 0.015742 | 0.01654 | 0.017215 | 0.017783 | 0.01823 | 0.018581 | 0.018857 | 0.019073 | 0.019244 | 0.019377 | 0.019482 | 0.019565 | 0.019629
Under $20 | Under $10 | Lighting | Under $20 | 18.2388 | Lighting | n/a | SC-Retro | M_Input | Agricultural | Montana | 35-44W LED fixture & NEW Photocell_Replacing_200W HID fixture | 7.0691 | 18.2388 | S-All-Lgt-Streetlight-All-All-U |  | 0.010145 | 0.0071653 | 0.0049982 | 0.0039235 | 0.0034656 | 0.0030239 | 0.0026124 | 0.0022386 | 0.0019051 | 0.0016118 | 0.0013568 | 0.001066 | 0.00083761 | 0.00065813 | 0.00051712 | 0.00040632 | 0.00031892 | 0.00025046 | 0.00019668 | 0.00015444 | 0.053799 | 0.046852 | 0.010145 | 0.01731 | 0.022308 | 0.026232 | 0.029698 | 0.032721 | 0.035334 | 0.037572 | 0.039477 | 0.041089 | 0.042446 | 0.043512 | 0.04435 | 0.045008 | 0.045525 | 0.045931 | 0.04625 | 0.046501 | 0.046697 | 0.046852
Under $45 | Under $25 | Lighting | Under $45 | 40.9054 | Lighting | n/a | SC-Retro | M_Input | Agricultural | Washington | 35-44W LED fixture & NEW Photocell_Replacing_100W HID fixture | 23.6791 | 40.9054 | S-All-Lgt-Streetlight-All-All-U |  | 0.036575 | 0.025954 | 0.018182 | 0.014334 | 0.012708 | 0.011213 | 0.009717 | 0.0083476 | 0.0071234 | 0.0060401 | 0.0051304 | 0.0040424 | 0.003186 | 0.0025107 | 0.0019776 | 0.0015692 | 0.0012317 | 0.00097076 | 0.00076497 | 0.00060272 | 0.20996 | 0.17218 | 0.036575 | 0.06253 | 0.080711 | 0.095046 | 0.10775 | 0.11897 | 0.12868 | 0.13703 | 0.14415 | 0.15019 | 0.15532 | 0.15937 | 0.16255 | 0.16506 | 0.16704 | 0.16861 | 0.16984 | 0.17081 | 0.17158 | 0.17218
Under $25 | Under $15 | Lighting | Under $25 | 22.3356 | Lighting | n/a | SC-Retro | M_Input | Agricultural | Washington | 35-44W LED fixture & NEW Photocell_Replacing_150W HID fixture | 11.9338 | 22.3356 | S-All-Lgt-Streetlight-All-All-U |  | 0.062238 | 0.044165 | 0.030939 | 0.024391 | 0.021624 | 0.01908 | 0.016535 | 0.014205 | 0.012121 | 0.010278 | 0.0087301 | 0.0068788 | 0.0054214 | 0.0042723 | 0.0033652 | 0.0026702 | 0.002096 | 0.0016519 | 0.0013017 | 0.0010256 | 0.35728 | 0.29299 | 0.062238 | 0.1064 | 0.13734 | 0.16173 | 0.18336 | 0.20244 | 0.21897 | 0.23318 | 0.2453 | 0.25558 | 0.26431 | 0.27119 | 0.27661 | 0.28088 | 0.28424 | 0.28691 | 0.28901 | 0.29066 | 0.29196 | 0.29299
Under $15 | Under $10 | Lighting | Under $15 | 10.3788 | Lighting | n/a | SC-Retro | M_Input | Agricultural | Washington | 35-44W LED fixture & NEW Photocell_Replacing_175W MH fixture | 8.6102 | 10.3788 | S-All-Lgt-Streetlight-All-All-U |  | 0.077892 | 0.055273 | 0.038721 | 0.030526 | 0.027062 | 0.023879 | 0.020694 | 0.017777 | 0.01517 | 0.012863 | 0.010926 | 0.0086089 | 0.0067849 | 0.0053468 | 0.0042116 | 0.0033418 | 0.0026232 | 0.0020674 | 0.0016291 | 0.0012836 | 0.44714 | 0.36668 | 0.077892 | 0.13316 | 0.17189 | 0.20241 | 0.22947 | 0.25335 | 0.27405 | 0.29182 | 0.30699 | 0.31986 | 0.33078 | 0.33939 | 0.34618 | 0.35152 | 0.35574 | 0.35908 | 0.3617 | 0.36377 | 0.3654 | 0.36668
Under $50 | Under $25 | Lighting | Under $50 | 46.4552 | Lighting | n/a | SC-Retro | M_Input | Agricultural | Washington | 35-44W LED fixture & NEW Photocell_Replacing_175W MV fixture | 23.6791 | 46.4552 | S-All-Lgt-Streetlight-All-All-U |  | 0.036575 | 0.025954 | 0.018182 | 0.014334 | 0.012708 | 0.011213 | 0.009717 | 0.0083476 | 0.0071234 | 0.0060401 | 0.0051304 | 0.0040424 | 0.003186 | 0.0025107 | 0.0019776 | 0.0015692 | 0.0012317 | 0.00097076 | 0.00076497 | 0.00060272 | 0.20996 | 0.17218 | 0.036575 | 0.06253 | 0.080711 | 0.095046 | 0.10775 | 0.11897 | 0.12868 | 0.13703 | 0.14415 | 0.15019 | 0.15532 | 0.15937 | 0.16255 | 0.16506 | 0.16704 | 0.16861 | 0.16984 | 0.17081 | 0.17158 | 0.17218
Under $20 | Under $10 | Lighting | Under $20 | 18.2388 | Lighting | n/a | SC-Retro | M_Input | Agricultural | Washington | 35-44W LED fixture & NEW Photocell_Replacing_200W HID fixture | 7.0691 | 18.2388 | S-All-Lgt-Streetlight-All-All-U |  | 0.087299 | 0.061949 | 0.043397 | 0.034213 | 0.030331 | 0.026763 | 0.023193 | 0.019924 | 0.017002 | 0.014417 | 0.012245 | 0.0096486 | 0.0076044 | 0.0059926 | 0.0047203 | 0.0037454 | 0.00294 | 0.002317 | 0.0018259 | 0.0014386 | 0.50114 | 0.41097 | 0.087299 | 0.14925 | 0.19264 | 0.22686 | 0.25719 | 0.28395 | 0.30714 | 0.32707 | 0.34407 | 0.35849 | 0.37073 | 0.38038 | 0.38799 | 0.39398 | 0.3987 | 0.40244 | 0.40538 | 0.4077 | 0.40953 | 0.41097
Under $45 | Under $25 | Lighting | Under $45 | 40.9054 | Lighting | n/a | SC-Retro | M_Input | Agricultural | Oregon | 35-44W LED fixture & NEW Photocell_Replacing_100W HID fixture | 23.6791 | 40.9054 | S-All-Lgt-Streetlight-All-All-U |  | 0.027737 | 0.019677 | 0.013786 | 0.010874 | 0.0096423 | 0.0085221 | 0.0073873 | 0.0063504 | 0.0054171 | 0.0045965 | 0.0039107 | 0.0030824 | 0.0024308 | 0.0019168 | 0.0015103 | 0.0012009 | 0.00094235 | 0.00074313 | 0.00058594 | 0.00046192 | 0.16091 | 0.13077 | 0.027737 | 0.047414 | 0.0612 | 0.072074 | 0.081716 | 0.090238 | 0.097626 | 0.10398 | 0.10939 | 0.11399 | 0.1179 | 0.12098 | 0.12341 | 0.12533 | 0.12684 | 0.12804 | 0.12898 | 0.12973 | 0.13031 | 0.13077
Under $25 | Under $15 | Lighting | Under $25 | 22.3356 | Lighting | n/a | SC-Retro | M_Input | Agricultural | Oregon | 35-44W LED fixture & NEW Photocell_Replacing_150W HID fixture | 11.9338 | 22.3356 | S-All-Lgt-Streetlight-All-All-U |  | 0.047199 | 0.033482 | 0.023459 | 0.018504 | 0.016408 | 0.014502 | 0.012571 | 0.010806 | 0.009218 | 0.0078216 | 0.0066546 | 0.0052451 | 0.0041364 | 0.0032617 | 0.0025701 | 0.0020435 | 0.0016036 | 0.0012645 | 0.00099706 | 0.00078603 | 0.27382 | 0.22253 | 0.047199 | 0.080682 | 0.10414 | 0.12264 | 0.13905 | 0.15355 | 0.16612 | 0.17693 | 0.18615 | 0.19397 | 0.20062 | 0.20587 | 0.21001 | 0.21327 | 0.21584 | 0.21788 | 0.21948 | 0.22075 | 0.22175 | 0.22253
Under $15 | Under $10 | Lighting | Under $15 | 10.3788 | Lighting | n/a | SC-Retro | M_Input | Agricultural | Oregon | 35-44W LED fixture & NEW Photocell_Replacing_175W MH fixture | 8.6102 | 10.3788 | S-All-Lgt-Streetlight-All-All-U |  | 0.05907 | 0.041904 | 0.029359 | 0.023158 | 0.020535 | 0.018149 | 0.015732 | 0.013524 | 0.011536 | 0.0097888 | 0.0083283 | 0.0065643 | 0.0051768 | 0.0040821 | 0.0032165 | 0.0025575 | 0.0020069 | 0.0015826 | 0.0012478 | 0.00098373 | 0.34269 | 0.2785 | 0.05907 | 0.10097 | 0.13033 | 0.15349 | 0.17403 | 0.19217 | 0.20791 | 0.22143 | 0.23297 | 0.24276 | 0.25108 | 0.25765 | 0.26283 | 0.26691 | 0.27012 | 0.27268 | 0.27469 | 0.27627 | 0.27752 | 0.2785
Under $50 | Under $25 | Lighting | Under $50 | 46.4552 | Lighting | n/a | SC-Retro | M_Input | Agricultural | Oregon | 35-44W LED fixture & NEW Photocell_Replacing_175W MV fixture | 23.6791 | 46.4552 | S-All-Lgt-Streetlight-All-All-U |  | 0.027737 | 0.019677 | 0.013786 | 0.010874 | 0.0096423 | 0.0085221 | 0.0073873 | 0.0063504 | 0.0054171 | 0.0045965 | 0.0039107 | 0.0030824 | 0.0024308 | 0.0019168 | 0.0015103 | 0.0012009 | 0.00094235 | 0.00074313 | 0.00058594 | 0.00046192 | 0.16091 | 0.13077 | 0.027737 | 0.047414 | 0.0612 | 0.072074 | 0.081716 | 0.090238 | 0.097626 | 0.10398 | 0.10939 | 0.11399 | 0.1179 | 0.12098 | 0.12341 | 0.12533 | 0.12684 | 0.12804 | 0.12898 | 0.12973 | 0.13031 | 0.13077
Under $20 | Under $10 | Lighting | Under $20 | 18.2388 | Lighting | n/a | SC-Retro | M_Input | Agricultural | Oregon | 35-44W LED fixture & NEW Photocell_Replacing_200W HID fixture | 7.0691 | 18.2388 | S-All-Lgt-Streetlight-All-All-U |  | 0.066204 | 0.046965 | 0.032905 | 0.025955 | 0.023015 | 0.020341 | 0.017632 | 0.015157 | 0.01293 | 0.010971 | 0.0093342 | 0.0073571 | 0.005802 | 0.0045751 | 0.0036049 | 0.0028663 | 0.0022492 | 0.0017737 | 0.0013985 | 0.0011025 | 0.38407 | 0.31214 | 0.066204 | 0.11317 | 0.14607 | 0.17203 | 0.19504 | 0.21538 | 0.23302 | 0.24817 | 0.2611 | 0.27207 | 0.28141 | 0.28877 | 0.29457 | 0.29914 | 0.30275 | 0.30561 | 0.30786 | 0.30964 | 0.31104 | 0.31214
Under $10 | Under $5 | Irrigation Pressure | Under $10 | 6.2419 | Irrigation | n/a | SC-Retro | M_Input | Agricultural | Idaho | Convert Medium Pressure Center Pivot to Low pressure system | 3.7155 | 6.2419 | A-Irr-Irr-Irrigation-All-All-E |  | 0.0040928 | 0.0081904 | 0.014561 | 0.02372 | 0.03606 | 0.051735 | 0.070502 | 0.091573 | 0.11349 | 0.13412 | 0.1508 | 0.16079 | 0.16184 | 0.15293 | 0.13479 | 0.11 | 0.082368 | 0.056143 | 0.034474 | 0.016574 | 1.6574 | 1.6088 | 0.0040928 | 0.012283 | 0.026844 | 0.050564 | 0.086624 | 0.13836 | 0.20886 | 0.30043 | 0.41392 | 0.54804 | 0.69884 | 0.85963 | 1.0215 | 1.1744 | 1.3092 | 1.4192 | 1.5016 | 1.5577 | 1.5922 | 1.6088
Under $10 | Under $10 | Irrigation Pressure | Under $10 | 8.4484 | Irrigation | n/a | SC-Retro | M_Input | Agricultural | Idaho | Convert High Pressure Center Pivot to Low pressure system | 5.6875 | 8.4484 | A-Irr-Irr-Irrigation-All-All-E |  | 0.0016732 | 0.0033484 | 0.0059528 | 0.009697 | 0.014742 | 0.02115 | 0.028823 | 0.037437 | 0.046397 | 0.05483 | 0.061651 | 0.065734 | 0.066163 | 0.06252 | 0.055106 | 0.044971 | 0.033674 | 0.022952 | 0.014094 | 0.0067759 | 0.67759 | 0.65769 | 0.0016732 | 0.0050216 | 0.010974 | 0.020671 | 0.035414 | 0.056564 | 0.085386 | 0.12282 | 0.16922 | 0.22405 | 0.2857 | 0.35144 | 0.4176 | 0.48012 | 0.53522 | 0.5802 | 0.61387 | 0.63682 | 0.65092 | 0.65769
Under $50 | Under $30 | Irrigation Pressure | Under $50 | 48.6546 | Irrigation | n/a | SC-Retro | M_Input | Agricultural | Idaho | Convert wheel line systems to low pressure systems on alfalfa acreage | 27.2052 | 48.6546 | A-Irr-Irr-Irrigation-All-All-E |  | 0.00088915 | 0.0017794 | 0.0031633 | 0.005153 | 0.007834 | 0.011239 | 0.015316 | 0.019894 | 0.024656 | 0.029137 | 0.032762 | 0.034931 | 0.035159 | 0.033223 | 0.029283 | 0.023898 | 0.017894 | 0.012197 | 0.0074894 | 0.0036007 | 0.36007 | 0.3495 | 0.00088915 | 0.0026685 | 0.0058318 | 0.010985 | 0.018819 | 0.030058 | 0.045374 | 0.065269 | 0.089924 | 0.11906 | 0.15182 | 0.18675 | 0.22191 | 0.25514 | 0.28442 | 0.30832 | 0.32621 | 0.33841 | 0.3459 | 0.3495
Under $40 | Under $10 | Irrigation Pressure | Under $40 | 35.7025 | Irrigation | n/a | SC-Retro | M_Input | Agricultural | Idaho | Convert hand line systems to low pressure systems on alfalfa acreage | 6.2781 | 35.7025 | A-Irr-Irr-Irrigation-All-All-E |  | 0.00030119 | 0.00060273 | 0.0010715 | 0.0017455 | 0.0026537 | 0.0038072 | 0.0051883 | 0.0067389 | 0.0083518 | 0.0098697 | 0.011098 | 0.011832 | 0.01191 | 0.011254 | 0.0099194 | 0.008095 | 0.0060615 | 0.0041316 | 0.002537 | 0.0012197 | 0.12197 | 0.11839 | 0.00030119 | 0.00090393 | 0.0019755 | 0.003721 | 0.0063747 | 0.010182 | 0.01537 | 0.022109 | 0.030461 | 0.04033 | 0.051428 | 0.06326 | 0.07517 | 0.086424 | 0.096344 | 0.10444 | 0.1105 | 0.11463 | 0.11717 | 0.11839
Under $15 | Under $10 | Irrigation Pressure | Under $15 | 10.7632 | Irrigation | n/a | SC-Retro | M_Input | Agricultural | Montana | Convert Medium Pressure Center Pivot to Low pressure system | 6.4188 | 10.7632 | A-Irr-Irr-Irrigation-All-All-E |  | 0.0001311 | 0.00026407 | 0.00047246 | 0.00077461 | 0.0011853 | 0.0017118 | 0.0023482 | 0.0030703 | 0.0038304 | 0.0045566 | 0.0051573 | 0.0055349 | 0.0056074 | 0.0053329 | 0.0047306 | 0.0038851 | 0.0029267 | 0.0020071 | 0.0012399 | 0.0005997 | 0.05997 | 0.055367 | 0.0001311 | 0.00039517 | 0.00086763 | 0.0016422 | 0.0028276 | 0.0045394 | 0.0068876 | 0.0099579 | 0.013788 | 0.018345 | 0.023502 | 0.029037 | 0.034645 | 0.039977 | 0.044708 | 0.048593 | 0.05152 | 0.053527 | 0.054767 | 0.055367
Under $15 | Under $10 | Irrigation Pressure | Under $15 | 14.7689 | Irrigation | n/a | SC-Retro | M_Input | Agricultural | Montana | Convert High Pressure Center Pivot to Low pressure system | 9.9424 | 14.7689 | A-Irr-Irr-Irrigation-All-All-E |  | 5.5459e-05 | 0.00011171 | 0.00019986 | 0.00032768 | 0.00050142 | 0.00072412 | 0.00099335 | 0.0012988 | 0.0016203 | 0.0019275 | 0.0021817 | 0.0023414 | 0.002372 | 0.0022559 | 0.0020011 | 0.0016435 | 0.001238 | 0.00084904 | 0.00052451 | 0.00025368 | 0.025368 | 0.023421 | 5.5459e-05 | 0.00016717 | 0.00036703 | 0.0006947 | 0.0011961 | 0.0019202 | 0.0029136 | 0.0042124 | 0.0058327 | 0.0077603 | 0.0099419 | 0.012283 | 0.014655 | 0.016911 | 0.018912 | 0.020556 | 0.021794 | 0.022643 | 0.023167 | 0.023421
Under $70 | Under $40 | Irrigation Pressure | Under $70 | 65.3737 | Irrigation | n/a | SC-Retro | M_Input | Agricultural | Montana | Convert wheel line systems to low pressure systems on alfalfa acreage | 36.5536 | 65.3737 | A-Irr-Irr-Irrigation-All-All-E |  | 7.4997e-05 | 0.00015106 | 0.00027027 | 0.00044312 | 0.00067807 | 0.00097923 | 0.0013433 | 0.0017564 | 0.0021912 | 0.0026066 | 0.0029502 | 0.0031662 | 0.0032077 | 0.0030507 | 0.0027061 | 0.0022225 | 0.0016742 | 0.0011482 | 0.00070929 | 0.00034306 | 0.034306 | 0.031672 | 7.4997e-05 | 0.00022606 | 0.00049633 | 0.00093945 | 0.0016175 | 0.0025967 | 0.00394 | 0.0056964 | 0.0078876 | 0.010494 | 0.013444 | 0.016611 | 0.019818 | 0.022869 | 0.025575 | 0.027798 | 0.029472 | 0.03062 | 0.031329 | 0.031672
Under $60 | Under $15 | Irrigation Pressure | Under $60 | 56.3245 | Irrigation | n/a | SC-Retro | M_Input | Agricultural | Montana | Convert hand line systems to low pressure systems on alfalfa acreage | 14.0591 | 56.3245 | A-Irr-Irr-Irrigation-All-All-E |  | 1.7966e-05 | 3.6187e-05 | 6.4744e-05 | 0.00010615 | 0.00016243 | 0.00023458 | 0.00032179 | 0.00042074 | 0.00052491 | 0.00062442 | 0.00070674 | 0.00075848 | 0.00076841 | 0.0007308 | 0.00064827 | 0.0005324 | 0.00040106 | 0.00027504 | 0.00016991 | 8.218e-05 | 0.008218 | 0.0075872 | 1.7966e-05 | 5.4153e-05 | 0.0001189 | 0.00022505 | 0.00038748 | 0.00062206 | 0.00094385 | 0.0013646 | 0.0018895 | 0.0025139 | 0.0032207 | 0.0039791 | 0.0047476 | 0.0054784 | 0.0061266 | 0.006659 | 0.0070601 | 0.0073351 | 0.007505 | 0.0075872
Under $5 | Under $5 | Irrigation Pressure | Under $5 | 4.0105 | Irrigation | n/a | SC-Retro | M_Input | Agricultural | Washington | Convert Medium Pressure Center Pivot to Low pressure system | 2.2473 | 4.0105 | A-Irr-Irr-Irrigation-All-All-E |  | 0.0047476 | 0.0096078 | 0.017263 | 0.028425 | 0.043657 | 0.063756 | 0.087732 | 0.115 | 0.14386 | 0.17151 | 0.19587 | 0.21082 | 0.21423 | 0.20435 | 0.18172 | 0.15071 | 0.11354 | 0.07814 | 0.04844 | 0.023509 | 2.3509 | 2.1069 | 0.0047476 | 0.014355 | 0.031618 | 0.060044 | 0.1037 | 0.16746 | 0.25519 | 0.37019 | 0.51405 | 0.68556 | 0.88143 | 1.0922 | 1.3065 | 1.5108 | 1.6925 | 1.8433 | 1.9568 | 2.0349 | 2.0834 | 2.1069
Under $10 | Under $5 | Irrigation Pressure | Under $10 | 5.8454 | Irrigation | n/a | SC-Retro | M_Input | Agricultural | Washington | Convert High Pressure Center Pivot to Low pressure system | 3.9351 | 5.8454 | A-Irr-Irr-Irrigation-All-All-E |  | 0.0025471 | 0.0051547 | 0.0092617 | 0.015251 | 0.023422 | 0.034206 | 0.047069 | 0.061699 | 0.077182 | 0.092016 | 0.10509 | 0.11311 | 0.11494 | 0.10963 | 0.097493 | 0.080857 | 0.060914 | 0.041923 | 0.025989 | 0.012613 | 1.2613 | 1.1304 | 0.0025471 | 0.0077018 | 0.016964 | 0.032214 | 0.055636 | 0.089842 | 0.13691 | 0.19861 | 0.27579 | 0.36781 | 0.4729 | 0.586 | 0.70094 | 0.81057 | 0.90807 | 0.98892 | 1.0498 | 1.0918 | 1.1177 | 1.1304
Under $15 | Under $10 | Irrigation Pressure | Under $15 | 12.7002 | Irrigation | n/a | SC-Retro | M_Input | Agricultural | Washington | Convert wheel line systems to low pressure systems on alfalfa acreage | 5.0423 | 12.7002 | A-Irr-Irr-Irrigation-All-All-E |  | 0.0010971 | 0.0022203 | 0.0039892 | 0.0065688 | 0.010089 | 0.014733 | 0.020274 | 0.026575 | 0.033244 | 0.039634 | 0.045264 | 0.048717 | 0.049507 | 0.047222 | 0.041993 | 0.034827 | 0.026237 | 0.018057 | 0.011194 | 0.0054325 | 0.54325 | 0.48687 | 0.0010971 | 0.0033174 | 0.0073066 | 0.013875 | 0.023964 | 0.038697 | 0.058971 | 0.085546 | 0.11879 | 0.15842 | 0.20369 | 0.2524 | 0.30191 | 0.34913 | 0.39113 | 0.42595 | 0.45219 | 0.47025 | 0.48144 | 0.48687
Under $20 | Under $5 | Irrigation Pressure | Under $20 | 19.4808 | Irrigation | n/a | SC-Retro | M_Input | Agricultural | Washington | Convert hand line systems to low pressure systems on alfalfa acreage | 1.8909 | 19.4808 | A-Irr-Irr-Irrigation-All-All-E |  | 0.00029999 | 0.0006071 | 0.0010908 | 0.0017961 | 0.0027586 | 0.0040286 | 0.0055436 | 0.0072666 | 0.0090902 | 0.010837 | 0.012377 | 0.013321 | 0.013537 | 0.012912 | 0.011482 | 0.009523 | 0.0071742 | 0.0049375 | 0.0030608 | 0.0014855 | 0.14855 | 0.13313 | 0.00029999 | 0.00090709 | 0.0019979 | 0.003794 | 0.0065526 | 0.010581 | 0.016125 | 0.023391 | 0.032482 | 0.043319 | 0.055696 | 0.069017 | 0.082554 | 0.095466 | 0.10695 | 0.11647 | 0.12365 | 0.12858 | 0.13164 | 0.13313
Under $100 | Under $60 | Irrigation Pressure | Under $100 | 89.2479 | Irrigation | n/a | SC-Retro | M_Input | Agricultural | Oregon | Convert Medium Pressure Center Pivot to Low pressure system | 58.9854 | 89.2479 | A-Irr-Irr-Irrigation-All-All-E |  | 0.0017771 | 0.0035952 | 0.0064606 | 0.010644 | 0.016351 | 0.023918 | 0.032921 | 0.043181 | 0.053999 | 0.064422 | 0.073695 | 0.079343 | 0.080679 | 0.077004 | 0.0685 | 0.056928 | 0.042874 | 0.029525 | 0.018314 | 0.0088929 | 0.88929 | 0.79302 | 0.0017771 | 0.0053723 | 0.011833 | 0.022477 | 0.038827 | 0.062745 | 0.095666 | 0.13885 | 0.19285 | 0.25727 | 0.33096 | 0.41031 | 0.49099 | 0.56799 | 0.63649 | 0.69342 | 0.73629 | 0.76582 | 0.78413 | 0.79302
Under $10 | Under $10 | Irrigation Pressure | Under $10 | 7.59 | Irrigation | n/a | SC-Retro | M_Input | Agricultural | Oregon | Convert High Pressure Center Pivot to Low pressure system | 5.1096 | 7.59 | A-Irr-Irr-Irrigation-All-All-E |  | 0.001065 | 0.0021546 | 0.0038718 | 0.0063788 | 0.009799 | 0.014334 | 0.019729 | 0.025879 | 0.032361 | 0.038608 | 0.044166 | 0.04755 | 0.048351 | 0.046149 | 0.041052 | 0.034117 | 0.025694 | 0.017694 | 0.010975 | 0.0053295 | 0.53295 | 0.47526 | 0.001065 | 0.0032196 | 0.0070915 | 0.01347 | 0.023269 | 0.037603 | 0.057333 | 0.083211 | 0.11557 | 0.15418 | 0.19835 | 0.2459 | 0.29425 | 0.3404 | 0.38145 | 0.41557 | 0.44126 | 0.45895 | 0.46993 | 0.47526
Under $20 | Under $10 | Irrigation Pressure | Under $20 | 17.7877 | Irrigation | n/a | SC-Retro | M_Input | Agricultural | Oregon | Convert wheel line systems to low pressure systems on alfalfa acreage | 8.3675 | 17.7877 | A-Irr-Irr-Irrigation-All-All-E |  | 0.00112 | 0.0022659 | 0.0040719 | 0.0067084 | 0.010305 | 0.015075 | 0.020749 | 0.027216 | 0.034033 | 0.040603 | 0.046447 | 0.050007 | 0.050849 | 0.048533 | 0.043173 | 0.03588 | 0.027022 | 0.018608 | 0.011542 | 0.0056048 | 0.56048 | 0.49981 | 0.00112 | 0.003386 | 0.0074579 | 0.014166 | 0.024471 | 0.039546 | 0.060295 | 0.08751 | 0.12154 | 0.16215 | 0.20859 | 0.2586 | 0.30945 | 0.35798 | 0.40116 | 0.43703 | 0.46406 | 0.48266 | 0.49421 | 0.49981
Under $25 | Under $5 | Irrigation Pressure | Under $25 | 23.2084 | Irrigation | n/a | SC-Retro | M_Input | Agricultural | Oregon | Convert hand line systems to low pressure systems on alfalfa acreage | 4.0811 | 23.2084 | A-Irr-Irr-Irrigation-All-All-E |  | 0.00036446 | 0.00073733 | 0.001325 | 0.0021829 | 0.0033533 | 0.0049052 | 0.0067515 | 0.0088558 | 0.011074 | 0.013212 | 0.015114 | 0.016272 | 0.016546 | 0.015792 | 0.014048 | 0.011675 | 0.0087927 | 0.0060551 | 0.0037558 | 0.0018238 | 0.18238 | 0.16264 | 0.00036446 | 0.0011018 | 0.0024267 | 0.0046096 | 0.0079629 | 0.012868 | 0.01962 | 0.028475 | 0.03955 | 0.052762 | 0.067875 | 0.084147 | 0.10069 | 0.11649 | 0.13053 | 0.14221 | 0.151 | 0.15706 | 0.16081 | 0.16264
Under $5 | Under $5 | Dairy | Under $5 | 1.2018 | Motors/Drives | n/a | SC-Retro | M_Input | Agricultural | Idaho FreeStall | VSD - Vacuum Pump | -1.477 | 1.2018 | A-Da-Proc-MilkingSchedule-All-All-S |  | 0.0001282 | 0.0001604 | 0.00019985 | 0.00023674 | 0.00027585 | 0.00032974 | 0.00037119 | 0.00038766 | 0.00037391 | 0.00032755 | 0.00025846 | 0.00018096 | 0.00011027 | 5.7405e-05 | 2.5088e-05 | 8.9238e-06 | 2.5579e-06 | 5.6705e-07 | 9.4776e-08 | 1.1564e-08 | 0.0043048 | 0.0034354 | 0.0001282 | 0.00028861 | 0.00048846 | 0.0007252 | 0.001001 | 0.0013308 | 0.001702 | 0.0020896 | 0.0024635 | 0.0027911 | 0.0030496 | 0.0032305 | 0.0033408 | 0.0033982 | 0.0034233 | 0.0034322 | 0.0034348 | 0.0034353 | 0.0034354 | 0.0034354
Under $5 | Under $5 | Dairy | Under $5 | 1.2013 | Refrigeration | n/a | SC-Retro | M_Input | Agricultural | Idaho FreeStall | Plate Milk Pre-cooler | -1.4773 | 1.2013 | A-Da-Proc-MilkingSchedule-All-All-S |  | 0.0013477 | 0.0016862 | 0.0021008 | 0.0024886 | 0.0028997 | 0.0034662 | 0.0039019 | 0.0040751 | 0.0039305 | 0.0034432 | 0.0027169 | 0.0019022 | 0.0011592 | 0.00060343 | 0.00026372 | 9.3806e-05 | 2.6889e-05 | 5.9608e-06 | 9.9627e-07 | 1.2156e-07 | 0.045251 | 0.036113 | 0.0013477 | 0.0030338 | 0.0051347 | 0.0076232 | 0.010523 | 0.013989 | 0.017891 | 0.021966 | 0.025897 | 0.02934 | 0.032057 | 0.033959 | 0.035118 | 0.035721 | 0.035985 | 0.036079 | 0.036106 | 0.036112 | 0.036113 | 0.036113
Under $10 | Under $5 | Dairy | Under $10 | 5.0305 | Lighting | n/a | SC-Retro | M_Input | Agricultural | Idaho FreeStall | Energy Efficient Lighting | 2.2029 | 5.0305 | C-All-Lgt-LPD Int-All-All-E |  | 0.00087311 | 0.0010924 | 0.0013611 | 0.0016122 | 0.0018786 | 0.0022456 | 0.0025279 | 0.0026401 | 0.0025465 | 0.0022307 | 0.0017602 | 0.0012324 | 0.00075098 | 0.00039094 | 0.00017086 | 6.0774e-05 | 1.742e-05 | 3.8618e-06 | 6.4545e-07 | 7.8758e-08 | 0.029317 | 0.023396 | 0.00087311 | 0.0019655 | 0.0033266 | 0.0049388 | 0.0068174 | 0.0090631 | 0.011591 | 0.014231 | 0.016778 | 0.019008 | 0.020768 | 0.022001 | 0.022752 | 0.023143 | 0.023314 | 0.023374 | 0.023392 | 0.023396 | 0.023396 | 0.023396
Under $5 | Under $5 | Dairy | Under $5 | 0.49085 | Motors/Drives | n/a | SC-Retro | M_Input | Agricultural | Idaho TieStall | VSD - Vacuum Pump | -1.9556 | 0.49085 | A-Da-Proc-MilkingSchedule-All-All-S |  | 0.00010011 | 0.00012292 | 0.00015042 | 0.00017461 | 0.00019916 | 0.00023285 | 0.00025544 | 0.00026095 | 0.00024591 | 0.00021138 | 0.00016358 | 0.00011226 | 6.7176e-05 | 3.4396e-05 | 1.4757e-05 | 5.1844e-06 | 1.4544e-06 | 3.1699e-07 | 5.2105e-08 | 6.2544e-09 | 0.0023281 | 0.0023281 | 0.00010011 | 0.00022303 | 0.00037344 | 0.00054805 | 0.00074722 | 0.00098006 | 0.0012355 | 0.0014964 | 0.0017424 | 0.0019537 | 0.0021173 | 0.0022296 | 0.0022967 | 0.0023281 | 0.0023281 | 0.0023281 | 0.0023281 | 0.0023281 | 0.0023281 | 0.0023281
Under $5 | Under $5 | Dairy | Under $5 | 0.51999 | Refrigeration | n/a | SC-Retro | M_Input | Agricultural | Idaho TieStall | Heat Recovery Refrigeration | -1.936 | 0.51999 | A-Da-Proc-MilkingSchedule-All-All-S |  | 0.00055569 | 0.0006823 | 0.00083493 | 0.00096922 | 0.0011055 | 0.0012925 | 0.0014179 | 0.0014485 | 0.001365 | 0.0011733 | 0.00090798 | 0.00062312 | 0.00037288 | 0.00019092 | 8.1913e-05 | 2.8778e-05 | 8.0731e-06 | 1.7596e-06 | 2.8922e-07 | 3.4717e-08 | 0.012923 | 0.012923 | 0.00055569 | 0.001238 | 0.0020729 | 0.0030421 | 0.0041477 | 0.0054401 | 0.006858 | 0.0083065 | 0.0096715 | 0.010845 | 0.011753 | 0.012376 | 0.012749 | 0.012923 | 0.012923 | 0.012923 | 0.012923 | 0.012923 | 0.012923 | 0.012923
Under $5 | Under $5 | Dairy | Under $5 | -0.057143 | Refrigeration | n/a | SC-Retro | M_Input | Agricultural | Idaho TieStall | Plate Milk Pre-Cooler | -2.3245 | -0.057143 | A-Da-Proc-MilkingSchedule-All-All-S |  | 0.0002756 | 0.00033839 | 0.0004141 | 0.0004807 | 0.0005483 | 0.00064103 | 0.00070322 | 0.00071839 | 0.00067699 | 0.00058193 | 0.00045032 | 0.00030905 | 0.00018494 | 9.4691e-05 | 4.0626e-05 | 1.4273e-05 | 4.004e-06 | 8.7268e-07 | 1.4344e-07 | 1.7218e-08 | 0.0064093 | 0.0064093 | 0.0002756 | 0.000614 | 0.0010281 | 0.0015088 | 0.0020571 | 0.0026981 | 0.0034013 | 0.0041197 | 0.0047967 | 0.0053786 | 0.005829 | 0.006138 | 0.006323 | 0.0064093 | 0.0064093 | 0.0064093 | 0.0064093 | 0.0064093 | 0.0064093 | 0.0064093
Under $5 | Under $5 | Dairy | Under $5 | 4.5668 | Lighting | n/a | SC-Retro | M_Input | Agricultural | Idaho TieStall | Energy Efficient Lighting | 1.8907 | 4.5668 | C-All-Lgt-LPD Int-All-All-E |  | 2.6008e-05 | 3.1934e-05 | 3.9078e-05 | 4.5363e-05 | 5.1743e-05 | 6.0493e-05 | 6.6362e-05 | 6.7794e-05 | 6.3887e-05 | 5.4917e-05 | 4.2497e-05 | 2.9165e-05 | 1.7452e-05 | 8.936e-06 | 3.8338e-06 | 1.3469e-06 | 3.7785e-07 | 8.2355e-08 | 1.3537e-08 | 1.6249e-09 | 0.00060485 | 0.00060485 | 2.6008e-05 | 5.7942e-05 | 9.702e-05 | 0.00014238 | 0.00019413 | 0.00025462 | 0.00032098 | 0.00038878 | 0.00045266 | 0.00050758 | 0.00055008 | 0.00057924 | 0.00059669 | 0.00060485 | 0.00060485 | 0.00060485 | 0.00060485 | 0.00060485 | 0.00060485 | 0.00060485
Under $5 | Under $5 | Dairy | Under $5 | 1.2018 | Motors/Drives | n/a | SC-Retro | M_Input | Agricultural | Montana FreeStall | VSD - Vacuum Pump | -1.477 | 1.2018 | A-Da-Proc-MilkingSchedule-All-All-S |  | 1.4328e-06 | 1.7583e-06 | 2.1545e-06 | 2.5034e-06 | 2.8486e-06 | 3.3298e-06 | 3.6529e-06 | 3.7085e-06 | 3.4923e-06 | 2.9977e-06 | 2.3147e-06 | 1.5843e-06 | 9.4806e-07 | 4.8357e-07 | 2.0669e-07 | 7.2619e-08 | 2.0313e-08 | 4.4177e-09 | 7.2456e-10 | 8.6781e-11 | 3.2303e-05 | 3.2303e-05 | 1.4328e-06 | 3.1911e-06 | 5.3456e-06 | 7.849e-06 | 1.0698e-05 | 1.4027e-05 | 1.768e-05 | 2.1389e-05 | 2.4881e-05 | 2.7879e-05 | 3.0193e-05 | 3.1778e-05 | 3.2303e-05 | 3.2303e-05 | 3.2303e-05 | 3.2303e-05 | 3.2303e-05 | 3.2303e-05 | 3.2303e-05 | 3.2303e-05
Under $5 | Under $5 | Dairy | Under $5 | 1.2013 | Refrigeration | n/a | SC-Retro | M_Input | Agricultural | Montana FreeStall | Plate Milk Pre-cooler | -1.4773 | 1.2013 | A-Da-Proc-MilkingSchedule-All-All-S |  | 1.5062e-05 | 1.8483e-05 | 2.2648e-05 | 2.6315e-05 | 2.9944e-05 | 3.5003e-05 | 3.8399e-05 | 3.8983e-05 | 3.6711e-05 | 3.1511e-05 | 2.4331e-05 | 1.6654e-05 | 9.9659e-06 | 5.0832e-06 | 2.1727e-06 | 7.6336e-07 | 2.1353e-07 | 4.6438e-08 | 7.6165e-09 | 9.1223e-10 | 0.00033957 | 0.00033957 | 1.5062e-05 | 3.3545e-05 | 5.6192e-05 | 8.2508e-05 | 0.00011245 | 0.00014745 | 0.00018585 | 0.00022484 | 0.00026155 | 0.00029306 | 0.00031739 | 0.00033404 | 0.00033957 | 0.00033957 | 0.00033957 | 0.00033957 | 0.00033957 | 0.00033957 | 0.00033957 | 0.00033957
Under $10 | Under $5 | Dairy | Under $10 | 5.0305 | Lighting | n/a | SC-Retro | M_Input | Agricultural | Montana FreeStall | Energy Efficient Lighting | 2.2029 | 5.0305 | C-All-Lgt-LPD Int-All-All-E |  | 9.758e-06 | 1.1974e-05 | 1.4673e-05 | 1.7049e-05 | 1.94e-05 | 2.2677e-05 | 2.4877e-05 | 2.5256e-05 | 2.3784e-05 | 2.0415e-05 | 1.5764e-05 | 1.079e-05 | 6.4566e-06 | 3.2932e-06 | 1.4077e-06 | 4.9456e-07 | 1.3834e-07 | 3.0086e-08 | 4.9345e-09 | 5.91e-10 | 0.00022 | 0.00022 | 9.758e-06 | 2.1732e-05 | 3.6405e-05 | 5.3454e-05 | 7.2854e-05 | 9.5531e-05 | 0.00012041 | 0.00014566 | 0.00016945 | 0.00018986 | 0.00020563 | 0.00021642 | 0.00022 | 0.00022 | 0.00022 | 0.00022 | 0.00022 | 0.00022 | 0.00022 | 0.00022
Under $5 | Under $5 | Dairy | Under $5 | 0.49085 | Motors/Drives | n/a | SC-Retro | M_Input | Agricultural | Montana TieStall | VSD - Vacuum Pump | -1.9556 | 0.49085 | A-Da-Proc-MilkingSchedule-All-All-S |  | 1.1859e-05 | 1.4561e-05 | 1.7819e-05 | 2.0685e-05 | 2.3594e-05 | 2.7584e-05 | 3.026e-05 | 3.0913e-05 | 2.9131e-05 | 2.5041e-05 | 1.9378e-05 | 1.3299e-05 | 7.9579e-06 | 4.0746e-06 | 1.7482e-06 | 6.1416e-07 | 1.7229e-07 | 3.7552e-08 | 6.1725e-09 | 7.4091e-10 | 0.0002758 | 0.0002758 | 1.1859e-05 | 2.6421e-05 | 4.424e-05 | 6.4924e-05 | 8.8518e-05 | 0.0001161 | 0.00014636 | 0.00017727 | 0.00020641 | 0.00023145 | 0.00025082 | 0.00026412 | 0.00027208 | 0.0002758 | 0.0002758 | 0.0002758 | 0.0002758 | 0.0002758 | 0.0002758 | 0.0002758
Under $5 | Under $5 | Dairy | Under $5 | 0.51999 | Refrigeration | n/a | SC-Retro | M_Input | Agricultural | Montana TieStall | Heat Recovery Refrigeration | -1.936 | 0.51999 | A-Da-Proc-MilkingSchedule-All-All-S |  | 6.5829e-05 | 8.0827e-05 | 9.8909e-05 | 0.00011482 | 0.00013096 | 0.00015311 | 0.00016797 | 0.00017159 | 0.0001617 | 0.000139 | 0.00010756 | 7.3818e-05 | 4.4173e-05 | 2.2617e-05 | 9.7037e-06 | 3.4091e-06 | 9.5637e-07 | 2.0844e-07 | 3.4263e-08 | 4.1127e-09 | 0.0015309 | 0.0015309 | 6.5829e-05 | 0.00014666 | 0.00024556 | 0.00036038 | 0.00049135 | 0.00064446 | 0.00081243 | 0.00098402 | 0.0011457 | 0.0012847 | 0.0013923 | 0.0014661 | 0.0015103 | 0.0015309 | 0.0015309 | 0.0015309 | 0.0015309 | 0.0015309 | 0.0015309 | 0.0015309
Under $5 | Under $5 | Dairy | Under $5 | -0.057143 | Refrigeration | n/a | SC-Retro | M_Input | Agricultural | Montana TieStall | Plate Milk Pre-Cooler | -2.3245 | -0.057143 | A-Da-Proc-MilkingSchedule-All-All-S |  | 3.2649e-05 | 4.0087e-05 | 4.9055e-05 | 5.6945e-05 | 6.4953e-05 | 7.5938e-05 | 8.3306e-05 | 8.5103e-05 | 8.0199e-05 | 6.8938e-05 | 5.3347e-05 | 3.6611e-05 | 2.1908e-05 | 1.1217e-05 | 4.8127e-06 | 1.6908e-06 | 4.7433e-07 | 1.0338e-07 | 1.6993e-08 | 2.0397e-09 | 0.00075927 | 0.00075927 | 3.2649e-05 | 7.2736e-05 | 0.00012179 | 0.00017874 | 0.00024369 | 0.00031963 | 0.00040293 | 0.00048804 | 0.00056824 | 0.00063717 | 0.00069052 | 0.00072713 | 0.00074904 | 0.00075927 | 0.00075927 | 0.00075927 | 0.00075927 | 0.00075927 | 0.00075927 | 0.00075927
Under $5 | Under $5 | Dairy | Under $5 | 4.5668 | Lighting | n/a | SC-Retro | M_Input | Agricultural | Montana TieStall | Energy Efficient Lighting | 1.8907 | 4.5668 | C-All-Lgt-LPD Int-All-All-E |  | 3.081e-06 | 3.783e-06 | 4.6293e-06 | 5.3739e-06 | 6.1296e-06 | 7.1663e-06 | 7.8615e-06 | 8.0311e-06 | 7.5683e-06 | 6.5056e-06 | 5.0343e-06 | 3.4549e-06 | 2.0675e-06 | 1.0586e-06 | 4.5417e-07 | 1.5956e-07 | 4.4762e-08 | 9.756e-09 | 1.6036e-09 | 1.9249e-10 | 7.1652e-05 | 7.1652e-05 | 3.081e-06 | 6.8641e-06 | 1.1493e-05 | 1.6867e-05 | 2.2997e-05 | 3.0163e-05 | 3.8025e-05 | 4.6056e-05 | 5.3624e-05 | 6.013e-05 | 6.5164e-05 | 6.8619e-05 | 7.0687e-05 | 7.1652e-05 | 7.1652e-05 | 7.1652e-05 | 7.1652e-05 | 7.1652e-05 | 7.1652e-05 | 7.1652e-05
Under $5 | Under $5 | Dairy | Under $5 | 1.2018 | Motors/Drives | n/a | SC-Retro | M_Input | Agricultural | Oregon FreeStall | VSD - Vacuum Pump | -1.477 | 1.2018 | A-Da-Proc-MilkingSchedule-All-All-S |  | 0.00014247 | 0.00017717 | 0.00021991 | 0.00025919 | 0.00030035 | 0.00035692 | 0.0003983 | 0.00041351 | 0.00039591 | 0.0003456 | 0.00027205 | 0.00018929 | 0.00011495 | 5.9817e-05 | 2.6024e-05 | 9.2825e-06 | 2.6401e-06 | 5.8354e-07 | 9.7253e-08 | 1.1834e-08 | 0.0044051 | 0.0036841 | 0.00014247 | 0.00031964 | 0.00053955 | 0.00079875 | 0.0010991 | 0.001456 | 0.0018543 | 0.0022678 | 0.0026637 | 0.0030093 | 0.0032814 | 0.0034707 | 0.0035856 | 0.0036454 | 0.0036715 | 0.0036807 | 0.0036834 | 0.003684 | 0.0036841 | 0.0036841
Under $5 | Under $5 | Dairy | Under $5 | 1.2013 | Refrigeration | n/a | SC-Retro | M_Input | Agricultural | Oregon FreeStall | Plate Milk Pre-cooler | -1.4773 | 1.2013 | A-Da-Proc-MilkingSchedule-All-All-S |  | 0.0014976 | 0.0018624 | 0.0023117 | 0.0027246 | 0.0031573 | 0.0037519 | 0.0041869 | 0.0043468 | 0.0041618 | 0.0036329 | 0.0028597 | 0.0019898 | 0.0012083 | 0.00062879 | 0.00027356 | 9.7577e-05 | 2.7752e-05 | 6.1341e-06 | 1.0223e-06 | 1.244e-07 | 0.046306 | 0.038727 | 0.0014976 | 0.00336 | 0.0056717 | 0.0083963 | 0.011554 | 0.015306 | 0.019492 | 0.023839 | 0.028001 | 0.031634 | 0.034494 | 0.036483 | 0.037692 | 0.03832 | 0.038594 | 0.038692 | 0.038719 | 0.038725 | 0.038726 | 0.038727
Under $10 | Under $5 | Dairy | Under $10 | 5.0305 | Lighting | n/a | SC-Retro | M_Input | Agricultural | Oregon FreeStall | Energy Efficient Lighting | 2.2029 | 5.0305 | C-All-Lgt-LPD Int-All-All-E |  | 0.00097025 | 0.0012066 | 0.0014977 | 0.0017652 | 0.0020455 | 0.0024307 | 0.0027125 | 0.0028161 | 0.0026963 | 0.0023536 | 0.0018527 | 0.0012891 | 0.00078282 | 0.00040737 | 0.00017723 | 6.3217e-05 | 1.798e-05 | 3.9741e-06 | 6.6232e-07 | 8.0593e-08 | 0.03 | 0.02509 | 0.00097025 | 0.0021768 | 0.0036745 | 0.0054397 | 0.0074852 | 0.0099159 | 0.012628 | 0.015445 | 0.018141 | 0.020494 | 0.022347 | 0.023636 | 0.024419 | 0.024826 | 0.025004 | 0.025067 | 0.025085 | 0.025089 | 0.02509 | 0.02509
Under $5 | Under $5 | Dairy | Under $5 | 0.49085 | Motors/Drives | n/a | SC-Retro | M_Input | Agricultural | Oregon TieStall | VSD - Vacuum Pump | -1.9556 | 0.49085 | A-Da-Proc-MilkingSchedule-All-All-S |  | 0.00019688 | 0.00024174 | 0.00029581 | 0.00034339 | 0.00039168 | 0.00045793 | 0.00050235 | 0.00051319 | 0.00048362 | 0.00041571 | 0.0003217 | 0.00022077 | 0.00013211 | 6.7644e-05 | 2.9022e-05 | 1.0196e-05 | 2.8603e-06 | 6.2341e-07 | 1.0247e-07 | 1.23e-08 | 0.0045786 | 0.0045786 | 0.00019688 | 0.00043862 | 0.00073443 | 0.0010778 | 0.0014695 | 0.0019274 | 0.0024298 | 0.002943 | 0.0034266 | 0.0038423 | 0.004164 | 0.0043848 | 0.0045169 | 0.0045786 | 0.0045786 | 0.0045786 | 0.0045786 | 0.0045786 | 0.0045786 | 0.0045786
Under $5 | Under $5 | Dairy | Under $5 | 0.51999 | Refrigeration | n/a | SC-Retro | M_Input | Agricultural | Oregon TieStall | Heat Recovery Refrigeration | -1.936 | 0.51999 | A-Da-Proc-MilkingSchedule-All-All-S |  | 0.0010928 | 0.0013418 | 0.001642 | 0.0019061 | 0.0021742 | 0.0025419 | 0.0027885 | 0.0028486 | 0.0026845 | 0.0023075 | 0.0017857 | 0.0012255 | 0.00073333 | 0.00037548 | 0.00016109 | 5.6595e-05 | 1.5877e-05 | 3.4604e-06 | 5.688e-07 | 6.8275e-08 | 0.025415 | 0.025415 | 0.0010928 | 0.0024347 | 0.0040767 | 0.0059828 | 0.008157 | 0.010699 | 0.013487 | 0.016336 | 0.01902 | 0.021328 | 0.023114 | 0.024339 | 0.025072 | 0.025415 | 0.025415 | 0.025415 | 0.025415 | 0.025415 | 0.025415 | 0.025415
Under $5 | Under $5 | Dairy | Under $5 | -0.057143 | Refrigeration | n/a | SC-Retro | M_Input | Agricultural | Oregon TieStall | Plate Milk Pre-Cooler | -2.3245 | -0.057143 | A-Da-Proc-MilkingSchedule-All-All-S |  | 0.00054201 | 0.0006655 | 0.00081438 | 0.00094537 | 0.0010783 | 0.0012607 | 0.001383 | 0.0014128 | 0.0013314 | 0.0011445 | 0.00088563 | 0.00060779 | 0.0003637 | 0.00018622 | 7.9896e-05 | 2.8069e-05 | 7.8744e-06 | 1.7163e-06 | 2.8211e-07 | 3.3862e-08 | 0.012605 | 0.012605 | 0.00054201 | 0.0012075 | 0.0020219 | 0.0029673 | 0.0040456 | 0.0053062 | 0.0066892 | 0.008102 | 0.0094334 | 0.010578 | 0.011464 | 0.012071 | 0.012435 | 0.012605 | 0.012605 | 0.012605 | 0.012605 | 0.012605 | 0.012605 | 0.012605
Under $5 | Under $5 | Dairy | Under $5 | 4.5668 | Lighting | n/a | SC-Retro | M_Input | Agricultural | Oregon TieStall | Energy Efficient Lighting | 1.8907 | 4.5668 | C-All-Lgt-LPD Int-All-All-E |  | 5.1149e-05 | 6.2803e-05 | 7.6853e-05 | 8.9214e-05 | 0.00010176 | 0.00011897 | 0.00013051 | 0.00013333 | 0.00012564 | 0.000108 | 8.3576e-05 | 5.7357e-05 | 3.4323e-05 | 1.7574e-05 | 7.5398e-06 | 2.6489e-06 | 7.431e-07 | 1.6196e-07 | 2.6622e-08 | 3.1956e-09 | 0.0011895 | 0.0011895 | 5.1149e-05 | 0.00011395 | 0.0001908 | 0.00028002 | 0.00038178 | 0.00050075 | 0.00063126 | 0.00076458 | 0.00089023 | 0.00099823 | 0.0010818 | 0.0011392 | 0.0011735 | 0.0011895 | 0.0011895 | 0.0011895 | 0.0011895 | 0.0011895 | 0.0011895 | 0.0011895
Under $5 | Under $5 | Dairy | Under $5 | 1.2018 | Motors/Drives | n/a | SC-Retro | M_Input | Agricultural | Washington FreeStall | VSD - Vacuum Pump | -1.477 | 1.2018 | A-Da-Proc-MilkingSchedule-All-All-S |  | 0.00019783 | 0.00024622 | 0.00030639 | 0.00036015 | 0.00041699 | 0.0004958 | 0.00055388 | 0.00057673 | 0.00055302 | 0.00048374 | 0.00038057 | 0.00026631 | 0.00016226 | 8.4366e-05 | 3.6887e-05 | 1.314e-05 | 3.7485e-06 | 8.3001e-07 | 1.3857e-07 | 1.6889e-08 | 0.0062869 | 0.005139 | 0.00019783 | 0.00044405 | 0.00075044 | 0.0011106 | 0.0015276 | 0.0020234 | 0.0025773 | 0.003154 | 0.003707 | 0.0041908 | 0.0045713 | 0.0048376 | 0.0049999 | 0.0050843 | 0.0051211 | 0.0051343 | 0.005138 | 0.0051389 | 0.005139 | 0.005139
Under $5 | Under $5 | Dairy | Under $5 | 1.2013 | Refrigeration | n/a | SC-Retro | M_Input | Agricultural | Washington FreeStall | Plate Milk Pre-cooler | -1.4773 | 1.2013 | A-Da-Proc-MilkingSchedule-All-All-S |  | 0.0020796 | 0.0025882 | 0.0032207 | 0.0037858 | 0.0043834 | 0.0052118 | 0.0058223 | 0.0060626 | 0.0058133 | 0.005085 | 0.0040005 | 0.0027994 | 0.0017056 | 0.00088684 | 0.00038775 | 0.00013813 | 3.9404e-05 | 8.7249e-06 | 1.4566e-06 | 1.7754e-07 | 0.066087 | 0.054021 | 0.0020796 | 0.0046678 | 0.0078885 | 0.011674 | 0.016058 | 0.02127 | 0.027092 | 0.033154 | 0.038968 | 0.044053 | 0.048053 | 0.050853 | 0.052558 | 0.053445 | 0.053833 | 0.053971 | 0.05401 | 0.054019 | 0.054021 | 0.054021
Under $10 | Under $5 | Dairy | Under $10 | 5.0305 | Lighting | n/a | SC-Retro | M_Input | Agricultural | Washington FreeStall | Energy Efficient Lighting | 2.2029 | 5.0305 | C-All-Lgt-LPD Int-All-All-E |  | 0.0013473 | 0.0016768 | 0.0020866 | 0.0024527 | 0.0028398 | 0.0033766 | 0.0037721 | 0.0039277 | 0.0037662 | 0.0032944 | 0.0025918 | 0.0018137 | 0.001105 | 0.00057455 | 0.00025121 | 8.949e-05 | 2.5528e-05 | 5.6526e-06 | 9.4369e-07 | 1.1502e-07 | 0.042816 | 0.034998 | 0.0013473 | 0.0030241 | 0.0051107 | 0.0075634 | 0.010403 | 0.01378 | 0.017552 | 0.02148 | 0.025246 | 0.02854 | 0.031132 | 0.032946 | 0.034051 | 0.034625 | 0.034877 | 0.034966 | 0.034992 | 0.034997 | 0.034998 | 0.034998
Under $5 | Under $5 | Dairy | Under $5 | 0.49085 | Motors/Drives | n/a | SC-Retro | M_Input | Agricultural | Washington TieStall | VSD - Vacuum Pump | -1.9556 | 0.49085 | A-Da-Proc-MilkingSchedule-All-All-S |  | 0.00014152 | 0.00017376 | 0.00021263 | 0.00024683 | 0.00028154 | 0.00032915 | 0.00036109 | 0.00036888 | 0.00034762 | 0.00029881 | 0.00023123 | 0.00015869 | 9.4961e-05 | 4.8622e-05 | 2.0861e-05 | 7.3287e-06 | 2.056e-06 | 4.4811e-07 | 7.3656e-08 | 8.8412e-09 | 0.0032911 | 0.0032911 | 0.00014152 | 0.00031527 | 0.0005279 | 0.00077473 | 0.0010563 | 0.0013854 | 0.0017465 | 0.0021154 | 0.002463 | 0.0027618 | 0.0029931 | 0.0031517 | 0.0032467 | 0.0032911 | 0.0032911 | 0.0032911 | 0.0032911 | 0.0032911 | 0.0032911 | 0.0032911
Under $5 | Under $5 | Dairy | Under $5 | 0.51999 | Refrigeration | n/a | SC-Retro | M_Input | Agricultural | Washington TieStall | Heat Recovery Refrigeration | -1.936 | 0.51999 | A-Da-Proc-MilkingSchedule-All-All-S |  | 0.00078553 | 0.0009645 | 0.0011803 | 0.0013701 | 0.0015628 | 0.0018271 | 0.0020043 | 0.0020476 | 0.0019296 | 0.0016586 | 0.0012835 | 0.00088085 | 0.00052711 | 0.00026989 | 0.00011579 | 4.068e-05 | 1.1412e-05 | 2.4873e-06 | 4.0885e-07 | 4.9076e-08 | 0.018268 | 0.018268 | 0.00078553 | 0.00175 | 0.0029303 | 0.0043004 | 0.0058632 | 0.0076902 | 0.0096946 | 0.011742 | 0.013672 | 0.01533 | 0.016614 | 0.017495 | 0.018022 | 0.018268 | 0.018268 | 0.018268 | 0.018268 | 0.018268 | 0.018268 | 0.018268
Under $5 | Under $5 | Dairy | Under $5 | -0.057143 | Refrigeration | n/a | SC-Retro | M_Input | Agricultural | Washington TieStall | Plate Milk Pre-Cooler | -2.3245 | -0.057143 | A-Da-Proc-MilkingSchedule-All-All-S |  | 0.00038959 | 0.00047836 | 0.00058537 | 0.00067952 | 0.00077508 | 0.00090616 | 0.00099408 | 0.0010155 | 0.000957 | 0.00082263 | 0.00063658 | 0.00043687 | 0.00026143 | 0.00013386 | 5.7429e-05 | 2.0176e-05 | 5.6601e-06 | 1.2336e-06 | 2.0278e-07 | 2.434e-08 | 0.0090603 | 0.0090603 | 0.00038959 | 0.00086795 | 0.0014533 | 0.0021328 | 0.0029079 | 0.0038141 | 0.0048082 | 0.0058237 | 0.0067807 | 0.0076033 | 0.0082399 | 0.0086768 | 0.0089382 | 0.0090603 | 0.0090603 | 0.0090603 | 0.0090603 | 0.0090603 | 0.0090603 | 0.0090603
Under $5 | Under $5 | Dairy | Under $5 | 4.5668 | Lighting | n/a | SC-Retro | M_Input | Agricultural | Washington TieStall | Energy Efficient Lighting | 1.8907 | 4.5668 | C-All-Lgt-LPD Int-All-All-E |  | 3.6766e-05 | 4.5142e-05 | 5.5241e-05 | 6.4126e-05 | 7.3144e-05 | 8.5514e-05 | 9.381e-05 | 9.5834e-05 | 9.0312e-05 | 7.7631e-05 | 6.0074e-05 | 4.1227e-05 | 2.4671e-05 | 1.2632e-05 | 5.4195e-06 | 1.904e-06 | 5.3414e-07 | 1.1642e-07 | 1.9136e-08 | 2.2969e-09 | 0.00085502 | 0.00085502 | 3.6766e-05 | 8.1908e-05 | 0.00013715 | 0.00020128 | 0.00027442 | 0.00035993 | 0.00045374 | 0.00054958 | 0.00063989 | 0.00071752 | 0.00077759 | 0.00081882 | 0.00084349 | 0.00085502 | 0.00085502 | 0.00085502 | 0.00085502 | 0.00085502 | 0.00085502 | 0.00085502
Under $10 | Under $10 | Irrigation Efficiency | Under $10 | 5.6455 | Irrigation | n/a | SC-Retro | M_Input | Agricultural | Idaho | LESA | 8.3861 | 5.6455 | A-Irr-Irr-Irrigation-All-All-E |  | 0.0061462 | 0.0123 | 0.021866 | 0.03562 | 0.054152 | 0.07769 | 0.10587 | 0.13752 | 0.17043 | 0.2014 | 0.22646 | 0.24146 | 0.24303 | 0.22965 | 0.20242 | 0.16519 | 0.12369 | 0.08431 | 0.05177 | 0.02489 | 2.489 | 2.4159 | 0.0061462 | 0.018446 | 0.040312 | 0.075932 | 0.13008 | 0.20777 | 0.31365 | 0.45116 | 0.62159 | 0.82299 | 1.0495 | 1.2909 | 1.5339 | 1.7636 | 1.966 | 2.1312 | 2.2549 | 2.3392 | 2.391 | 2.4159
Under $10 | Under $10 | Irrigation Efficiency | Under $10 | 5.6455 | Irrigation | n/a | SC-Retro | M_Input | Agricultural | Montana | LESA | 8.3861 | 5.6455 | A-Irr-Irr-Irrigation-All-All-E |  | 0.00037684 | 0.00075905 | 0.001358 | 0.0022265 | 0.0034071 | 0.0049203 | 0.0067497 | 0.0088253 | 0.01101 | 0.013097 | 0.014824 | 0.015909 | 0.016118 | 0.015329 | 0.013598 | 0.011167 | 0.0084124 | 0.0057692 | 0.003564 | 0.0017238 | 0.17238 | 0.15915 | 0.00037684 | 0.0011359 | 0.0024939 | 0.0047205 | 0.0081276 | 0.013048 | 0.019798 | 0.028623 | 0.039633 | 0.05273 | 0.067555 | 0.083464 | 0.099582 | 0.11491 | 0.12851 | 0.13968 | 0.14809 | 0.15386 | 0.15742 | 0.15915
Under $10 | Under $10 | Irrigation Efficiency | Under $10 | 5.6455 | Irrigation | n/a | SC-Retro | M_Input | Agricultural | Washington | LESA | 8.3861 | 5.6455 | A-Irr-Irr-Irrigation-All-All-E |  | 0.0057703 | 0.011678 | 0.020982 | 0.034549 | 0.053061 | 0.077491 | 0.10663 | 0.13977 | 0.17485 | 0.20846 | 0.23807 | 0.25623 | 0.26038 | 0.24837 | 0.22086 | 0.18317 | 0.13799 | 0.094972 | 0.058875 | 0.028573 | 2.8573 | 2.5607 | 0.0057703 | 0.017448 | 0.038429 | 0.072978 | 0.12604 | 0.20353 | 0.31016 | 0.44993 | 0.62478 | 0.83324 | 1.0713 | 1.3275 | 1.5879 | 1.8363 | 2.0571 | 2.2403 | 2.3783 | 2.4733 | 2.5322 | 2.5607
Under $10 | Under $10 | Irrigation Efficiency | Under $10 | 5.6455 | Irrigation | n/a | SC-Retro | M_Input | Agricultural | Oregon | LESA | 8.3861 | 5.6455 | A-Irr-Irr-Irrigation-All-All-E |  | 0.0034867 | 0.0070539 | 0.012676 | 0.020883 | 0.03208 | 0.046927 | 0.064592 | 0.084723 | 0.10595 | 0.1264 | 0.14459 | 0.15567 | 0.15829 | 0.15108 | 0.1344 | 0.11169 | 0.084119 | 0.057928 | 0.035932 | 0.017448 | 1.7448 | 1.5559 | 0.0034867 | 0.010541 | 0.023217 | 0.0441 | 0.07618 | 0.12311 | 0.1877 | 0.27242 | 0.37837 | 0.50477 | 0.64936 | 0.80503 | 0.96333 | 1.1144 | 1.2488 | 1.3605 | 1.4446 | 1.5026 | 1.5385 | 1.5559
Under $10 | Under $10 | Irrigation Hardware | Under $10 | 9.6245 | Irrigation | n/a | SC-Retro | M_Input | Agricultural | Idaho | Wheel/hand line systems: Replace worn nozzle with new flow controlling type nozzle for impact sprinklers | 6.4792 | 9.6245 | A-Irr-Irr-Irrigation-All-All-E |  | 0.014734 | 0.014751 | 0.01477 | 0.014791 | 0.014814 | 0.013356 | 0.010704 | 0.00858 | 0.006878 | 0.0055141 | 0.004421 | 0.0035448 | 0.0028425 | 0.0022795 | 0.0018281 | 0.0014662 | 1.0019e-05 | 3.586e-06 | 1.2252e-06 | 4.0042e-07 | 0.1399 | 0.13529 | 0.014734 | 0.029485 | 0.044255 | 0.059046 | 0.073861 | 0.087217 | 0.097921 | 0.1065 | 0.11338 | 0.11889 | 0.12331 | 0.12686 | 0.1297 | 0.13198 | 0.13381 | 0.13528 | 0.13529 | 0.13529 | 0.13529 | 0.13529
Under $5 | Under $5 | Irrigation Hardware | Under $5 | 3.595 | Irrigation | n/a | SC-Retro | M_Input | Agricultural | Idaho | Wheel/hand line systems: Replace worn nozzle with new nozzle | 2.4202 | 3.595 | A-Irr-Irr-Irrigation-All-All-E |  | 0.014734 | 0.014751 | 0.01477 | 0.014791 | 0.014814 | 0.013356 | 0.010704 | 0.00858 | 0.006878 | 0.0055141 | 0.004421 | 0.0035448 | 0.0028425 | 0.0022795 | 0.0018281 | 0.0014662 | 1.0019e-05 | 3.586e-06 | 1.2252e-06 | 4.0042e-07 | 0.1399 | 0.13529 | 0.014734 | 0.029485 | 0.044255 | 0.059046 | 0.073861 | 0.087217 | 0.097921 | 0.1065 | 0.11338 | 0.11889 | 0.12331 | 0.12686 | 0.1297 | 0.13198 | 0.13381 | 0.13528 | 0.13529 | 0.13529 | 0.13529 | 0.13529
Under $35 | Under $25 | Irrigation Hardware | Under $35 | 30.3166 | Irrigation | n/a | SC-Retro | M_Input | Agricultural | Idaho | Wheel/hand line systems: Rebuild or replace leaking impact sprinkler with new or rebuilt impact sprinkler | 20.409 | 30.3166 | A-Irr-Irr-Irrigation-All-All-E |  | 0.020362 | 0.020385 | 0.02041 | 0.02044 | 0.020472 | 0.018457 | 0.014792 | 0.011857 | 0.0095048 | 0.00762 | 0.0061095 | 0.0048986 | 0.0039281 | 0.0031501 | 0.0025263 | 0.0020262 | 1.3845e-05 | 4.9556e-06 | 1.6932e-06 | 5.5335e-07 | 0.19333 | 0.18696 | 0.020362 | 0.040746 | 0.061157 | 0.081596 | 0.10207 | 0.12053 | 0.13532 | 0.14717 | 0.15668 | 0.1643 | 0.17041 | 0.17531 | 0.17924 | 0.18239 | 0.18491 | 0.18694 | 0.18695 | 0.18696 | 0.18696 | 0.18696
Under $5 | Under $5 | Irrigation Hardware | Under $5 | 1.609 | Irrigation | n/a | SC-Retro | M_Input | Agricultural | Idaho | Wheel/hand line systems: Replace leaking gasket with new gasket | 1.0832 | 1.609 | A-Irr-Irr-Irrigation-All-All-E |  | 0.12184 | 0.12197 | 0.12213 | 0.1223 | 0.1225 | 0.11044 | 0.088511 | 0.070946 | 0.056872 | 0.045594 | 0.036556 | 0.029311 | 0.023504 | 0.018848 | 0.015116 | 0.012124 | 8.284e-05 | 2.9652e-05 | 1.0131e-05 | 3.311e-06 | 1.1568 | 1.1187 | 0.12184 | 0.24381 | 0.36593 | 0.48824 | 0.61073 | 0.72117 | 0.80968 | 0.88063 | 0.9375 | 0.98309 | 1.0196 | 1.049 | 1.0725 | 1.0913 | 1.1064 | 1.1186 | 1.1186 | 1.1187 | 1.1187 | 1.1187
Under $10 | Under $5 | Irrigation Hardware | Under $10 | 5.4171 | Irrigation | n/a | SC-Retro | M_Input | Agricultural | Idaho | Wheel/hand line systems: Replace leaking drain with new drain | 3.6468 | 5.4171 | A-Irr-Irr-Irrigation-All-All-E |  | 0.12627 | 0.12641 | 0.12658 | 0.12676 | 0.12696 | 0.11446 | 0.091735 | 0.07353 | 0.058944 | 0.047255 | 0.037888 | 0.030379 | 0.02436 | 0.019535 | 0.015667 | 0.012565 | 8.5858e-05 | 3.0732e-05 | 1.05e-05 | 3.4316e-06 | 1.1989 | 1.1594 | 0.12627 | 0.25269 | 0.37926 | 0.50602 | 0.63298 | 0.74744 | 0.83918 | 0.91271 | 0.97165 | 1.0189 | 1.0568 | 1.0872 | 1.1115 | 1.1311 | 1.1467 | 1.1593 | 1.1594 | 1.1594 | 1.1594 | 1.1594
Under $15 | Under $15 | Irrigation Hardware | Under $15 | 14.8613 | Irrigation | n/a | SC-Retro | M_Input | Agricultural | Idaho | Wheel/hand line systems: Cut and pipe press repair of leaking hand-lines, wheel-lines, and portable main-lines | 10.0046 | 14.8613 | A-Irr-Irr-Irrigation-All-All-E |  | 0.060622 | 0.06069 | 0.060767 | 0.060855 | 0.060951 | 0.05495 | 0.044041 | 0.035301 | 0.028298 | 0.022687 | 0.018189 | 0.014584 | 0.011695 | 0.0093785 | 0.0075215 | 0.0060324 | 4.1219e-05 | 1.4754e-05 | 5.041e-06 | 1.6475e-06 | 0.57559 | 0.55662 | 0.060622 | 0.12131 | 0.18208 | 0.24293 | 0.30388 | 0.35883 | 0.40288 | 0.43818 | 0.46647 | 0.48916 | 0.50735 | 0.52193 | 0.53363 | 0.54301 | 0.55053 | 0.55656 | 0.5566 | 0.55662 | 0.55662 | 0.55662
Under $50 | Under $35 | Irrigation Hardware | Under $50 | 47.7039 | Irrigation | n/a | SC-Retro | M_Input | Agricultural | Idaho | Thunderbird wheel line systems: Replace leaking hub with new hub | 32.1141 | 47.7039 | A-Irr-Irr-Irrigation-All-All-E |  | 0.022214 | 0.022239 | 0.022267 | 0.022299 | 0.022334 | 0.020136 | 0.016138 | 0.012935 | 0.010369 | 0.0083131 | 0.0066652 | 0.0053442 | 0.0042854 | 0.0034366 | 0.0027561 | 0.0022105 | 1.5104e-05 | 5.4064e-06 | 1.8472e-06 | 6.0369e-07 | 0.21091 | 0.20397 | 0.022214 | 0.044453 | 0.06672 | 0.089019 | 0.11135 | 0.13149 | 0.14763 | 0.16056 | 0.17093 | 0.17924 | 0.18591 | 0.19125 | 0.19554 | 0.19898 | 0.20173 | 0.20394 | 0.20396 | 0.20396 | 0.20396 | 0.20397
Under $10 | Under $5 | Irrigation Hardware | Under $10 | 5.3842 | Irrigation | n/a | SC-Retro | M_Input | Agricultural | Idaho | Wheel line systems: Rebuild or replace leaking or malfunctioning leveler with new or rebuilt leveler. | 3.6246 | 5.3842 | A-Irr-Irr-Irrigation-All-All-E |  | 0.0063965 | 0.0064037 | 0.0064118 | 0.0064211 | 0.0064312 | 0.0057981 | 0.0046469 | 0.0037248 | 0.0029859 | 0.0023938 | 0.0019193 | 0.0015389 | 0.001234 | 0.00098957 | 0.00079362 | 0.00063651 | 4.3492e-06 | 1.5568e-06 | 5.319e-07 | 1.7383e-07 | 0.060733 | 0.058732 | 0.0063965 | 0.0128 | 0.019212 | 0.025633 | 0.032064 | 0.037862 | 0.042509 | 0.046234 | 0.04922 | 0.051614 | 0.053533 | 0.055072 | 0.056306 | 0.057295 | 0.058089 | 0.058726 | 0.05873 | 0.058731 | 0.058732 | 0.058732
Under $20 | Under $15 | Irrigation Hardware | Under $20 | 17.6979 | Irrigation | n/a | SC-Retro | M_Input | Agricultural | Idaho | Center pivot/linear move systems: Install new sprinkler package on an existing system. | 11.9142 | 17.6979 | A-Irr-Irr-Irrigation-All-All-E |  | 0.16218 | 0.16236 | 0.16257 | 0.1628 | 0.16306 | 0.14701 | 0.11782 | 0.094441 | 0.075706 | 0.060694 | 0.048662 | 0.039018 | 0.031288 | 0.02509 | 0.020122 | 0.016139 | 0.00011027 | 3.9472e-05 | 1.3486e-05 | 4.4075e-06 | 1.5399 | 1.4891 | 0.16218 | 0.32455 | 0.48712 | 0.64992 | 0.81299 | 0.95999 | 1.0778 | 1.1723 | 1.248 | 1.3087 | 1.3573 | 1.3963 | 1.4276 | 1.4527 | 1.4728 | 1.489 | 1.4891 | 1.4891 | 1.4891 | 1.4891
Under $40 | Under $30 | Irrigation Hardware | Under $40 | 37.8338 | Irrigation | n/a | SC-Retro | M_Input | Agricultural | Idaho | Center pivot/linear move systems: New gooseneck elbows | 25.4696 | 37.8338 | A-Irr-Irr-Irrigation-All-All-E |  | 0.01238 | 0.012394 | 0.01241 | 0.012428 | 0.012447 | 0.011222 | 0.008994 | 0.0072091 | 0.005779 | 0.0046331 | 0.0037147 | 0.0029784 | 0.0023883 | 0.0019153 | 0.001536 | 0.0012319 | 8.4178e-06 | 3.0131e-06 | 1.0295e-06 | 3.3645e-07 | 0.11755 | 0.11367 | 0.01238 | 0.024774 | 0.037184 | 0.049612 | 0.062059 | 0.073281 | 0.082275 | 0.089484 | 0.095264 | 0.099897 | 0.10361 | 0.10659 | 0.10898 | 0.11089 | 0.11243 | 0.11366 | 0.11367 | 0.11367 | 0.11367 | 0.11367
Under $60 | Under $40 | Irrigation Hardware | Under $60 | 59.0207 | Irrigation | n/a | SC-Retro | M_Input | Agricultural | Idaho | Center pivot/linear move systems: New drop tubes (3 feet minimum) | 39.7325 | 59.0207 | A-Irr-Irr-Irrigation-All-All-E |  | 0.01238 | 0.012394 | 0.01241 | 0.012428 | 0.012447 | 0.011222 | 0.008994 | 0.0072091 | 0.005779 | 0.0046331 | 0.0037147 | 0.0029784 | 0.0023883 | 0.0019153 | 0.001536 | 0.0012319 | 8.4178e-06 | 3.0131e-06 | 1.0295e-06 | 3.3645e-07 | 0.11755 | 0.11367 | 0.01238 | 0.024774 | 0.037184 | 0.049612 | 0.062059 | 0.073281 | 0.082275 | 0.089484 | 0.095264 | 0.099897 | 0.10361 | 0.10659 | 0.10898 | 0.11089 | 0.11243 | 0.11366 | 0.11367 | 0.11367 | 0.11367 | 0.11367
Under $15 | Under $10 | Irrigation Hardware | Under $15 | 11.9176 | Irrigation | n/a | SC-Retro | M_Input | Agricultural | Idaho | Center pivot/linear move systems: Replace leaking pivot boot gasket with new pivot boot gasket | 8.0229 | 11.9176 | A-Irr-Irr-Irrigation-All-All-E |  | 0.020603 | 0.020626 | 0.020652 | 0.020682 | 0.020715 | 0.018675 | 0.014967 | 0.011997 | 0.0096172 | 0.0077102 | 0.0061818 | 0.0049566 | 0.0039746 | 0.0031873 | 0.0025562 | 0.0020501 | 1.4009e-05 | 5.0142e-06 | 1.7132e-06 | 5.599e-07 | 0.19562 | 0.18917 | 0.020603 | 0.041228 | 0.06188 | 0.082562 | 0.10328 | 0.12195 | 0.13692 | 0.14892 | 0.15853 | 0.16624 | 0.17243 | 0.17738 | 0.18136 | 0.18454 | 0.1871 | 0.18915 | 0.18916 | 0.18917 | 0.18917 | 0.18917
Under $115 | Under $70 | Irrigation Hardware | Under $115 | 102.388 | Irrigation | n/a | SC-Retro | M_Input | Agricultural | Idaho | Center pivot/linear move systems: Replace leaking tower gasket with new tower gasket | 68.9273 | 102.388 | A-Irr-Irr-Irrigation-All-All-E |  | 0.0051507 | 0.0051564 | 0.005163 | 0.0051704 | 0.0051786 | 0.0046688 | 0.0037419 | 0.0029993 | 0.0024043 | 0.0019275 | 0.0015454 | 0.0012391 | 0.00099364 | 0.00079683 | 0.00063905 | 0.00051254 | 3.5021e-06 | 1.2536e-06 | 4.283e-07 | 1.3998e-07 | 0.048904 | 0.047293 | 0.0051507 | 0.010307 | 0.01547 | 0.020641 | 0.025819 | 0.030488 | 0.03423 | 0.037229 | 0.039633 | 0.041561 | 0.043106 | 0.044346 | 0.045339 | 0.046136 | 0.046775 | 0.047288 | 0.047291 | 0.047292 | 0.047293 | 0.047293
Under $25 | Under $15 | Irrigation Hardware | Under $25 | 21.7721 | Irrigation | n/a | SC-Retro | M_Input | Agricultural | Montana | Wheel/hand line systems: Replace worn nozzle with new flow controlling type nozzle for impact sprinklers | 14.6569 | 21.7721 | A-Irr-Irr-Irrigation-All-All-E |  | 0.00047398 | 0.00047761 | 0.00048127 | 0.00048508 | 0.00048903 | 0.0004438 | 0.00035805 | 0.0002889 | 0.00023313 | 0.00018814 | 0.00015184 | 0.00012254 | 9.8905e-05 | 7.9828e-05 | 6.4432e-05 | 5.2004e-05 | 3.5749e-07 | 1.2874e-07 | 4.4255e-08 | 1.455e-08 | 0.0050834 | 0.0044891 | 0.00047398 | 0.0009516 | 0.0014329 | 0.0019179 | 0.002407 | 0.0028508 | 0.0032088 | 0.0034977 | 0.0037308 | 0.003919 | 0.0040708 | 0.0041934 | 0.0042923 | 0.0043721 | 0.0044365 | 0.0044885 | 0.0044889 | 0.004489 | 0.0044891 | 0.0044891
Under $10 | Under $10 | Irrigation Hardware | Under $10 | 8.1325 | Irrigation | n/a | SC-Retro | M_Input | Agricultural | Montana | Wheel/hand line systems: Replace worn nozzle with new nozzle | 5.4748 | 8.1325 | A-Irr-Irr-Irrigation-All-All-E |  | 0.00047398 | 0.00047761 | 0.00048127 | 0.00048508 | 0.00048903 | 0.0004438 | 0.00035805 | 0.0002889 | 0.00023313 | 0.00018814 | 0.00015184 | 0.00012254 | 9.8905e-05 | 7.9828e-05 | 6.4432e-05 | 5.2004e-05 | 3.5749e-07 | 1.2874e-07 | 4.4255e-08 | 1.455e-08 | 0.0050834 | 0.0044891 | 0.00047398 | 0.0009516 | 0.0014329 | 0.0019179 | 0.002407 | 0.0028508 | 0.0032088 | 0.0034977 | 0.0037308 | 0.003919 | 0.0040708 | 0.0041934 | 0.0042923 | 0.0043721 | 0.0044365 | 0.0044885 | 0.0044889 | 0.004489 | 0.0044891 | 0.0044891
Under $55 | Under $40 | Irrigation Hardware | Under $55 | 53.9036 | Irrigation | n/a | SC-Retro | M_Input | Agricultural | Montana | Wheel/hand line systems: Rebuild or replace leaking impact sprinkler with new or rebuilt impact sprinkler | 36.2878 | 53.9036 | A-Irr-Irr-Irrigation-All-All-E |  | 0.00083335 | 0.00083973 | 0.00084616 | 0.00085286 | 0.00085981 | 0.00078028 | 0.00062951 | 0.00050794 | 0.00040988 | 0.00033078 | 0.00026696 | 0.00021545 | 0.00017389 | 0.00014035 | 0.00011328 | 9.1433e-05 | 6.2853e-07 | 2.2636e-07 | 7.7808e-08 | 2.5581e-08 | 0.0089375 | 0.0078926 | 0.00083335 | 0.0016731 | 0.0025192 | 0.0033721 | 0.0042319 | 0.0050122 | 0.0056417 | 0.0061496 | 0.0065595 | 0.0068903 | 0.0071573 | 0.0073727 | 0.0075466 | 0.007687 | 0.0078002 | 0.0078917 | 0.0078923 | 0.0078925 | 0.0078926 | 0.0078926
Under $5 | Under $5 | Irrigation Hardware | Under $5 | 2.8609 | Irrigation | n/a | SC-Retro | M_Input | Agricultural | Montana | Wheel/hand line systems: Replace leaking gasket with new gasket | 1.9259 | 2.8609 | A-Irr-Irr-Irrigation-All-All-E |  | 0.0049864 | 0.0050246 | 0.005063 | 0.0051031 | 0.0051447 | 0.0046688 | 0.0037667 | 0.0030393 | 0.0024525 | 0.0019792 | 0.0015974 | 0.0012892 | 0.0010405 | 0.00083981 | 0.00067783 | 0.00054709 | 3.7608e-06 | 1.3544e-06 | 4.6557e-07 | 1.5307e-07 | 0.053478 | 0.047226 | 0.0049864 | 0.010011 | 0.015074 | 0.020177 | 0.025322 | 0.029991 | 0.033757 | 0.036797 | 0.039249 | 0.041228 | 0.042826 | 0.044115 | 0.045155 | 0.045995 | 0.046673 | 0.04722 | 0.047224 | 0.047225 | 0.047226 | 0.047226
Under $10 | Under $10 | Irrigation Hardware | Under $10 | 9.6317 | Irrigation | n/a | SC-Retro | M_Input | Agricultural | Montana | Wheel/hand line systems: Replace leaking drain with new drain | 6.484 | 9.6317 | A-Irr-Irr-Irrigation-All-All-E |  | 0.005168 | 0.0052076 | 0.0052475 | 0.005289 | 0.0053321 | 0.0048389 | 0.0039039 | 0.00315 | 0.0025419 | 0.0020513 | 0.0016555 | 0.0013361 | 0.0010784 | 0.0008704 | 0.00070252 | 0.00056702 | 3.8978e-06 | 1.4037e-06 | 4.8253e-07 | 1.5864e-07 | 0.055426 | 0.048946 | 0.005168 | 0.010376 | 0.015623 | 0.020912 | 0.026244 | 0.031083 | 0.034987 | 0.038137 | 0.040679 | 0.04273 | 0.044386 | 0.045722 | 0.0468 | 0.047671 | 0.048373 | 0.04894 | 0.048944 | 0.048946 | 0.048946 | 0.048946
Under $30 | Under $20 | Irrigation Hardware | Under $30 | 26.4238 | Irrigation | n/a | SC-Retro | M_Input | Agricultural | Montana | Wheel/hand line systems: Cut and pipe press repair of leaking hand-lines, wheel-lines, and portable main-lines | 17.7884 | 26.4238 | A-Irr-Irr-Irrigation-All-All-E |  | 0.0024811 | 0.0025001 | 0.0025192 | 0.0025392 | 0.0025599 | 0.0023231 | 0.0018742 | 0.0015123 | 0.0012203 | 0.00098481 | 0.0007948 | 0.00064146 | 0.00051772 | 0.00041787 | 0.00033727 | 0.00027222 | 1.8713e-06 | 6.7392e-07 | 2.3165e-07 | 7.6162e-08 | 0.026609 | 0.023498 | 0.0024811 | 0.0049812 | 0.0075004 | 0.01004 | 0.012599 | 0.014923 | 0.016797 | 0.018309 | 0.019529 | 0.020514 | 0.021309 | 0.02195 | 0.022468 | 0.022886 | 0.023223 | 0.023495 | 0.023497 | 0.023498 | 0.023498 | 0.023498
Under $85 | Under $60 | Irrigation Hardware | Under $85 | 84.8188 | Irrigation | n/a | SC-Retro | M_Input | Agricultural | Montana | Thunderbird wheel line systems: Replace leaking hub with new hub | 57.0998 | 84.8188 | A-Irr-Irr-Irrigation-All-All-E |  | 0.00032324 | 0.00032572 | 0.00032821 | 0.00033081 | 0.00033351 | 0.00030266 | 0.00024418 | 0.00019702 | 0.00015898 | 0.0001283 | 0.00010355 | 8.3571e-05 | 6.745e-05 | 5.444e-05 | 4.394e-05 | 3.5465e-05 | 2.438e-07 | 8.78e-08 | 3.018e-08 | 9.9225e-09 | 0.0034667 | 0.0030614 | 0.00032324 | 0.00064896 | 0.00097717 | 0.001308 | 0.0016415 | 0.0019441 | 0.0021883 | 0.0023853 | 0.0025443 | 0.0026726 | 0.0027762 | 0.0028597 | 0.0029272 | 0.0029816 | 0.0030256 | 0.003061 | 0.0030613 | 0.0030614 | 0.0030614 | 0.0030614
Under $10 | Under $10 | Irrigation Hardware | Under $10 | 9.5732 | Irrigation | n/a | SC-Retro | M_Input | Agricultural | Montana | Wheel line systems: Rebuild or replace leaking or malfunctioning leveler with new or rebuilt leveler. | 6.4446 | 9.5732 | A-Irr-Irr-Irrigation-All-All-E |  | 9.3078e-05 | 9.3791e-05 | 9.4509e-05 | 9.5258e-05 | 9.6034e-05 | 8.715e-05 | 7.0311e-05 | 5.6732e-05 | 4.578e-05 | 3.6945e-05 | 2.9817e-05 | 2.4064e-05 | 1.9422e-05 | 1.5676e-05 | 1.2653e-05 | 1.0212e-05 | 7.0201e-08 | 2.5282e-08 | 8.6905e-09 | 2.8572e-09 | 0.00099824 | 0.00088154 | 9.3078e-05 | 0.00018687 | 0.00028138 | 0.00037664 | 0.00047267 | 0.00055982 | 0.00063013 | 0.00068686 | 0.00073264 | 0.00076959 | 0.0007994 | 0.00082347 | 0.00084289 | 0.00085857 | 0.00087122 | 0.00088143 | 0.0008815 | 0.00088153 | 0.00088154 | 0.00088154
Under $30 | Under $20 | Irrigation Hardware | Under $30 | 27.6774 | Irrigation | n/a | SC-Retro | M_Input | Agricultural | Montana | Center pivot/linear move systems: Install new sprinkler package on an existing system. | 18.6324 | 27.6774 | A-Irr-Irr-Irrigation-All-All-E |  | 0.0063585 | 0.0064071 | 0.0064562 | 0.0065073 | 0.0065603 | 0.0059535 | 0.0048031 | 0.0038755 | 0.0031274 | 0.0025238 | 0.0020369 | 0.0016439 | 0.0013268 | 0.0010709 | 0.00086435 | 0.00069763 | 4.7957e-06 | 1.7271e-06 | 5.9367e-07 | 1.9519e-07 | 0.068193 | 0.060221 | 0.0063585 | 0.012766 | 0.019222 | 0.025729 | 0.032289 | 0.038243 | 0.043046 | 0.046922 | 0.050049 | 0.052573 | 0.05461 | 0.056254 | 0.05758 | 0.058651 | 0.059516 | 0.060213 | 0.060218 | 0.06022 | 0.06022 | 0.060221
Under $60 | Under $40 | Irrigation Hardware | Under $60 | 59.1674 | Irrigation | n/a | SC-Retro | M_Input | Agricultural | Montana | Center pivot/linear move systems: New gooseneck elbows | 39.8313 | 59.1674 | A-Irr-Irr-Irrigation-All-All-E |  | 0.00048537 | 0.00048909 | 0.00049283 | 0.00049674 | 0.00050078 | 0.00045446 | 0.00036665 | 0.00029584 | 0.00023873 | 0.00019266 | 0.00015549 | 0.00012549 | 0.00010128 | 8.1746e-05 | 6.598e-05 | 5.3254e-05 | 3.6608e-07 | 1.3184e-07 | 4.5318e-08 | 1.4899e-08 | 0.0052055 | 0.004597 | 0.00048537 | 0.00097446 | 0.0014673 | 0.001964 | 0.0024648 | 0.0029193 | 0.0032859 | 0.0035818 | 0.0038205 | 0.0040132 | 0.0041686 | 0.0042941 | 0.0043954 | 0.0044772 | 0.0045431 | 0.0045964 | 0.0045968 | 0.0045969 | 0.0045969 | 0.004597
Under $100 | Under $65 | Irrigation Hardware | Under $100 | 92.3011 | Irrigation | n/a | SC-Retro | M_Input | Agricultural | Montana | Center pivot/linear move systems: New drop tubes (3 feet minimum) | 62.1369 | 92.3011 | A-Irr-Irr-Irrigation-All-All-E |  | 0.00048537 | 0.00048909 | 0.00049283 | 0.00049674 | 0.00050078 | 0.00045446 | 0.00036665 | 0.00029584 | 0.00023873 | 0.00019266 | 0.00015549 | 0.00012549 | 0.00010128 | 8.1746e-05 | 6.598e-05 | 5.3254e-05 | 3.6608e-07 | 1.3184e-07 | 4.5318e-08 | 1.4899e-08 | 0.0052055 | 0.004597 | 0.00048537 | 0.00097446 | 0.0014673 | 0.001964 | 0.0024648 | 0.0029193 | 0.0032859 | 0.0035818 | 0.0038205 | 0.0040132 | 0.0041686 | 0.0042941 | 0.0043954 | 0.0044772 | 0.0045431 | 0.0045964 | 0.0045968 | 0.0045969 | 0.0045969 | 0.004597
Under $20 | Under $15 | Irrigation Hardware | Under $20 | 18.6377 | Irrigation | n/a | SC-Retro | M_Input | Agricultural | Montana | Center pivot/linear move systems: Replace leaking pivot boot gasket with new pivot boot gasket | 12.5469 | 18.6377 | A-Irr-Irr-Irrigation-All-All-E |  | 0.00080774 | 0.00081392 | 0.00082015 | 0.00082665 | 0.00083339 | 0.0007563 | 0.00061016 | 0.00049233 | 0.00039728 | 0.00032061 | 0.00025875 | 0.00020883 | 0.00016855 | 0.00013604 | 0.0001098 | 8.8623e-05 | 6.0921e-07 | 2.194e-07 | 7.5417e-08 | 2.4795e-08 | 0.0086628 | 0.0076501 | 0.00080774 | 0.0016217 | 0.0024418 | 0.0032685 | 0.0041019 | 0.0048582 | 0.0054683 | 0.0059606 | 0.0063579 | 0.0066785 | 0.0069373 | 0.0071461 | 0.0073147 | 0.0074507 | 0.0075605 | 0.0076491 | 0.0076497 | 0.00765 | 0.00765 | 0.0076501
Over $160 | Under $115 | Irrigation Hardware | Over $160 | 160.1224 | Irrigation | n/a | SC-Retro | M_Input | Agricultural | Montana | Center pivot/linear move systems: Replace leaking tower gasket with new tower gasket | 107.794 | 160.1224 | A-Irr-Irr-Irrigation-All-All-E |  | 0.00020194 | 0.00020348 | 0.00020504 | 0.00020666 | 0.00020835 | 0.00018907 | 0.00015254 | 0.00012308 | 9.932e-05 | 8.0153e-05 | 6.4688e-05 | 5.2208e-05 | 4.2137e-05 | 3.401e-05 | 2.745e-05 | 2.2156e-05 | 1.523e-07 | 5.485e-08 | 1.8854e-08 | 6.1988e-09 | 0.0021657 | 0.0019125 | 0.00020194 | 0.00040542 | 0.00061045 | 0.00081712 | 0.0010255 | 0.0012145 | 0.0013671 | 0.0014902 | 0.0015895 | 0.0016696 | 0.0017343 | 0.0017865 | 0.0018287 | 0.0018627 | 0.0018901 | 0.0019123 | 0.0019124 | 0.0019125 | 0.0019125 | 0.0019125
Under $10 | Under $10 | Irrigation Hardware | Under $10 | 9.2145 | Irrigation | n/a | SC-Retro | M_Input | Agricultural | Washington | Wheel/hand line systems: Replace worn nozzle with new flow controlling type nozzle for impact sprinklers | 6.2031 | 9.2145 | A-Irr-Irr-Irrigation-All-All-E |  | 0.0092713 | 0.0093863 | 0.0094984 | 0.0096151 | 0.009729 | 0.0089284 | 0.0072255 | 0.0058449 | 0.0047293 | 0.003825 | 0.0031149 | 0.0025211 | 0.0020411 | 0.0016522 | 0.0013369 | 0.0010897 | 7.491e-06 | 2.7074e-06 | 9.3388e-07 | 3.0808e-07 | 0.10764 | 0.089821 | 0.0092713 | 0.018658 | 0.028156 | 0.037771 | 0.0475 | 0.056429 | 0.063654 | 0.069499 | 0.074228 | 0.078053 | 0.081168 | 0.083689 | 0.08573 | 0.087383 | 0.088719 | 0.089809 | 0.089817 | 0.089819 | 0.08982 | 0.089821
Under $5 | Under $5 | Irrigation Hardware | Under $5 | 3.4419 | Irrigation | n/a | SC-Retro | M_Input | Agricultural | Washington | Wheel/hand line systems: Replace worn nozzle with new nozzle | 2.3171 | 3.4419 | A-Irr-Irr-Irrigation-All-All-E |  | 0.0092713 | 0.0093863 | 0.0094984 | 0.0096151 | 0.009729 | 0.0089284 | 0.0072255 | 0.0058449 | 0.0047293 | 0.003825 | 0.0031149 | 0.0025211 | 0.0020411 | 0.0016522 | 0.0013369 | 0.0010897 | 7.491e-06 | 2.7074e-06 | 9.3388e-07 | 3.0808e-07 | 0.10764 | 0.089821 | 0.0092713 | 0.018658 | 0.028156 | 0.037771 | 0.0475 | 0.056429 | 0.063654 | 0.069499 | 0.074228 | 0.078053 | 0.081168 | 0.083689 | 0.08573 | 0.087383 | 0.088719 | 0.089809 | 0.089817 | 0.089819 | 0.08982 | 0.089821
Under $25 | Under $20 | Irrigation Hardware | Under $25 | 22.8133 | Irrigation | n/a | SC-Retro | M_Input | Agricultural | Washington | Wheel/hand line systems: Rebuild or replace leaking impact sprinkler with new or rebuilt impact sprinkler | 15.3578 | 22.8133 | A-Irr-Irr-Irrigation-All-All-E |  | 0.016301 | 0.016503 | 0.0167 | 0.016905 | 0.017105 | 0.015698 | 0.012704 | 0.010276 | 0.008315 | 0.0067251 | 0.0054765 | 0.0044326 | 0.0035886 | 0.0029049 | 0.0023505 | 0.0019158 | 1.3171e-05 | 4.76e-06 | 1.6419e-06 | 5.4167e-07 | 0.18925 | 0.15792 | 0.016301 | 0.032804 | 0.049504 | 0.066409 | 0.083514 | 0.099212 | 0.11192 | 0.12219 | 0.13051 | 0.13723 | 0.14271 | 0.14714 | 0.15073 | 0.15363 | 0.15599 | 0.1579 | 0.15791 | 0.15792 | 0.15792 | 0.15792
Under $5 | Under $5 | Irrigation Hardware | Under $5 | 1.2108 | Irrigation | n/a | SC-Retro | M_Input | Agricultural | Washington | Wheel/hand line systems: Replace leaking gasket with new gasket | 0.8151 | 1.2108 | A-Irr-Irr-Irrigation-All-All-E |  | 0.097536 | 0.098746 | 0.099925 | 0.10115 | 0.10235 | 0.093928 | 0.076014 | 0.061489 | 0.049753 | 0.04024 | 0.032769 | 0.026523 | 0.021473 | 0.017382 | 0.014064 | 0.011463 | 7.8806e-05 | 2.8482e-05 | 9.8245e-06 | 3.2411e-06 | 1.1324 | 0.94493 | 0.097536 | 0.19628 | 0.29621 | 0.39736 | 0.49971 | 0.59364 | 0.66965 | 0.73114 | 0.78089 | 0.82113 | 0.8539 | 0.88043 | 0.9019 | 0.91928 | 0.93334 | 0.94481 | 0.94489 | 0.94491 | 0.94492 | 0.94493
Under $5 | Under $5 | Irrigation Hardware | Under $5 | 4.0764 | Irrigation | n/a | SC-Retro | M_Input | Agricultural | Washington | Wheel/hand line systems: Replace leaking drain with new drain | 2.7442 | 4.0764 | A-Irr-Irr-Irrigation-All-All-E |  | 0.10109 | 0.10234 | 0.10356 | 0.10484 | 0.10608 | 0.09735 | 0.078783 | 0.063729 | 0.051566 | 0.041706 | 0.033963 | 0.027489 | 0.022255 | 0.018015 | 0.014577 | 0.011881 | 8.1677e-05 | 2.9519e-05 | 1.0182e-05 | 3.3592e-06 | 1.1736 | 0.97935 | 0.10109 | 0.20343 | 0.307 | 0.41183 | 0.51791 | 0.61526 | 0.69405 | 0.75777 | 0.80934 | 0.85105 | 0.88501 | 0.9125 | 0.93475 | 0.95277 | 0.96734 | 0.97923 | 0.97931 | 0.97934 | 0.97935 | 0.97935
Under $15 | Under $10 | Irrigation Hardware | Under $15 | 11.1832 | Irrigation | n/a | SC-Retro | M_Input | Agricultural | Washington | Wheel/hand line systems: Cut and pipe press repair of leaking hand-lines, wheel-lines, and portable main-lines | 7.5285 | 11.1832 | A-Irr-Irr-Irrigation-All-All-E |  | 0.048531 | 0.049133 | 0.04972 | 0.050331 | 0.050927 | 0.046736 | 0.037822 | 0.030595 | 0.024756 | 0.020022 | 0.016305 | 0.013197 | 0.010684 | 0.0086487 | 0.006998 | 0.0057039 | 3.9212e-05 | 1.4172e-05 | 4.8884e-06 | 1.6127e-06 | 0.56343 | 0.47017 | 0.048531 | 0.097665 | 0.14738 | 0.19772 | 0.24864 | 0.29538 | 0.3332 | 0.3638 | 0.38855 | 0.40857 | 0.42488 | 0.43808 | 0.44876 | 0.45741 | 0.46441 | 0.47011 | 0.47015 | 0.47016 | 0.47017 | 0.47017
Under $40 | Under $25 | Irrigation Hardware | Under $40 | 35.8973 | Irrigation | n/a | SC-Retro | M_Input | Agricultural | Washington | Thunderbird wheel line systems: Replace leaking hub with new hub | 24.166 | 35.8973 | A-Irr-Irr-Irrigation-All-All-E |  | 0.0098125 | 0.0099342 | 0.010053 | 0.010176 | 0.010297 | 0.0094495 | 0.0076473 | 0.006186 | 0.0050054 | 0.0040483 | 0.0032967 | 0.0026683 | 0.0021602 | 0.0017487 | 0.0014149 | 0.0011533 | 7.9282e-06 | 2.8654e-06 | 9.8838e-07 | 3.2607e-07 | 0.11392 | 0.095063 | 0.0098125 | 0.019747 | 0.029799 | 0.039976 | 0.050273 | 0.059722 | 0.067369 | 0.073555 | 0.078561 | 0.082609 | 0.085906 | 0.088574 | 0.090734 | 0.092483 | 0.093898 | 0.095051 | 0.095059 | 0.095062 | 0.095063 | 0.095063
Under $5 | Under $5 | Irrigation Hardware | Under $5 | 4.0516 | Irrigation | n/a | SC-Retro | M_Input | Agricultural | Washington | Wheel line systems: Rebuild or replace leaking or malfunctioning leveler with new or rebuilt leveler. | 2.7275 | 4.0516 | A-Irr-Irr-Irrigation-All-All-E |  | 0.0028255 | 0.0028606 | 0.0028947 | 0.0029303 | 0.002965 | 0.002721 | 0.002202 | 0.0017813 | 0.0014413 | 0.0011657 | 0.00094929 | 0.00076834 | 0.00062204 | 0.00050353 | 0.00040743 | 0.00033208 | 2.2829e-06 | 8.2509e-07 | 2.8461e-07 | 9.3891e-08 | 0.032803 | 0.027374 | 0.0028255 | 0.0056861 | 0.0085808 | 0.011511 | 0.014476 | 0.017197 | 0.019399 | 0.02118 | 0.022622 | 0.023787 | 0.024737 | 0.025505 | 0.026127 | 0.026631 | 0.027038 | 0.02737 | 0.027372 | 0.027373 | 0.027374 | 0.027374
Under $15 | Under $10 | Irrigation Hardware | Under $15 | 14.26 | Irrigation | n/a | SC-Retro | M_Input | Agricultural | Washington | Center pivot/linear move systems: Install new sprinkler package on an existing system. | 9.5998 | 14.26 | A-Irr-Irr-Irrigation-All-All-E |  | 0.18897 | 0.19132 | 0.1936 | 0.19598 | 0.1983 | 0.18198 | 0.14728 | 0.11913 | 0.096396 | 0.077964 | 0.063489 | 0.051388 | 0.041603 | 0.033677 | 0.027249 | 0.02221 | 0.00015269 | 5.5183e-05 | 1.9035e-05 | 6.2795e-06 | 2.1939 | 1.8308 | 0.18897 | 0.38029 | 0.57389 | 0.76988 | 0.96818 | 1.1502 | 1.2974 | 1.4166 | 1.513 | 1.5909 | 1.6544 | 1.7058 | 1.7474 | 1.7811 | 1.8083 | 1.8305 | 1.8307 | 1.8308 | 1.8308 | 1.8308
Under $35 | Under $25 | Irrigation Hardware | Under $35 | 30.4842 | Irrigation | n/a | SC-Retro | M_Input | Agricultural | Washington | Center pivot/linear move systems: New gooseneck elbows | 20.5219 | 30.4842 | A-Irr-Irr-Irrigation-All-All-E |  | 0.014425 | 0.014604 | 0.014779 | 0.01496 | 0.015137 | 0.013892 | 0.011242 | 0.0090941 | 0.0073584 | 0.0059514 | 0.0048465 | 0.0039227 | 0.0031757 | 0.0025707 | 0.0020801 | 0.0016954 | 1.1655e-05 | 4.2124e-06 | 1.453e-06 | 4.7935e-07 | 0.16747 | 0.13975 | 0.014425 | 0.02903 | 0.043808 | 0.058769 | 0.073906 | 0.087798 | 0.09904 | 0.10813 | 0.11549 | 0.12144 | 0.12629 | 0.13021 | 0.13339 | 0.13596 | 0.13804 | 0.13973 | 0.13975 | 0.13975 | 0.13975 | 0.13975
Under $50 | Under $35 | Irrigation Hardware | Under $50 | 47.5554 | Irrigation | n/a | SC-Retro | M_Input | Agricultural | Washington | Center pivot/linear move systems: New drop tubes (3 feet minimum) | 32.0142 | 47.5554 | A-Irr-Irr-Irrigation-All-All-E |  | 0.014425 | 0.014604 | 0.014779 | 0.01496 | 0.015137 | 0.013892 | 0.011242 | 0.0090941 | 0.0073584 | 0.0059514 | 0.0048465 | 0.0039227 | 0.0031757 | 0.0025707 | 0.0020801 | 0.0016954 | 1.1655e-05 | 4.2124e-06 | 1.453e-06 | 4.7935e-07 | 0.16747 | 0.13975 | 0.014425 | 0.02903 | 0.043808 | 0.058769 | 0.073906 | 0.087798 | 0.09904 | 0.10813 | 0.11549 | 0.12144 | 0.12629 | 0.13021 | 0.13339 | 0.13596 | 0.13804 | 0.13973 | 0.13975 | 0.13975 | 0.13975 | 0.13975
Under $10 | Under $10 | Irrigation Hardware | Under $10 | 9.6025 | Irrigation | n/a | SC-Retro | M_Input | Agricultural | Washington | Center pivot/linear move systems: Replace leaking pivot boot gasket with new pivot boot gasket | 6.4644 | 9.6025 | A-Irr-Irr-Irrigation-All-All-E |  | 0.024006 | 0.024304 | 0.024594 | 0.024896 | 0.025191 | 0.023118 | 0.018709 | 0.015134 | 0.012246 | 0.0099041 | 0.0080653 | 0.006528 | 0.005285 | 0.0042781 | 0.0034616 | 0.0028214 | 1.9396e-05 | 7.0101e-06 | 2.4181e-06 | 7.9772e-07 | 0.2787 | 0.23257 | 0.024006 | 0.04831 | 0.072904 | 0.0978 | 0.12299 | 0.14611 | 0.16482 | 0.17995 | 0.1922 | 0.2021 | 0.21017 | 0.2167 | 0.22198 | 0.22626 | 0.22972 | 0.23254 | 0.23256 | 0.23257 | 0.23257 | 0.23257
Under $85 | Under $60 | Irrigation Hardware | Under $85 | 82.4983 | Irrigation | n/a | SC-Retro | M_Input | Agricultural | Washington | Center pivot/linear move systems: Replace leaking tower gasket with new tower gasket | 55.5376 | 82.4983 | A-Irr-Irr-Irrigation-All-All-E |  | 0.0060015 | 0.006076 | 0.0061485 | 0.0062241 | 0.0062978 | 0.0057795 | 0.0046772 | 0.0037835 | 0.0030614 | 0.002476 | 0.0020163 | 0.001632 | 0.0013212 | 0.0010695 | 0.00086539 | 0.00070536 | 4.8491e-06 | 1.7525e-06 | 6.0452e-07 | 1.9943e-07 | 0.069676 | 0.058143 | 0.0060015 | 0.012077 | 0.018226 | 0.02445 | 0.030748 | 0.036527 | 0.041205 | 0.044988 | 0.048049 | 0.050526 | 0.052542 | 0.054174 | 0.055495 | 0.056565 | 0.05743 | 0.058135 | 0.05814 | 0.058142 | 0.058143 | 0.058143
Under $10 | Under $10 | Irrigation Hardware | Under $10 | 9.2145 | Irrigation | n/a | SC-Retro | M_Input | Agricultural | Oregon | Wheel/hand line systems: Replace worn nozzle with new flow controlling type nozzle for impact sprinklers | 6.2031 | 9.2145 | A-Irr-Irr-Irrigation-All-All-E |  | 0.022705 | 0.022979 | 0.023257 | 0.023555 | 0.023839 | 0.021914 | 0.017739 | 0.014359 | 0.011614 | 0.0093998 | 0.0076674 | 0.0062079 | 0.005029 | 0.0040734 | 0.0032971 | 0.0026929 | 1.8507e-05 | 6.6927e-06 | 2.3099e-06 | 7.6247e-07 | 0.26639 | 0.22036 | 0.022705 | 0.045684 | 0.068941 | 0.092496 | 0.11634 | 0.13825 | 0.15599 | 0.17035 | 0.18196 | 0.19136 | 0.19903 | 0.20524 | 0.21026 | 0.21434 | 0.21764 | 0.22033 | 0.22035 | 0.22035 | 0.22036 | 0.22036
Under $5 | Under $5 | Irrigation Hardware | Under $5 | 3.4419 | Irrigation | n/a | SC-Retro | M_Input | Agricultural | Oregon | Wheel/hand line systems: Replace worn nozzle with new nozzle | 2.3171 | 3.4419 | A-Irr-Irr-Irrigation-All-All-E |  | 0.022705 | 0.022979 | 0.023257 | 0.023555 | 0.023839 | 0.021914 | 0.017739 | 0.014359 | 0.011614 | 0.0093998 | 0.0076674 | 0.0062079 | 0.005029 | 0.0040734 | 0.0032971 | 0.0026929 | 1.8507e-05 | 6.6927e-06 | 2.3099e-06 | 7.6247e-07 | 0.26639 | 0.22036 | 0.022705 | 0.045684 | 0.068941 | 0.092496 | 0.11634 | 0.13825 | 0.15599 | 0.17035 | 0.18196 | 0.19136 | 0.19903 | 0.20524 | 0.21026 | 0.21434 | 0.21764 | 0.22033 | 0.22035 | 0.22035 | 0.22036 | 0.22036
Under $25 | Under $20 | Irrigation Hardware | Under $25 | 22.8133 | Irrigation | n/a | SC-Retro | M_Input | Agricultural | Oregon | Wheel/hand line systems: Rebuild or replace leaking impact sprinkler with new or rebuilt impact sprinkler | 15.3578 | 22.8133 | A-Irr-Irr-Irrigation-All-All-E |  | 0.03992 | 0.040402 | 0.04089 | 0.041414 | 0.041914 | 0.038528 | 0.031188 | 0.025245 | 0.02042 | 0.016527 | 0.013481 | 0.010915 | 0.0088418 | 0.0071619 | 0.0057968 | 0.0047346 | 3.2539e-05 | 1.1767e-05 | 4.0613e-06 | 1.3406e-06 | 0.46836 | 0.38743 | 0.03992 | 0.080322 | 0.12121 | 0.16263 | 0.20454 | 0.24307 | 0.27426 | 0.2995 | 0.31992 | 0.33645 | 0.34993 | 0.36084 | 0.36968 | 0.37685 | 0.38264 | 0.38738 | 0.38741 | 0.38742 | 0.38743 | 0.38743
Under $5 | Under $5 | Irrigation Hardware | Under $5 | 1.2108 | Irrigation | n/a | SC-Retro | M_Input | Agricultural | Oregon | Wheel/hand line systems: Replace leaking gasket with new gasket | 0.8151 | 1.2108 | A-Irr-Irr-Irrigation-All-All-E |  | 0.23886 | 0.24175 | 0.24467 | 0.2478 | 0.25079 | 0.23053 | 0.18662 | 0.15106 | 0.12218 | 0.098888 | 0.080663 | 0.065308 | 0.052905 | 0.042853 | 0.034686 | 0.02833 | 0.0001947 | 7.0408e-05 | 2.4301e-05 | 8.0214e-06 | 2.8025 | 2.3182 | 0.23886 | 0.48061 | 0.72527 | 0.97308 | 1.2239 | 1.4544 | 1.641 | 1.7921 | 1.9143 | 2.0131 | 2.0938 | 2.1591 | 2.212 | 2.2549 | 2.2896 | 2.3179 | 2.3181 | 2.3182 | 2.3182 | 2.3182
Under $5 | Under $5 | Irrigation Hardware | Under $5 | 4.0764 | Irrigation | n/a | SC-Retro | M_Input | Agricultural | Oregon | Wheel/hand line systems: Replace leaking drain with new drain | 2.7442 | 4.0764 | A-Irr-Irr-Irrigation-All-All-E |  | 0.24756 | 0.25055 | 0.25358 | 0.25683 | 0.25993 | 0.23893 | 0.19341 | 0.15656 | 0.12663 | 0.10249 | 0.083601 | 0.067687 | 0.054833 | 0.044414 | 0.035949 | 0.029362 | 0.00020179 | 7.2973e-05 | 2.5186e-05 | 8.3136e-06 | 2.9046 | 2.4026 | 0.24756 | 0.49812 | 0.75169 | 1.0085 | 1.2685 | 1.5074 | 1.7008 | 1.8574 | 1.984 | 2.0865 | 2.1701 | 2.2378 | 2.2926 | 2.337 | 2.373 | 2.4023 | 2.4025 | 2.4026 | 2.4026 | 2.4026
Under $15 | Under $10 | Irrigation Hardware | Under $15 | 11.1832 | Irrigation | n/a | SC-Retro | M_Input | Agricultural | Oregon | Wheel/hand line systems: Cut and pipe press repair of leaking hand-lines, wheel-lines, and portable main-lines | 7.5285 | 11.1832 | A-Irr-Irr-Irrigation-All-All-E |  | 0.11885 | 0.12029 | 0.12174 | 0.1233 | 0.12479 | 0.11471 | 0.092855 | 0.075162 | 0.060794 | 0.049204 | 0.040136 | 0.032495 | 0.026324 | 0.021323 | 0.017259 | 0.014096 | 9.6875e-05 | 3.5033e-05 | 1.2091e-05 | 3.9912e-06 | 1.3944 | 1.1535 | 0.11885 | 0.23914 | 0.36088 | 0.48418 | 0.60897 | 0.72367 | 0.81653 | 0.89169 | 0.95248 | 1.0017 | 1.0418 | 1.0743 | 1.1006 | 1.122 | 1.1392 | 1.1533 | 1.1534 | 1.1535 | 1.1535 | 1.1535
Under $40 | Under $25 | Irrigation Hardware | Under $40 | 35.8973 | Irrigation | n/a | SC-Retro | M_Input | Agricultural | Oregon | Thunderbird wheel line systems: Replace leaking hub with new hub | 24.166 | 35.8973 | A-Irr-Irr-Irrigation-All-All-E |  | 0.033165 | 0.033565 | 0.033971 | 0.034406 | 0.034821 | 0.032009 | 0.025911 | 0.020973 | 0.016964 | 0.01373 | 0.0112 | 0.0090677 | 0.0073457 | 0.00595 | 0.0048159 | 0.0039335 | 2.7033e-05 | 9.7759e-06 | 3.3741e-06 | 1.1137e-06 | 0.38911 | 0.32187 | 0.033165 | 0.06673 | 0.1007 | 0.13511 | 0.16993 | 0.20194 | 0.22785 | 0.24882 | 0.26579 | 0.27952 | 0.29072 | 0.29978 | 0.30713 | 0.31308 | 0.3179 | 0.32183 | 0.32186 | 0.32187 | 0.32187 | 0.32187
Under $5 | Under $5 | Irrigation Hardware | Under $5 | 4.0516 | Irrigation | n/a | SC-Retro | M_Input | Agricultural | Oregon | Wheel line systems: Rebuild or replace leaking or malfunctioning leveler with new or rebuilt leveler. | 2.7275 | 4.0516 | A-Irr-Irr-Irrigation-All-All-E |  | 0.0095499 | 0.0096652 | 0.0097819 | 0.0099074 | 0.010027 | 0.009217 | 0.0074611 | 0.0060393 | 0.0048849 | 0.0039536 | 0.003225 | 0.0026111 | 0.0021152 | 0.0017133 | 0.0013868 | 0.0011326 | 7.7841e-06 | 2.815e-06 | 9.7157e-07 | 3.207e-07 | 0.11205 | 0.092683 | 0.0095499 | 0.019215 | 0.028997 | 0.038904 | 0.048931 | 0.058148 | 0.065609 | 0.071649 | 0.076534 | 0.080487 | 0.083712 | 0.086323 | 0.088438 | 0.090152 | 0.091539 | 0.092671 | 0.092679 | 0.092682 | 0.092683 | 0.092683
Under $15 | Under $10 | Irrigation Hardware | Under $15 | 14.26 | Irrigation | n/a | SC-Retro | M_Input | Agricultural | Oregon | Center pivot/linear move systems: Install new sprinkler package on an existing system. | 9.5998 | 14.26 | A-Irr-Irr-Irrigation-All-All-E |  | 0.11419 | 0.11557 | 0.11696 | 0.11846 | 0.11989 | 0.11021 | 0.089212 | 0.072213 | 0.058409 | 0.047273 | 0.038561 | 0.031221 | 0.025292 | 0.020486 | 0.016582 | 0.013543 | 9.3075e-05 | 3.3659e-05 | 1.1617e-05 | 3.8346e-06 | 1.3397 | 1.1082 | 0.11419 | 0.22976 | 0.34672 | 0.46518 | 0.58507 | 0.69528 | 0.78449 | 0.85671 | 0.91511 | 0.96239 | 1.0009 | 1.0322 | 1.0575 | 1.0779 | 1.0945 | 1.1081 | 1.1082 | 1.1082 | 1.1082 | 1.1082
Under $35 | Under $25 | Irrigation Hardware | Under $35 | 30.4842 | Irrigation | n/a | SC-Retro | M_Input | Agricultural | Oregon | Center pivot/linear move systems: New gooseneck elbows | 20.5219 | 30.4842 | A-Irr-Irr-Irrigation-All-All-E |  | 0.0087166 | 0.0088219 | 0.0089284 | 0.0090429 | 0.009152 | 0.0084127 | 0.00681 | 0.0055124 | 0.0044587 | 0.0036086 | 0.0029436 | 0.0023832 | 0.0019306 | 0.0015638 | 0.0012658 | 0.0010338 | 7.1049e-06 | 2.5694e-06 | 8.8679e-07 | 2.9272e-07 | 0.10227 | 0.084596 | 0.0087166 | 0.017538 | 0.026467 | 0.03551 | 0.044662 | 0.053074 | 0.059884 | 0.065397 | 0.069855 | 0.073464 | 0.076408 | 0.078791 | 0.080721 | 0.082285 | 0.083551 | 0.084585 | 0.084592 | 0.084594 | 0.084595 | 0.084596
Under $50 | Under $35 | Irrigation Hardware | Under $50 | 47.5554 | Irrigation | n/a | SC-Retro | M_Input | Agricultural | Oregon | Center pivot/linear move systems: New drop tubes (3 feet minimum) | 32.0142 | 47.5554 | A-Irr-Irr-Irrigation-All-All-E |  | 0.0087166 | 0.0088219 | 0.0089284 | 0.0090429 | 0.009152 | 0.0084127 | 0.00681 | 0.0055124 | 0.0044587 | 0.0036086 | 0.0029436 | 0.0023832 | 0.0019306 | 0.0015638 | 0.0012658 | 0.0010338 | 7.1049e-06 | 2.5694e-06 | 8.8679e-07 | 2.9272e-07 | 0.10227 | 0.084596 | 0.0087166 | 0.017538 | 0.026467 | 0.03551 | 0.044662 | 0.053074 | 0.059884 | 0.065397 | 0.069855 | 0.073464 | 0.076408 | 0.078791 | 0.080721 | 0.082285 | 0.083551 | 0.084585 | 0.084592 | 0.084594 | 0.084595 | 0.084596
Under $10 | Under $10 | Irrigation Hardware | Under $10 | 9.6025 | Irrigation | n/a | SC-Retro | M_Input | Agricultural | Oregon | Center pivot/linear move systems: Replace leaking pivot boot gasket with new pivot boot gasket | 6.4644 | 9.6025 | A-Irr-Irr-Irrigation-All-All-E |  | 0.014506 | 0.014681 | 0.014858 | 0.015049 | 0.01523 | 0.014 | 0.011333 | 0.0091735 | 0.0074199 | 0.0060053 | 0.0048985 | 0.0039661 | 0.0032129 | 0.0026024 | 0.0021064 | 0.0017204 | 1.1824e-05 | 4.2758e-06 | 1.4758e-06 | 4.8713e-07 | 0.17019 | 0.14078 | 0.014506 | 0.029187 | 0.044045 | 0.059094 | 0.074324 | 0.088324 | 0.099657 | 0.10883 | 0.11625 | 0.12226 | 0.12715 | 0.13112 | 0.13433 | 0.13694 | 0.13904 | 0.14076 | 0.14077 | 0.14078 | 0.14078 | 0.14078
Under $85 | Under $60 | Irrigation Hardware | Under $85 | 82.4983 | Irrigation | n/a | SC-Retro | M_Input | Agricultural | Oregon | Center pivot/linear move systems: Replace leaking tower gasket with new tower gasket | 55.5376 | 82.4983 | A-Irr-Irr-Irrigation-All-All-E |  | 0.0036264 | 0.0036702 | 0.0037146 | 0.0037622 | 0.0038076 | 0.0035 | 0.0028332 | 0.0022934 | 0.001855 | 0.0015013 | 0.0012246 | 0.00099152 | 0.00080322 | 0.00065061 | 0.0005266 | 0.00043011 | 2.9559e-06 | 1.069e-06 | 3.6894e-07 | 1.2178e-07 | 0.042548 | 0.035195 | 0.0036264 | 0.0072967 | 0.011011 | 0.014773 | 0.018581 | 0.022081 | 0.024914 | 0.027208 | 0.029063 | 0.030564 | 0.031789 | 0.03278 | 0.033583 | 0.034234 | 0.034761 | 0.035191 | 0.035194 | 0.035195 | 0.035195 | 0.035195
Under $20 | Under $15 | Irrigation Motor | Under $20 | 16.0795 | Motors/Drives | n/a | SC-Retro | M_Input | Agricultural | Montana | Montana Wells Green Motors Program Rewind vs. Standard Practice: Motor size 50HP | 10.8247 | 16.0795 | A-Irr-Irr-Irrigation-All-All-E |  | 0.0022237 | 0.0022407 | 0.0022579 | 0.0022758 | 0.0022943 | 0.0020821 | 0.0016798 | 0.0013554 | 0.0010937 | 0.00088264 | 0.00071234 | 0.00057491 | 0.00046401 | 0.00037451 | 0.00030228 | 0.00024398 | 1.6771e-06 | 6.04e-07 | 2.0762e-07 | 6.826e-08 | 0.023849 | 0.02106 | 0.0022237 | 0.0044644 | 0.0067223 | 0.008998 | 0.011292 | 0.013374 | 0.015054 | 0.01641 | 0.017503 | 0.018386 | 0.019098 | 0.019673 | 0.020137 | 0.020512 | 0.020814 | 0.021058 | 0.02106 | 0.02106 | 0.02106 | 0.02106
Under $20 | Under $15 | Irrigation Motor | Under $20 | 16.0795 | Motors/Drives | n/a | SC-Retro | M_Input | Agricultural | Oregon | Oregon River Green Motors Program Rewind vs. Standard Practice: Motor size 50HP | 10.8247 | 16.0795 | A-Irr-Irr-Irrigation-All-All-E |  | 0.022507 | 0.022779 | 0.023054 | 0.02335 | 0.023631 | 0.021722 | 0.017584 | 0.014233 | 0.011513 | 0.0093178 | 0.0076006 | 0.0061537 | 0.0049851 | 0.0040379 | 0.0032683 | 0.0026694 | 1.8346e-05 | 6.6343e-06 | 2.2898e-06 | 7.5582e-07 | 0.26407 | 0.21843 | 0.022507 | 0.045286 | 0.06834 | 0.09169 | 0.11532 | 0.13704 | 0.15463 | 0.16886 | 0.18037 | 0.18969 | 0.19729 | 0.20345 | 0.20843 | 0.21247 | 0.21574 | 0.21841 | 0.21843 | 0.21843 | 0.21843 | 0.21843
Under $25 | Under $15 | Irrigation Motor | Under $25 | 20.5885 | Motors/Drives | n/a | SC-Retro | M_Input | Agricultural | Oregon | Oregon Wells Green Motors Program Rewind vs. Standard Practice: Motor size 60HP | 13.8601 | 20.5885 | A-Irr-Irr-Irrigation-All-All-E |  | 0.02054 | 0.020788 | 0.021039 | 0.021309 | 0.021566 | 0.019824 | 0.016047 | 0.012989 | 0.010506 | 0.0085034 | 0.0069362 | 0.0056159 | 0.0045494 | 0.003685 | 0.0029826 | 0.0024361 | 1.6742e-05 | 6.0545e-06 | 2.0896e-06 | 6.8976e-07 | 0.24099 | 0.19934 | 0.02054 | 0.041328 | 0.062367 | 0.083676 | 0.10524 | 0.12507 | 0.14111 | 0.1541 | 0.16461 | 0.17311 | 0.18005 | 0.18566 | 0.19021 | 0.1939 | 0.19688 | 0.19932 | 0.19933 | 0.19934 | 0.19934 | 0.19934
Under $25 | Under $15 | Irrigation Motor | Under $25 | 20.5885 | Motors/Drives | n/a | SC-Retro | M_Input | Agricultural | Idaho | Idaho River Green Motors Program Rewind vs. Standard Practice: Motor size 60HP | 13.8601 | 20.5885 | A-Irr-Irr-Irrigation-All-All-E |  | 0.011917 | 0.01193 | 0.011946 | 0.011963 | 0.011982 | 0.010802 | 0.0086575 | 0.0069394 | 0.0055628 | 0.0044597 | 0.0035757 | 0.002867 | 0.002299 | 0.0018436 | 0.0014786 | 0.0011859 | 8.1029e-06 | 2.9003e-06 | 9.9096e-07 | 3.2386e-07 | 0.11315 | 0.10942 | 0.011917 | 0.023847 | 0.035793 | 0.047756 | 0.059738 | 0.07054 | 0.079197 | 0.086137 | 0.091699 | 0.096159 | 0.099735 | 0.1026 | 0.1049 | 0.10674 | 0.10822 | 0.10941 | 0.10942 | 0.10942 | 0.10942 | 0.10942
Under $20 | Under $15 | Irrigation Motor | Under $20 | 19.7892 | Motors/Drives | n/a | SC-Retro | M_Input | Agricultural | Washington | Washington Wells Green Motors Program Rewind vs. Standard Practice: Motor size 100HP | 13.322 | 19.7892 | A-Irr-Irr-Irrigation-All-All-E |  | 0.019941 | 0.020188 | 0.020429 | 0.02068 | 0.020925 | 0.019203 | 0.015541 | 0.012571 | 0.010172 | 0.0082269 | 0.0066995 | 0.0054225 | 0.00439 | 0.0035537 | 0.0028754 | 0.0023437 | 1.6112e-05 | 5.823e-06 | 2.0086e-06 | 6.6263e-07 | 0.23151 | 0.19319 | 0.019941 | 0.040129 | 0.060559 | 0.081239 | 0.10216 | 0.12137 | 0.13691 | 0.14948 | 0.15965 | 0.16788 | 0.17458 | 0.18 | 0.18439 | 0.18794 | 0.19082 | 0.19316 | 0.19318 | 0.19319 | 0.19319 | 0.19319
Under $25 | Under $15 | Irrigation Motor | Under $25 | 20.0506 | Motors/Drives | n/a | SC-Retro | M_Input | Agricultural | Idaho | Idaho Wells Green Motors Program Rewind vs. Standard Practice: Motor size 150HP | 13.498 | 20.0506 | A-Irr-Irr-Irrigation-All-All-E |  | 0.016851 | 0.01687 | 0.016891 | 0.016916 | 0.016943 | 0.015275 | 0.012242 | 0.0098126 | 0.007866 | 0.0063062 | 0.0050561 | 0.004054 | 0.0032508 | 0.002607 | 0.0020907 | 0.0016768 | 1.1458e-05 | 4.1012e-06 | 1.4013e-06 | 4.5795e-07 | 0.16 | 0.15473 | 0.016851 | 0.033721 | 0.050613 | 0.067528 | 0.084471 | 0.099746 | 0.11199 | 0.1218 | 0.12967 | 0.13597 | 0.14103 | 0.14508 | 0.14833 | 0.15094 | 0.15303 | 0.15471 | 0.15472 | 0.15472 | 0.15472 | 0.15473
Under $20 | Under $15 | Irrigation Motor | Under $20 | 15.7414 | Motors/Drives | n/a | SC-Retro | M_Input | Agricultural | Montana | Montana River Green Motors Program Rewind vs. Standard Practice: Motor size 40HP | 10.597 | 15.7414 | A-Irr-Irr-Irrigation-All-All-E |  | 0.0069662 | 0.0070196 | 0.0070733 | 0.0071294 | 0.0071874 | 0.0065226 | 0.0052623 | 0.004246 | 0.0034263 | 0.0027651 | 0.0022316 | 0.001801 | 0.0014536 | 0.0011733 | 0.00094697 | 0.00076432 | 5.2541e-06 | 1.8922e-06 | 6.5042e-07 | 2.1384e-07 | 0.074711 | 0.065977 | 0.0069662 | 0.013986 | 0.021059 | 0.028188 | 0.035376 | 0.041898 | 0.047161 | 0.051407 | 0.054833 | 0.057598 | 0.05983 | 0.061631 | 0.063084 | 0.064258 | 0.065205 | 0.065969 | 0.065974 | 0.065976 | 0.065977 | 0.065977
Under $25 | Under $15 | Irrigation Motor | Under $25 | 22.1477 | Motors/Drives | n/a | SC-Retro | M_Input | Agricultural | Washington | Washington River Green Motors Program Rewind vs. Standard Practice: Motor size 75HP | 14.9098 | 22.1477 | A-Irr-Irr-Irrigation-All-All-E |  | 0.018075 | 0.018299 | 0.018517 | 0.018745 | 0.018967 | 0.017406 | 0.014086 | 0.011395 | 0.00922 | 0.007457 | 0.0060726 | 0.0049151 | 0.0039792 | 0.0032211 | 0.0026063 | 0.0021243 | 1.4604e-05 | 5.2781e-06 | 1.8206e-06 | 6.0062e-07 | 0.20984 | 0.17511 | 0.018075 | 0.036374 | 0.054891 | 0.073636 | 0.092603 | 0.11001 | 0.1241 | 0.13549 | 0.14471 | 0.15217 | 0.15824 | 0.16316 | 0.16713 | 0.17036 | 0.17296 | 0.17509 | 0.1751 | 0.17511 | 0.17511 | 0.17511
Under $20 | Under $5 | Compressed Air | Under $20 | 15.6999 | Compressed air | n/a | SC-Retro | M_Input | Industrial | Compressed Air | Air Compressor Demand Reduction | 1.8729 | 15.6999 | I-All-Other-Shift3-All-All-S |  | 0.1676 | 0.1676 | 0.1676 | 0.1676 | 0.1676 | 0.15084 | 0.12067 | 0.09654 | 0.077232 | 0.061785 | 0.049428 | 0.039543 | 0.031634 | 0.025307 | 0.020246 | 0.016197 | 0.00011047 | 3.9455e-05 | 1.3451e-05 | 4.3861e-06 | 1.5324 | 1.5276 | 0.1676 | 0.33521 | 0.50281 | 0.67042 | 0.83802 | 0.98886 | 1.1095 | 1.2061 | 1.2833 | 1.3451 | 1.3945 | 1.4341 | 1.4657 | 1.491 | 1.5113 | 1.5275 | 1.5276 | 1.5276 | 1.5276 | 1.5276
Over $160 | Over $160 | Compressed Air | Over $160 | 9999 | Compressed Air | n/a | SC-Retro | M_Input | Industrial | Compressed Air | Air Compressor Equipment1 | 9999 | 9999 | I-All-Other-Shift3-All-All-S |  | 0 | 0 | 0 | 0 | 0 | 0 | 0 | 0 | 0 | 0 | 0 | 0 | 0 | 0 | 0 | 0 | 0 | 0 | 0 | 0 | 0 | 0 | 0 | 0 | 0 | 0 | 0 | 0 | 0 | 0 | 0 | 0 | 0 | 0 | 0 | 0 | 0 | 0 | 0 | 0 | 0 | 0
Under $15 | Under $5 | Compressed Air | Under $15 | 14.6202 | Compressed Air | n/a | SC-Retro | M_Input | Industrial | Compressed Air | Air Compressor Equipment2 | 1.1461 | 14.6202 | I-All-Other-Shift3-All-All-S |  | 0.17684 | 0.12395 | 0.085808 | 0.066828 | 0.058551 | 0.050666 | 0.043405 | 0.036877 | 0.031113 | 0.026095 | 0.021774 | 0.016958 | 0.013207 | 0.010285 | 0.0080103 | 0.0062384 | 0.0048585 | 0.0037838 | 0.0029468 | 0.002295 | 0.79947 | 0.7905 | 0.17684 | 0.3008 | 0.3866 | 0.45343 | 0.51198 | 0.56265 | 0.60605 | 0.64293 | 0.67404 | 0.70014 | 0.72191 | 0.73887 | 0.75208 | 0.76236 | 0.77037 | 0.77661 | 0.78147 | 0.78525 | 0.7882 | 0.7905
Under $5 | Under $10 | Compressed Air | Under $5 | 1.8867 | Energy Management | n/a | SC-Retro | M_Input | Industrial | Compressed Air | Air Compressor Optimization | 7.5591 | 1.8867 | I-All-Other-Shift3-All-All-S |  | 0.25699 | 0.25699 | 0.25699 | 0.25699 | 0.25699 | 0.23129 | 0.18503 | 0.14803 | 0.11842 | 0.094736 | 0.075789 | 0.060631 | 0.048505 | 0.038804 | 0.031043 | 0.024835 | 0.00016939 | 6.0497e-05 | 2.0624e-05 | 6.7252e-06 | 2.3496 | 2.3423 | 0.25699 | 0.51398 | 0.77097 | 1.028 | 1.2849 | 1.5162 | 1.7013 | 1.8493 | 1.9677 | 2.0625 | 2.1382 | 2.1989 | 2.2474 | 2.2862 | 2.3172 | 2.3421 | 2.3422 | 2.3423 | 2.3423 | 2.3423
Under $25 | Under $25 | Lighting | Under $25 | 21 | Lighting | n/a | SC-Retro | M_Input | Industrial | Lighting | HighBay Lighting 1 Shift | 22.6834 | 21 | I-All-Other-Shift1-All-All-S |  | 0.48778 | 0.3419 | 0.23668 | 0.18433 | 0.1615 | 0.13975 | 0.11972 | 0.10172 | 0.085818 | 0.071976 | 0.060059 | 0.046774 | 0.036428 | 0.02837 | 0.022095 | 0.017207 | 0.013401 | 0.010437 | 0.0081281 | 0.0063302 | 2.2052 | 2.1804 | 0.48778 | 0.82968 | 1.0664 | 1.2507 | 1.4122 | 1.5519 | 1.6717 | 1.7734 | 1.8592 | 1.9312 | 1.9912 | 2.038 | 2.0744 | 2.1028 | 2.1249 | 2.1421 | 2.1555 | 2.1659 | 2.1741 | 2.1804
Under $15 | Under $15 | Lighting | Under $15 | 11.9575 | Lighting | n/a | SC-Retro | M_Input | Industrial | Lighting | HighBay Lighting 2 Shift | 14.5686 | 11.9575 | I-All-Other-Shift2-All-All-S |  | 0.81991 | 0.57469 | 0.39784 | 0.30984 | 0.27147 | 0.23491 | 0.20124 | 0.17097 | 0.14425 | 0.12098 | 0.10095 | 0.078623 | 0.061231 | 0.047687 | 0.037139 | 0.028924 | 0.022526 | 0.017543 | 0.013663 | 0.01064 | 3.7067 | 3.665 | 0.81991 | 1.3946 | 1.7924 | 2.1023 | 2.3737 | 2.6087 | 2.8099 | 2.9809 | 3.1251 | 3.2461 | 3.3471 | 3.4257 | 3.4869 | 3.5346 | 3.5717 | 3.6007 | 3.6232 | 3.6407 | 3.6544 | 3.665
Under $10 | Under $10 | Lighting | Under $10 | 6.4048 | Lighting | n/a | SC-Retro | M_Input | Industrial | Lighting | HighBay Lighting 3 Shift | 8.5156 | 6.4048 | I-All-Other-Shift3-All-All-S |  | 1.8798 | 1.3176 | 0.91211 | 0.71035 | 0.62238 | 0.53856 | 0.46138 | 0.39199 | 0.33072 | 0.27738 | 0.23145 | 0.18025 | 0.14038 | 0.10933 | 0.085146 | 0.066312 | 0.051644 | 0.04022 | 0.031324 | 0.024395 | 8.4981 | 8.4027 | 1.8798 | 3.1973 | 4.1094 | 4.8198 | 5.4422 | 5.9807 | 6.4421 | 6.8341 | 7.1648 | 7.4422 | 7.6737 | 7.8539 | 7.9943 | 8.1036 | 8.1888 | 8.2551 | 8.3067 | 8.3469 | 8.3783 | 8.4027
Under $30 | Under $30 | Lighting | Under $30 | 28.6067 | Lighting | n/a | SC-Retro | M_Input | Industrial | Lighting | Efficient Lighting 1 Shift | 29.4645 | 28.6067 | I-All-Other-Shift1-All-All-S |  | 0.21154 | 0.14828 | 0.10265 | 0.079941 | 0.07004 | 0.060608 | 0.051922 | 0.044113 | 0.037218 | 0.031215 | 0.026047 | 0.020285 | 0.015798 | 0.012304 | 0.0095821 | 0.0074625 | 0.0058118 | 0.0045263 | 0.003525 | 0.0027453 | 0.95635 | 0.94561 | 0.21154 | 0.35982 | 0.46246 | 0.5424 | 0.61245 | 0.67305 | 0.72498 | 0.76909 | 0.80631 | 0.83752 | 0.86357 | 0.88385 | 0.89965 | 0.91195 | 0.92154 | 0.929 | 0.93481 | 0.93934 | 0.94286 | 0.94561
Under $20 | Under $20 | Lighting | Under $20 | 15.3291 | Lighting | n/a | SC-Retro | M_Input | Industrial | Lighting | Efficient Lighting 2 Shift | 16.962 | 15.3291 | I-All-Other-Shift2-All-All-S |  | 0.40149 | 0.28141 | 0.19481 | 0.15172 | 0.13293 | 0.11503 | 0.098543 | 0.083722 | 0.070636 | 0.059243 | 0.049434 | 0.038499 | 0.029983 | 0.023351 | 0.018186 | 0.014163 | 0.01103 | 0.0085904 | 0.0066902 | 0.0052103 | 1.8151 | 1.7947 | 0.40149 | 0.6829 | 0.87771 | 1.0294 | 1.1624 | 1.2774 | 1.3759 | 1.4597 | 1.5303 | 1.5895 | 1.639 | 1.6775 | 1.7075 | 1.7308 | 1.749 | 1.7632 | 1.7742 | 1.7828 | 1.7895 | 1.7947
Under $10 | Under $10 | Lighting | Under $10 | 6.7671 | Lighting | n/a | SC-Retro | M_Input | Industrial | Lighting | Efficient Lighting 3 Shift | 9.469 | 6.7671 | I-All-Other-Shift3-All-All-S |  | 0.92013 | 0.64494 | 0.44647 | 0.34771 | 0.30465 | 0.26362 | 0.22584 | 0.19187 | 0.16188 | 0.13577 | 0.11329 | 0.088232 | 0.068716 | 0.053516 | 0.041678 | 0.032459 | 0.025279 | 0.019687 | 0.015333 | 0.011941 | 4.1597 | 4.113 | 0.92013 | 1.5651 | 2.0115 | 2.3592 | 2.6639 | 2.9275 | 3.1533 | 3.3452 | 3.5071 | 3.6429 | 3.7562 | 3.8444 | 3.9131 | 3.9666 | 4.0083 | 4.0408 | 4.066 | 4.0857 | 4.1011 | 4.113
Under $65 | Under $45 | Lighting | Under $65 | 61.2592 | Lighting | n/a | SC-Retro | M_Input | Industrial | Lighting | Lighting Controls | 43.5724 | 61.2592 | I-All-Other-Shift3-All-All-S |  | 0.76812 | 0.53839 | 0.37271 | 0.29027 | 0.25432 | 0.22007 | 0.18853 | 0.16018 | 0.13514 | 0.11334 | 0.094577 | 0.073657 | 0.057364 | 0.044675 | 0.034793 | 0.027097 | 0.021103 | 0.016435 | 0.0128 | 0.0099683 | 3.4725 | 3.4335 | 0.76812 | 1.3065 | 1.6792 | 1.9695 | 2.2238 | 2.4439 | 2.6324 | 2.7926 | 2.9277 | 3.0411 | 3.1357 | 3.2093 | 3.2667 | 3.3113 | 3.3461 | 3.3732 | 3.3943 | 3.4108 | 3.4236 | 3.4335
Over $160 | Over $160 | Motors | Over $160 | 9999 | Motors | n/a | SC-Retro | M_Input | Industrial | Motors | Motors: Rewind 20-50 HP | 9999 | 9999 | I-All-Other-Shift3-All-All-S |  | 0 | 0 | 0 | 0 | 0 | 0 | 0 | 0 | 0 | 0 | 0 | 0 | 0 | 0 | 0 | 0 | 0 | 0 | 0 | 0 | 0 | 0 | 0 | 0 | 0 | 0 | 0 | 0 | 0 | 0 | 0 | 0 | 0 | 0 | 0 | 0 | 0 | 0 | 0 | 0 | 0 | 0
Over $160 | Over $160 | Motors | Over $160 | 9999 | Motors | n/a | SC-Retro | M_Input | Industrial | Motors | Motors: Rewind 51-100 HP | 9999 | 9999 | I-All-Other-Shift3-All-All-S |  | 0 | 0 | 0 | 0 | 0 | 0 | 0 | 0 | 0 | 0 | 0 | 0 | 0 | 0 | 0 | 0 | 0 | 0 | 0 | 0 | 0 | 0 | 0 | 0 | 0 | 0 | 0 | 0 | 0 | 0 | 0 | 0 | 0 | 0 | 0 | 0 | 0 | 0 | 0 | 0 | 0 | 0
Over $160 | Over $160 | Motors | Over $160 | 9999 | Motors | n/a | SC-Retro | M_Input | Industrial | Motors | Motors: Rewind 101-200 HP | 9999 | 9999 | I-All-Other-Shift3-All-All-S |  | 0 | 0 | 0 | 0 | 0 | 0 | 0 | 0 | 0 | 0 | 0 | 0 | 0 | 0 | 0 | 0 | 0 | 0 | 0 | 0 | 0 | 0 | 0 | 0 | 0 | 0 | 0 | 0 | 0 | 0 | 0 | 0 | 0 | 0 | 0 | 0 | 0 | 0 | 0 | 0 | 0 | 0
Over $160 | Over $160 | Motors | Over $160 | 9999 | Motors | n/a | SC-Retro | M_Input | Industrial | Motors | Motors: Rewind 201-500 HP | 9999 | 9999 | I-All-Other-Shift3-All-All-S |  | 0 | 0 | 0 | 0 | 0 | 0 | 0 | 0 | 0 | 0 | 0 | 0 | 0 | 0 | 0 | 0 | 0 | 0 | 0 | 0 | 0 | 0 | 0 | 0 | 0 | 0 | 0 | 0 | 0 | 0 | 0 | 0 | 0 | 0 | 0 | 0 | 0 | 0 | 0 | 0 | 0 | 0
Over $160 | Over $160 | Motors | Over $160 | 9999 | Motors | n/a | SC-Retro | M_Input | Industrial | Motors | Motors: Rewind 501-5000 HP | 9999 | 9999 | I-All-Other-Shift3-All-All-S |  | 0 | 0 | 0 | 0 | 0 | 0 | 0 | 0 | 0 | 0 | 0 | 0 | 0 | 0 | 0 | 0 | 0 | 0 | 0 | 0 | 0 | 0 | 0 | 0 | 0 | 0 | 0 | 0 | 0 | 0 | 0 | 0 | 0 | 0 | 0 | 0 | 0 | 0 | 0 | 0 | 0 | 0
Under $15 | Under $10 | Fans | Under $15 | 11.1532 | Fans | n/a | SC-Retro | M_Input | Industrial | Fans | Efficient Centrifugal Fan | 6.9769 | 11.1532 | I-SIC26-Proc-All-All-All-E |  | 0.093955 | 0.093955 | 0.093955 | 0.093955 | 0.093955 | 0.08456 | 0.067648 | 0.054118 | 0.043295 | 0.034636 | 0.027709 | 0.022167 | 0.017733 | 0.014187 | 0.011349 | 0.0090795 | 6.1929e-05 | 2.2118e-05 | 7.5401e-06 | 2.4587e-06 | 0.85902 | 0.85635 | 0.093955 | 0.18791 | 0.28187 | 0.37582 | 0.46978 | 0.55434 | 0.62198 | 0.6761 | 0.7194 | 0.75403 | 0.78174 | 0.80391 | 0.82164 | 0.83583 | 0.84718 | 0.85626 | 0.85632 | 0.85634 | 0.85635 | 0.85635
Under $15 | Under $5 | Fans | Under $15 | 12.9307 | Energy Management | n/a | SC-Retro | M_Input | Industrial | Fans | Fan Energy Management | -1.5281 | 12.9307 | I-SIC20-Proc-All-All-All-E |  | 0.15386 | 0.18891 | 0.23117 | 0.26836 | 0.30609 | 0.35786 | 0.39258 | 0.40105 | 0.37794 | 0.32487 | 0.2514 | 0.17253 | 0.10324 | 0.052862 | 0.02268 | 0.0079678 | 0.0022353 | 0.00048718 | 8.0079e-05 | 9.6123e-06 | 3.5781 | 3.5781 | 0.15386 | 0.34277 | 0.57394 | 0.8423 | 1.1484 | 1.5062 | 1.8988 | 2.2999 | 2.6778 | 3.0027 | 3.2541 | 3.4266 | 3.5298 | 3.5781 | 3.5781 | 3.5781 | 3.5781 | 3.5781 | 3.5781 | 3.5781
Under $20 | Under $5 | Fans | Under $20 | 18.6342 | Fans | n/a | SC-Retro | M_Input | Industrial | Fans | Fan Equipment Upgrade | 2.2278 | 18.6342 | I-All-Other-Shift3-All-All-S |  | 0.43571 | 0.53498 | 0.65466 | 0.75996 | 0.86683 | 1.0134 | 1.1117 | 1.1357 | 1.0703 | 0.92 | 0.71193 | 0.48859 | 0.29237 | 0.1497 | 0.064227 | 0.022564 | 0.00633 | 0.0013797 | 0.00022678 | 2.7221e-05 | 10.1328 | 10.1328 | 0.43571 | 0.97069 | 1.6254 | 2.3853 | 3.2521 | 4.2656 | 5.3773 | 6.513 | 7.5833 | 8.5033 | 9.2153 | 9.7038 | 9.9962 | 10.1328 | 10.1328 | 10.1328 | 10.1328 | 10.1328 | 10.1328 | 10.1328
Under $10 | Under $5 | Fans | Under $10 | 6.7279 | Energy Management | n/a | SC-Retro | M_Input | Industrial | Fans | Fan System Optimization | 4.102 | 6.7279 | I-SIC24-Proc-All-All-All-E |  | 0.43315 | 0.53184 | 0.65082 | 0.7555 | 0.86174 | 1.0075 | 1.1052 | 1.1291 | 1.064 | 0.9146 | 0.70776 | 0.48572 | 0.29066 | 0.14882 | 0.06385 | 0.022432 | 0.0062929 | 0.0013716 | 0.00022545 | 2.7061e-05 | 10.0733 | 10.0733 | 0.43315 | 0.965 | 1.6158 | 2.3713 | 3.2331 | 4.2405 | 5.3458 | 6.4748 | 7.5388 | 8.4534 | 9.1612 | 9.6469 | 9.9376 | 10.0733 | 10.0733 | 10.0733 | 10.0733 | 10.0733 | 10.0733 | 10.0733
Under $15 | Under $5 | Pumps | Under $15 | 12.8316 | Energy Management | n/a | SC-Retro | M_Input | Industrial | Pumps | Pump Energy Management | -1.6262 | 12.8316 | I-SIC26-Proc-All-All-All-E |  | 0.23924 | 0.29375 | 0.35947 | 0.41729 | 0.47597 | 0.55647 | 0.61045 | 0.62362 | 0.58769 | 0.50517 | 0.39092 | 0.26828 | 0.16054 | 0.0822 | 0.035267 | 0.01239 | 0.0034758 | 0.00075756 | 0.00012452 | 1.4947e-05 | 5.5638 | 5.5638 | 0.23924 | 0.533 | 0.89247 | 1.3098 | 1.7857 | 2.3422 | 2.9526 | 3.5763 | 4.1639 | 4.6691 | 5.06 | 5.3283 | 5.4888 | 5.5638 | 5.5638 | 5.5638 | 5.5638 | 5.5638 | 5.5638 | 5.5638
Under $25 | Under $5 | Pumps | Under $25 | 21.7505 | Pumps | n/a | SC-Retro | M_Input | Industrial | Pumps | Pump Equipment Upgrade | 4.378 | 21.7505 | I-SIC26-Proc-All-All-All-E |  | 1.6456 | 1.6456 | 1.6456 | 1.6456 | 1.6456 | 1.481 | 1.1848 | 0.94784 | 0.75827 | 0.60662 | 0.48529 | 0.38823 | 0.31059 | 0.24847 | 0.19878 | 0.15902 | 0.0010846 | 0.00038737 | 0.00013206 | 4.3063e-05 | 15.0451 | 14.9983 | 1.6456 | 3.2911 | 4.9367 | 6.5822 | 8.2278 | 9.7088 | 10.8936 | 11.8414 | 12.5997 | 13.2063 | 13.6916 | 14.0798 | 14.3904 | 14.6389 | 14.8376 | 14.9967 | 14.9977 | 14.9981 | 14.9983 | 14.9983
Under $5 | Under $15 | Pumps | Under $5 | -8.117 | Energy Management | n/a | SC-Retro | M_Input | Industrial | Pumps | Pump System Optimization | 11.2225 | -8.117 | I-SIC20-Proc-All-All-All-E |  | 0.66754 | 0.81964 | 1.003 | 1.1643 | 1.3281 | 1.5527 | 1.7033 | 1.74 | 1.6398 | 1.4095 | 1.0907 | 0.74855 | 0.44794 | 0.22935 | 0.098401 | 0.03457 | 0.0096982 | 0.0021138 | 0.00034744 | 4.1705e-05 | 15.5243 | 15.5243 | 0.66754 | 1.4872 | 2.4902 | 3.6545 | 4.9825 | 6.5352 | 8.2385 | 9.9785 | 11.6183 | 13.0278 | 14.1185 | 14.8671 | 15.315 | 15.5243 | 15.5243 | 15.5243 | 15.5243 | 15.5243 | 15.5243 | 15.5243
Over $160 | Over $160 | Transformers | Over $160 | 9999 | Transformers | n/a | SC-Retro | M_Input | Industrial | Transformers | Transformers-Retrofit | 9999 | 9999 | I-All-Other-Shift3-All-All-S |  | 0 | 0 | 0 | 0 | 0 | 0 | 0 | 0 | 0 | 0 | 0 | 0 | 0 | 0 | 0 | 0 | 0 | 0 | 0 | 0 | 0 | 0 | 0 | 0 | 0 | 0 | 0 | 0 | 0 | 0 | 0 | 0 | 0 | 0 | 0 | 0 | 0 | 0 | 0 | 0 | 0 | 0
Over $160 | Over $160 | Transformers | Over $160 | 9999 | Transformers | n/a | SC-Retro | M_Input | Industrial | Transformers | Transformers-New | 9999 | 9999 | I-All-Other-Shift3-All-All-S |  | 0 | 0 | 0 | 0 | 0 | 0 | 0 | 0 | 0 | 0 | 0 | 0 | 0 | 0 | 0 | 0 | 0 | 0 | 0 | 0 | 0 | 0 | 0 | 0 | 0 | 0 | 0 | 0 | 0 | 0 | 0 | 0 | 0 | 0 | 0 | 0 | 0 | 0 | 0 | 0 | 0 | 0
Over $160 | Over $160 | Belts | Over $160 | 9999 | Misc | n/a | SC-Retro | M_Input | Industrial | Belts | Synchronous Belts | 9999 | 9999 | I-All-Other-Shift3-All-All-S |  | 0 | 0 | 0 | 0 | 0 | 0 | 0 | 0 | 0 | 0 | 0 | 0 | 0 | 0 | 0 | 0 | 0 | 0 | 0 | 0 | 0 | 0 | 0 | 0 | 0 | 0 | 0 | 0 | 0 | 0 | 0 | 0 | 0 | 0 | 0 | 0 | 0 | 0 | 0 | 0 | 0 | 0
Under $20 | Under $15 | Hi-Tech | Under $20 | 19.3876 | Hi-Tech | n/a | SC-Retro | M_Input | Industrial | Hi-Tech | Elec Chip Fab: Eliminate Exhaust | 12.4579 | 19.3876 | I-All-Other-Shift3-All-All-S |  | 0.002686 | 0.002686 | 0.002686 | 0.002686 | 0.002686 | 0.0024174 | 0.001934 | 0.0015472 | 0.0012377 | 0.00099018 | 0.00079215 | 0.00063372 | 0.00050697 | 0.00040558 | 0.00032446 | 0.00025957 | 1.7705e-06 | 6.3231e-07 | 2.1556e-07 | 7.0292e-08 | 0.024558 | 0.024482 | 0.002686 | 0.0053721 | 0.0080581 | 0.010744 | 0.01343 | 0.015848 | 0.017782 | 0.019329 | 0.020567 | 0.021557 | 0.022349 | 0.022983 | 0.02349 | 0.023895 | 0.02422 | 0.024479 | 0.024481 | 0.024482 | 0.024482 | 0.024482
Under $5 | Under $20 | Hi-Tech | Under $5 | -38.0379 | Hi-Tech | n/a | SC-Retro | M_Input | Industrial | Hi-Tech | Elec Chip Fab: Exhaust Injector | 18.824 | -38.0379 | I-All-Other-Shift3-All-All-S |  | 0.086163 | 0.086163 | 0.086163 | 0.086163 | 0.086163 | 0.077547 | 0.062037 | 0.04963 | 0.039704 | 0.031763 | 0.025411 | 0.020328 | 0.016263 | 0.01301 | 0.010408 | 0.0083265 | 5.6793e-05 | 2.0283e-05 | 6.9148e-06 | 2.2548e-06 | 0.78778 | 0.78533 | 0.086163 | 0.17233 | 0.25849 | 0.34465 | 0.43082 | 0.50836 | 0.5704 | 0.62003 | 0.65973 | 0.6915 | 0.71691 | 0.73724 | 0.7535 | 0.76651 | 0.77692 | 0.78524 | 0.7853 | 0.78532 | 0.78533 | 0.78533
Under $5 | Under $25 | Hi-Tech | Under $5 | -28.3977 | Hi-Tech | n/a | SC-Retro | M_Input | Industrial | Hi-Tech | Elec Chip Fab: Solidstate Chiller | 21.4919 | -28.3977 | I-All-Other-Shift3-All-All-S |  | 0.096588 | 0.096588 | 0.096588 | 0.096588 | 0.096588 | 0.086929 | 0.069544 | 0.055635 | 0.044508 | 0.035606 | 0.028485 | 0.022788 | 0.01823 | 0.014584 | 0.011667 | 0.009334 | 6.3665e-05 | 2.2737e-05 | 7.7514e-06 | 2.5276e-06 | 0.8831 | 0.88035 | 0.096588 | 0.19318 | 0.28976 | 0.38635 | 0.48294 | 0.56987 | 0.63941 | 0.69505 | 0.73956 | 0.77516 | 0.80365 | 0.82644 | 0.84467 | 0.85925 | 0.87092 | 0.88025 | 0.88032 | 0.88034 | 0.88035 | 0.88035
Under $5 | Under $5 | Hi-Tech | Under $5 | -8.8246 | Hi-Tech | n/a | SC-Retro | M_Input | Industrial | Hi-Tech | Elec Chip Fab: Reduce Gas Pressure | -1.8169 | -8.8246 | I-All-Other-Shift3-All-All-S |  | 0.022074 | 0.022074 | 0.022074 | 0.022074 | 0.022074 | 0.019867 | 0.015894 | 0.012715 | 0.010172 | 0.0081375 | 0.00651 | 0.005208 | 0.0041664 | 0.0033331 | 0.0026665 | 0.0021332 | 1.455e-05 | 5.1964e-06 | 1.7715e-06 | 5.7767e-07 | 0.20182 | 0.2012 | 0.022074 | 0.044149 | 0.066223 | 0.088298 | 0.11037 | 0.13024 | 0.14613 | 0.15885 | 0.16902 | 0.17716 | 0.18367 | 0.18887 | 0.19304 | 0.19637 | 0.19904 | 0.20117 | 0.20119 | 0.20119 | 0.2012 | 0.2012
Under $5 | Under $5 | Hi-Tech | Under $5 | 0.26265 | Hi-Tech | n/a | SC-Retro | M_Input | Industrial | Hi-Tech | Clean Room: Change Filter Strategy | 0.11168 | 0.26265 | I-All-Other-Shift3-All-All-S |  | 0.04813 | 0.059095 | 0.072315 | 0.083947 | 0.095752 | 0.11195 | 0.12281 | 0.12546 | 0.11823 | 0.10163 | 0.078642 | 0.05397 | 0.032296 | 0.016536 | 0.0070947 | 0.0024925 | 0.00069923 | 0.0001524 | 2.505e-05 | 3.0069e-06 | 1.1193 | 1.1193 | 0.04813 | 0.10722 | 0.17954 | 0.26349 | 0.35924 | 0.47118 | 0.59399 | 0.71945 | 0.83767 | 0.9393 | 1.0179 | 1.0719 | 1.1042 | 1.1193 | 1.1193 | 1.1193 | 1.1193 | 1.1193 | 1.1193 | 1.1193
Under $10 | Under $5 | Hi-Tech | Under $10 | 8.6937 | Hi-Tech | n/a | SC-Retro | M_Input | Industrial | Hi-Tech | Clean Room: Clean Room HVAC | 4.7723 | 8.6937 | I-All-Other-Shift3-All-All-S |  | 0.013007 | 0.01597 | 0.019543 | 0.022686 | 0.025876 | 0.030252 | 0.033187 | 0.033903 | 0.03195 | 0.027463 | 0.021252 | 0.014585 | 0.0087278 | 0.0044688 | 0.0019173 | 0.00067358 | 0.00018896 | 4.1185e-05 | 6.7696e-06 | 8.1259e-07 | 0.30248 | 0.30248 | 0.013007 | 0.028977 | 0.048519 | 0.071205 | 0.097081 | 0.12733 | 0.16052 | 0.19442 | 0.22637 | 0.25384 | 0.27509 | 0.28967 | 0.2984 | 0.30248 | 0.30248 | 0.30248 | 0.30248 | 0.30248 | 0.30248 | 0.30248
Under $5 | Under $5 | Hi-Tech | Under $5 | 4.1462 | Energy Management | n/a | SC-Retro | M_Input | Industrial | Hi-Tech | Clean Room: Chiller Optimize | 2.1974 | 4.1462 | I-All-Other-Shift3-All-All-S |  | 0.020485 | 0.025152 | 0.030779 | 0.035729 | 0.040754 | 0.047646 | 0.052268 | 0.053396 | 0.050319 | 0.043254 | 0.033471 | 0.022971 | 0.013746 | 0.0070382 | 0.0030196 | 0.0010609 | 0.00029761 | 6.4864e-05 | 1.0662e-05 | 1.2798e-06 | 0.47639 | 0.47639 | 0.020485 | 0.045637 | 0.076415 | 0.11214 | 0.1529 | 0.20054 | 0.25281 | 0.30621 | 0.35653 | 0.39978 | 0.43325 | 0.45622 | 0.46997 | 0.47639 | 0.47639 | 0.47639 | 0.47639 | 0.47639 | 0.47639 | 0.47639
Under $25 | Under $15 | Food Processing | Under $25 | 20.5977 | Low & Med Temp Refr | n/a | SC-Retro | M_Input | Industrial | Food Processing | Food: Cooling and Storage | 13.3868 | 20.5977 | C-War-Ref-All-All-All-C |  | 0.59694 | 0.59694 | 0.59694 | 0.59694 | 0.59694 | 0.53725 | 0.4298 | 0.34384 | 0.27507 | 0.22006 | 0.17605 | 0.14084 | 0.11267 | 0.090135 | 0.072108 | 0.057686 | 0.00039347 | 0.00014052 | 4.7906e-05 | 1.5621e-05 | 5.4578 | 5.4408 | 0.59694 | 1.1939 | 1.7908 | 2.3878 | 2.9847 | 3.522 | 3.9518 | 4.2956 | 4.5707 | 4.7907 | 4.9668 | 5.1076 | 5.2203 | 5.3104 | 5.3825 | 5.4402 | 5.4406 | 5.4407 | 5.4408 | 5.4408
Under $5 | Under $5 | Food Storage | Under $5 | 4.2988 | Energy Management | n/a | SC-Retro | M_Input | Industrial | Food Storage | Food: Refrig Storage Tuneup | 2.7394 | 4.2988 | C-War-Ref-All-All-All-C |  | 0.32203 | 0.32203 | 0.32203 | 0.32203 | 0.32203 | 0.28983 | 0.23186 | 0.18549 | 0.14839 | 0.11871 | 0.094971 | 0.075977 | 0.060781 | 0.048625 | 0.0389 | 0.03112 | 0.00021226 | 7.5808e-05 | 2.5844e-05 | 8.4273e-06 | 2.9443 | 2.9351 | 0.32203 | 0.64406 | 0.9661 | 1.2881 | 1.6102 | 1.9 | 2.1319 | 2.3173 | 2.4657 | 2.5844 | 2.6794 | 2.7554 | 2.8162 | 2.8648 | 2.9037 | 2.9348 | 2.935 | 2.9351 | 2.9351 | 2.9351
Under $5 | Under $5 | Metals | Under $5 | -958.3758 | Metals | n/a | SC-Retro | M_Input | Industrial | Metals | Metal: New Arc Furnace | 2.4273 | -958.3758 | I-All-Other-Shift3-All-All-S |  | 0.0048548 | 0.0048548 | 0.0048548 | 0.0048548 | 0.0048548 | 0.0048548 | 0.0048548 | 0.0048548 | 0.0048548 | 0.0048548 | 0.0048548 | 0.0048548 | 0.0048548 | 0.0048548 | 0.0048548 | 0.0048548 | 0.0048548 | 0.0048548 | 0.0048548 | 0.0048548 | 0.097096 | 0.097096 | 0.0048548 | 0.0097096 | 0.014564 | 0.019419 | 0.024274 | 0.029129 | 0.033984 | 0.038838 | 0.043693 | 0.048548 | 0.053403 | 0.058257 | 0.063112 | 0.067967 | 0.072822 | 0.077677 | 0.082531 | 0.087386 | 0.092241 | 0.097096
Under $15 | Under $25 | Pulp | Under $15 | 14.8435 | Pulp | n/a | SC-Retro | M_Input | Industrial | Pulp | Mech Pulp: Refiner Replacement | 24.9047 | 14.8435 | I-All-Other-Shift3-All-All-S |  | 0.039995 | 0.039995 | 0.039995 | 0.039995 | 0.039995 | 0.039995 | 0.039995 | 0.039995 | 0.039995 | 0.039995 | 0.039995 | 0.039995 | 0.039995 | 0.039995 | 0.039995 | 0.039995 | 0.039995 | 0.039995 | 0.039995 | 0.039995 | 0.79991 | 0.79991 | 0.039995 | 0.079991 | 0.11999 | 0.15998 | 0.19998 | 0.23997 | 0.27997 | 0.31996 | 0.35996 | 0.39995 | 0.43995 | 0.47994 | 0.51994 | 0.55994 | 0.59993 | 0.63993 | 0.67992 | 0.71992 | 0.75991 | 0.79991
Under $10 | Under $5 | Pulp | Under $10 | 6.8735 | Pulp | n/a | SC-Retro | M_Input | Industrial | Pulp | Mech Pulp: Premium Process | 4.3148 | 6.8735 | I-All-Other-Shift3-All-All-S |  | 0.00062904 | 0.00062904 | 0.00062904 | 0.00062904 | 0.00062904 | 0.00062904 | 0.00062904 | 0.00062904 | 0.00062904 | 0.00062904 | 0.00062904 | 0.00062904 | 0.00062904 | 0.00062904 | 0.00062904 | 0.00062904 | 0.00062904 | 0.00062904 | 0.00062904 | 0.00062904 | 0.012581 | 0.012581 | 0.00062904 | 0.0012581 | 0.0018871 | 0.0025161 | 0.0031452 | 0.0037742 | 0.0044032 | 0.0050323 | 0.0056613 | 0.0062904 | 0.0069194 | 0.0075484 | 0.0081775 | 0.0088065 | 0.0094355 | 0.010065 | 0.010694 | 0.011323 | 0.011952 | 0.012581
Under $5 | Under $5 | Pulp | Under $5 | 2.2736 | Pulp | n/a | SC-Retro | M_Input | Industrial | Pulp | Mech Pulp: Refiner Plate Improvement | 1.4655 | 2.2736 | I-All-Other-Shift3-All-All-S |  | 0.0026401 | 0.0026401 | 0.0026401 | 0.0026401 | 0.0026401 | 0.0026401 | 0.0026401 | 0.0026401 | 0.0026401 | 0.0026401 | 0.0026401 | 0.0026401 | 0.0026401 | 0.0026401 | 0.0026401 | 0.0026401 | 0.0026401 | 0.0026401 | 0.0026401 | 0.0026401 | 0.052801 | 0.052801 | 0.0026401 | 0.0052801 | 0.0079202 | 0.01056 | 0.0132 | 0.01584 | 0.018481 | 0.021121 | 0.023761 | 0.026401 | 0.029041 | 0.031681 | 0.034321 | 0.036961 | 0.039601 | 0.042241 | 0.044881 | 0.047521 | 0.050161 | 0.052801
Under $5 | Under $5 | Pulp | Under $5 | 3.2342 | Pulp | n/a | SC-Retro | M_Input | Industrial | Pulp | Kraft: Effluent Treatment System | 1.5835 | 3.2342 | I-All-Other-Shift3-All-All-S |  | 0.018404 | 0.018404 | 0.018404 | 0.018404 | 0.018404 | 0.018404 | 0.018404 | 0.018404 | 0.018404 | 0.018404 | 0.018404 | 0.018404 | 0.018404 | 0.018404 | 0.018404 | 0.018404 | 0.018404 | 0.018404 | 0.018404 | 0.018404 | 0.36809 | 0.36809 | 0.018404 | 0.036809 | 0.055213 | 0.073617 | 0.092022 | 0.11043 | 0.12883 | 0.14723 | 0.16564 | 0.18404 | 0.20245 | 0.22085 | 0.23926 | 0.25766 | 0.27606 | 0.29447 | 0.31287 | 0.33128 | 0.34968 | 0.36809
Under $5 | Under $5 | Pulp | Under $5 | 3.9625 | Pulp | n/a | SC-Retro | M_Input | Industrial | Pulp | Kraft: Efficient Agitator | 2.0738 | 3.9625 | I-All-Other-Shift3-All-All-S |  | 0.15844 | 0.15844 | 0.15844 | 0.15844 | 0.15844 | 0.15844 | 0.15844 | 0.15844 | 0.15844 | 0.15844 | 0.15844 | 0.15844 | 0.15844 | 0.15844 | 0.15844 | 0.15844 | 0.15844 | 0.15844 | 0.15844 | 0.15844 | 3.1687 | 3.1687 | 0.15844 | 0.31687 | 0.47531 | 0.63375 | 0.79218 | 0.95062 | 1.1091 | 1.2675 | 1.4259 | 1.5844 | 1.7428 | 1.9012 | 2.0597 | 2.2181 | 2.3765 | 2.535 | 2.6934 | 2.8519 | 3.0103 | 3.1687
Under $15 | Under $10 | Paper | Under $15 | 10.5037 | Paper | n/a | SC-Retro | M_Input | Industrial | Paper | Paper: Efficient Pulp Screen | 6.4773 | 10.5037 | I-All-Other-Shift3-All-All-S |  | 0.06121 | 0.06121 | 0.06121 | 0.06121 | 0.06121 | 0.06121 | 0.06121 | 0.06121 | 0.06121 | 0.06121 | 0.06121 | 0.06121 | 0.06121 | 0.06121 | 0.06121 | 0.06121 | 0.06121 | 0.06121 | 0.06121 | 0.06121 | 1.2242 | 1.2242 | 0.06121 | 0.12242 | 0.18363 | 0.24484 | 0.30605 | 0.36726 | 0.42847 | 0.48968 | 0.55089 | 0.6121 | 0.67331 | 0.73452 | 0.79573 | 0.85694 | 0.91815 | 0.97936 | 1.0406 | 1.1018 | 1.163 | 1.2242
Under $15 | Under $10 | Paper | Under $15 | 10.5626 | Paper | n/a | SC-Retro | M_Input | Industrial | Paper | Paper: Premium Fan | 6.517 | 10.5626 | I-All-Other-Shift3-All-All-S |  | 0.070095 | 0.070095 | 0.070095 | 0.070095 | 0.070095 | 0.070095 | 0.070095 | 0.070095 | 0.070095 | 0.070095 | 0.070095 | 0.070095 | 0.070095 | 0.070095 | 0.070095 | 0.070095 | 0.070095 | 0.070095 | 0.070095 | 0.070095 | 1.4019 | 1.4019 | 0.070095 | 0.14019 | 0.21029 | 0.28038 | 0.35048 | 0.42057 | 0.49067 | 0.56076 | 0.63086 | 0.70095 | 0.77105 | 0.84114 | 0.91124 | 0.98133 | 1.0514 | 1.1215 | 1.1916 | 1.2617 | 1.3318 | 1.4019
Under $65 | Under $45 | Paper | Under $65 | 63.6609 | Paper | n/a | SC-Retro | M_Input | Industrial | Paper | Paper: Material Handling | 42.2625 | 63.6609 | I-All-Other-Shift3-All-All-S |  | 0.014487 | 0.014487 | 0.014487 | 0.014487 | 0.014487 | 0.014487 | 0.014487 | 0.014487 | 0.014487 | 0.014487 | 0.014487 | 0.014487 | 0.014487 | 0.014487 | 0.014487 | 0.014487 | 0.014487 | 0.014487 | 0.014487 | 0.014487 | 0.28975 | 0.28975 | 0.014487 | 0.028975 | 0.043462 | 0.057949 | 0.072436 | 0.086924 | 0.10141 | 0.1159 | 0.13039 | 0.14487 | 0.15936 | 0.17385 | 0.18833 | 0.20282 | 0.21731 | 0.2318 | 0.24628 | 0.26077 | 0.27526 | 0.28975
Under $85 | Under $50 | Paper | Under $85 | 74.3796 | Paper | n/a | SC-Retro | M_Input | Industrial | Paper | Paper: Large Material Handling | 49.4784 | 74.3796 | I-All-Other-Shift3-All-All-S |  | 0.024375 | 0.024375 | 0.024375 | 0.024375 | 0.024375 | 0.024375 | 0.024375 | 0.024375 | 0.024375 | 0.024375 | 0.024375 | 0.024375 | 0.024375 | 0.024375 | 0.024375 | 0.024375 | 0.024375 | 0.024375 | 0.024375 | 0.024375 | 0.4875 | 0.4875 | 0.024375 | 0.04875 | 0.073126 | 0.097501 | 0.12188 | 0.14625 | 0.17063 | 0.195 | 0.21938 | 0.24375 | 0.26813 | 0.2925 | 0.31688 | 0.34125 | 0.36563 | 0.39 | 0.41438 | 0.43875 | 0.46313 | 0.4875
Under $35 | Under $25 | Paper | Under $35 | 31.3381 | Paper | n/a | SC-Retro | M_Input | Industrial | Paper | Paper: Premium Control Large Material | 20.5029 | 31.3381 | I-All-Other-Shift3-All-All-S |  | 0.061621 | 0.061621 | 0.061621 | 0.061621 | 0.061621 | 0.061621 | 0.061621 | 0.061621 | 0.061621 | 0.061621 | 0.061621 | 0.061621 | 0.061621 | 0.061621 | 0.061621 | 0.061621 | 0.061621 | 0.061621 | 0.061621 | 0.061621 | 1.2324 | 1.2324 | 0.061621 | 0.12324 | 0.18486 | 0.24648 | 0.3081 | 0.36973 | 0.43135 | 0.49297 | 0.55459 | 0.61621 | 0.67783 | 0.73945 | 0.80107 | 0.86269 | 0.92431 | 0.98593 | 1.0476 | 1.1092 | 1.1708 | 1.2324
Over $160 | Over $160 | Material Handling | Over $160 | 9999 | Material Handling | n/a | SC-Retro | M_Input | Industrial | Material Handling | Material Handling1 | 9999 | 9999 | I-SIC24-Proc-All-All-All-E |  | 0 | 0 | 0 | 0 | 0 | 0 | 0 | 0 | 0 | 0 | 0 | 0 | 0 | 0 | 0 | 0 | 0 | 0 | 0 | 0 | 0 | 0 | 0 | 0 | 0 | 0 | 0 | 0 | 0 | 0 | 0 | 0 | 0 | 0 | 0 | 0 | 0 | 0 | 0 | 0 | 0 | 0
Under $35 | Under $25 | Material Handling | Under $35 | 32.5324 | Material Handling | n/a | SC-Retro | M_Input | Industrial | Material Handling | Material Handling2 | 21.2727 | 32.5324 | I-SIC24-Proc-All-All-All-E |  | 0.10422 | 0.12796 | 0.15659 | 0.18178 | 0.20734 | 0.24241 | 0.26592 | 0.27166 | 0.25601 | 0.22006 | 0.17029 | 0.11687 | 0.069934 | 0.035808 | 0.015363 | 0.0053972 | 0.0015141 | 0.00033001 | 5.4244e-05 | 6.5111e-06 | 2.4237 | 2.4237 | 0.10422 | 0.23218 | 0.38877 | 0.57055 | 0.77789 | 1.0203 | 1.2862 | 1.5579 | 1.8139 | 2.0339 | 2.2042 | 2.3211 | 2.391 | 2.4237 | 2.4237 | 2.4237 | 2.4237 | 2.4237 | 2.4237 | 2.4237
Over $160 | Over $160 | Material Handling | Over $160 | 9999 | Material Handling | n/a | SC-Retro | M_Input | Industrial | Material Handling | Material Handling VFD1 | 9999 | 9999 | I-SIC24-Proc-All-All-All-E |  | 0 | 0 | 0 | 0 | 0 | 0 | 0 | 0 | 0 | 0 | 0 | 0 | 0 | 0 | 0 | 0 | 0 | 0 | 0 | 0 | 0 | 0 | 0 | 0 | 0 | 0 | 0 | 0 | 0 | 0 | 0 | 0 | 0 | 0 | 0 | 0 | 0 | 0 | 0 | 0 | 0 | 0
Under $20 | Under $15 | Material Handling | Under $20 | 18.9935 | Material Handling | n/a | SC-Retro | M_Input | Industrial | Material Handling | Material Handling VFD2 | 12.1583 | 18.9935 | I-SIC24-Proc-All-All-All-E |  | 0.41204 | 0.50592 | 0.61909 | 0.71867 | 0.81973 | 0.95837 | 1.0513 | 1.074 | 1.0121 | 0.87002 | 0.67326 | 0.46204 | 0.27649 | 0.14157 | 0.060738 | 0.021338 | 0.0059861 | 0.0013047 | 0.00021446 | 2.5742e-05 | 9.5823 | 9.5823 | 0.41204 | 0.91795 | 1.537 | 2.2557 | 3.0755 | 4.0338 | 5.0852 | 6.1592 | 7.1713 | 8.0413 | 8.7146 | 9.1766 | 9.4531 | 9.5823 | 9.5823 | 9.5823 | 9.5823 | 9.5823 | 9.5823 | 9.5823
Under $5 | Under $5 | Wood | Under $5 | -30.0853 | Wood | n/a | SC-Retro | M_Input | Industrial | Wood | Wood: Replace Pneumatic Conveyor | -1.257 | -30.0853 | I-SIC24-Proc-All-All-All-E |  | 0.30204 | 0.37086 | 0.45382 | 0.52681 | 0.6009 | 0.70252 | 0.77068 | 0.7873 | 0.74194 | 0.63776 | 0.49352 | 0.33869 | 0.20268 | 0.10378 | 0.044523 | 0.015642 | 0.0043881 | 0.0009564 | 0.00015721 | 1.887e-05 | 7.0242 | 7.0242 | 0.30204 | 0.6729 | 1.1267 | 1.6535 | 2.2544 | 2.9569 | 3.7276 | 4.5149 | 5.2569 | 5.8946 | 6.3881 | 6.7268 | 6.9295 | 7.0242 | 7.0242 | 7.0242 | 7.0242 | 7.0242 | 7.0242 | 7.0242
Under $15 | Under $10 | Wood | Under $15 | 11.7357 | Wood | n/a | SC-Retro | M_Input | Industrial | Wood | Panel: Hydraulic Press | 7.2724 | 11.7357 | I-SIC24-Proc-All-All-All-E |  | 0.011396 | 0.013993 | 0.017123 | 0.019877 | 0.022672 | 0.026507 | 0.029078 | 0.029706 | 0.027994 | 0.024063 | 0.018621 | 0.012779 | 0.0076472 | 0.0039155 | 0.0016799 | 0.00059018 | 0.00016557 | 3.6086e-05 | 5.9315e-06 | 7.1198e-07 | 0.26503 | 0.26503 | 0.011396 | 0.025389 | 0.042512 | 0.062389 | 0.085061 | 0.11157 | 0.14065 | 0.17035 | 0.19835 | 0.22241 | 0.24103 | 0.25381 | 0.26146 | 0.26503 | 0.26503 | 0.26503 | 0.26503 | 0.26503 | 0.26503 | 0.26503
Under $20 | Under $15 | Food Storage | Under $20 | 18.1369 | Low & Med Temp Refr | n/a | SC-Retro | M_Input | Industrial | Food Storage | Cold Storage Retrofit | 11.7302 | 18.1369 | C-War-Ref-All-All-All-C |  | 0.15029 | 0.15029 | 0.15029 | 0.15029 | 0.15029 | 0.13526 | 0.10821 | 0.086567 | 0.069254 | 0.055403 | 0.044322 | 0.035458 | 0.028366 | 0.022693 | 0.018154 | 0.014524 | 9.9062e-05 | 3.5379e-05 | 1.2061e-05 | 3.933e-06 | 1.3741 | 1.3698 | 0.15029 | 0.30058 | 0.45087 | 0.60116 | 0.75145 | 0.88671 | 0.99492 | 1.0815 | 1.1507 | 1.2061 | 1.2505 | 1.2859 | 1.3143 | 1.337 | 1.3551 | 1.3697 | 1.3698 | 1.3698 | 1.3698 | 1.3698
Under $5 | Under $5 | Food Storage | Under $5 | 4.2988 | Energy Management | n/a | SC-Retro | M_Input | Industrial | Food Storage | Cold Storage Tuneup | 2.7394 | 4.2988 | C-War-Ref-All-All-All-C |  | 0.099753 | 0.099753 | 0.099753 | 0.099753 | 0.099753 | 0.089778 | 0.071822 | 0.057458 | 0.045966 | 0.036773 | 0.029418 | 0.023535 | 0.018828 | 0.015062 | 0.01205 | 0.0096398 | 6.5751e-05 | 2.3482e-05 | 8.0054e-06 | 2.6104e-06 | 0.91203 | 0.90919 | 0.099753 | 0.19951 | 0.29926 | 0.39901 | 0.49876 | 0.58854 | 0.66036 | 0.71782 | 0.76379 | 0.80056 | 0.82998 | 0.85351 | 0.87234 | 0.8874 | 0.89945 | 0.90909 | 0.90916 | 0.90918 | 0.90919 | 0.90919
Under $15 | Under $10 | Food Storage | Under $15 | 14.9884 | Low & Med Temp Refr | n/a | SC-Retro | M_Input | Industrial | Food Storage | Fruit Storage Refer Retrofit | 9.6106 | 14.9884 | C-War-Ref-All-All-All-C |  | 1.8468 | 1.8468 | 1.8468 | 1.8468 | 1.8468 | 1.6622 | 1.3297 | 1.0638 | 0.85103 | 0.68082 | 0.54466 | 0.43573 | 0.34858 | 0.27886 | 0.22309 | 0.17847 | 0.0012173 | 0.00043476 | 0.00014821 | 4.833e-05 | 16.8855 | 16.833 | 1.8468 | 3.6937 | 5.5405 | 7.3874 | 9.2342 | 10.8964 | 12.2261 | 13.2899 | 14.1409 | 14.8218 | 15.3664 | 15.8021 | 16.1507 | 16.4296 | 16.6527 | 16.8312 | 16.8324 | 16.8328 | 16.833 | 16.833
Over $160 | Over $160 | Food Storage | Over $160 | 9999 | Misc | n/a | SC-Retro | M_Input | Industrial | Food Storage | CA Retrofit -- CO2 Scrub | 9999 | 9999 | I-All-Other-Shift3-All-All-S |  | 0 | 0 | 0 | 0 | 0 | 0 | 0 | 0 | 0 | 0 | 0 | 0 | 0 | 0 | 0 | 0 | 0 | 0 | 0 | 0 | 0 | 0 | 0 | 0 | 0 | 0 | 0 | 0 | 0 | 0 | 0 | 0 | 0 | 0 | 0 | 0 | 0 | 0 | 0 | 0 | 0 | 0
Over $160 | Over $160 | Food Storage | Over $160 | 9999 | MIsc | n/a | SC-Retro | M_Input | Industrial | Food Storage | CA Retrofit -- Membrane | 9999 | 9999 | I-All-Other-Shift3-All-All-S |  | 0 | 0 | 0 | 0 | 0 | 0 | 0 | 0 | 0 | 0 | 0 | 0 | 0 | 0 | 0 | 0 | 0 | 0 | 0 | 0 | 0 | 0 | 0 | 0 | 0 | 0 | 0 | 0 | 0 | 0 | 0 | 0 | 0 | 0 | 0 | 0 | 0 | 0 | 0 | 0 | 0 | 0
Under $5 | Under $5 | Food Storage | Under $5 | 4.2988 | Energy Management | n/a | SC-Retro | M_Input | Industrial | Food Storage | Fruit Storage Tuneup | 2.7394 | 4.2988 | C-War-Ref-All-All-All-C |  | 0.59021 | 0.59021 | 0.59021 | 0.59021 | 0.59021 | 0.53119 | 0.42495 | 0.33996 | 0.27197 | 0.21757 | 0.17406 | 0.13925 | 0.1114 | 0.089119 | 0.071295 | 0.057036 | 0.00038903 | 0.00013894 | 4.7366e-05 | 1.5445e-05 | 5.3962 | 5.3794 | 0.59021 | 1.1804 | 1.7706 | 2.3608 | 2.951 | 3.4822 | 3.9072 | 4.2471 | 4.5191 | 4.7367 | 4.9108 | 5.05 | 5.1614 | 5.2505 | 5.3218 | 5.3788 | 5.3792 | 5.3794 | 5.3794 | 5.3794
Under $20 | Under $15 | Food Storage | Under $20 | 18.9833 | Low & Med Temp Refr | n/a | SC-Retro | M_Input | Industrial | Food Storage | Groc Dist Retrofit | 12.3 | 18.9833 | C-War-Ref-All-All-All-C |  | 0.041083 | 0.041083 | 0.041083 | 0.041083 | 0.041083 | 0.036975 | 0.02958 | 0.023664 | 0.018931 | 0.015145 | 0.012116 | 0.0096927 | 0.0077542 | 0.0062033 | 0.0049627 | 0.0039701 | 2.7079e-05 | 9.6712e-06 | 3.297e-06 | 1.0751e-06 | 0.37562 | 0.37445 | 0.041083 | 0.082166 | 0.12325 | 0.16433 | 0.20542 | 0.24239 | 0.27197 | 0.29563 | 0.31456 | 0.32971 | 0.34183 | 0.35152 | 0.35927 | 0.36548 | 0.37044 | 0.37441 | 0.37444 | 0.37444 | 0.37445 | 0.37445
Under $5 | Under $5 | Food Storage | Under $5 | 4.2988 | Energy Management | n/a | SC-Retro | M_Input | Industrial | Food Storage | Groc Dist Tuneup | 2.7394 | 4.2988 | C-War-Ref-All-All-All-C |  | 0.050669 | 0.050669 | 0.050669 | 0.050669 | 0.050669 | 0.045602 | 0.036482 | 0.029185 | 0.023348 | 0.018679 | 0.014943 | 0.011954 | 0.0095635 | 0.0076508 | 0.0061206 | 0.0048965 | 3.3398e-05 | 1.1928e-05 | 4.0663e-06 | 1.326e-06 | 0.46326 | 0.46182 | 0.050669 | 0.10134 | 0.15201 | 0.20268 | 0.25335 | 0.29895 | 0.33543 | 0.36461 | 0.38796 | 0.40664 | 0.42158 | 0.43354 | 0.4431 | 0.45075 | 0.45687 | 0.46177 | 0.4618 | 0.46182 | 0.46182 | 0.46182
Under $15 | Under $5 | Plant Energy Management | Under $15 | 13.5381 | Energy Management | n/a | SC-Retro | M_Input | Industrial | Plant Energy Management | Plant Energy Management | -0.78161 | 13.5381 | I-All-Other-Shift3-All-All-S |  | 1.9424 | 1.9424 | 1.9424 | 1.9424 | 1.9424 | 1.7482 | 1.3985 | 1.1188 | 0.89506 | 0.71605 | 0.57284 | 0.45827 | 0.36662 | 0.29329 | 0.23463 | 0.18771 | 0.0012803 | 0.00045725 | 0.00015588 | 5.0831e-05 | 17.7591 | 17.7039 | 1.9424 | 3.8848 | 5.8272 | 7.7696 | 9.712 | 11.4601 | 12.8587 | 13.9775 | 14.8726 | 15.5886 | 16.1614 | 16.6197 | 16.9863 | 17.2796 | 17.5142 | 17.702 | 17.7032 | 17.7037 | 17.7038 | 17.7039
Under $25 | Under $5 | Energy Project Management | Under $25 | 22.6099 | Energy Management | n/a | SC-Retro | M_Input | Industrial | Energy Project Management | Energy Project Management | 4.3396 | 22.6099 | I-All-Other-Shift3-All-All-S |  | 1.5849 | 1.9461 | 2.3814 | 2.7644 | 3.1532 | 3.6865 | 4.0441 | 4.1313 | 3.8933 | 3.3466 | 2.5897 | 1.7773 | 1.0635 | 0.54456 | 0.23363 | 0.08208 | 0.023026 | 0.0050187 | 0.00082493 | 9.902e-05 | 36.8591 | 36.8591 | 1.5849 | 3.531 | 5.9124 | 8.6768 | 11.83 | 15.5165 | 19.5606 | 23.6919 | 27.5852 | 30.9318 | 33.5216 | 35.2989 | 36.3624 | 36.8591 | 36.8591 | 36.8591 | 36.8591 | 36.8591 | 36.8591 | 36.8591
Under $5 | Under $10 | Integrated Plant Energy Management | Under $5 | -0.58859 | Energy Management | n/a | SC-Retro | M_Input | Industrial | Integrated Plant Energy Management | Integrated Plant Energy Management | 8.7349 | -0.58859 | I-All-Other-Shift3-All-All-S |  | 1.6302 | 1.6302 | 1.6302 | 1.6302 | 1.6302 | 1.6302 | 1.6302 | 1.6302 | 1.6302 | 1.6302 | 1.6302 | 1.6302 | 1.6302 | 1.6302 | 1.6302 | 1.6302 | 1.6302 | 1.6302 | 1.6302 | 1.6302 | 32.6047 | 32.6047 | 1.6302 | 3.2605 | 4.8907 | 6.5209 | 8.1512 | 9.7814 | 11.4117 | 13.0419 | 14.6721 | 16.3024 | 17.9326 | 19.5628 | 21.1931 | 22.8233 | 24.4536 | 26.0838 | 27.714 | 29.3443 | 30.9745 | 32.6047
Under $5 | Under $5 | Street and Roadway Lighting | Under $5 | -59.77 | Lighting | n/a | SC-New | M_Input | Commercial | Streetlight | Streetlight - HPS 100W - New | -5.0986 | -59.77 | S-All-Lgt-Streetlight-All-All-U |  | 0.030935 | 0.032373 | 0.033201 | 0.033735 | 0.034144 | 0.034507 | 0.034856 | 0.035203 | 0.035551 | 0.035901 | 0.036255 | 0.036612 | 0.036972 | 0.037335 | 0.037701 | 0.038071 | 0.038415 | 0.038791 | 0.03917 | 0.039553 | 0.82249 | 0.71928 | 0.030935 | 0.063307 | 0.096509 | 0.13024 | 0.16439 | 0.19889 | 0.23375 | 0.26895 | 0.3045 | 0.34041 | 0.37666 | 0.41327 | 0.45024 | 0.48758 | 0.52528 | 0.56335 | 0.60177 | 0.64056 | 0.67973 | 0.71928
Under $5 | Under $5 | Street and Roadway Lighting | Under $5 | -59.77 | Lighting | n/a | SC-New | M_Input | Commercial | Streetlight | Streetlight - HPS 250W - New | -5.0986 | -59.77 | S-All-Lgt-Streetlight-All-All-U |  | 0.017509 | 0.018323 | 0.018791 | 0.019094 | 0.019325 | 0.019531 | 0.019728 | 0.019924 | 0.020121 | 0.02032 | 0.02052 | 0.020722 | 0.020926 | 0.021131 | 0.021339 | 0.021548 | 0.021742 | 0.021955 | 0.02217 | 0.022387 | 0.46552 | 0.4071 | 0.017509 | 0.035831 | 0.054623 | 0.073716 | 0.093041 | 0.11257 | 0.1323 | 0.15222 | 0.17235 | 0.19267 | 0.21319 | 0.23391 | 0.25483 | 0.27596 | 0.2973 | 0.31885 | 0.34059 | 0.36255 | 0.38472 | 0.4071
Under $5 | Under $10 | Street and Roadway Lighting | Under $5 | -13.4073 | Lighting | n/a | SC-New | M_Input | Commercial | Streetlight | Streetlight - MH 200W - New | 6.1491 | -13.4073 | S-All-Lgt-Streetlight-All-All-U |  | 0.0097242 | 0.010176 | 0.010437 | 0.010604 | 0.010733 | 0.010847 | 0.010957 | 0.011066 | 0.011175 | 0.011285 | 0.011397 | 0.011509 | 0.011622 | 0.011736 | 0.011851 | 0.011967 | 0.012076 | 0.012194 | 0.012313 | 0.012433 | 0.25855 | 0.2261 | 0.0097242 | 0.0199 | 0.030337 | 0.040941 | 0.051674 | 0.062522 | 0.073478 | 0.084544 | 0.095719 | 0.107 | 0.1184 | 0.12991 | 0.14153 | 0.15327 | 0.16512 | 0.17709 | 0.18916 | 0.20136 | 0.21367 | 0.2261
Under $5 | Under $10 | Street and Roadway Lighting | Under $5 | -13.4073 | Lighting | n/a | SC-New | M_Input | Commercial | Streetlight | Streetlight - MH 400W - New | 6.1491 | -13.4073 | S-All-Lgt-Streetlight-All-All-U |  | 0.037841 | 0.039601 | 0.040614 | 0.041267 | 0.041767 | 0.042211 | 0.042638 | 0.043062 | 0.043488 | 0.043917 | 0.04435 | 0.044786 | 0.045226 | 0.045671 | 0.046119 | 0.046571 | 0.046992 | 0.047452 | 0.047916 | 0.048384 | 1.0061 | 0.87987 | 0.037841 | 0.077442 | 0.11806 | 0.15932 | 0.20109 | 0.2433 | 0.28594 | 0.329 | 0.37249 | 0.41641 | 0.46076 | 0.50554 | 0.55077 | 0.59644 | 0.64256 | 0.68913 | 0.73612 | 0.78357 | 0.83149 | 0.87987
Under $5 | Under $5 | Street and Roadway Lighting | Under $5 | 1.5342 | Lighting | n/a | SC-New | M_Input | Commercial | Streetlight | Streetlight - MH 1000W - New | 3.6258 | 1.5342 | S-All-Lgt-Streetlight-All-All-U |  | 0.0076699 | 0.0080265 | 0.0082319 | 0.0083642 | 0.0084657 | 0.0085557 | 0.0086422 | 0.0087281 | 0.0088144 | 0.0089014 | 0.0089891 | 0.0090775 | 0.0091668 | 0.0092568 | 0.0093477 | 0.0094393 | 0.0095246 | 0.0096178 | 0.0097119 | 0.0098068 | 0.20393 | 0.17834 | 0.0076699 | 0.015696 | 0.023928 | 0.032292 | 0.040758 | 0.049314 | 0.057956 | 0.066684 | 0.075499 | 0.0844 | 0.093389 | 0.10247 | 0.11163 | 0.12089 | 0.13024 | 0.13968 | 0.1492 | 0.15882 | 0.16853 | 0.17834
Under $5 | Under $5 | Street and Roadway Lighting | Under $5 | -59.77 | Lighting | n/a | SC-NR | M_Input | Commercial | Streetlight | Streetlight - HPS 100W - NR | -5.0986 | -59.77 | S-All-Lgt-Streetlight-All-All-U |  | 0.48674 | 0.50474 | 0.51086 | 0.51309 | 0.51376 | 0.51387 | 0.51386 | 0.51385 | 0.51384 | 0.51384 | 0.51385 | 0.51385 | 0.51386 | 0.51386 | 0.51387 | 0.51388 | 0.51353 | 0.51354 | 0.51355 | 0.51355 | 0.5374 | 0.5374 | 0.48674 | 0.5374 | 0.5374 | 0.5374 | 0.5374 | 0.5374 | 0.5374 | 0.5374 | 0.5374 | 0.5374 | 0.5374 | 0.5374 | 0.5374 | 0.5374 | 0.5374 | 0.5374 | 0.5374 | 0.5374 | 0.5374 | 0.5374
Under $5 | Under $10 | Street and Roadway Lighting | Under $5 | -13.4073 | Lighting | n/a | SC-NR | M_Input | Commercial | Streetlight | Streetlight - MH 200W - NR | 6.1491 | -13.4073 | S-All-Lgt-Streetlight-All-All-U |  | 0.153 | 0.15866 | 0.16059 | 0.16129 | 0.1615 | 0.16153 | 0.16153 | 0.16153 | 0.16152 | 0.16152 | 0.16153 | 0.16153 | 0.16153 | 0.16153 | 0.16153 | 0.16153 | 0.16143 | 0.16143 | 0.16143 | 0.16143 | 0.16893 | 0.16893 | 0.153 | 0.16893 | 0.16893 | 0.16893 | 0.16893 | 0.16893 | 0.16893 | 0.16893 | 0.16893 | 0.16893 | 0.16893 | 0.16893 | 0.16893 | 0.16893 | 0.16893 | 0.16893 | 0.16893 | 0.16893 | 0.16893 | 0.16893
Under $5 | Under $5 | Street and Roadway Lighting | Under $5 | -59.77 | Lighting | n/a | SC-NR | M_Input | Commercial | Streetlight | Streetlight - HPS 250W - NR | -5.0986 | -59.77 | S-All-Lgt-Streetlight-All-All-U |  | 0.27549 | 0.28568 | 0.28914 | 0.2904 | 0.29078 | 0.29084 | 0.29084 | 0.29083 | 0.29083 | 0.29083 | 0.29083 | 0.29083 | 0.29084 | 0.29084 | 0.29084 | 0.29085 | 0.29065 | 0.29066 | 0.29066 | 0.29067 | 0.30416 | 0.30416 | 0.27549 | 0.30416 | 0.30416 | 0.30416 | 0.30416 | 0.30416 | 0.30416 | 0.30416 | 0.30416 | 0.30416 | 0.30416 | 0.30416 | 0.30416 | 0.30416 | 0.30416 | 0.30416 | 0.30416 | 0.30416 | 0.30416 | 0.30416
Under $5 | Under $10 | Street and Roadway Lighting | Under $5 | -1.4591 | Lighting | n/a | SC-NR | M_Input | Commercial | Streetlight | Streetlight - MH 400W - NR | 7.7289 | -1.4591 | S-All-Lgt-Streetlight-All-All-U |  | 0.74426 | 0.7718 | 0.78114 | 0.78456 | 0.78558 | 0.78575 | 0.78574 | 0.78572 | 0.78571 | 0.78571 | 0.78571 | 0.78572 | 0.78573 | 0.78574 | 0.78575 | 0.78576 | 0.78524 | 0.78525 | 0.78526 | 0.78527 | 0.82173 | 0.82173 | 0.74426 | 0.82173 | 0.82173 | 0.82173 | 0.82173 | 0.82173 | 0.82173 | 0.82173 | 0.82173 | 0.82173 | 0.82173 | 0.82173 | 0.82173 | 0.82173 | 0.82173 | 0.82173 | 0.82173 | 0.82173 | 0.82173 | 0.82173
Under $5 | Under $10 | Street and Roadway Lighting | Under $5 | -13.4073 | Lighting | n/a | SC-NR | M_Input | Commercial | Streetlight | Streetlight - MH 1000W - NR | 6.1491 | -13.4073 | S-All-Lgt-Streetlight-All-All-U |  | 0.15085 | 0.15643 | 0.15833 | 0.15902 | 0.15923 | 0.15926 | 0.15926 | 0.15925 | 0.15925 | 0.15925 | 0.15925 | 0.15926 | 0.15926 | 0.15926 | 0.15926 | 0.15926 | 0.15916 | 0.15916 | 0.15916 | 0.15916 | 0.16655 | 0.16655 | 0.15085 | 0.16655 | 0.16655 | 0.16655 | 0.16655 | 0.16655 | 0.16655 | 0.16655 | 0.16655 | 0.16655 | 0.16655 | 0.16655 | 0.16655 | 0.16655 | 0.16655 | 0.16655 | 0.16655 | 0.16655 | 0.16655 | 0.16655
Under $5 | Under $5 | 1 - LDC voltage control method | Under $5 | 1.2611 | Utility Distribution Sytem | n/a | SC-Retro | M_Input | Utility | Utility | 1 - LDC voltage control method | -0.55425 | 1.2611 | S-All-UD-CVR-All-All-N |  | 0.21467 | 0.34777 | 0.48493 | 0.67045 | 0.79376 | 0.91217 | 1.0311 | 1.104 | 1.1795 | 1.2499 | 1.3236 | 1.3974 | 1.4042 | 1.4049 | 1.4093 | 1.4132 | 1.42 | 1.4223 | 1.4262 | 1.4302 | 22.0396 | 22.0396 | 0.21467 | 0.56245 | 1.0474 | 1.7178 | 2.5116 | 3.4238 | 4.4549 | 5.5588 | 6.7383 | 7.9883 | 9.3118 | 10.7092 | 12.1135 | 13.5184 | 14.9277 | 16.3409 | 17.7609 | 19.1832 | 20.6094 | 22.0396
Under $5 | Under $5 | 2 - Light system improvements | Under $5 | 3.4836 | Utility Distribution Sytem | n/a | SC-Retro | M_Input | Utility | Utility | 2 - Light system improvements | 1.0878 | 3.4836 | S-All-UD-CVR-All-All-N |  | 0.15769 | 0.25546 | 0.35621 | 0.49248 | 0.58305 | 0.67004 | 0.75739 | 0.81092 | 0.86642 | 0.91812 | 0.97224 | 1.0265 | 1.0315 | 1.032 | 1.0352 | 1.0381 | 1.043 | 1.0447 | 1.0476 | 1.0506 | 16.1892 | 16.1892 | 0.15769 | 0.41315 | 0.76936 | 1.2618 | 1.8449 | 2.5149 | 3.2723 | 4.0832 | 4.9497 | 5.8678 | 6.84 | 7.8665 | 8.898 | 9.93 | 10.9652 | 12.0033 | 13.0463 | 14.091 | 15.1387 | 16.1892
Under $45 | Under $30 | 3 - Major system improvements | Under $45 | 42.4413 | Utility Distribution Sytem | n/a | SC-Retro | M_Input | Utility | Utility | 3 - Major system improvements | 27.3326 | 42.4413 | S-All-UD-CVR-All-All-N |  | 0.16771 | 0.27169 | 0.37885 | 0.52379 | 0.62011 | 0.71262 | 0.80553 | 0.86246 | 0.92149 | 0.97648 | 1.034 | 1.0917 | 1.0971 | 1.0976 | 1.101 | 1.1041 | 1.1093 | 1.1111 | 1.1142 | 1.1173 | 17.2182 | 17.2182 | 0.16771 | 0.43941 | 0.81826 | 1.342 | 1.9622 | 2.6748 | 3.4803 | 4.3428 | 5.2643 | 6.2407 | 7.2748 | 8.3665 | 9.4635 | 10.5611 | 11.6621 | 12.7662 | 13.8755 | 14.9866 | 16.1009 | 17.2182
Under $60 | Under $40 | 4 - EOL voltage control method | Under $60 | 57.4558 | Utility Distribution Sytem | n/a | SC-Retro | M_Input | Utility | Utility | 4 - EOL voltage control method | 36.9324 | 57.4558 | S-All-UD-CVR-All-All-N |  | 0.089427 | 0.14487 | 0.20201 | 0.27929 | 0.33065 | 0.37998 | 0.42952 | 0.45988 | 0.49136 | 0.52067 | 0.55137 | 0.58212 | 0.58497 | 0.58525 | 0.58705 | 0.58871 | 0.59152 | 0.59247 | 0.59413 | 0.59579 | 9.181 | 9.181 | 0.089427 | 0.2343 | 0.43631 | 0.7156 | 1.0463 | 1.4262 | 1.8558 | 2.3156 | 2.807 | 3.3277 | 3.879 | 4.4612 | 5.0461 | 5.6314 | 6.2184 | 6.8071 | 7.3987 | 7.9911 | 8.5853 | 9.181
Over $160 | Under $130 | 4 - EOL voltage control method | Over $160 | 195.0965 | Utility Distribution Sytem | n/a | SC-Retro | M_Input | Utility | Utility | A - SCL implement EOL w/ major system improvements | 129.9705 | 195.0965 | S-All-UD-CVR-All-All-N |  | 0.021753 | 0.035239 | 0.049138 | 0.067936 | 0.08043 | 0.092429 | 0.10448 | 0.11186 | 0.11952 | 0.12665 | 0.13412 | 0.1416 | 0.14229 | 0.14236 | 0.1428 | 0.1432 | 0.14388 | 0.14412 | 0.14452 | 0.14492 | 2.2332 | 2.2332 | 0.021753 | 0.056992 | 0.10613 | 0.17407 | 0.2545 | 0.34693 | 0.45141 | 0.56327 | 0.68279 | 0.80944 | 0.94356 | 1.0852 | 1.2274 | 1.3698 | 1.5126 | 1.6558 | 1.7997 | 1.9438 | 2.0883 | 2.2332
Under $45 | Under $25 | Bi-Level Stairwell Lighting | Under $45 | 43.4845 | Lighting | Rural | SC-NR | M_Input(KSF)_Out | Commercial | Bi-Level Stairwell Lighting-NR | NR_LFStairwell8760_Fix_Repl_from LF_2018 to LF_Bi-Level_Fix | 20.6982 | 43.4845 | C-All-Lgt-LPD Int-All-All-E | 0 | 0.034314 | 0.041489 | 0.047138 | 0.051571 | 0.055035 | 0.057728 | 0.059808 | 0.0614 | 0.062602 | 0.063496 | 0.064143 | 0.064595 | 0.064294 | 0.063991 | 0.063688 | 0.063387 | 0.063085 | 0.062784 | 0.062482 | 0.062181 | 1.0175 | 1.0175 | 0.034314 | 0.075803 | 0.12294 | 0.17451 | 0.22955 | 0.28727 | 0.34708 | 0.40848 | 0.47109 | 0.53458 | 0.59872 | 0.66332 | 0.72761 | 0.7916 | 0.85529 | 0.91868 | 0.98176 | 1.0175 | 1.0175 | 1.0175
Under $100 | Under $60 | Bi-Level Stairwell Lighting | Under $100 | 92.9888 | Lighting | Rural | SC-NR | M_Input(KSF)_Out | Commercial | Bi-Level Stairwell Lighting-NR | NR_LFStairwell3600_Fix_Repl_from LF_2019 to LF_Bi-Level_Fix | 55.8072 | 92.9888 | C-All-Lgt-LPD Int-All-All-E | 0 | 0.0044167 | 0.0053403 | 0.0060674 | 0.0066379 | 0.0070838 | 0.0074305 | 0.0076982 | 0.007903 | 0.0080578 | 0.0081728 | 0.0082562 | 0.0083143 | 0.0082755 | 0.0082366 | 0.0081976 | 0.0081588 | 0.00812 | 0.0080812 | 0.0080424 | 0.0080036 | 0.13097 | 0.13097 | 0.0044167 | 0.009757 | 0.015824 | 0.022462 | 0.029546 | 0.036977 | 0.044675 | 0.052578 | 0.060636 | 0.068808 | 0.077065 | 0.085379 | 0.093654 | 0.10189 | 0.11009 | 0.11825 | 0.12637 | 0.13097 | 0.13097 | 0.13097
Under $10 | Under $5 | Compressed Air | Under $10 | 6.2786 | Compressed Air | Rural | SC-NR | M_Input | Commercial | Large Off | Compressed Air-NR-Large Off | 3.6182 | 6.2786 | C-LOff-CA-All-All-All-C | 0 | 0.00036006 | 0.00045709 | 0.0005556 | 0.00065412 | 0.00075263 | 0.00085114 | 0.00094966 | 0.0010482 | 0.0011467 | 0.0012452 | 0.0013437 | 0.0014422 | 0.0015407 | 0.0016393 | 0.0017378 | 0.0018363 | 0.0018363 | 0.0018362 | 0.0018362 | 0.0018362 | 0.017082 | 0.017082 | 0.00036006 | 0.00081715 | 0.0013727 | 0.0020269 | 0.0027795 | 0.0036306 | 0.0045803 | 0.0056285 | 0.0067752 | 0.0080204 | 0.0093641 | 0.010806 | 0.012347 | 0.013986 | 0.015724 | 0.017082 | 0.017082 | 0.017082 | 0.017082 | 0.017082
Under $5 | Under $5 | Compressed Air | Under $5 | 0 | Compressed Air | Rural | SC-NR | M_Input | Commercial | Medium Off | Compressed Air-NR-Medium Off | 0 | 0 | C-Misc-CA-All-All-All-C | 0 | 0 | 0 | 0 | 0 | 0 | 0 | 0 | 0 | 0 | 0 | 0 | 0 | 0 | 0 | 0 | 0 | 0 | 0 | 0 | 0 | 0 | 0 | 0 | 0 | 0 | 0 | 0 | 0 | 0 | 0 | 0 | 0 | 0 | 0 | 0 | 0 | 0 | 0 | 0 | 0 | 0 | 0
Under $5 | Under $5 | Compressed Air | Under $5 | 0 | Compressed Air | Rural | SC-NR | M_Input | Commercial | Small Off | Compressed Air-NR-Small Off | 0 | 0 | C-Misc-CA-All-All-All-C | 0 | 0 | 0 | 0 | 0 | 0 | 0 | 0 | 0 | 0 | 0 | 0 | 0 | 0 | 0 | 0 | 0 | 0 | 0 | 0 | 0 | 0 | 0 | 0 | 0 | 0 | 0 | 0 | 0 | 0 | 0 | 0 | 0 | 0 | 0 | 0 | 0 | 0 | 0 | 0 | 0 | 0 | 0
Under $10 | Under $5 | Compressed Air | Under $10 | 5.881 | Compressed Air | Rural | SC-NR | M_Input | Commercial | XLarge Ret | Compressed Air-NR-XLarge Ret | 3.2233 | 5.881 | C-Ret-CA-All-All-All-C | 0 | 0.00076878 | 0.00097393 | 0.0011839 | 0.0013939 | 0.001604 | 0.001814 | 0.002024 | 0.002234 | 0.002444 | 0.002654 | 0.002864 | 0.003074 | 0.003284 | 0.003494 | 0.003704 | 0.003914 | 0.0039139 | 0.0039138 | 0.0039137 | 0.0039136 | 0.036473 | 0.036473 | 0.00076878 | 0.0017427 | 0.0029267 | 0.0043206 | 0.0059245 | 0.0077385 | 0.0097625 | 0.011996 | 0.01444 | 0.017094 | 0.019958 | 0.023032 | 0.026316 | 0.02981 | 0.033514 | 0.036473 | 0.036473 | 0.036473 | 0.036473 | 0.036473
Under $5 | Under $5 | Compressed Air | Under $5 | 0 | Compressed Air | Rural | SC-NR | M_Input | Commercial | Large Ret | Compressed Air-NR-Large Ret | 0 | 0 | C-Ret-CA-All-All-All-C | 0 | 0 | 0 | 0 | 0 | 0 | 0 | 0 | 0 | 0 | 0 | 0 | 0 | 0 | 0 | 0 | 0 | 0 | 0 | 0 | 0 | 0 | 0 | 0 | 0 | 0 | 0 | 0 | 0 | 0 | 0 | 0 | 0 | 0 | 0 | 0 | 0 | 0 | 0 | 0 | 0 | 0 | 0
Under $5 | Under $5 | Compressed Air | Under $5 | 0 | Compressed Air | Rural | SC-NR | M_Input | Commercial | Medium Ret | Compressed Air-NR-Medium Ret | 0 | 0 | C-Ret-CA-All-All-All-C | 0 | 0 | 0 | 0 | 0 | 0 | 0 | 0 | 0 | 0 | 0 | 0 | 0 | 0 | 0 | 0 | 0 | 0 | 0 | 0 | 0 | 0 | 0 | 0 | 0 | 0 | 0 | 0 | 0 | 0 | 0 | 0 | 0 | 0 | 0 | 0 | 0 | 0 | 0 | 0 | 0 | 0 | 0
Under $5 | Under $5 | Compressed Air | Under $5 | 0 | Compressed Air | Rural | SC-NR | M_Input | Commercial | Small Ret | Compressed Air-NR-Small Ret | 0 | 0 | C-Ret-CA-All-All-All-C | 0 | 0 | 0 | 0 | 0 | 0 | 0 | 0 | 0 | 0 | 0 | 0 | 0 | 0 | 0 | 0 | 0 | 0 | 0 | 0 | 0 | 0 | 0 | 0 | 0 | 0 | 0 | 0 | 0 | 0 | 0 | 0 | 0 | 0 | 0 | 0 | 0 | 0 | 0 | 0 | 0 | 0 | 0
Under $10 | Under $5 | Compressed Air | Under $10 | 6.3034 | Compressed Air | Rural | SC-NR | M_Input | Commercial | School K-12 | Compressed Air-NR-School K-12 | 3.644 | 6.3034 | C-Misc-CA-All-All-All-C | 0 | 5.7271e-06 | 7.2601e-06 | 8.8253e-06 | 1.0391e-05 | 1.1956e-05 | 1.3521e-05 | 1.5086e-05 | 1.6651e-05 | 1.8217e-05 | 1.9782e-05 | 2.1347e-05 | 2.2912e-05 | 2.4478e-05 | 2.6043e-05 | 2.7608e-05 | 2.9173e-05 | 2.9173e-05 | 2.9172e-05 | 2.9172e-05 | 2.9171e-05 | 0.00027171 | 0.00027171 | 5.7271e-06 | 1.2987e-05 | 2.1812e-05 | 3.2203e-05 | 4.4159e-05 | 5.768e-05 | 7.2766e-05 | 8.9417e-05 | 0.00010763 | 0.00012742 | 0.00014876 | 0.00017168 | 0.00019615 | 0.0002222 | 0.0002498 | 0.00027171 | 0.00027171 | 0.00027171 | 0.00027171 | 0.00027171
Under $10 | Under $5 | Compressed Air | Under $10 | 6.3034 | Compressed Air | Rural | SC-NR | M_Input | Commercial | University | Compressed Air-NR-University | 3.644 | 6.3034 | C-Misc-CA-All-All-All-C | 0 | 5.7271e-06 | 7.2601e-06 | 8.8253e-06 | 1.0391e-05 | 1.1956e-05 | 1.3521e-05 | 1.5086e-05 | 1.6651e-05 | 1.8217e-05 | 1.9782e-05 | 2.1347e-05 | 2.2912e-05 | 2.4478e-05 | 2.6043e-05 | 2.7608e-05 | 2.9173e-05 | 2.9173e-05 | 2.9172e-05 | 2.9172e-05 | 2.9171e-05 | 0.00027171 | 0.00027171 | 5.7271e-06 | 1.2987e-05 | 2.1812e-05 | 3.2203e-05 | 4.4159e-05 | 5.768e-05 | 7.2766e-05 | 8.9417e-05 | 0.00010763 | 0.00012742 | 0.00014876 | 0.00017168 | 0.00019615 | 0.0002222 | 0.0002498 | 0.00027171 | 0.00027171 | 0.00027171 | 0.00027171 | 0.00027171
Under $10 | Under $5 | Compressed Air | Under $10 | 6.2036 | Compressed Air | Rural | SC-NR | M_Input | Commercial | Warehouse | Compressed Air-NR-Warehouse | 3.5438 | 6.2036 | C-War-CA-All-All-All-C | 0 | 0.00079931 | 0.0010138 | 0.0012323 | 0.0014509 | 0.0016694 | 0.001888 | 0.0021065 | 0.002325 | 0.0025436 | 0.0027621 | 0.0029807 | 0.0031992 | 0.0034177 | 0.0036363 | 0.0038548 | 0.0040734 | 0.0040733 | 0.0040732 | 0.0040732 | 0.0040731 | 0.037921 | 0.037921 | 0.00079931 | 0.0018131 | 0.0030454 | 0.0044963 | 0.0061657 | 0.0080537 | 0.01016 | 0.012485 | 0.015029 | 0.017791 | 0.020772 | 0.023971 | 0.027388 | 0.031025 | 0.03488 | 0.037921 | 0.037921 | 0.037921 | 0.037921 | 0.037921
Under $10 | Under $5 | Compressed Air | Under $10 | 6.3034 | Compressed Air | Rural | SC-NR | M_Input | Commercial | Supermarket | Compressed Air-NR-Supermarket | 3.644 | 6.3034 | C-Misc-CA-All-All-All-C | 0 | 2.5068e-05 | 3.1575e-05 | 3.8393e-05 | 4.521e-05 | 5.2028e-05 | 5.8845e-05 | 6.5662e-05 | 7.248e-05 | 7.9297e-05 | 8.6115e-05 | 9.2932e-05 | 9.9749e-05 | 0.00010657 | 0.00011338 | 0.0001202 | 0.00012702 | 0.00012701 | 0.000127 | 0.00012698 | 0.00012697 | 0.0011893 | 0.0011893 | 2.5068e-05 | 5.6643e-05 | 9.5036e-05 | 0.00014025 | 0.00019227 | 0.00025112 | 0.00031678 | 0.00038926 | 0.00046856 | 0.00055467 | 0.0006476 | 0.00074735 | 0.00085392 | 0.0009673 | 0.0010875 | 0.0011893 | 0.0011893 | 0.0011893 | 0.0011893 | 0.0011893
Under $5 | Under $5 | Compressed Air | Under $5 | 0 | Compressed Air | Rural | SC-NR | M_Input | Commercial | MiniMart | Compressed Air-NR-MiniMart | 0 | 0 | C-Misc-CA-All-All-All-C | 0 | 0 | 0 | 0 | 0 | 0 | 0 | 0 | 0 | 0 | 0 | 0 | 0 | 0 | 0 | 0 | 0 | 0 | 0 | 0 | 0 | 0 | 0 | 0 | 0 | 0 | 0 | 0 | 0 | 0 | 0 | 0 | 0 | 0 | 0 | 0 | 0 | 0 | 0 | 0 | 0 | 0 | 0
Under $10 | Under $5 | Compressed Air | Under $10 | 6.3034 | Compressed Air | Rural | SC-NR | M_Input | Commercial | Restaurant | Compressed Air-NR-Restaurant | 3.644 | 6.3034 | C-Misc-CA-All-All-All-C | 0 | 3.6255e-06 | 4.5922e-06 | 5.5825e-06 | 6.5727e-06 | 7.563e-06 | 8.5532e-06 | 9.5434e-06 | 1.0534e-05 | 1.1524e-05 | 1.2514e-05 | 1.3504e-05 | 1.4495e-05 | 1.5485e-05 | 1.6475e-05 | 1.7465e-05 | 1.8456e-05 | 1.8455e-05 | 1.8455e-05 | 1.8454e-05 | 1.8454e-05 | 0.000172 | 0.000172 | 3.6255e-06 | 8.2177e-06 | 1.38e-05 | 2.0373e-05 | 2.7936e-05 | 3.6489e-05 | 4.6033e-05 | 5.6566e-05 | 6.809e-05 | 8.0604e-05 | 9.4109e-05 | 0.0001086 | 0.00012409 | 0.00014056 | 0.00015803 | 0.000172 | 0.000172 | 0.000172 | 0.000172 | 0.000172
Under $10 | Under $5 | Compressed Air | Under $10 | 6.3034 | Compressed Air | Rural | SC-NR | M_Input | Commercial | Lodging | Compressed Air-NR-Lodging | 3.644 | 6.3034 | C-Misc-CA-All-All-All-C | 0 | 9.2143e-06 | 1.1707e-05 | 1.4229e-05 | 1.6752e-05 | 1.9274e-05 | 2.1797e-05 | 2.432e-05 | 2.6842e-05 | 2.9365e-05 | 3.1887e-05 | 3.441e-05 | 3.6933e-05 | 3.9455e-05 | 4.1978e-05 | 4.45e-05 | 4.7023e-05 | 4.7023e-05 | 4.7022e-05 | 4.7022e-05 | 4.7022e-05 | 0.00043715 | 0.00043715 | 9.2143e-06 | 2.0921e-05 | 3.515e-05 | 5.1902e-05 | 7.1176e-05 | 9.2973e-05 | 0.00011729 | 0.00014414 | 0.0001735 | 0.00020539 | 0.0002398 | 0.00027673 | 0.00031619 | 0.00035816 | 0.00040266 | 0.00043715 | 0.00043715 | 0.00043715 | 0.00043715 | 0.00043715
Under $10 | Under $5 | Compressed Air | Under $10 | 6.3034 | Compressed Air | Rural | SC-NR | M_Input | Commercial | Hospital | Compressed Air-NR-Hospital | 3.644 | 6.3034 | C-Misc-CA-All-All-All-C | 0 | 1.6869e-06 | 2.144e-06 | 2.606e-06 | 3.068e-06 | 3.5299e-06 | 3.9919e-06 | 4.4539e-06 | 4.9159e-06 | 5.3778e-06 | 5.8398e-06 | 6.3018e-06 | 6.7637e-06 | 7.2257e-06 | 7.6877e-06 | 8.1496e-06 | 8.6116e-06 | 8.6116e-06 | 8.6115e-06 | 8.6115e-06 | 8.6115e-06 | 8.0033e-05 | 8.0033e-05 | 1.6869e-06 | 3.831e-06 | 6.437e-06 | 9.505e-06 | 1.3035e-05 | 1.7027e-05 | 2.1481e-05 | 2.6397e-05 | 3.1774e-05 | 3.7614e-05 | 4.3916e-05 | 5.068e-05 | 5.7905e-05 | 6.5593e-05 | 7.3743e-05 | 8.0033e-05 | 8.0033e-05 | 8.0033e-05 | 8.0033e-05 | 8.0033e-05
Under $10 | Under $5 | Compressed Air | Under $10 | 6.3034 | Compressed Air | Rural | SC-NR | M_Input | Commercial | Residential Care | Compressed Air-NR-Residential Care | 3.644 | 6.3034 | C-Misc-CA-All-All-All-C | 0 | 1.6869e-06 | 2.1432e-06 | 2.605e-06 | 3.0669e-06 | 3.5287e-06 | 3.9905e-06 | 4.4524e-06 | 4.9142e-06 | 5.376e-06 | 5.8379e-06 | 6.2997e-06 | 6.7615e-06 | 7.2233e-06 | 7.6852e-06 | 8.147e-06 | 8.6088e-06 | 8.6088e-06 | 8.6087e-06 | 8.6087e-06 | 8.6086e-06 | 8.0033e-05 | 8.0033e-05 | 1.6869e-06 | 3.8301e-06 | 6.4352e-06 | 9.502e-06 | 1.3031e-05 | 1.7021e-05 | 2.1474e-05 | 2.6388e-05 | 3.1764e-05 | 3.7602e-05 | 4.3901e-05 | 5.0663e-05 | 5.7886e-05 | 6.5571e-05 | 7.3718e-05 | 8.0033e-05 | 8.0033e-05 | 8.0033e-05 | 8.0033e-05 | 8.0033e-05
Under $10 | Under $5 | Compressed Air | Under $10 | 6.3034 | Compressed Air | Rural | SC-NR | M_Input | Commercial | Assembly | Compressed Air-NR-Assembly | 3.644 | 6.3034 | C-Misc-CA-All-All-All-C | 0 | 2.7887e-05 | 3.5333e-05 | 4.2952e-05 | 5.0571e-05 | 5.8189e-05 | 6.5808e-05 | 7.3426e-05 | 8.1045e-05 | 8.8663e-05 | 9.6282e-05 | 0.0001039 | 0.00011152 | 0.00011914 | 0.00012676 | 0.00013437 | 0.00014199 | 0.00014199 | 0.00014199 | 0.00014198 | 0.00014198 | 0.001323 | 0.001323 | 2.7887e-05 | 6.322e-05 | 0.00010617 | 0.00015674 | 0.00021493 | 0.00028074 | 0.00035417 | 0.00043521 | 0.00052387 | 0.00062016 | 0.00072406 | 0.00083558 | 0.00095471 | 0.0010815 | 0.0012158 | 0.001323 | 0.001323 | 0.001323 | 0.001323 | 0.001323
Under $10 | Under $5 | Compressed Air | Under $10 | 6.3034 | Compressed Air | Rural | SC-NR | M_Input | Commercial | Other | Compressed Air-NR-Other | 3.644 | 6.3034 | C-Misc-CA-All-All-All-C | 0 | 0.00015114 | 0.00019037 | 0.00023148 | 0.00027258 | 0.00031368 | 0.00035478 | 0.00039589 | 0.00043699 | 0.00047809 | 0.0005192 | 0.0005603 | 0.0006014 | 0.0006425 | 0.00068361 | 0.00072471 | 0.00076581 | 0.00076574 | 0.00076568 | 0.00076561 | 0.00076553 | 0.0071703 | 0.0071703 | 0.00015114 | 0.00034151 | 0.00057298 | 0.00084556 | 0.0011592 | 0.001514 | 0.0019099 | 0.0023469 | 0.002825 | 0.0033442 | 0.0039045 | 0.0045059 | 0.0051484 | 0.005832 | 0.0065567 | 0.0071703 | 0.0071703 | 0.0071703 | 0.0071703 | 0.0071703
Under $5 | Under $5 | Compressed Air | Under $5 | 3.4592 | Compressed Air | Rural | SC-Retro | M_Input | Commercial | Large Off | Compressed Air-Retro-Large Off | -0.20367 | 3.4592 | C-LOff-CA-All-All-All-C | 0 | 0.013283 | 0.013237 | 0.013237 | 0.013237 | 0.013237 | 0.013237 | 0.013237 | 0.013237 | 0.013237 | 0.013237 | 0.013237 | 0.013237 | 0.013237 | 0.013237 | 0.013237 | 0.013237 | 0.013237 | 0.013237 | 0.013237 | 0.013237 | 0.26567 | 0.26479 | 0.013283 | 0.026521 | 0.039758 | 0.052996 | 0.066233 | 0.07947 | 0.092708 | 0.10595 | 0.11918 | 0.13242 | 0.14566 | 0.15889 | 0.17213 | 0.18537 | 0.19861 | 0.21184 | 0.22508 | 0.23832 | 0.25156 | 0.26479
Under $5 | Under $5 | Compressed Air | Under $5 | 0 | Compressed Air | Rural | SC-Retro | M_Input | Commercial | Medium Off | Compressed Air-Retro-Medium Off | 0 | 0 | C-Misc-CA-All-All-All-C | 0 | 0 | 0 | 0 | 0 | 0 | 0 | 0 | 0 | 0 | 0 | 0 | 0 | 0 | 0 | 0 | 0 | 0 | 0 | 0 | 0 | 0 | 0 | 0 | 0 | 0 | 0 | 0 | 0 | 0 | 0 | 0 | 0 | 0 | 0 | 0 | 0 | 0 | 0 | 0 | 0 | 0 | 0
Under $5 | Under $5 | Compressed Air | Under $5 | 0 | Compressed Air | Rural | SC-Retro | M_Input | Commercial | Small Off | Compressed Air-Retro-Small Off | 0 | 0 | C-Misc-CA-All-All-All-C | 0 | 0 | 0 | 0 | 0 | 0 | 0 | 0 | 0 | 0 | 0 | 0 | 0 | 0 | 0 | 0 | 0 | 0 | 0 | 0 | 0 | 0 | 0 | 0 | 0 | 0 | 0 | 0 | 0 | 0 | 0 | 0 | 0 | 0 | 0 | 0 | 0 | 0 | 0 | 0 | 0 | 0 | 0
Under $5 | Under $5 | Compressed Air | Under $5 | 3.0644 | Compressed Air | Rural | SC-Retro | M_Input | Commercial | XLarge Ret | Compressed Air-Retro-XLarge Ret | -0.59486 | 3.0644 | C-Ret-CA-All-All-All-C | 0 | 0.028369 | 0.028218 | 0.028218 | 0.028218 | 0.028218 | 0.028218 | 0.028218 | 0.028218 | 0.028218 | 0.028218 | 0.028218 | 0.028218 | 0.028218 | 0.028218 | 0.028218 | 0.028218 | 0.028218 | 0.028217 | 0.028216 | 0.028215 | 0.56738 | 0.56451 | 0.028369 | 0.056587 | 0.084806 | 0.11302 | 0.14124 | 0.16946 | 0.19768 | 0.2259 | 0.25412 | 0.28233 | 0.31055 | 0.33877 | 0.36699 | 0.39521 | 0.42342 | 0.45164 | 0.47986 | 0.50808 | 0.53629 | 0.56451
Under $5 | Under $5 | Compressed Air | Under $5 | 0 | Compressed Air | Rural | SC-Retro | M_Input | Commercial | Large Ret | Compressed Air-Retro-Large Ret | 0 | 0 | C-Ret-CA-All-All-All-C | 0 | 0 | 0 | 0 | 0 | 0 | 0 | 0 | 0 | 0 | 0 | 0 | 0 | 0 | 0 | 0 | 0 | 0 | 0 | 0 | 0 | 0 | 0 | 0 | 0 | 0 | 0 | 0 | 0 | 0 | 0 | 0 | 0 | 0 | 0 | 0 | 0 | 0 | 0 | 0 | 0 | 0 | 0
Under $5 | Under $5 | Compressed Air | Under $5 | 0 | Compressed Air | Rural | SC-Retro | M_Input | Commercial | Medium Ret | Compressed Air-Retro-Medium Ret | 0 | 0 | C-Ret-CA-All-All-All-C | 0 | 0 | 0 | 0 | 0 | 0 | 0 | 0 | 0 | 0 | 0 | 0 | 0 | 0 | 0 | 0 | 0 | 0 | 0 | 0 | 0 | 0 | 0 | 0 | 0 | 0 | 0 | 0 | 0 | 0 | 0 | 0 | 0 | 0 | 0 | 0 | 0 | 0 | 0 | 0 | 0 | 0 | 0
Under $5 | Under $5 | Compressed Air | Under $5 | 0 | Compressed Air | Rural | SC-Retro | M_Input | Commercial | Small Ret | Compressed Air-Retro-Small Ret | 0 | 0 | C-Ret-CA-All-All-All-C | 0 | 0 | 0 | 0 | 0 | 0 | 0 | 0 | 0 | 0 | 0 | 0 | 0 | 0 | 0 | 0 | 0 | 0 | 0 | 0 | 0 | 0 | 0 | 0 | 0 | 0 | 0 | 0 | 0 | 0 | 0 | 0 | 0 | 0 | 0 | 0 | 0 | 0 | 0 | 0 | 0 | 0 | 0
Under $5 | Under $5 | Compressed Air | Under $5 | 3.485 | Compressed Air | Rural | SC-Retro | M_Input | Commercial | School K-12 | Compressed Air-Retro-School K-12 | -0.17662 | 3.485 | C-Misc-CA-All-All-All-C | 0 | 0.00021132 | 0.00021032 | 0.00021032 | 0.00021032 | 0.00021032 | 0.00021032 | 0.00021032 | 0.00021032 | 0.00021032 | 0.00021032 | 0.00021032 | 0.00021032 | 0.00021032 | 0.00021032 | 0.00021032 | 0.00021032 | 0.00021031 | 0.00021031 | 0.00021031 | 0.0002103 | 0.0042264 | 0.0042073 | 0.00021132 | 0.00042164 | 0.00063196 | 0.00084228 | 0.0010526 | 0.0012629 | 0.0014732 | 0.0016836 | 0.0018939 | 0.0021042 | 0.0023145 | 0.0025248 | 0.0027351 | 0.0029455 | 0.0031558 | 0.0033661 | 0.0035764 | 0.0037867 | 0.003997 | 0.0042073
Under $5 | Under $5 | Compressed Air | Under $5 | 3.485 | Compressed Air | Rural | SC-Retro | M_Input | Commercial | University | Compressed Air-Retro-University | -0.17662 | 3.485 | C-Misc-CA-All-All-All-C | 0 | 0.00021132 | 0.00021032 | 0.00021032 | 0.00021032 | 0.00021032 | 0.00021032 | 0.00021032 | 0.00021032 | 0.00021032 | 0.00021032 | 0.00021032 | 0.00021032 | 0.00021032 | 0.00021032 | 0.00021032 | 0.00021032 | 0.00021031 | 0.00021031 | 0.00021031 | 0.0002103 | 0.0042264 | 0.0042073 | 0.00021132 | 0.00042164 | 0.00063196 | 0.00084228 | 0.0010526 | 0.0012629 | 0.0014732 | 0.0016836 | 0.0018939 | 0.0021042 | 0.0023145 | 0.0025248 | 0.0027351 | 0.0029455 | 0.0031558 | 0.0033661 | 0.0035764 | 0.0037867 | 0.003997 | 0.0042073
Under $5 | Under $5 | Compressed Air | Under $5 | 3.3848 | Compressed Air | Rural | SC-Retro | M_Input | Commercial | Warehouse | Compressed Air-Retro-Warehouse | -0.27727 | 3.3848 | C-War-CA-All-All-All-C | 0 | 0.029492 | 0.029365 | 0.029365 | 0.029365 | 0.029365 | 0.029365 | 0.029365 | 0.029365 | 0.029365 | 0.029365 | 0.029365 | 0.029365 | 0.029365 | 0.029365 | 0.029365 | 0.029365 | 0.029365 | 0.029364 | 0.029364 | 0.029363 | 0.58983 | 0.58743 | 0.029492 | 0.058857 | 0.088222 | 0.11759 | 0.14695 | 0.17632 | 0.20568 | 0.23505 | 0.26441 | 0.29378 | 0.32315 | 0.35251 | 0.38188 | 0.41124 | 0.44061 | 0.46997 | 0.49934 | 0.5287 | 0.55807 | 0.58743
Under $5 | Under $5 | Compressed Air | Under $5 | 3.485 | Compressed Air | Rural | SC-Retro | M_Input | Commercial | Supermarket | Compressed Air-Retro-Supermarket | -0.17662 | 3.485 | C-Misc-CA-All-All-All-C | 0 | 0 | 0 | 0 | 0 | 0 | 0 | 0 | 0 | 0 | 0 | 0 | 0 | 0 | 0 | 0 | 0 | 0 | 0 | 0 | 0 | 0.021388 | 0 | 0 | 0 | 0 | 0 | 0 | 0 | 0 | 0 | 0 | 0 | 0 | 0 | 0 | 0 | 0 | 0 | 0 | 0 | 0 | 0
Under $5 | Under $5 | Compressed Air | Under $5 | 0 | Compressed Air | Rural | SC-Retro | M_Input | Commercial | MiniMart | Compressed Air-Retro-MiniMart | 0 | 0 | C-Misc-CA-All-All-All-C | 0 | 0 | 0 | 0 | 0 | 0 | 0 | 0 | 0 | 0 | 0 | 0 | 0 | 0 | 0 | 0 | 0 | 0 | 0 | 0 | 0 | 0 | 0 | 0 | 0 | 0 | 0 | 0 | 0 | 0 | 0 | 0 | 0 | 0 | 0 | 0 | 0 | 0 | 0 | 0 | 0 | 0 | 0
Under $5 | Under $5 | Compressed Air | Under $5 | 3.485 | Compressed Air | Rural | SC-Retro | M_Input | Commercial | Restaurant | Compressed Air-Retro-Restaurant | -0.17662 | 3.485 | C-Misc-CA-All-All-All-C | 0 | 0 | 0 | 0 | 0 | 0 | 0 | 0 | 0 | 0 | 0 | 0 | 0 | 0 | 0 | 0 | 0 | 0 | 0 | 0 | 0 | 0.0030933 | 0 | 0 | 0 | 0 | 0 | 0 | 0 | 0 | 0 | 0 | 0 | 0 | 0 | 0 | 0 | 0 | 0 | 0 | 0 | 0 | 0
Under $5 | Under $5 | Compressed Air | Under $5 | 3.485 | Compressed Air | Rural | SC-Retro | M_Input | Commercial | Lodging | Compressed Air-Retro-Lodging | -0.17662 | 3.485 | C-Misc-CA-All-All-All-C | 0 | 0 | 0 | 0 | 0 | 0 | 0 | 0 | 0 | 0 | 0 | 0 | 0 | 0 | 0 | 0 | 0 | 0 | 0 | 0 | 0 | 0.0078619 | 0 | 0 | 0 | 0 | 0 | 0 | 0 | 0 | 0 | 0 | 0 | 0 | 0 | 0 | 0 | 0 | 0 | 0 | 0 | 0 | 0
Under $5 | Under $5 | Compressed Air | Under $5 | 3.485 | Compressed Air | Rural | SC-Retro | M_Input | Commercial | Hospital | Compressed Air-Retro-Hospital | -0.17662 | 3.485 | C-Misc-CA-All-All-All-C | 0 | 6.2227e-05 | 6.2076e-05 | 6.2076e-05 | 6.2076e-05 | 6.2076e-05 | 6.2076e-05 | 6.2076e-05 | 6.2076e-05 | 6.2076e-05 | 6.2076e-05 | 6.2076e-05 | 6.2076e-05 | 6.2076e-05 | 6.2076e-05 | 6.2076e-05 | 6.2076e-05 | 6.2075e-05 | 6.2075e-05 | 6.2075e-05 | 6.2074e-05 | 0.0012445 | 0.0012417 | 6.2227e-05 | 0.0001243 | 0.00018638 | 0.00024845 | 0.00031053 | 0.00037261 | 0.00043468 | 0.00049676 | 0.00055883 | 0.00062091 | 0.00068298 | 0.00074506 | 0.00080713 | 0.00086921 | 0.00093129 | 0.00099336 | 0.0010554 | 0.0011175 | 0.0011796 | 0.0012417
Under $5 | Under $5 | Compressed Air | Under $5 | 3.485 | Compressed Air | Rural | SC-Retro | M_Input | Commercial | Residential Care | Compressed Air-Retro-Residential Care | -0.17662 | 3.485 | C-Misc-CA-All-All-All-C | 0 | 0 | 0 | 0 | 0 | 0 | 0 | 0 | 0 | 0 | 0 | 0 | 0 | 0 | 0 | 0 | 0 | 0 | 0 | 0 | 0 | 0.0014393 | 0 | 0 | 0 | 0 | 0 | 0 | 0 | 0 | 0 | 0 | 0 | 0 | 0 | 0 | 0 | 0 | 0 | 0 | 0 | 0 | 0
Under $5 | Under $5 | Compressed Air | Under $5 | 3.485 | Compressed Air | Rural | SC-Retro | M_Input | Commercial | Assembly | Compressed Air-Retro-Assembly | -0.17662 | 3.485 | C-Misc-CA-All-All-All-C | 0 | 0.001029 | 0.0010237 | 0.0010237 | 0.0010237 | 0.0010237 | 0.0010237 | 0.0010237 | 0.0010237 | 0.0010237 | 0.0010237 | 0.0010237 | 0.0010237 | 0.0010237 | 0.0010237 | 0.0010237 | 0.0010237 | 0.0010237 | 0.0010237 | 0.0010236 | 0.0010236 | 0.020581 | 0.020479 | 0.001029 | 0.0020527 | 0.0030764 | 0.0041001 | 0.0051238 | 0.0061475 | 0.0071712 | 0.0081949 | 0.0092186 | 0.010242 | 0.011266 | 0.01229 | 0.013313 | 0.014337 | 0.015361 | 0.016385 | 0.017408 | 0.018432 | 0.019455 | 0.020479
Under $5 | Under $5 | Compressed Air | Under $5 | 3.485 | Compressed Air | Rural | SC-Retro | M_Input | Commercial | Other | Compressed Air-Retro-Other | -0.17662 | 3.485 | C-Misc-CA-All-All-All-C | 0 | 0.0055808 | 0.0055228 | 0.0055228 | 0.0055228 | 0.0055228 | 0.0055228 | 0.0055228 | 0.0055228 | 0.0055228 | 0.0055228 | 0.0055228 | 0.0055228 | 0.0055228 | 0.0055228 | 0.0055228 | 0.0055228 | 0.0055223 | 0.0055217 | 0.0055212 | 0.0055206 | 0.11162 | 0.11051 | 0.0055808 | 0.011104 | 0.016626 | 0.022149 | 0.027672 | 0.033195 | 0.038718 | 0.04424 | 0.049763 | 0.055286 | 0.060809 | 0.066331 | 0.071854 | 0.077377 | 0.0829 | 0.088423 | 0.093945 | 0.099467 | 0.10499 | 0.11051
Under $5 | Under $5 | Monitor | Under $5 | -0.87343 | Electronics | Rural | SC-NR | M_Input | Commercial | All | ENERGY STAR Display | -0.87343 | -0.87343 | C-Off-Plug-CPU-All-All-C | 0 | 0.11256 | 0.11616 | 0.11753 | 0.11784 | 0.11768 | 0.11739 | 0.11701 | 0.1166 | 0.11616 | 0.11575 | 0.11535 | 0.11493 | 0.11449 | 0.11408 | 0.11368 | 0.11329 | 0.1129 | 0.11251 | 0.11213 | 0.11174 | 2.3096 | 2.2998 | 0.11256 | 0.22872 | 0.34625 | 0.46408 | 0.58177 | 0.69916 | 0.81617 | 0.93277 | 1.0489 | 1.1647 | 1.28 | 1.395 | 1.5094 | 1.6235 | 1.7372 | 1.8505 | 1.9634 | 2.0759 | 2.188 | 2.2998
Under $5 | Under $5 | Desktop | Under $5 | -1.0655 | Electronics | Rural | SC-NR (2) | M_Input | Commercial | All | ENERGY STAR Desktop | -1.0655 | -1.0655 | C-Off-Plug-CPU-All-All-C | 0 | 0.25816 | 0.26643 | 0.26956 | 0.27027 | 0.26992 | 0.26925 | 0.26838 | 0.26742 | 0.26642 | 0.26548 | 0.26456 | 0.26361 | 0.26259 | 0.26165 | 0.26073 | 0.25984 | 0.25895 | 0.25806 | 0.25717 | 0.25629 | 5.2973 | 5.2747 | 0.25816 | 0.5246 | 0.79415 | 1.0644 | 1.3343 | 1.6036 | 1.872 | 2.1394 | 2.4058 | 2.6713 | 2.9359 | 3.1995 | 3.4621 | 3.7237 | 3.9844 | 4.2443 | 4.5032 | 4.7613 | 5.0184 | 5.2747
Under $5 | Under $5 | Laptop | Under $5 | -0.87343 | Electronics | Rural | SC-NR (3) | M_Input | Commercial | All | ENERGY STAR Laptop | -0.87343 | -0.87343 | C-Off-Plug-CPU-All-All-C | 0 | 0.0061426 | 0.009073 | 0.012274 | 0.015528 | 0.018573 | 0.02117 | 0.023149 | 0.024468 | 0.025214 | 0.025554 | 0.025651 | 0.025624 | 0.025544 | 0.02546 | 0.025372 | 0.025287 | 0.025202 | 0.025118 | 0.025033 | 0.024949 | 0.50956 | 0.43439 | 0.0061426 | 0.015216 | 0.027489 | 0.043017 | 0.06159 | 0.08276 | 0.10591 | 0.13038 | 0.15559 | 0.18115 | 0.2068 | 0.23242 | 0.25796 | 0.28342 | 0.3088 | 0.33408 | 0.35929 | 0.3844 | 0.40944 | 0.43439
Under $20 | Under $15 | Cooking Equipment | Under $20 | 16.0145 | Food Preparation | Rural | SC-NR | Measure InputOutput | Commercial | All | Fryers | 10.1244 | 16.0145 | C-All-Food-Cook-All-All-C | 0 | 0.0047904 | 0.0067478 | 0.0088857 | 0.011059 | 0.013093 | 0.014828 | 0.01615 | 0.017031 | 0.01753 | 0.017756 | 0.017821 | 0.017803 | 0.01775 | 0.017693 | 0.017635 | 0.017578 | 0.017521 | 0.017465 | 0.017409 | 0.017352 | 0.2025 | 0.2025 | 0.0047904 | 0.011538 | 0.020424 | 0.031483 | 0.044576 | 0.059405 | 0.075554 | 0.092585 | 0.11011 | 0.12787 | 0.14569 | 0.16349 | 0.18124 | 0.19894 | 0.2025 | 0.2025 | 0.2025 | 0.2025 | 0.2025 | 0.2025
Under $60 | Under $40 | Cooking Equipment | Under $60 | 55.7059 | Food Preparation | Rural | SC-NR | Measure InputOutput | Commercial | All | HFHC (Wt Average Size) | 36.0449 | 55.7059 | C-All-Food-Cook-All-All-C | 0 | 0.0059321 | 0.0077541 | 0.009744 | 0.011768 | 0.01366 | 0.015275 | 0.016506 | 0.017326 | 0.01779 | 0.018001 | 0.018061 | 0.018045 | 0.017995 | 0.017942 | 0.017888 | 0.017835 | 0.017782 | 0.01773 | 0.017677 | 0.017625 | 0.21795 | 0.21795 | 0.0059321 | 0.013686 | 0.02343 | 0.035198 | 0.048858 | 0.064134 | 0.080639 | 0.097965 | 0.11576 | 0.13376 | 0.15182 | 0.16986 | 0.18786 | 0.2058 | 0.21795 | 0.21795 | 0.21795 | 0.21795 | 0.21795 | 0.21795
Under $5 | Under $5 | Cooking Equipment | Under $5 | -15.8501 | Food Preparation | Rural | SC-NR | Measure InputOutput | Commercial | All | Steamer (Wt Average Size) | -1.4686 | -15.8501 | C-All-Food-Cook-All-All-C | 0 | 0.097096 | 0.12698 | 0.15962 | 0.1928 | 0.22385 | 0.25034 | 0.27051 | 0.28397 | 0.29158 | 0.29504 | 0.29603 | 0.29575 | 0.29495 | 0.29408 | 0.29319 | 0.29232 | 0.29146 | 0.29059 | 0.28973 | 0.28888 | 3.5707 | 3.5707 | 0.097096 | 0.22408 | 0.38369 | 0.5765 | 0.80035 | 1.0507 | 1.3212 | 1.6052 | 1.8968 | 2.1918 | 2.4878 | 2.7836 | 3.0785 | 3.3726 | 3.5707 | 3.5707 | 3.5707 | 3.5707 | 3.5707 | 3.5707
Under $5 | Under $5 | Cooking Equipment | Under $5 | -7.5512 | Food Preparation | Rural | SC-NR | Measure InputOutput | Commercial | All | Combi Oven (Wt Average) | 0.22236 | -7.5512 | C-All-Food-Cook-All-All-C | 0 | 0.028964 | 0.040799 | 0.053724 | 0.066868 | 0.079163 | 0.089654 | 0.097643 | 0.10297 | 0.10599 | 0.10736 | 0.10775 | 0.10764 | 0.10732 | 0.10698 | 0.10662 | 0.10628 | 0.10594 | 0.1056 | 0.10526 | 0.10492 | 1.2243 | 1.2243 | 0.028964 | 0.069763 | 0.12349 | 0.19035 | 0.26952 | 0.35917 | 0.45681 | 0.55979 | 0.66577 | 0.77313 | 0.88088 | 0.98852 | 1.0958 | 1.2028 | 1.2243 | 1.2243 | 1.2243 | 1.2243 | 1.2243 | 1.2243
Under $30 | Under $20 | Cooking Equipment | Under $30 | 29.6448 | Food Preparation | Rural | SC-NR | Measure InputOutput | Commercial | All | Convection Oven (Wt Average) | 19.1606 | 29.6448 | C-All-Food-Cook-All-All-C | 0 | 0.010254 | 0.013404 | 0.016844 | 0.020342 | 0.023615 | 0.026407 | 0.028534 | 0.029952 | 0.030754 | 0.031119 | 0.031223 | 0.031194 | 0.031109 | 0.031018 | 0.030924 | 0.030832 | 0.030741 | 0.03065 | 0.03056 | 0.030469 | 0.37677 | 0.37677 | 0.010254 | 0.023658 | 0.040502 | 0.060845 | 0.084459 | 0.11087 | 0.1394 | 0.16935 | 0.20011 | 0.23123 | 0.26245 | 0.29364 | 0.32475 | 0.35577 | 0.37677 | 0.37677 | 0.37677 | 0.37677 | 0.37677 | 0.37677
Under $5 | Under $5 | Data Centers | Under $5 | 3.0642 | Electronics | Rural | SC-NR | M_Input | Commercial | Commercial | Best Practice | 1.7616 | 3.0642 | I-All-SecTotal-All-All-All-E | 0 | 0.89502 | 1.2579 | 1.6618 | 2.0109 | 2.3696 | 2.7189 | 3.0427 | 3.2397 | 3.3986 | 3.5346 | 3.6638 | 3.7489 | 3.8464 | 3.9596 | 4.0893 | 4.2098 | 4.3466 | 4.5 | 4.6702 | 4.8444 | 4.216 | 4.216 | 0.89502 | 2.1529 | 3.8147 | 4.216 | 4.216 | 4.216 | 4.216 | 4.216 | 4.216 | 4.216 | 4.216 | 4.216 | 4.216 | 4.216 | 4.216 | 4.216 | 4.216 | 4.216 | 4.216 | 4.216
Under $15 | Under $10 | Data Centers | Under $15 | 10.7057 | Electronics | Rural | SC-NR | M_Input | Commercial | Commercial | Commercial Technology | 6.7551 | 10.7057 | I-All-SecTotal-All-All-All-E | 0 | 0.41332 | 0.58091 | 0.76742 | 0.92865 | 1.0943 | 1.2556 | 1.4052 | 1.4961 | 1.5695 | 1.6323 | 1.692 | 1.7312 | 1.7763 | 1.8286 | 1.8885 | 1.9441 | 2.0073 | 2.0781 | 2.1567 | 2.2372 | 1.947 | 1.947 | 0.41332 | 0.99423 | 1.7617 | 1.947 | 1.947 | 1.947 | 1.947 | 1.947 | 1.947 | 1.947 | 1.947 | 1.947 | 1.947 | 1.947 | 1.947 | 1.947 | 1.947 | 1.947 | 1.947 | 1.947
Under $10 | Under $5 | Data Centers | Under $10 | 6.2707 | Electronics | Rural | SC-NR | M_Input | Commercial | Commercial | Cutting Edge | 3.8537 | 6.2707 | I-All-SecTotal-All-All-All-E | 0 | 0.097692 | 0.1373 | 0.18138 | 0.21949 | 0.25864 | 0.29677 | 0.33212 | 0.35361 | 0.37096 | 0.3858 | 0.39991 | 0.40919 | 0.41984 | 0.43219 | 0.44635 | 0.45951 | 0.47444 | 0.49117 | 0.50976 | 0.52877 | 0.46018 | 0.46018 | 0.097692 | 0.23499 | 0.41638 | 0.46018 | 0.46018 | 0.46018 | 0.46018 | 0.46018 | 0.46018 | 0.46018 | 0.46018 | 0.46018 | 0.46018 | 0.46018 | 0.46018 | 0.46018 | 0.46018 | 0.46018 | 0.46018 | 0.46018
Under $65 | Under $45 | Demand Control Ventilation | Under $65 | 63.865 | HVAC | Rural | SC-RETRO | M-IO Retro | Commercial | Large Off | Demand Control Ventilation-Retro-Large Off | 42.4234 | 63.865 | C-Off-HVAC-Vent-All-All-E | 0 | 0.0059593 | 0.0059403 | 0.0059214 | 0.0059025 | 0.0058837 | 0.0052412 | 0.0041052 | 0.003199 | 0.0024763 | 0.0018998 | 0.0014401 | 0.0010733 | 0.00078084 | 0.00054755 | 0.00036147 | 0.00021306 | 0 | 0 | 0 | 0 | 0.047398 | 0.047398 | 0.0059593 | 0.0119 | 0.017821 | 0.023724 | 0.029607 | 0.034848 | 0.038954 | 0.042153 | 0.044629 | 0.046529 | 0.047398 | 0.047398 | 0.047398 | 0.047398 | 0.047398 | 0.047398 | 0.047398 | 0.047398 | 0.047398 | 0.047398
Under $65 | Under $45 | Demand Control Ventilation | Under $65 | 63.865 | HVAC | Rural | SC-RETRO | M-IO Retro | Commercial | Medium Off | Demand Control Ventilation-Retro-Medium Off | 42.4234 | 63.865 | C-Off-HVAC-Vent-All-All-E | 0 | 0.018308 | 0.01825 | 0.018192 | 0.018134 | 0.018076 | 0.016102 | 0.012612 | 0.009828 | 0.0076076 | 0.0058366 | 0.0044241 | 0.0032975 | 0.0023989 | 0.0016822 | 0.0011105 | 0.00065456 | 0 | 0 | 0 | 0 | 0.14562 | 0.14562 | 0.018308 | 0.036558 | 0.054749 | 0.072883 | 0.090958 | 0.10706 | 0.11967 | 0.1295 | 0.13711 | 0.14294 | 0.14562 | 0.14562 | 0.14562 | 0.14562 | 0.14562 | 0.14562 | 0.14562 | 0.14562 | 0.14562 | 0.14562
Under $65 | Under $45 | Demand Control Ventilation | Under $65 | 63.8585 | HVAC | Rural | SC-RETRO | M-IO Retro | Commercial | Small Off | Demand Control Ventilation-Retro-Small Off | 42.4234 | 63.8585 | C-Off-HVAC-Vent-All-All-E | 0 | 0.02034 | 0.020276 | 0.020211 | 0.020146 | 0.020082 | 0.017889 | 0.014012 | 0.010919 | 0.0084521 | 0.0064845 | 0.0049152 | 0.0036635 | 0.0026652 | 0.0018689 | 0.0012338 | 0.00072722 | 0 | 0 | 0 | 0 | 0.16178 | 0.16178 | 0.02034 | 0.040616 | 0.060827 | 0.080973 | 0.10106 | 0.11894 | 0.13296 | 0.14388 | 0.15233 | 0.15881 | 0.16178 | 0.16178 | 0.16178 | 0.16178 | 0.16178 | 0.16178 | 0.16178 | 0.16178 | 0.16178 | 0.16178
Under $15 | Under $10 | Demand Control Ventilation | Under $15 | 10.5498 | HVAC | Rural | SC-RETRO | M-IO Retro | Commercial | Xlarge Ret | Demand Control Ventilation-Retro-Xlarge Ret | 6.5732 | 10.5498 | C-Ret-HVAC-Vent-All-All-E | 0 | 0.11887 | 0.11829 | 0.11771 | 0.11713 | 0.11656 | 0.10367 | 0.081093 | 0.063112 | 0.048792 | 0.03739 | 0.028309 | 0.021079 | 0.015321 | 0.010735 | 0.0070841 | 0.0041765 | 0 | 0 | 0 | 0 | 0.91678 | 0.91678 | 0.11887 | 0.23715 | 0.35486 | 0.47199 | 0.58856 | 0.69223 | 0.77332 | 0.83644 | 0.88523 | 0.91678 | 0.91678 | 0.91678 | 0.91678 | 0.91678 | 0.91678 | 0.91678 | 0.91678 | 0.91678 | 0.91678 | 0.91678
Under $15 | Under $10 | Demand Control Ventilation | Under $15 | 10.4781 | HVAC | Rural | SC-RETRO | M-IO Retro | Commercial | Large Ret | Demand Control Ventilation-Retro-Large Ret | 6.5303 | 10.4781 | C-Ret-HVAC-Vent-All-All-E | 0 | 0.095992 | 0.095524 | 0.095058 | 0.094594 | 0.094132 | 0.083725 | 0.065489 | 0.050967 | 0.039403 | 0.030195 | 0.022862 | 0.017022 | 0.012372 | 0.0086696 | 0.0057209 | 0.0033728 | 0 | 0 | 0 | 0 | 0.74036 | 0.74036 | 0.095992 | 0.19152 | 0.28657 | 0.38117 | 0.4753 | 0.55903 | 0.62451 | 0.67548 | 0.71488 | 0.74036 | 0.74036 | 0.74036 | 0.74036 | 0.74036 | 0.74036 | 0.74036 | 0.74036 | 0.74036 | 0.74036 | 0.74036
Under $20 | Under $15 | Demand Control Ventilation | Under $20 | 18.5569 | HVAC | Rural | SC-RETRO | M-IO Retro | Commercial | Medium Ret | Demand Control Ventilation-Retro-Medium Ret | 11.9904 | 18.5569 | C-Ret-HVAC-Vent-All-All-E | 0 | 0.021985 | 0.021878 | 0.021771 | 0.021665 | 0.021559 | 0.019176 | 0.014999 | 0.011673 | 0.0090246 | 0.0069155 | 0.0052361 | 0.0038987 | 0.0028337 | 0.0019856 | 0.0013103 | 0.00077248 | 0 | 0 | 0 | 0 | 0.16957 | 0.16957 | 0.021985 | 0.043863 | 0.065634 | 0.087299 | 0.10886 | 0.12803 | 0.14303 | 0.15471 | 0.16373 | 0.16957 | 0.16957 | 0.16957 | 0.16957 | 0.16957 | 0.16957 | 0.16957 | 0.16957 | 0.16957 | 0.16957 | 0.16957
Under $20 | Under $15 | Demand Control Ventilation | Under $20 | 18.5569 | HVAC | Rural | SC-RETRO | M-IO Retro | Commercial | Small Ret | Demand Control Ventilation-Retro-Small Ret | 11.9904 | 18.5569 | C-Ret-HVAC-Vent-All-All-E | 0 | 0.021231 | 0.021127 | 0.021024 | 0.020922 | 0.020819 | 0.018518 | 0.014484 | 0.011272 | 0.0087149 | 0.0066782 | 0.0050564 | 0.0037649 | 0.0027364 | 0.0019175 | 0.0012653 | 0.00074597 | 0 | 0 | 0 | 0 | 0.16375 | 0.16375 | 0.021231 | 0.042358 | 0.063382 | 0.084304 | 0.10512 | 0.12364 | 0.13812 | 0.1494 | 0.15811 | 0.16375 | 0.16375 | 0.16375 | 0.16375 | 0.16375 | 0.16375 | 0.16375 | 0.16375 | 0.16375 | 0.16375 | 0.16375
Under $5 | Under $5 | Demand Control Ventilation | Under $5 | 0 | HVAC | Rural | SC-RETRO | M-IO Retro | Commercial | School K-12 | Demand Control Ventilation-Retro-School K-12 | 0 | 0 | C-Sch-HVAC-Vent-All-All-C | 0 | 0 | 0 | 0 | 0 | 0 | 0 | 0 | 0 | 0 | 0 | 0 | 0 | 0 | 0 | 0 | 0 | 0 | 0 | 0 | 0 | 0 | 0 | 0 | 0 | 0 | 0 | 0 | 0 | 0 | 0 | 0 | 0 | 0 | 0 | 0 | 0 | 0 | 0 | 0 | 0 | 0 | 0
Under $5 | Under $5 | Demand Control Ventilation | Under $5 | 0 | HVAC | Rural | SC-RETRO | M-IO Retro | Commercial | University | Demand Control Ventilation-Retro-University | 0 | 0 | C-All-HVAC-Vent-All-All-E | 0 | 0 | 0 | 0 | 0 | 0 | 0 | 0 | 0 | 0 | 0 | 0 | 0 | 0 | 0 | 0 | 0 | 0 | 0 | 0 | 0 | 0 | 0 | 0 | 0 | 0 | 0 | 0 | 0 | 0 | 0 | 0 | 0 | 0 | 0 | 0 | 0 | 0 | 0 | 0 | 0 | 0 | 0
Under $40 | Under $30 | Demand Control Ventilation | Under $40 | 39.3402 | HVAC | Rural | SC-RETRO | M-IO Retro | Commercial | Warehouse | Demand Control Ventilation-Retro-Warehouse | 26.7654 | 39.3402 | C-War-HVAC-Vent-All-All-E | 0 | 0.0017608 | 0.0017539 | 0.001747 | 0.0017401 | 0.0017333 | 0.001543 | 0.0012078 | 0.00094069 | 0.00072777 | 0.00055806 | 0.0004228 | 0.00031499 | 0.00022906 | 0.00016057 | 0.00010598 | 6.2476e-05 | 0 | 0 | 0 | 0 | 0.013818 | 0.013818 | 0.0017608 | 0.0035147 | 0.0052617 | 0.0070018 | 0.0087351 | 0.010278 | 0.011486 | 0.012427 | 0.013154 | 0.013712 | 0.013818 | 0.013818 | 0.013818 | 0.013818 | 0.013818 | 0.013818 | 0.013818 | 0.013818 | 0.013818 | 0.013818
Under $15 | Under $10 | Demand Control Ventilation | Under $15 | 11.0809 | HVAC | Rural | SC-RETRO | M-IO Retro | Commercial | Supermarket | Demand Control Ventilation-Retro-Supermarket | 6.8107 | 11.0809 | C-Gro-HVAC-Vent-All-All-E | 0 | 0.02831 | 0.028041 | 0.027774 | 0.02751 | 0.027248 | 0.024133 | 0.018806 | 0.014584 | 0.011236 | 0.0085818 | 0.0064776 | 0.0048094 | 0.0034869 | 0.0024384 | 0.0016071 | 0.00094807 | 0 | 0 | 0 | 0 | 0.2006 | 0.2006 | 0.02831 | 0.05635 | 0.084125 | 0.11163 | 0.13888 | 0.16302 | 0.18182 | 0.19641 | 0.2006 | 0.2006 | 0.2006 | 0.2006 | 0.2006 | 0.2006 | 0.2006 | 0.2006 | 0.2006 | 0.2006 | 0.2006 | 0.2006
Under $15 | Under $10 | Demand Control Ventilation | Under $15 | 10.554 | HVAC | Rural | SC-RETRO | M-IO Retro | Commercial | MiniMart | Demand Control Ventilation-Retro-MiniMart | 6.4686 | 10.554 | C-Gro-HVAC-Vent-All-All-E | 0 | 0.0092198 | 0.0091737 | 0.0091277 | 0.009082 | 0.0090365 | 0.0080365 | 0.0062854 | 0.0048912 | 0.0037811 | 0.0028972 | 0.0021934 | 0.0016331 | 0.0011869 | 0.00083162 | 0.00054875 | 0.00032353 | 0 | 0 | 0 | 0 | 0.070946 | 0.070946 | 0.0092198 | 0.018393 | 0.027521 | 0.036603 | 0.04564 | 0.053676 | 0.059962 | 0.064853 | 0.068634 | 0.070946 | 0.070946 | 0.070946 | 0.070946 | 0.070946 | 0.070946 | 0.070946 | 0.070946 | 0.070946 | 0.070946 | 0.070946
Under $10 | Under $10 | Demand Control Ventilation | Under $10 | 9.4636 | HVAC | Rural | SC-RETRO | M-IO Retro | Commercial | Restaurant | Demand Control Ventilation-Retro-Restaurant | 5.6635 | 9.4636 | C-Res-HVAC-Vent-All-All-E | 0 | 0.028402 | 0.028268 | 0.028134 | 0.028001 | 0.027869 | 0.024962 | 0.019871 | 0.015818 | 0.01259 | 0.010021 | 0.0079744 | 0.0063453 | 0.0050482 | 0.0040153 | 0.003193 | 0.0025382 | 0 | 0 | 0 | 0 | 0.23821 | 0.23821 | 0.028402 | 0.05667 | 0.084804 | 0.11281 | 0.14067 | 0.16564 | 0.18551 | 0.20133 | 0.21392 | 0.22394 | 0.23191 | 0.23821 | 0.23821 | 0.23821 | 0.23821 | 0.23821 | 0.23821 | 0.23821 | 0.23821 | 0.23821
Under $40 | Under $30 | Demand Control Ventilation | Under $40 | 39.8406 | HVAC | Rural | SC-RETRO | M-IO Retro | Commercial | Lodging | Demand Control Ventilation-Retro-Lodging | 25.6291 | 39.8406 | C-All-HVAC-Vent-All-All-E | 0 | 0.013108 | 0.013075 | 0.013041 | 0.013008 | 0.012975 | 0.011565 | 0.0090626 | 0.0070656 | 0.0054719 | 0.0041999 | 0.0031848 | 0.0023747 | 0.0017282 | 0.0012122 | 0.00080037 | 0.00047171 | 0 | 0 | 0 | 0 | 0.10547 | 0.10547 | 0.013108 | 0.026183 | 0.039224 | 0.052232 | 0.065207 | 0.076772 | 0.085834 | 0.0929 | 0.098372 | 0.10257 | 0.10547 | 0.10547 | 0.10547 | 0.10547 | 0.10547 | 0.10547 | 0.10547 | 0.10547 | 0.10547 | 0.10547
Under $45 | Under $30 | Demand Control Ventilation | Under $45 | 40.7685 | HVAC | Rural | SC-RETRO | M-IO Retro | Commercial | Hospital | Demand Control Ventilation-Retro-Hospital | 26.8119 | 40.7685 | C-Hea-HVAC-Vent-All-All-C | 0 | 0.0017743 | 0.0017703 | 0.0017663 | 0.0017624 | 0.0017585 | 0.0015678 | 0.0012289 | 0.00095834 | 0.00074235 | 0.00056992 | 0.00043226 | 0.00032237 | 0.00023464 | 0.0001646 | 0.00010869 | 6.4057e-05 | 0 | 0 | 0 | 0 | 0.014358 | 0.014358 | 0.0017743 | 0.0035445 | 0.0053109 | 0.0070733 | 0.0088317 | 0.0104 | 0.011628 | 0.012587 | 0.013329 | 0.013899 | 0.014331 | 0.014358 | 0.014358 | 0.014358 | 0.014358 | 0.014358 | 0.014358 | 0.014358 | 0.014358 | 0.014358
Under $45 | Under $30 | Demand Control Ventilation | Under $45 | 41.7608 | HVAC | Rural | SC-RETRO | M-IO Retro | Commercial | Residential Care | Demand Control Ventilation-Retro-Residential Care | 27.4085 | 41.7608 | C-Hea-HVAC-Vent-All-All-C | 0 | 0.0084038 | 0.0083824 | 0.008361 | 0.0083397 | 0.0083184 | 0.0074144 | 0.0058102 | 0.0045299 | 0.0035081 | 0.0026927 | 0.0020419 | 0.0015225 | 0.001108 | 0.00077715 | 0.00051313 | 0.00030242 | 0 | 0 | 0 | 0 | 0.067617 | 0.067617 | 0.0084038 | 0.016786 | 0.025147 | 0.033487 | 0.041805 | 0.04922 | 0.05503 | 0.05956 | 0.063068 | 0.065761 | 0.067617 | 0.067617 | 0.067617 | 0.067617 | 0.067617 | 0.067617 | 0.067617 | 0.067617 | 0.067617 | 0.067617
Under $40 | Under $30 | Demand Control Ventilation | Under $40 | 39.9299 | HVAC | Rural | SC-RETRO | M-IO Retro | Commercial | Assembly | Demand Control Ventilation-Retro-Assembly | 25.6813 | 39.9299 | C-All-HVAC-Vent-All-All-E | 0 | 0.063315 | 0.063014 | 0.062714 | 0.062415 | 0.062118 | 0.055256 | 0.043225 | 0.033643 | 0.026012 | 0.019935 | 0.015095 | 0.01124 | 0.0081702 | 0.0057253 | 0.0037781 | 0.0022274 | 0 | 0 | 0 | 0 | 0.4894 | 0.4894 | 0.063315 | 0.12633 | 0.18904 | 0.25146 | 0.31358 | 0.36883 | 0.41206 | 0.4457 | 0.47171 | 0.4894 | 0.4894 | 0.4894 | 0.4894 | 0.4894 | 0.4894 | 0.4894 | 0.4894 | 0.4894 | 0.4894 | 0.4894
Under $30 | Under $20 | Demand Control Ventilation | Under $30 | 29.43 | HVAC | Rural | SC-RETRO | M-IO Retro | Commercial | Other | Demand Control Ventilation-Retro-Other | 18.6627 | 29.43 | C-All-HVAC-Vent-All-All-E | 0 | 0.023942 | 0.023715 | 0.023489 | 0.023266 | 0.023044 | 0.020409 | 0.015905 | 0.012334 | 0.0095024 | 0.0072578 | 0.0054782 | 0.0040674 | 0.0029489 | 0.0020622 | 0.0013592 | 0.0008018 | 0 | 0 | 0 | 0 | 0.16965 | 0.16965 | 0.023942 | 0.047657 | 0.071146 | 0.094411 | 0.11746 | 0.13787 | 0.15377 | 0.1661 | 0.16965 | 0.16965 | 0.16965 | 0.16965 | 0.16965 | 0.16965 | 0.16965 | 0.16965 | 0.16965 | 0.16965 | 0.16965 | 0.16965
Under $30 | Under $15 | DCV Parking Garage | Under $30 | 25.4246 | HVAC | Rural | SC-Retro | Measure InputOutput | Commercial | Large Off | DCV Parking Garage-Retro | 12.5716 | 25.4246 | C-All-HVAC-Vent-All-All-E | 0 | 0.10492 | 0.10458 | 0.10425 | 0.10392 | 0.10358 | 0.092247 | 0.072198 | 0.056207 | 0.043453 | 0.03328 | 0.025166 | 0.018695 | 0.013533 | 0.0094157 | 0.006132 | 0.0035128 | 0 | 0 | 0 | 0 | 0.86797 | 0.86797 | 0.10492 | 0.2095 | 0.31375 | 0.41767 | 0.52126 | 0.6135 | 0.6857 | 0.74191 | 0.78536 | 0.81864 | 0.84381 | 0.8625 | 0.86797 | 0.86797 | 0.86797 | 0.86797 | 0.86797 | 0.86797 | 0.86797 | 0.86797
Under $30 | Under $15 | DCV Parking Garage | Under $30 | 25.4246 | HVAC | Rural | SC-Retro | Measure InputOutput | Commercial | Medium Off | DCV Parking Garage-Retro | 12.5716 | 25.4246 | C-All-HVAC-Vent-All-All-E | 0 | 0 | 0 | 0 | 0 | 0 | 0 | 0 | 0 | 0 | 0 | 0 | 0 | 0 | 0 | 0 | 0 | 0 | 0 | 0 | 0 | 0 | 0 | 0 | 0 | 0 | 0 | 0 | 0 | 0 | 0 | 0 | 0 | 0 | 0 | 0 | 0 | 0 | 0 | 0 | 0 | 0 | 0
Under $30 | Under $15 | DCV Parking Garage | Under $30 | 25.4246 | HVAC | Rural | SC-Retro | Measure InputOutput | Commercial | Small Off | DCV Parking Garage-Retro | 12.5716 | 25.4246 | C-All-HVAC-Vent-All-All-E | 0 | 0 | 0 | 0 | 0 | 0 | 0 | 0 | 0 | 0 | 0 | 0 | 0 | 0 | 0 | 0 | 0 | 0 | 0 | 0 | 0 | 0 | 0 | 0 | 0 | 0 | 0 | 0 | 0 | 0 | 0 | 0 | 0 | 0 | 0 | 0 | 0 | 0 | 0 | 0 | 0 | 0 | 0
Under $30 | Under $15 | DCV Parking Garage | Under $30 | 25.4246 | HVAC | Rural | SC-Retro | Measure InputOutput | Commercial | XLarge Ret | DCV Parking Garage-Retro | 12.5716 | 25.4246 | C-All-HVAC-Vent-All-All-E | 0 | 0.0072953 | 0.0072595 | 0.007224 | 0.0071886 | 0.0071534 | 0.0063595 | 0.0049685 | 0.0038609 | 0.0029788 | 0.0022765 | 0.0017171 | 0.0012717 | 0.00091704 | 0.00063459 | 0.00040968 | 0.00023058 | 0 | 0 | 0 | 0 | 0.059874 | 0.059874 | 0.0072953 | 0.014555 | 0.021779 | 0.028967 | 0.036121 | 0.04248 | 0.047449 | 0.05131 | 0.054288 | 0.056565 | 0.058282 | 0.059554 | 0.059874 | 0.059874 | 0.059874 | 0.059874 | 0.059874 | 0.059874 | 0.059874 | 0.059874
Under $30 | Under $15 | DCV Parking Garage | Under $30 | 25.4246 | HVAC | Rural | SC-Retro | Measure InputOutput | Commercial | Large Ret | DCV Parking Garage-Retro | 12.5716 | 25.4246 | C-All-HVAC-Vent-All-All-E | 0 | 0 | 0 | 0 | 0 | 0 | 0 | 0 | 0 | 0 | 0 | 0 | 0 | 0 | 0 | 0 | 0 | 0 | 0 | 0 | 0 | 0 | 0 | 0 | 0 | 0 | 0 | 0 | 0 | 0 | 0 | 0 | 0 | 0 | 0 | 0 | 0 | 0 | 0 | 0 | 0 | 0 | 0
Under $30 | Under $15 | DCV Parking Garage | Under $30 | 25.4246 | HVAC | Rural | SC-Retro | Measure InputOutput | Commercial | Medium Ret | DCV Parking Garage-Retro | 12.5716 | 25.4246 | C-All-HVAC-Vent-All-All-E | 0 | 0 | 0 | 0 | 0 | 0 | 0 | 0 | 0 | 0 | 0 | 0 | 0 | 0 | 0 | 0 | 0 | 0 | 0 | 0 | 0 | 0 | 0 | 0 | 0 | 0 | 0 | 0 | 0 | 0 | 0 | 0 | 0 | 0 | 0 | 0 | 0 | 0 | 0 | 0 | 0 | 0 | 0
Under $30 | Under $15 | DCV Parking Garage | Under $30 | 25.4246 | HVAC | Rural | SC-Retro | Measure InputOutput | Commercial | Small Ret | DCV Parking Garage-Retro | 12.5716 | 25.4246 | C-All-HVAC-Vent-All-All-E | 0 | 0 | 0 | 0 | 0 | 0 | 0 | 0 | 0 | 0 | 0 | 0 | 0 | 0 | 0 | 0 | 0 | 0 | 0 | 0 | 0 | 0 | 0 | 0 | 0 | 0 | 0 | 0 | 0 | 0 | 0 | 0 | 0 | 0 | 0 | 0 | 0 | 0 | 0 | 0 | 0 | 0 | 0
Under $30 | Under $15 | DCV Parking Garage | Under $30 | 25.4246 | HVAC | Rural | SC-Retro | Measure InputOutput | Commercial | School K-12 | DCV Parking Garage-Retro | 12.5716 | 25.4246 | C-All-HVAC-Vent-All-All-E | 0 | 0.0033872 | 0.0033724 | 0.0033577 | 0.003343 | 0.0033284 | 0.0029606 | 0.0023144 | 0.0017995 | 0.0013892 | 0.0010624 | 0.00080199 | 0.00059452 | 0.00042923 | 0.00029754 | 0.00019262 | 0.00010902 | 0 | 0 | 0 | 0 | 0.027869 | 0.027869 | 0.0033872 | 0.0067596 | 0.010117 | 0.01346 | 0.016789 | 0.019749 | 0.022064 | 0.023863 | 0.025252 | 0.026315 | 0.027117 | 0.027711 | 0.027869 | 0.027869 | 0.027869 | 0.027869 | 0.027869 | 0.027869 | 0.027869 | 0.027869
Under $30 | Under $15 | DCV Parking Garage | Under $30 | 25.4246 | HVAC | Rural | SC-Retro | Measure InputOutput | Commercial | University | DCV Parking Garage-Retro | 12.5716 | 25.4246 | C-All-HVAC-Vent-All-All-E | 0 | 0.010024 | 0.0099799 | 0.0099364 | 0.009893 | 0.0098498 | 0.0087614 | 0.0068488 | 0.0053251 | 0.0041111 | 0.0031439 | 0.0023733 | 0.0017594 | 0.0012702 | 0.0008805 | 0.00057001 | 0.00032263 | 0 | 0 | 0 | 0 | 0.082471 | 0.082471 | 0.010024 | 0.020004 | 0.02994 | 0.039833 | 0.049683 | 0.058444 | 0.065293 | 0.070618 | 0.074729 | 0.077873 | 0.080246 | 0.082006 | 0.082471 | 0.082471 | 0.082471 | 0.082471 | 0.082471 | 0.082471 | 0.082471 | 0.082471
Under $30 | Under $15 | DCV Parking Garage | Under $30 | 25.4246 | HVAC | Rural | SC-Retro | Measure InputOutput | Commercial | Warehouse | DCV Parking Garage-Retro | 12.5716 | 25.4246 | C-All-HVAC-Vent-All-All-E | 0 | 0 | 0 | 0 | 0 | 0 | 0 | 0 | 0 | 0 | 0 | 0 | 0 | 0 | 0 | 0 | 0 | 0 | 0 | 0 | 0 | 0 | 0 | 0 | 0 | 0 | 0 | 0 | 0 | 0 | 0 | 0 | 0 | 0 | 0 | 0 | 0 | 0 | 0 | 0 | 0 | 0 | 0
Under $30 | Under $15 | DCV Parking Garage | Under $30 | 25.4246 | HVAC | Rural | SC-Retro | Measure InputOutput | Commercial | Supermarket | DCV Parking Garage-Retro | 12.5716 | 25.4246 | C-All-HVAC-Vent-All-All-E | 0 | 0 | 0 | 0 | 0 | 0 | 0 | 0 | 0 | 0 | 0 | 0 | 0 | 0 | 0 | 0 | 0 | 0 | 0 | 0 | 0 | 0 | 0 | 0 | 0 | 0 | 0 | 0 | 0 | 0 | 0 | 0 | 0 | 0 | 0 | 0 | 0 | 0 | 0 | 0 | 0 | 0 | 0
Under $30 | Under $15 | DCV Parking Garage | Under $30 | 25.4246 | HVAC | Rural | SC-Retro | Measure InputOutput | Commercial | MiniMart | DCV Parking Garage-Retro | 12.5716 | 25.4246 | C-All-HVAC-Vent-All-All-E | 0 | 0 | 0 | 0 | 0 | 0 | 0 | 0 | 0 | 0 | 0 | 0 | 0 | 0 | 0 | 0 | 0 | 0 | 0 | 0 | 0 | 0 | 0 | 0 | 0 | 0 | 0 | 0 | 0 | 0 | 0 | 0 | 0 | 0 | 0 | 0 | 0 | 0 | 0 | 0 | 0 | 0 | 0
Under $30 | Under $15 | DCV Parking Garage | Under $30 | 25.4246 | HVAC | Rural | SC-Retro | Measure InputOutput | Commercial | Restaurant | DCV Parking Garage-Retro | 12.5716 | 25.4246 | C-All-HVAC-Vent-All-All-E | 0 | 0 | 0 | 0 | 0 | 0 | 0 | 0 | 0 | 0 | 0 | 0 | 0 | 0 | 0 | 0 | 0 | 0 | 0 | 0 | 0 | 0 | 0 | 0 | 0 | 0 | 0 | 0 | 0 | 0 | 0 | 0 | 0 | 0 | 0 | 0 | 0 | 0 | 0 | 0 | 0 | 0 | 0
Under $30 | Under $15 | DCV Parking Garage | Under $30 | 25.4246 | HVAC | Rural | SC-Retro | Measure InputOutput | Commercial | Lodging | DCV Parking Garage-Retro | 12.5716 | 25.4246 | C-All-HVAC-Vent-All-All-E | 0 | 0.0098855 | 0.0098603 | 0.0098351 | 0.0098099 | 0.0097848 | 0.0087195 | 0.0068289 | 0.0053201 | 0.004116 | 0.0031549 | 0.002388 | 0.0017759 | 0.0012874 | 0.00089752 | 0.00058637 | 0.00033806 | 0 | 0 | 0 | 0 | 0.082025 | 0.082025 | 0.0098855 | 0.019746 | 0.029581 | 0.039391 | 0.049176 | 0.057895 | 0.064724 | 0.070044 | 0.07416 | 0.077315 | 0.079703 | 0.081479 | 0.082025 | 0.082025 | 0.082025 | 0.082025 | 0.082025 | 0.082025 | 0.082025 | 0.082025
Under $30 | Under $15 | DCV Parking Garage | Under $30 | 25.4246 | HVAC | Rural | SC-Retro | Measure InputOutput | Commercial | Hospital | DCV Parking Garage-Retro | 12.5716 | 25.4246 | C-All-HVAC-Vent-All-All-E | 0 | 0.0095561 | 0.0095347 | 0.0095134 | 0.0094921 | 0.0094709 | 0.0084424 | 0.0066141 | 0.0051546 | 0.0039894 | 0.0030592 | 0.0023166 | 0.0017237 | 0.0012505 | 0.00087265 | 0.00057103 | 0.00033024 | 0 | 0 | 0 | 0 | 0.07941 | 0.07941 | 0.0095561 | 0.019091 | 0.028604 | 0.038096 | 0.047567 | 0.05601 | 0.062624 | 0.067778 | 0.071768 | 0.074827 | 0.077143 | 0.078867 | 0.07941 | 0.07941 | 0.07941 | 0.07941 | 0.07941 | 0.07941 | 0.07941 | 0.07941
Under $30 | Under $15 | DCV Parking Garage | Under $30 | 25.4246 | HVAC | Rural | SC-Retro | Measure InputOutput | Commercial | Residential Care | DCV Parking Garage-Retro | 12.5716 | 25.4246 | C-All-HVAC-Vent-All-All-E | 0 | 0.0027984 | 0.0027912 | 0.0027841 | 0.002777 | 0.0027699 | 0.0024683 | 0.0019331 | 0.001506 | 0.0011651 | 0.00089309 | 0.00067598 | 0.00050271 | 0.00036443 | 0.00025407 | 0.00016599 | 9.5696e-05 | 0 | 0 | 0 | 0 | 0.023219 | 0.023219 | 0.0027984 | 0.0055896 | 0.0083737 | 0.011151 | 0.013921 | 0.016389 | 0.018322 | 0.019828 | 0.020993 | 0.021886 | 0.022562 | 0.023065 | 0.023219 | 0.023219 | 0.023219 | 0.023219 | 0.023219 | 0.023219 | 0.023219 | 0.023219
Under $30 | Under $15 | DCV Parking Garage | Under $30 | 25.4246 | HVAC | Rural | SC-Retro | Measure InputOutput | Commercial | Assembly | DCV Parking Garage-Retro | 12.5716 | 25.4246 | C-All-HVAC-Vent-All-All-E | 0 | 0.015205 | 0.015133 | 0.015061 | 0.014989 | 0.014917 | 0.013263 | 0.010363 | 0.0080542 | 0.006215 | 0.0047503 | 0.0035838 | 0.0026548 | 0.0019149 | 0.0013256 | 0.00085633 | 0.00048259 | 0 | 0 | 0 | 0 | 0.12487 | 0.12487 | 0.015205 | 0.030338 | 0.045399 | 0.060388 | 0.075305 | 0.088568 | 0.098931 | 0.10699 | 0.1132 | 0.11795 | 0.12153 | 0.12419 | 0.12487 | 0.12487 | 0.12487 | 0.12487 | 0.12487 | 0.12487 | 0.12487 | 0.12487
Under $30 | Under $15 | DCV Parking Garage | Under $30 | 25.4246 | HVAC | Rural | SC-Retro | Measure InputOutput | Commercial | Other | DCV Parking Garage-Retro | 12.5716 | 25.4246 | C-All-HVAC-Vent-All-All-E | 0 | 0.034737 | 0.034405 | 0.034075 | 0.033749 | 0.033425 | 0.029576 | 0.022994 | 0.017776 | 0.01364 | 0.01036 | 0.00776 | 0.0056987 | 0.0040645 | 0.002769 | 0.0017418 | 0.00092749 | 0 | 0 | 0 | 0 | 0.27898 | 0.27898 | 0.034737 | 0.069141 | 0.10322 | 0.13697 | 0.17039 | 0.19997 | 0.22296 | 0.24074 | 0.25438 | 0.26474 | 0.2725 | 0.2782 | 0.27898 | 0.27898 | 0.27898 | 0.27898 | 0.27898 | 0.27898 | 0.27898 | 0.27898
Under $30 | Under $20 | DCV Restaurant Hood | Under $30 | 25.0558 | HVAC | Rural | SC-Retro | Measure InputOutput | Commercial | All | DCV Hood w/ MUA 5 hp | 15.7519 | 25.0558 | C-Res-Food-Vent-All-All-C | C-Res-Food-Vent-All-All-C | 0.12951 | 0.089286 | 0.06041 | 0.046043 | 0.03973 | 0.033755 | 0.028269 | 0.023351 | 0.019024 | 0.015275 | 0.01206 | 0.008501 | 0.0057357 | 0.0035913 | 0.0019265 | 0.00063436 | 0 | 0 | 0 | 0 | 0.49145 | 0.49145 | 0.12951 | 0.2188 | 0.27921 | 0.32525 | 0.36498 | 0.39874 | 0.42701 | 0.45036 | 0.46938 | 0.48466 | 0.49145 | 0.49145 | 0.49145 | 0.49145 | 0.49145 | 0.49145 | 0.49145 | 0.49145 | 0.49145 | 0.49145
Under $50 | Under $35 | DCV Restaurant Hood | Under $50 | 47.8313 | HVAC | Rural | SC-Retro | Measure InputOutput | Commercial | All | DCV Hood 5 hp | 31.0843 | 47.8313 | C-Res-Food-Vent-All-All-C | C-Res-Food-Vent-All-All-C | 0.071952 | 0.049603 | 0.033561 | 0.025579 | 0.022072 | 0.018753 | 0.015705 | 0.012973 | 0.010569 | 0.0084862 | 0.0067001 | 0.0047228 | 0.0031865 | 0.0019952 | 0.0010703 | 0.00035242 | 0 | 0 | 0 | 0 | 0.27303 | 0.27303 | 0.071952 | 0.12156 | 0.15512 | 0.1807 | 0.20277 | 0.22152 | 0.23723 | 0.2502 | 0.26077 | 0.26925 | 0.27303 | 0.27303 | 0.27303 | 0.27303 | 0.27303 | 0.27303 | 0.27303 | 0.27303 | 0.27303 | 0.27303
Under $50 | Under $30 | DHP | Under $50 | 47.8569 | HVAC | Rural | SC-New | M_Input_Retro | Commercial | Large Off | DHP-New-Large Off | 29.939 | 47.8569 | C-LOff-HVAC-ER-All-All-C | 0 | 0 | 0 | 0 | 0 | 0 | 0 | 0 | 0 | 0 | 0 | 0 | 0 | 0 | 0 | 0 | 0 | 0 | 0 | 0 | 0 | 0 | 0 | 0 | 0 | 0 | 0 | 0 | 0 | 0 | 0 | 0 | 0 | 0 | 0 | 0 | 0 | 0 | 0 | 0 | 0 | 0 | 0
Under $50 | Under $30 | DHP | Under $50 | 47.8569 | HVAC | Rural | SC-New | M_Input_Retro | Commercial | Medium Off | DHP-New-Medium Off | 29.939 | 47.8569 | C-LOff-HVAC-ER-All-All-C | 0 | 0.0080467 | 0.0065589 | 0.012135 | 0.01214 | 0.012796 | 0.016521 | 0.018294 | 0.021276 | 0.024309 | 0.024897 | 0.030563 | 0.030145 | 0.032963 | 0.030089 | 0.032455 | 0.03737 | 0.040575 | 0.04378 | 0.046986 | 0.050191 | 0.049883 | 0.049883 | 0.0080467 | 0.014606 | 0.026741 | 0.03888 | 0.049883 | 0.049883 | 0.049883 | 0.049883 | 0.049883 | 0.049883 | 0.049883 | 0.049883 | 0.049883 | 0.049883 | 0.049883 | 0.049883 | 0.049883 | 0.049883 | 0.049883 | 0.049883
Under $40 | Under $25 | DHP | Under $40 | 39.0085 | HVAC | Rural | SC-New | M_Input_Retro | Commercial | Small Off | DHP-New-Small Off | 21.2214 | 39.0085 | C-SOff-HVAC-ER-All-All-C | 0 | 0.0041819 | 0.0033826 | 0.0062578 | 0.0062839 | 0.0066178 | 0.0084836 | 0.0094105 | 0.010973 | 0.012555 | 0.012807 | 0.015774 | 0.015502 | 0.016815 | 0.015548 | 0.016782 | 0.019213 | 0.02076 | 0.022308 | 0.023855 | 0.025402 | 0.025246 | 0.025246 | 0.0041819 | 0.0075644 | 0.013822 | 0.020106 | 0.025246 | 0.025246 | 0.025246 | 0.025246 | 0.025246 | 0.025246 | 0.025246 | 0.025246 | 0.025246 | 0.025246 | 0.025246 | 0.025246 | 0.025246 | 0.025246 | 0.025246 | 0.025246
Under $45 | Under $25 | DHP | Under $45 | 42.6508 | HVAC | Rural | SC-New | M_Input_Retro | Commercial | XLarge Ret | DHP-New-XLarge Ret | 24.8386 | 42.6508 | C-Ret-HVAC-ER-All-All-C | 0 | 0 | 0 | 0 | 0 | 0 | 0 | 0 | 0 | 0 | 0 | 0 | 0 | 0 | 0 | 0 | 0 | 0 | 0 | 0 | 0 | 0 | 0 | 0 | 0 | 0 | 0 | 0 | 0 | 0 | 0 | 0 | 0 | 0 | 0 | 0 | 0 | 0 | 0 | 0 | 0 | 0 | 0
Under $45 | Under $25 | DHP | Under $45 | 42.6508 | HVAC | Rural | SC-New | M_Input_Retro | Commercial | Large Ret | DHP-New-Large Ret | 24.8386 | 42.6508 | C-Ret-HVAC-ER-All-All-C | 0 | 0 | 0 | 0 | 0 | 0 | 0 | 0 | 0 | 0 | 0 | 0 | 0 | 0 | 0 | 0 | 0 | 0 | 0 | 0 | 0 | 0 | 0 | 0 | 0 | 0 | 0 | 0 | 0 | 0 | 0 | 0 | 0 | 0 | 0 | 0 | 0 | 0 | 0 | 0 | 0 | 0 | 0
Under $45 | Under $25 | DHP | Under $45 | 42.6508 | HVAC | Rural | SC-New | M_Input_Retro | Commercial | Medium Ret | DHP-New-Medium Ret | 24.8386 | 42.6508 | C-Ret-HVAC-ER-All-All-C | 0 | 0.0047261 | 0.0046609 | 0.0050636 | 0.0056299 | 0.0086796 | 0.011882 | 0.013769 | 0.020269 | 0.025214 | 0.023998 | 0.025879 | 0.026465 | 0.025037 | 0.026578 | 0.025964 | 0.029364 | 0.031396 | 0.033428 | 0.03546 | 0.037492 | 0.037262 | 0.037262 | 0.0047261 | 0.0093871 | 0.014451 | 0.020081 | 0.02876 | 0.037262 | 0.037262 | 0.037262 | 0.037262 | 0.037262 | 0.037262 | 0.037262 | 0.037262 | 0.037262 | 0.037262 | 0.037262 | 0.037262 | 0.037262 | 0.037262 | 0.037262
Under $45 | Under $25 | DHP | Under $45 | 42.6508 | HVAC | Rural | SC-New | M_Input_Retro | Commercial | Small Ret | DHP-New-Small Ret | 24.8386 | 42.6508 | C-Ret-HVAC-ER-All-All-C | 0 | 0.0019299 | 0.001876 | 0.0020331 | 0.0022646 | 0.0035598 | 0.0049022 | 0.0056852 | 0.0083098 | 0.010323 | 0.0098307 | 0.010624 | 0.010875 | 0.010305 | 0.010936 | 0.010698 | 0.012116 | 0.012971 | 0.013825 | 0.01468 | 0.015534 | 0.015439 | 0.015439 | 0.0019299 | 0.003806 | 0.005839 | 0.0081036 | 0.011663 | 0.015439 | 0.015439 | 0.015439 | 0.015439 | 0.015439 | 0.015439 | 0.015439 | 0.015439 | 0.015439 | 0.015439 | 0.015439 | 0.015439 | 0.015439 | 0.015439 | 0.015439
Under $45 | Under $30 | DHP | Under $45 | 44.1591 | HVAC | Rural | SC-New | M_Input_Retro | Commercial | School K-12 | DHP-New-School K-12 | 26.3748 | 44.1591 | C-Sch-HVAC-ER-All-All-C | 0 | 4.3713e-06 | 6.0571e-06 | 8.3102e-06 | 1.4646e-05 | 2.0665e-05 | 2.0125e-05 | 2.2559e-05 | 2.6411e-05 | 2.9749e-05 | 3.0116e-05 | 3.31e-05 | 3.1743e-05 | 3.8076e-05 | 3.6016e-05 | 4.1592e-05 | 4.1441e-05 | 3.91e-05 | 3.676e-05 | 3.4419e-05 | 3.2078e-05 | 3.1881e-05 | 3.1881e-05 | 4.3713e-06 | 1.0428e-05 | 1.8739e-05 | 3.1881e-05 | 3.1881e-05 | 3.1881e-05 | 3.1881e-05 | 3.1881e-05 | 3.1881e-05 | 3.1881e-05 | 3.1881e-05 | 3.1881e-05 | 3.1881e-05 | 3.1881e-05 | 3.1881e-05 | 3.1881e-05 | 3.1881e-05 | 3.1881e-05 | 3.1881e-05 | 3.1881e-05
Under $50 | Under $35 | DHP | Under $50 | 49.54 | HVAC | Rural | SC-New | M_Input_Retro | Commercial | University | DHP-New-University | 31.6315 | 49.54 | C-Unv-HVAC-ER-All-All-C | 0 | 0 | 0 | 0 | 0 | 0 | 0 | 0 | 0 | 0 | 0 | 0 | 0 | 0 | 0 | 0 | 0 | 0 | 0 | 0 | 0 | 0 | 0 | 0 | 0 | 0 | 0 | 0 | 0 | 0 | 0 | 0 | 0 | 0 | 0 | 0 | 0 | 0 | 0 | 0 | 0 | 0 | 0
Under $55 | Under $35 | DHP | Under $55 | 50.2025 | HVAC | Rural | SC-New | M_Input_Retro | Commercial | Warehouse | DHP-New-Warehouse | 32.2668 | 50.2025 | C-War-HVAC-ER-All-All-C | 0 | 0.00024959 | 0.0002467 | 0.00039007 | 0.00053646 | 0.00061259 | 0.0006759 | 0.0007315 | 0.00077487 | 0.00070216 | 0.00080725 | 0.00084828 | 0.0009962 | 0.0010426 | 0.0010374 | 0.0011203 | 0.0010127 | 0.00084605 | 0.00067943 | 0.00051281 | 0.00034619 | 0.00034406 | 0.00034406 | 0.00024959 | 0.00034406 | 0.00034406 | 0.00034406 | 0.00034406 | 0.00034406 | 0.00034406 | 0.00034406 | 0.00034406 | 0.00034406 | 0.00034406 | 0.00034406 | 0.00034406 | 0.00034406 | 0.00034406 | 0.00034406 | 0.00034406 | 0.00034406 | 0.00034406 | 0.00034406
Under $50 | Under $30 | DHP | Under $50 | 46.9512 | HVAC | Rural | SC-New | M_Input_Retro | Commercial | Supermarket | DHP-New-Supermarket | 29.0893 | 46.9512 | C-Gro-HVAC-ER-All-All-C | 0 | 0 | 0 | 0 | 0 | 0 | 0 | 0 | 0 | 0 | 0 | 0 | 0 | 0 | 0 | 0 | 0 | 0 | 0 | 0 | 0 | 0 | 0 | 0 | 0 | 0 | 0 | 0 | 0 | 0 | 0 | 0 | 0 | 0 | 0 | 0 | 0 | 0 | 0 | 0 | 0 | 0 | 0
Under $50 | Under $30 | DHP | Under $50 | 46.9512 | HVAC | Rural | SC-New | M_Input_Retro | Commercial | MiniMart | DHP-New-MiniMart | 29.0893 | 46.9512 | C-Gro-HVAC-ER-All-All-C | 0 | 8.2664e-05 | 7.6982e-05 | 7.2313e-05 | 7.9508e-05 | 0.00012117 | 0.00016372 | 0.00019858 | 0.0003177 | 0.00035253 | 0.00036025 | 0.00039776 | 0.00039433 | 0.00035357 | 0.00039817 | 0.00036993 | 0.00043146 | 0.00047351 | 0.00051555 | 0.0005576 | 0.00059965 | 0.00059596 | 0.00059596 | 8.2664e-05 | 0.00015965 | 0.00023196 | 0.00031147 | 0.00043264 | 0.00059596 | 0.00059596 | 0.00059596 | 0.00059596 | 0.00059596 | 0.00059596 | 0.00059596 | 0.00059596 | 0.00059596 | 0.00059596 | 0.00059596 | 0.00059596 | 0.00059596 | 0.00059596 | 0.00059596
Under $40 | Under $25 | DHP | Under $40 | 38.0139 | HVAC | Rural | SC-New | M_Input_Retro | Commercial | Restaurant | DHP-New-Restaurant | 20.2083 | 38.0139 | C-Res-HVAC-ER-All-All-C | 0 | 0.00023939 | 0.00028553 | 0.00033112 | 0.0003759 | 0.00041995 | 0.00046414 | 0.00051067 | 0.00071572 | 0.00089293 | 0.00094063 | 0.0010297 | 0.0011799 | 0.0011755 | 0.0012314 | 0.0011672 | 0.0013717 | 0.0015149 | 0.001658 | 0.0018011 | 0.0019443 | 0.0019323 | 0.0019323 | 0.00023939 | 0.00052492 | 0.00085604 | 0.0012319 | 0.0016519 | 0.0019323 | 0.0019323 | 0.0019323 | 0.0019323 | 0.0019323 | 0.0019323 | 0.0019323 | 0.0019323 | 0.0019323 | 0.0019323 | 0.0019323 | 0.0019323 | 0.0019323 | 0.0019323 | 0.0019323
Under $50 | Under $35 | DHP | Under $50 | 47.9507 | HVAC | Rural | SC-New | M_Input_Retro | Commercial | Lodging | DHP-New-Lodging | 30.0562 | 47.9507 | C-Lod-HVAC-ER-All-All-C | 0 | 0.00045865 | 0.000517 | 0.00059086 | 0.00066615 | 0.00080977 | 0.00096182 | 0.0012682 | 0.0024097 | 0.0030493 | 0.0032525 | 0.0035681 | 0.0040841 | 0.0038088 | 0.0038995 | 0.0038054 | 0.004291 | 0.0045763 | 0.0048615 | 0.0051468 | 0.005432 | 0.0053987 | 0.0053987 | 0.00045865 | 0.00097565 | 0.0015665 | 0.0022327 | 0.0030424 | 0.0040042 | 0.0052724 | 0.0053987 | 0.0053987 | 0.0053987 | 0.0053987 | 0.0053987 | 0.0053987 | 0.0053987 | 0.0053987 | 0.0053987 | 0.0053987 | 0.0053987 | 0.0053987 | 0.0053987
Under $55 | Under $35 | DHP | Under $55 | 51.0763 | HVAC | Rural | SC-New | M_Input_Retro | Commercial | Hospital | DHP-New-Hospital | 33.1119 | 51.0763 | C-Hea-HVAC-ER-All-All-C | 0 | 0 | 0 | 0 | 0 | 0 | 0 | 0 | 0 | 0 | 0 | 0 | 0 | 0 | 0 | 0 | 0 | 0 | 0 | 0 | 0 | 0 | 0 | 0 | 0 | 0 | 0 | 0 | 0 | 0 | 0 | 0 | 0 | 0 | 0 | 0 | 0 | 0 | 0 | 0 | 0 | 0 | 0
Under $55 | Under $35 | DHP | Under $55 | 51.0763 | HVAC | Rural | SC-New | M_Input_Retro | Commercial | Residential Care | DHP-New-Residential Care | 33.1119 | 51.0763 | C-Hea-HVAC-ER-All-All-C | 0 | 0.0024722 | 0.0027813 | 0.0030249 | 0.0031913 | 0.0037436 | 0.0044052 | 0.0054901 | 0.0072927 | 0.0086457 | 0.0083018 | 0.0091247 | 0.0094991 | 0.0093884 | 0.0096806 | 0.0097456 | 0.010028 | 0.0097978 | 0.0095673 | 0.0093369 | 0.0091065 | 0.0090505 | 0.0090505 | 0.0024722 | 0.0052535 | 0.0082784 | 0.0090505 | 0.0090505 | 0.0090505 | 0.0090505 | 0.0090505 | 0.0090505 | 0.0090505 | 0.0090505 | 0.0090505 | 0.0090505 | 0.0090505 | 0.0090505 | 0.0090505 | 0.0090505 | 0.0090505 | 0.0090505 | 0.0090505
Under $50 | Under $30 | DHP | Under $50 | 47.4449 | HVAC | Rural | SC-New | M_Input_Retro | Commercial | Assembly | DHP-New-Assembly | 29.5574 | 47.4449 | C-All-HVAC-ER-All-All-C | 0 | 0.0027751 | 0.0030943 | 0.0022481 | 0.0029989 | 0.0051357 | 0.007287 | 0.0098283 | 0.011737 | 0.017387 | 0.020021 | 0.022128 | 0.024951 | 0.0235 | 0.025242 | 0.027065 | 0.024945 | 0.0214 | 0.017855 | 0.01431 | 0.010765 | 0.010699 | 0.010699 | 0.0027751 | 0.0058693 | 0.0081175 | 0.010699 | 0.010699 | 0.010699 | 0.010699 | 0.010699 | 0.010699 | 0.010699 | 0.010699 | 0.010699 | 0.010699 | 0.010699 | 0.010699 | 0.010699 | 0.010699 | 0.010699 | 0.010699 | 0.010699
Under $50 | Under $30 | DHP | Under $50 | 47.4449 | HVAC | Rural | SC-New | M_Input_Retro | Commercial | Other | DHP-New-Other | 29.5574 | 47.4449 | C-All-HVAC-ER-All-All-C | 0 | 0.0047423 | 0.0061804 | 0.0072615 | 0.0091289 | 0.010953 | 0.011912 | 0.014443 | 0.016629 | 0.018796 | 0.018774 | 0.021155 | 0.020833 | 0.022622 | 0.023762 | 0.022794 | 0.024213 | 0.024432 | 0.024651 | 0.02487 | 0.025089 | 0.024935 | 0.024935 | 0.0047423 | 0.010923 | 0.018184 | 0.024935 | 0.024935 | 0.024935 | 0.024935 | 0.024935 | 0.024935 | 0.024935 | 0.024935 | 0.024935 | 0.024935 | 0.024935 | 0.024935 | 0.024935 | 0.024935 | 0.024935 | 0.024935 | 0.024935
Under $50 | Under $30 | DHP | Under $50 | 47.8569 | HVAC | Rural | SC-Retro | M_Input_Retro | Commercial | Large Off | DHP-Retro-Large Off | 29.939 | 47.8569 | C-LOff-HVAC-ER-All-All-C | 0 | 0 | 0 | 0 | 0 | 0 | 0 | 0 | 0 | 0 | 0 | 0 | 0 | 0 | 0 | 0 | 0 | 0 | 0 | 0 | 0 | 0 | 0 | 0 | 0 | 0 | 0 | 0 | 0 | 0 | 0 | 0 | 0 | 0 | 0 | 0 | 0 | 0 | 0 | 0 | 0 | 0 | 0
Under $50 | Under $30 | DHP | Under $50 | 47.8569 | HVAC | Rural | SC-Retro | M_Input_Retro | Commercial | Medium Off | DHP-Retro-Medium Off | 29.939 | 47.8569 | C-LOff-HVAC-ER-All-All-C | 0 | 0.0055915 | 0.0089482 | 0.018167 | 0.031941 | 0.049716 | 0.069523 | 0.088307 | 0.10277 | 0.11037 | 0.11003 | 0.10237 | 0.089261 | 0.07323 | 0.056713 | 0.041576 | 0.028917 | 0.019111 | 0.012005 | 0.007157 | 0.0040256 | 1.0038 | 1.0038 | 0.0055915 | 0.01454 | 0.032707 | 0.064648 | 0.11436 | 0.18389 | 0.27219 | 0.37496 | 0.48533 | 0.59536 | 0.69773 | 0.78699 | 0.86022 | 0.91693 | 0.95851 | 0.98743 | 1.0038 | 1.0038 | 1.0038 | 1.0038
Under $40 | Under $25 | DHP | Under $40 | 39.0085 | HVAC | Rural | SC-Retro | M_Input_Retro | Commercial | Small Off | DHP-Retro-Small Off | 21.2214 | 39.0085 | C-SOff-HVAC-ER-All-All-C | 0 | 0.010478 | 0.016769 | 0.034045 | 0.059856 | 0.093168 | 0.13029 | 0.16549 | 0.19259 | 0.20682 | 0.2062 | 0.19183 | 0.16727 | 0.13723 | 0.10628 | 0.077913 | 0.054191 | 0.035813 | 0.022498 | 0.013412 | 0.0075439 | 1.8811 | 1.8811 | 0.010478 | 0.027247 | 0.061292 | 0.12115 | 0.21432 | 0.3446 | 0.51009 | 0.70267 | 0.9095 | 1.1157 | 1.3075 | 1.4748 | 1.612 | 1.7183 | 1.7962 | 1.8504 | 1.8811 | 1.8811 | 1.8811 | 1.8811
Under $45 | Under $25 | DHP | Under $45 | 42.6508 | HVAC | Rural | SC-Retro | M_Input_Retro | Commercial | XLarge Ret | DHP-Retro-XLarge Ret | 24.8386 | 42.6508 | C-Ret-HVAC-ER-All-All-C | 0 | 0 | 0 | 0 | 0 | 0 | 0 | 0 | 0 | 0 | 0 | 0 | 0 | 0 | 0 | 0 | 0 | 0 | 0 | 0 | 0 | 0 | 0 | 0 | 0 | 0 | 0 | 0 | 0 | 0 | 0 | 0 | 0 | 0 | 0 | 0 | 0 | 0 | 0 | 0 | 0 | 0 | 0
Under $45 | Under $25 | DHP | Under $45 | 42.6508 | HVAC | Rural | SC-Retro | M_Input_Retro | Commercial | Large Ret | DHP-Retro-Large Ret | 24.8386 | 42.6508 | C-Ret-HVAC-ER-All-All-C | 0 | 0 | 0 | 0 | 0 | 0 | 0 | 0 | 0 | 0 | 0 | 0 | 0 | 0 | 0 | 0 | 0 | 0 | 0 | 0 | 0 | 0 | 0 | 0 | 0 | 0 | 0 | 0 | 0 | 0 | 0 | 0 | 0 | 0 | 0 | 0 | 0 | 0 | 0 | 0 | 0 | 0 | 0
Under $45 | Under $25 | DHP | Under $45 | 42.6508 | HVAC | Rural | SC-Retro | M_Input_Retro | Commercial | Medium Ret | DHP-Retro-Medium Ret | 24.8386 | 42.6508 | C-Ret-HVAC-ER-All-All-C | 0 | 0.0059579 | 0.0095125 | 0.019271 | 0.03382 | 0.052551 | 0.073366 | 0.093035 | 0.1081 | 0.1159 | 0.11537 | 0.10715 | 0.093286 | 0.076409 | 0.05908 | 0.043243 | 0.030028 | 0.019813 | 0.012426 | 0.0073957 | 0.0041527 | 1.0355 | 1.0355 | 0.0059579 | 0.01547 | 0.034742 | 0.068561 | 0.12111 | 0.19448 | 0.28751 | 0.39561 | 0.51151 | 0.62687 | 0.73403 | 0.82732 | 0.90372 | 0.96281 | 1.006 | 1.0355 | 1.0355 | 1.0355 | 1.0355 | 1.0355
Under $45 | Under $25 | DHP | Under $45 | 42.6508 | HVAC | Rural | SC-Retro | M_Input_Retro | Commercial | Small Ret | DHP-Retro-Small Ret | 24.8386 | 42.6508 | C-Ret-HVAC-ER-All-All-C | 0 | 0.0089074 | 0.014222 | 0.028811 | 0.050562 | 0.078566 | 0.10968 | 0.13909 | 0.16161 | 0.17328 | 0.17248 | 0.1602 | 0.13947 | 0.11424 | 0.088327 | 0.06465 | 0.044894 | 0.029621 | 0.018578 | 0.011057 | 0.0062084 | 1.5481 | 1.5481 | 0.0089074 | 0.023129 | 0.05194 | 0.1025 | 0.18107 | 0.29075 | 0.42984 | 0.59145 | 0.76473 | 0.9372 | 1.0974 | 1.2369 | 1.3511 | 1.4394 | 1.5041 | 1.5481 | 1.5481 | 1.5481 | 1.5481 | 1.5481
Under $45 | Under $30 | DHP | Under $45 | 44.1591 | HVAC | Rural | SC-Retro | M_Input_Retro | Commercial | School K-12 | DHP-Retro-School K-12 | 26.3748 | 44.1591 | C-Sch-HVAC-ER-All-All-C | 0 | 2.7868e-05 | 4.4527e-05 | 9.0267e-05 | 0.0001585 | 0.00024642 | 0.0003442 | 0.00043671 | 0.00050766 | 0.00054459 | 0.00054235 | 0.000504 | 0.00043899 | 0.00035975 | 0.0002783 | 0.0002038 | 0.00014159 | 9.3471e-05 | 5.8653e-05 | 3.4926e-05 | 1.9622e-05 | 0.0048928 | 0.0048928 | 2.7868e-05 | 7.2394e-05 | 0.00016266 | 0.00032116 | 0.00056759 | 0.00091179 | 0.0013485 | 0.0018562 | 0.0024007 | 0.0029431 | 0.0034471 | 0.0038861 | 0.0042458 | 0.0045241 | 0.0047279 | 0.0048695 | 0.0048928 | 0.0048928 | 0.0048928 | 0.0048928
Under $50 | Under $35 | DHP | Under $50 | 49.54 | HVAC | Rural | SC-Retro | M_Input_Retro | Commercial | University | DHP-Retro-University | 31.6315 | 49.54 | C-Unv-HVAC-ER-All-All-C | 0 | 0 | 0 | 0 | 0 | 0 | 0 | 0 | 0 | 0 | 0 | 0 | 0 | 0 | 0 | 0 | 0 | 0 | 0 | 0 | 0 | 0 | 0 | 0 | 0 | 0 | 0 | 0 | 0 | 0 | 0 | 0 | 0 | 0 | 0 | 0 | 0 | 0 | 0 | 0 | 0 | 0 | 0
Under $55 | Under $35 | DHP | Under $55 | 50.2025 | HVAC | Rural | SC-Retro | M_Input_Retro | Commercial | Warehouse | DHP-Retro-Warehouse | 32.2668 | 50.2025 | C-War-HVAC-ER-All-All-C | 0 | 0.00058782 | 0.00093975 | 0.0019061 | 0.0033486 | 0.0052083 | 0.0072779 | 0.0092376 | 0.010743 | 0.011529 | 0.011486 | 0.010678 | 0.0093046 | 0.0076282 | 0.0059035 | 0.0043248 | 0.0030059 | 0.0019851 | 0.0012462 | 0.00074238 | 0.00041725 | 0.10404 | 0.10404 | 0.00058782 | 0.0015276 | 0.0034337 | 0.0067823 | 0.011991 | 0.019268 | 0.028506 | 0.039249 | 0.050778 | 0.062264 | 0.072942 | 0.082247 | 0.089875 | 0.095779 | 0.1001 | 0.10311 | 0.10404 | 0.10404 | 0.10404 | 0.10404
Under $50 | Under $30 | DHP | Under $50 | 46.9512 | HVAC | Rural | SC-Retro | M_Input_Retro | Commercial | Supermarket | DHP-Retro-Supermarket | 29.0893 | 46.9512 | C-Gro-HVAC-ER-All-All-C | 0 | 0 | 0 | 0 | 0 | 0 | 0 | 0 | 0 | 0 | 0 | 0 | 0 | 0 | 0 | 0 | 0 | 0 | 0 | 0 | 0 | 0 | 0 | 0 | 0 | 0 | 0 | 0 | 0 | 0 | 0 | 0 | 0 | 0 | 0 | 0 | 0 | 0 | 0 | 0 | 0 | 0 | 0
Under $50 | Under $30 | DHP | Under $50 | 46.9512 | HVAC | Rural | SC-Retro | M_Input_Retro | Commercial | MiniMart | DHP-Retro-MiniMart | 29.0893 | 46.9512 | C-Gro-HVAC-ER-All-All-C | 0 | 0.00040202 | 0.00064176 | 0.0012999 | 0.0022809 | 0.0035438 | 0.0049469 | 0.0062723 | 0.0072868 | 0.0078119 | 0.007775 | 0.0072208 | 0.0062854 | 0.0051477 | 0.0039798 | 0.0029126 | 0.0020223 | 0.0013342 | 0.00083665 | 0.00049789 | 0.00027952 | 0.069701 | 0.069701 | 0.00040202 | 0.0010438 | 0.0023437 | 0.0046246 | 0.0081685 | 0.013115 | 0.019388 | 0.026674 | 0.034486 | 0.042261 | 0.049482 | 0.055768 | 0.060915 | 0.064895 | 0.067808 | 0.069701 | 0.069701 | 0.069701 | 0.069701 | 0.069701
Under $40 | Under $25 | DHP | Under $40 | 38.0139 | HVAC | Rural | SC-Retro | M_Input_Retro | Commercial | Restaurant | DHP-Retro-Restaurant | 20.2083 | 38.0139 | C-Res-HVAC-ER-All-All-C | 0 | 0.00056754 | 0.00090598 | 0.0018351 | 0.00322 | 0.0050029 | 0.0069836 | 0.0088547 | 0.010287 | 0.011028 | 0.010976 | 0.010194 | 0.0088732 | 0.0072671 | 0.0056183 | 0.0041117 | 0.0028549 | 0.0018835 | 0.0011811 | 0.00070288 | 0.00039461 | 0.098398 | 0.098398 | 0.00056754 | 0.0014735 | 0.0033086 | 0.0065287 | 0.011532 | 0.018515 | 0.02737 | 0.037657 | 0.048685 | 0.059661 | 0.069855 | 0.078728 | 0.085995 | 0.091613 | 0.095725 | 0.098398 | 0.098398 | 0.098398 | 0.098398 | 0.098398
Under $50 | Under $35 | DHP | Under $50 | 47.9507 | HVAC | Rural | SC-Retro | M_Input_Retro | Commercial | Lodging | DHP-Retro-Lodging | 30.0562 | 47.9507 | C-Lod-HVAC-ER-All-All-C | 0 | 0.0023992 | 0.0038429 | 0.0078085 | 0.013738 | 0.021397 | 0.02994 | 0.038052 | 0.044311 | 0.047616 | 0.047501 | 0.044218 | 0.03858 | 0.03167 | 0.024542 | 0.018002 | 0.012529 | 0.0082848 | 0.0052076 | 0.0031065 | 0.0017484 | 0.43597 | 0.43597 | 0.0023992 | 0.0062421 | 0.014051 | 0.027788 | 0.049185 | 0.079126 | 0.11718 | 0.16149 | 0.20911 | 0.25661 | 0.30082 | 0.3394 | 0.37108 | 0.39562 | 0.41362 | 0.42615 | 0.43443 | 0.43597 | 0.43597 | 0.43597
Under $55 | Under $35 | DHP | Under $55 | 51.0763 | HVAC | Rural | SC-Retro | M_Input_Retro | Commercial | Hospital | DHP-Retro-Hospital | 33.1119 | 51.0763 | C-Hea-HVAC-ER-All-All-C | 0 | 0 | 0 | 0 | 0 | 0 | 0 | 0 | 0 | 0 | 0 | 0 | 0 | 0 | 0 | 0 | 0 | 0 | 0 | 0 | 0 | 0 | 0 | 0 | 0 | 0 | 0 | 0 | 0 | 0 | 0 | 0 | 0 | 0 | 0 | 0 | 0 | 0 | 0 | 0 | 0 | 0 | 0
Under $55 | Under $35 | DHP | Under $55 | 51.0763 | HVAC | Rural | SC-Retro | M_Input_Retro | Commercial | Residential Care | DHP-Retro-Residential Care | 33.1119 | 51.0763 | C-Hea-HVAC-ER-All-All-C | 0 | 0.0027996 | 0.0044842 | 0.0091116 | 0.016031 | 0.024968 | 0.034937 | 0.044403 | 0.051706 | 0.055562 | 0.055429 | 0.051598 | 0.045019 | 0.036956 | 0.028637 | 0.021007 | 0.014619 | 0.0096674 | 0.0060767 | 0.0036249 | 0.0020402 | 0.50873 | 0.50873 | 0.0027996 | 0.0072838 | 0.016395 | 0.032426 | 0.057394 | 0.092331 | 0.13673 | 0.18844 | 0.244 | 0.29943 | 0.35103 | 0.39605 | 0.433 | 0.46164 | 0.48265 | 0.49727 | 0.50693 | 0.50873 | 0.50873 | 0.50873
Under $50 | Under $30 | DHP | Under $50 | 47.4449 | HVAC | Rural | SC-Retro | M_Input_Retro | Commercial | Assembly | DHP-Retro-Assembly | 29.5574 | 47.4449 | C-All-HVAC-ER-All-All-C | 0 | 0.008084 | 0.012909 | 0.026157 | 0.045909 | 0.071344 | 0.099615 | 0.12634 | 0.1468 | 0.15742 | 0.15671 | 0.14558 | 0.12675 | 0.10383 | 0.080291 | 0.058774 | 0.040819 | 0.026936 | 0.016895 | 0.010057 | 0.0056475 | 1.4082 | 1.4082 | 0.008084 | 0.020993 | 0.04715 | 0.093058 | 0.1644 | 0.26402 | 0.39035 | 0.53716 | 0.69458 | 0.85129 | 0.99687 | 1.1236 | 1.2274 | 1.3077 | 1.3665 | 1.4073 | 1.4082 | 1.4082 | 1.4082 | 1.4082
Under $50 | Under $30 | DHP | Under $50 | 47.4449 | HVAC | Rural | SC-Retro | M_Input_Retro | Commercial | Other | DHP-Retro-Other | 29.5574 | 47.4449 | C-All-HVAC-ER-All-All-C | 0 | 0.004363 | 0.0069223 | 0.013942 | 0.024344 | 0.03765 | 0.052322 | 0.066052 | 0.076402 | 0.081554 | 0.080818 | 0.074734 | 0.064774 | 0.052822 | 0.040662 | 0.029631 | 0.020486 | 0.013457 | 0.0084015 | 0.0049771 | 0.0027809 | 0.69344 | 0.69344 | 0.004363 | 0.011285 | 0.025227 | 0.049571 | 0.08722 | 0.13954 | 0.20559 | 0.282 | 0.36355 | 0.44437 | 0.5191 | 0.58388 | 0.6367 | 0.67736 | 0.69344 | 0.69344 | 0.69344 | 0.69344 | 0.69344 | 0.69344
Under $25 | Under $15 | ECM-VAV | Under $25 | 21.3067 | Motors/Drives | Rural | SC-New | M_Input_New | Commercial | Large Off | ECM-VAV-NEW-Large Off | 11.5163 | 21.3067 | C-Off-HVAC-Vent-All-All-E | C-LOff-HVAC-ER-All-All-C | 0.0079262 | 0.0070337 | 0.01197 | 0.011278 | 0.011521 | 0.014164 | 0.014812 | 0.016796 | 0.018923 | 0.017679 | 0.020205 | 0.01943 | 0.019462 | 0.017615 | 0.017546 | 0.018787 | 0.020029 | 0.02127 | 0.022511 | 0.023753 | 0.33271 | 0.33271 | 0.0079262 | 0.01496 | 0.026929 | 0.038207 | 0.049728 | 0.063892 | 0.078704 | 0.0955 | 0.11442 | 0.1321 | 0.15231 | 0.17174 | 0.1912 | 0.20881 | 0.22636 | 0.24515 | 0.26518 | 0.28645 | 0.30896 | 0.33271
Under $25 | Under $15 | ECM-VAV | Under $25 | 21.3067 | Motors/Drives | Rural | SC-New | M_Input_New | Commercial | Medium Off | ECM-VAV-NEW-Medium Off | 11.5163 | 21.3067 | C-Off-HVAC-Vent-All-All-E | C-LOff-HVAC-ER-All-All-C | 0.00067834 | 0.00049735 | 0.0010669 | 0.0010037 | 0.0009998 | 0.0012686 | 0.0013341 | 0.001485 | 0.0016189 | 0.0015585 | 0.0018476 | 0.0017114 | 0.0017682 | 0.001492 | 0.0015297 | 0.0016953 | 0.0018608 | 0.0020263 | 0.0021918 | 0.0023573 | 0.029991 | 0.029991 | 0.00067834 | 0.0011757 | 0.0022426 | 0.0032462 | 0.004246 | 0.0055146 | 0.0068487 | 0.0083337 | 0.0099526 | 0.011511 | 0.013359 | 0.01507 | 0.016838 | 0.01833 | 0.01986 | 0.021555 | 0.023416 | 0.025442 | 0.027634 | 0.029991
Under $5 | Under $5 | ECM-VAV | Under $5 | 0 | Motors/Drives | Rural | SC-New | M_Input_New | Commercial | Small Off | ECM-VAV-NEW-Small Off | 0 | 0 | C-Off-HVAC-Vent-All-All-E | C-SOff-HVAC-ER-All-All-C | 0 | 0 | 0 | 0 | 0 | 0 | 0 | 0 | 0 | 0 | 0 | 0 | 0 | 0 | 0 | 0 | 0 | 0 | 0 | 0 | 0 | 0 | 0 | 0 | 0 | 0 | 0 | 0 | 0 | 0 | 0 | 0 | 0 | 0 | 0 | 0 | 0 | 0 | 0 | 0 | 0 | 0
Under $25 | Under $15 | ECM-VAV | Under $25 | 22.7822 | Motors/Drives | Rural | SC-New | M_Input_New | Commercial | XLarge Ret | ECM-VAV-NEW-XLarge Ret | 13.0999 | 22.7822 | C-Ret-HVAC-Vent-All-All-E | C-Ret-HVAC-ER-All-All-C | 2.8824e-05 | 2.8074e-05 | 3.1841e-05 | 3.4459e-05 | 5.5002e-05 | 7.3119e-05 | 8.1429e-05 | 0.00012409 | 0.0001465 | 0.00013101 | 0.00013234 | 0.00012813 | 0.000109 | 0.00011006 | 0.00010216 | 0.00011146 | 0.00012076 | 0.00013005 | 0.00013935 | 0.00014865 | 0.0019663 | 0.0019663 | 2.8824e-05 | 5.6898e-05 | 8.874e-05 | 0.0001232 | 0.0001782 | 0.00025132 | 0.00033275 | 0.00045684 | 0.00060334 | 0.00073435 | 0.00086668 | 0.00099481 | 0.0011038 | 0.0012139 | 0.001316 | 0.0014275 | 0.0015482 | 0.0016783 | 0.0018177 | 0.0019663
Under $5 | Under $5 | ECM-VAV | Under $5 | 0 | Motors/Drives | Rural | SC-New | M_Input_New | Commercial | Large Ret | ECM-VAV-NEW-Large Ret | 0 | 0 | C-Ret-HVAC-Vent-All-All-E | C-Ret-HVAC-ER-All-All-C | 0 | 0 | 0 | 0 | 0 | 0 | 0 | 0 | 0 | 0 | 0 | 0 | 0 | 0 | 0 | 0 | 0 | 0 | 0 | 0 | 0 | 0 | 0 | 0 | 0 | 0 | 0 | 0 | 0 | 0 | 0 | 0 | 0 | 0 | 0 | 0 | 0 | 0 | 0 | 0 | 0 | 0
Under $5 | Under $5 | ECM-VAV | Under $5 | 0 | Motors/Drives | Rural | SC-New | M_Input_New | Commercial | Medium Ret | ECM-VAV-NEW-Medium Ret | 0 | 0 | C-Ret-HVAC-Vent-All-All-E | C-Ret-HVAC-ER-All-All-C | 0 | 0 | 0 | 0 | 0 | 0 | 0 | 0 | 0 | 0 | 0 | 0 | 0 | 0 | 0 | 0 | 0 | 0 | 0 | 0 | 0 | 0 | 0 | 0 | 0 | 0 | 0 | 0 | 0 | 0 | 0 | 0 | 0 | 0 | 0 | 0 | 0 | 0 | 0 | 0 | 0 | 0
Under $5 | Under $5 | ECM-VAV | Under $5 | 0 | Motors/Drives | Rural | SC-New | M_Input_New | Commercial | Small Ret | ECM-VAV-NEW-Small Ret | 0 | 0 | C-Ret-HVAC-Vent-All-All-E | C-Ret-HVAC-ER-All-All-C | 0 | 0 | 0 | 0 | 0 | 0 | 0 | 0 | 0 | 0 | 0 | 0 | 0 | 0 | 0 | 0 | 0 | 0 | 0 | 0 | 0 | 0 | 0 | 0 | 0 | 0 | 0 | 0 | 0 | 0 | 0 | 0 | 0 | 0 | 0 | 0 | 0 | 0 | 0 | 0 | 0 | 0
Under $25 | Under $15 | ECM-VAV | Under $25 | 23.9246 | Motors/Drives | Rural | SC-New | M_Input_New | Commercial | School K-12 | ECM-VAV-NEW-School K-12 | 14.6101 | 23.9246 | C-Sch-HVAC-Vent-All-All-C | C-Sch-HVAC-ER-All-All-C | 9.1471e-05 | 0.00015713 | 0.00023595 | 0.00045614 | 0.00063868 | 0.00057946 | 0.00061722 | 0.00069045 | 0.00073935 | 0.00070305 | 0.00073455 | 0.00065927 | 0.00075592 | 0.00066572 | 0.00073678 | 0.00069259 | 0.00064839 | 0.0006042 | 0.00056 | 0.00051581 | 0.011482 | 0.011482 | 9.1471e-05 | 0.0002486 | 0.00048455 | 0.00094069 | 0.0015794 | 0.0021588 | 0.002776 | 0.0034665 | 0.0042059 | 0.0049089 | 0.0056435 | 0.0063027 | 0.0070587 | 0.0077244 | 0.0084612 | 0.0091537 | 0.0098021 | 0.010406 | 0.010966 | 0.011482
Under $25 | Under $15 | ECM-VAV | Under $25 | 21.7194 | Motors/Drives | Rural | SC-New | M_Input_New | Commercial | University | ECM-VAV-NEW-University | 12.4182 | 21.7194 | C-All-HVAC-Vent-All-All-E | C-Unv-HVAC-ER-All-All-C | 0.00014679 | 0.00023251 | 0.00024045 | 0.00048637 | 0.00066883 | 0.0007157 | 0.00082108 | 0.00085701 | 0.00097007 | 0.0010015 | 0.00088034 | 0.00081408 | 0.00094206 | 0.000862 | 0.0008909 | 0.00093494 | 0.00097897 | 0.001023 | 0.001067 | 0.0011111 | 0.015645 | 0.015645 | 0.00014679 | 0.0003793 | 0.00061974 | 0.0011061 | 0.0017749 | 0.0024906 | 0.0033117 | 0.0041687 | 0.0051388 | 0.0061403 | 0.0070207 | 0.0078347 | 0.0087768 | 0.0096388 | 0.01053 | 0.011465 | 0.012444 | 0.013467 | 0.014534 | 0.015645
Under $5 | Under $5 | ECM-VAV | Under $5 | 0 | Motors/Drives | Rural | SC-New | M_Input_New | Commercial | Warehouse | ECM-VAV-NEW-Warehouse | 0 | 0 | C-War-HVAC-Vent-All-All-E | C-War-HVAC-ER-All-All-C | 0 | 0 | 0 | 0 | 0 | 0 | 0 | 0 | 0 | 0 | 0 | 0 | 0 | 0 | 0 | 0 | 0 | 0 | 0 | 0 | 0 | 0 | 0 | 0 | 0 | 0 | 0 | 0 | 0 | 0 | 0 | 0 | 0 | 0 | 0 | 0 | 0 | 0 | 0 | 0 | 0 | 0
Under $5 | Under $5 | ECM-VAV | Under $5 | 0 | Motors/Drives | Rural | SC-New | M_Input_New | Commercial | Supermarket | ECM-VAV-NEW-Supermarket | 0 | 0 | C-Gro-HVAC-Vent-All-All-E | C-Gro-HVAC-ER-All-All-C | 0 | 0 | 0 | 0 | 0 | 0 | 0 | 0 | 0 | 0 | 0 | 0 | 0 | 0 | 0 | 0 | 0 | 0 | 0 | 0 | 0 | 0 | 0 | 0 | 0 | 0 | 0 | 0 | 0 | 0 | 0 | 0 | 0 | 0 | 0 | 0 | 0 | 0 | 0 | 0 | 0 | 0
Under $5 | Under $5 | ECM-VAV | Under $5 | 0 | Motors/Drives | Rural | SC-New | M_Input_New | Commercial | MiniMart | ECM-VAV-NEW-MiniMart | 0 | 0 | C-Gro-HVAC-Vent-All-All-E | C-Gro-HVAC-ER-All-All-C | 0 | 0 | 0 | 0 | 0 | 0 | 0 | 0 | 0 | 0 | 0 | 0 | 0 | 0 | 0 | 0 | 0 | 0 | 0 | 0 | 0 | 0 | 0 | 0 | 0 | 0 | 0 | 0 | 0 | 0 | 0 | 0 | 0 | 0 | 0 | 0 | 0 | 0 | 0 | 0 | 0 | 0
Under $5 | Under $5 | ECM-VAV | Under $5 | 0 | Motors/Drives | Rural | SC-New | M_Input_New | Commercial | Restaurant | ECM-VAV-NEW-Restaurant | 0 | 0 | C-Res-HVAC-Vent-All-All-E | C-Res-HVAC-ER-All-All-C | 0 | 0 | 0 | 0 | 0 | 0 | 0 | 0 | 0 | 0 | 0 | 0 | 0 | 0 | 0 | 0 | 0 | 0 | 0 | 0 | 0 | 0 | 0 | 0 | 0 | 0 | 0 | 0 | 0 | 0 | 0 | 0 | 0 | 0 | 0 | 0 | 0 | 0 | 0 | 0 | 0 | 0
Under $25 | Under $15 | ECM-VAV | Under $25 | 20.0234 | Motors/Drives | Rural | SC-New | M_Input_New | Commercial | Lodging | ECM-VAV-NEW-Lodging | 10.3226 | 20.0234 | C-All-HVAC-Vent-All-All-E | C-Lod-HVAC-ER-All-All-C | 7.5493e-05 | 9.0821e-05 | 0.00010634 | 0.00011878 | 0.00014642 | 0.00017198 | 0.00022973 | 0.00046373 | 0.0005664 | 0.00057117 | 0.00059524 | 0.00065116 | 0.00056348 | 0.00054266 | 0.00049668 | 0.00053677 | 0.00057686 | 0.00061694 | 0.00065703 | 0.00069711 | 0.0084748 | 0.0084748 | 7.5493e-05 | 0.00016631 | 0.00027266 | 0.00039143 | 0.00053785 | 0.00070983 | 0.00093956 | 0.0014033 | 0.0019697 | 0.0025409 | 0.0031361 | 0.0037872 | 0.0043507 | 0.0048934 | 0.0053901 | 0.0059268 | 0.0065037 | 0.0071206 | 0.0077777 | 0.0084748
Under $25 | Under $15 | ECM-VAV | Under $25 | 21.0297 | Motors/Drives | Rural | SC-New | M_Input_New | Commercial | Hospital | ECM-VAV-NEW-Hospital | 11.2401 | 21.0297 | C-Hea-HVAC-Vent-All-All-C | C-Hea-HVAC-ER-All-All-C | 0.00085857 | 0.00085429 | 0.00089568 | 0.00081742 | 0.00088033 | 0.001045 | 0.0014042 | 0.0017322 | 0.0021166 | 0.0019158 | 0.0018121 | 0.0018384 | 0.0017072 | 0.0015367 | 0.0013769 | 0.0014168 | 0.0014567 | 0.0014966 | 0.0015365 | 0.0015763 | 0.028274 | 0.028274 | 0.00085857 | 0.0017129 | 0.0026085 | 0.003426 | 0.0043063 | 0.0053513 | 0.0067555 | 0.0084877 | 0.010604 | 0.01252 | 0.014332 | 0.016171 | 0.017878 | 0.019414 | 0.020791 | 0.022208 | 0.023665 | 0.025161 | 0.026698 | 0.028274
Under $25 | Under $15 | ECM-VAV | Under $25 | 22.3954 | Motors/Drives | Rural | SC-New | M_Input_New | Commercial | Residential Care | ECM-VAV-NEW-Residential Care | 12.8736 | 22.3954 | C-Hea-HVAC-Vent-All-All-C | C-Hea-HVAC-ER-All-All-C | 0.00017735 | 0.00020193 | 0.00021368 | 0.0002146 | 0.00024399 | 0.00027676 | 0.0003345 | 0.00043245 | 0.00049007 | 0.00043948 | 0.0004591 | 0.00045213 | 0.00041683 | 0.00040451 | 0.00038329 | 0.00037346 | 0.00036364 | 0.00035381 | 0.00034399 | 0.00033417 | 0.0069097 | 0.0069097 | 0.00017735 | 0.00037928 | 0.00059296 | 0.00080756 | 0.0010515 | 0.0013283 | 0.0016628 | 0.0020953 | 0.0025853 | 0.0030248 | 0.0034839 | 0.003936 | 0.0043529 | 0.0047574 | 0.0051406 | 0.0055141 | 0.0058777 | 0.0062316 | 0.0065756 | 0.0069097
Under $25 | Under $15 | ECM-VAV | Under $25 | 20.1153 | Motors/Drives | Rural | SC-New | M_Input_New | Commercial | Assembly | ECM-VAV-NEW-Assembly | 10.4658 | 20.1153 | C-All-HVAC-Vent-All-All-E | C-All-HVAC-ER-All-All-C | 0.00097813 | 0.0011376 | 0.00059131 | 0.0009317 | 0.0019277 | 0.0028088 | 0.0037537 | 0.0043106 | 0.0062929 | 0.0069043 | 0.0072495 | 0.0077917 | 0.0068307 | 0.0069393 | 0.0070595 | 0.006097 | 0.0051344 | 0.0041719 | 0.0032093 | 0.0022468 | 0.086367 | 0.086367 | 0.00097813 | 0.0021157 | 0.002707 | 0.0036387 | 0.0055664 | 0.0083753 | 0.012129 | 0.01644 | 0.022733 | 0.029637 | 0.036886 | 0.044678 | 0.051509 | 0.058448 | 0.065508 | 0.071605 | 0.076739 | 0.080911 | 0.08412 | 0.086367
Under $25 | Under $15 | ECM-VAV | Under $25 | 20.8246 | Motors/Drives | Rural | SC-New | M_Input_New | Commercial | Other | ECM-VAV-NEW-Other | 11.3225 | 20.8246 | C-All-HVAC-Vent-All-All-E | C-All-HVAC-ER-All-All-C | 0.0019987 | 0.0027978 | 0.0032703 | 0.0040746 | 0.0047367 | 0.0048813 | 0.0056976 | 0.0062557 | 0.0067263 | 0.0062988 | 0.0067697 | 0.0062606 | 0.0064171 | 0.0063592 | 0.0057023 | 0.0057621 | 0.0058218 | 0.0058816 | 0.0059413 | 0.0060011 | 0.10765 | 0.10765 | 0.0019987 | 0.0047965 | 0.0080668 | 0.012141 | 0.016878 | 0.021759 | 0.027457 | 0.033713 | 0.040439 | 0.046738 | 0.053508 | 0.059768 | 0.066185 | 0.072545 | 0.078247 | 0.084009 | 0.089831 | 0.095712 | 0.10165 | 0.10765
Under $20 | Under $10 | ECM-VAV | Under $20 | 16.5724 | Motors/Drives | Rural | SC-NR | M_Input_NR | Commercial | Large Off | ECM-VAV-NR-Large Off | 8.0074 | 16.5724 | C-All-HVAC-Vent-All-All-E | C-All-HVAC-Vent-All-All-E | 0.041249 | 0.050471 | 0.057768 | 0.063528 | 0.068064 | 0.071622 | 0.074402 | 0.07656 | 0.078224 | 0.079492 | 0.080446 | 0.081149 | 0.080879 | 0.080606 | 0.080332 | 0.080058 | 0.079784 | 0.07951 | 0.079236 | 0.078962 | 1.4043 | 1.4043 | 0.041249 | 0.09172 | 0.14949 | 0.21302 | 0.28108 | 0.3527 | 0.4271 | 0.50366 | 0.58189 | 0.66138 | 0.74183 | 0.82297 | 0.90385 | 0.98446 | 1.0648 | 1.1448 | 1.2246 | 1.3041 | 1.3834 | 1.4043
Under $20 | Under $10 | ECM-VAV | Under $20 | 16.5724 | Motors/Drives | Rural | SC-NR | M_Input_NR | Commercial | Medium Off | ECM-VAV-NR-Medium Off | 8.0074 | 16.5724 | C-All-HVAC-Vent-All-All-E | C-All-HVAC-Vent-All-All-E | 0.0017031 | 0.0020838 | 0.0023851 | 0.0026229 | 0.0028102 | 0.0029571 | 0.0030719 | 0.003161 | 0.0032297 | 0.003282 | 0.0033214 | 0.0033504 | 0.0033393 | 0.003328 | 0.0033167 | 0.0033054 | 0.0032941 | 0.0032828 | 0.0032715 | 0.0032601 | 0.057982 | 0.057982 | 0.0017031 | 0.0037869 | 0.006172 | 0.0087949 | 0.011605 | 0.014562 | 0.017634 | 0.020795 | 0.024025 | 0.027307 | 0.030628 | 0.033979 | 0.037318 | 0.040646 | 0.043963 | 0.047268 | 0.050562 | 0.053845 | 0.057116 | 0.057982
Under $5 | Under $5 | ECM-VAV | Under $5 | 0 | Motors/Drives | Rural | SC-NR | M_Input_NR | Commercial | Small Off | ECM-VAV-NR-Small Off | 0 | 0 | C-All-HVAC-Vent-All-All-E | C-All-HVAC-Vent-All-All-E | 0 | 0 | 0 | 0 | 0 | 0 | 0 | 0 | 0 | 0 | 0 | 0 | 0 | 0 | 0 | 0 | 0 | 0 | 0 | 0 | 0 | 0 | 0 | 0 | 0 | 0 | 0 | 0 | 0 | 0 | 0 | 0 | 0 | 0 | 0 | 0 | 0 | 0 | 0 | 0 | 0 | 0
Under $20 | Under $10 | ECM-VAV | Under $20 | 17.1832 | Motors/Drives | Rural | SC-NR | M_Input_NR | Commercial | XLarge Ret | ECM-VAV-NR-XLarge Ret | 8.8465 | 17.1832 | C-All-HVAC-Vent-All-All-E | C-All-HVAC-Vent-All-All-E | 0.00034856 | 0.00042504 | 0.00048518 | 0.00053231 | 0.00056909 | 0.00059763 | 0.0006196 | 0.00063636 | 0.00064896 | 0.00065825 | 0.00066492 | 0.0006695 | 0.00066606 | 0.0006626 | 0.00065915 | 0.00065571 | 0.00065226 | 0.00064882 | 0.00064538 | 0.00064193 | 0.011417 | 0.011417 | 0.00034856 | 0.0007736 | 0.0012588 | 0.0017911 | 0.0023602 | 0.0029578 | 0.0035774 | 0.0042138 | 0.0048627 | 0.005521 | 0.0061859 | 0.0068554 | 0.0075214 | 0.0081841 | 0.0088432 | 0.0094989 | 0.010151 | 0.0108 | 0.011417 | 0.011417
Under $5 | Under $5 | ECM-VAV | Under $5 | 0 | Motors/Drives | Rural | SC-NR | M_Input_NR | Commercial | Large Ret | ECM-VAV-NR-Large Ret | 0 | 0 | C-All-HVAC-Vent-All-All-E | C-All-HVAC-Vent-All-All-E | 0 | 0 | 0 | 0 | 0 | 0 | 0 | 0 | 0 | 0 | 0 | 0 | 0 | 0 | 0 | 0 | 0 | 0 | 0 | 0 | 0 | 0 | 0 | 0 | 0 | 0 | 0 | 0 | 0 | 0 | 0 | 0 | 0 | 0 | 0 | 0 | 0 | 0 | 0 | 0 | 0 | 0
Under $5 | Under $5 | ECM-VAV | Under $5 | 0 | Motors/Drives | Rural | SC-NR | M_Input_NR | Commercial | Medium Ret | ECM-VAV-NR-Medium Ret | 0 | 0 | C-All-HVAC-Vent-All-All-E | C-All-HVAC-Vent-All-All-E | 0 | 0 | 0 | 0 | 0 | 0 | 0 | 0 | 0 | 0 | 0 | 0 | 0 | 0 | 0 | 0 | 0 | 0 | 0 | 0 | 0 | 0 | 0 | 0 | 0 | 0 | 0 | 0 | 0 | 0 | 0 | 0 | 0 | 0 | 0 | 0 | 0 | 0 | 0 | 0 | 0 | 0
Under $5 | Under $5 | ECM-VAV | Under $5 | 0 | Motors/Drives | Rural | SC-NR | M_Input_NR | Commercial | Small Ret | ECM-VAV-NR-Small Ret | 0 | 0 | C-All-HVAC-Vent-All-All-E | C-All-HVAC-Vent-All-All-E | 0 | 0 | 0 | 0 | 0 | 0 | 0 | 0 | 0 | 0 | 0 | 0 | 0 | 0 | 0 | 0 | 0 | 0 | 0 | 0 | 0 | 0 | 0 | 0 | 0 | 0 | 0 | 0 | 0 | 0 | 0 | 0 | 0 | 0 | 0 | 0 | 0 | 0 | 0 | 0 | 0 | 0
Under $20 | Under $15 | ECM-VAV | Under $20 | 18.1205 | Motors/Drives | Rural | SC-NR | M_Input_NR | Commercial | School K-12 | ECM-VAV-NR-School K-12 | 10.1342 | 18.1205 | C-All-HVAC-Vent-All-All-E | C-All-HVAC-Vent-All-All-E | 0.0028061 | 0.0034254 | 0.0039134 | 0.0042967 | 0.0045966 | 0.0048302 | 0.0050109 | 0.0051494 | 0.0052545 | 0.0053329 | 0.00539 | 0.0054302 | 0.0054054 | 0.0053804 | 0.0053554 | 0.0053305 | 0.0053055 | 0.0052806 | 0.0052556 | 0.0052307 | 0.093027 | 0.093027 | 0.0028061 | 0.0062315 | 0.010145 | 0.014442 | 0.019038 | 0.023868 | 0.028879 | 0.034029 | 0.039283 | 0.044616 | 0.050006 | 0.055436 | 0.060842 | 0.066222 | 0.071577 | 0.076908 | 0.082213 | 0.087494 | 0.09275 | 0.093027
Under $20 | Under $15 | ECM-VAV | Under $20 | 18.1205 | Motors/Drives | Rural | SC-NR | M_Input_NR | Commercial | University | ECM-VAV-NR-University | 10.1342 | 18.1205 | C-All-HVAC-Vent-All-All-E | C-All-HVAC-Vent-All-All-E | 0.0040288 | 0.004918 | 0.0056186 | 0.0061689 | 0.0065995 | 0.0069348 | 0.0071942 | 0.0073932 | 0.007544 | 0.0076565 | 0.0077385 | 0.0077963 | 0.0077607 | 0.0077248 | 0.0076889 | 0.0076531 | 0.0076173 | 0.0075815 | 0.0075456 | 0.0075098 | 0.13356 | 0.13356 | 0.0040288 | 0.0089468 | 0.014565 | 0.020734 | 0.027334 | 0.034269 | 0.041463 | 0.048856 | 0.0564 | 0.064057 | 0.071795 | 0.079591 | 0.087352 | 0.095077 | 0.10277 | 0.11042 | 0.11804 | 0.12562 | 0.13316 | 0.13356
Under $5 | Under $5 | ECM-VAV | Under $5 | 0 | Motors/Drives | Rural | SC-NR | M_Input_NR | Commercial | Warehouse | ECM-VAV-NR-Warehouse | 0 | 0 | C-All-HVAC-Vent-All-All-E | C-All-HVAC-Vent-All-All-E | 0 | 0 | 0 | 0 | 0 | 0 | 0 | 0 | 0 | 0 | 0 | 0 | 0 | 0 | 0 | 0 | 0 | 0 | 0 | 0 | 0 | 0 | 0 | 0 | 0 | 0 | 0 | 0 | 0 | 0 | 0 | 0 | 0 | 0 | 0 | 0 | 0 | 0 | 0 | 0 | 0 | 0
Under $5 | Under $5 | ECM-VAV | Under $5 | 0 | Motors/Drives | Rural | SC-NR | M_Input_NR | Commercial | Supermarket | ECM-VAV-NR-Supermarket | 0 | 0 | C-All-HVAC-Vent-All-All-E | C-All-HVAC-Vent-All-All-E | 0 | 0 | 0 | 0 | 0 | 0 | 0 | 0 | 0 | 0 | 0 | 0 | 0 | 0 | 0 | 0 | 0 | 0 | 0 | 0 | 0 | 0 | 0 | 0 | 0 | 0 | 0 | 0 | 0 | 0 | 0 | 0 | 0 | 0 | 0 | 0 | 0 | 0 | 0 | 0 | 0 | 0
Under $5 | Under $5 | ECM-VAV | Under $5 | 0 | Motors/Drives | Rural | SC-NR | M_Input_NR | Commercial | MiniMart | ECM-VAV-NR-MiniMart | 0 | 0 | C-All-HVAC-Vent-All-All-E | C-All-HVAC-Vent-All-All-E | 0 | 0 | 0 | 0 | 0 | 0 | 0 | 0 | 0 | 0 | 0 | 0 | 0 | 0 | 0 | 0 | 0 | 0 | 0 | 0 | 0 | 0 | 0 | 0 | 0 | 0 | 0 | 0 | 0 | 0 | 0 | 0 | 0 | 0 | 0 | 0 | 0 | 0 | 0 | 0 | 0 | 0
Under $5 | Under $5 | ECM-VAV | Under $5 | 0 | Motors/Drives | Rural | SC-NR | M_Input_NR | Commercial | Restaurant | ECM-VAV-NR-Restaurant | 0 | 0 | C-All-HVAC-Vent-All-All-E | C-All-HVAC-Vent-All-All-E | 0 | 0 | 0 | 0 | 0 | 0 | 0 | 0 | 0 | 0 | 0 | 0 | 0 | 0 | 0 | 0 | 0 | 0 | 0 | 0 | 0 | 0 | 0 | 0 | 0 | 0 | 0 | 0 | 0 | 0 | 0 | 0 | 0 | 0 | 0 | 0 | 0 | 0 | 0 | 0 | 0 | 0
Under $20 | Under $10 | ECM-VAV | Under $20 | 17.0135 | Motors/Drives | Rural | SC-NR | M_Input_NR | Commercial | Lodging | ECM-VAV-NR-Lodging | 8.6133 | 17.0135 | C-All-HVAC-Vent-All-All-E | C-All-HVAC-Vent-All-All-E | 0.0017499 | 0.0021439 | 0.0024563 | 0.0027037 | 0.002899 | 0.003053 | 0.0031738 | 0.0032682 | 0.0033416 | 0.0033982 | 0.0034413 | 0.0034738 | 0.0034646 | 0.0034553 | 0.0034459 | 0.0034365 | 0.0034271 | 0.0034177 | 0.0034082 | 0.0033988 | 0.060448 | 0.060448 | 0.0017499 | 0.0038938 | 0.0063501 | 0.0090537 | 0.011953 | 0.015006 | 0.01818 | 0.021448 | 0.024789 | 0.028188 | 0.031629 | 0.035103 | 0.038567 | 0.042023 | 0.045468 | 0.048905 | 0.052332 | 0.05575 | 0.059158 | 0.060448
Under $20 | Under $10 | ECM-VAV | Under $20 | 16.6115 | Motors/Drives | Rural | SC-NR | M_Input_NR | Commercial | Hospital | ECM-VAV-NR-Hospital | 8.061 | 16.6115 | C-All-HVAC-Vent-All-All-E | C-All-HVAC-Vent-All-All-E | 0.004259 | 0.0052215 | 0.0059855 | 0.0065911 | 0.0070703 | 0.0074486 | 0.0077462 | 0.0079796 | 0.0081617 | 0.0083027 | 0.0084111 | 0.0084934 | 0.0084738 | 0.0084538 | 0.0084337 | 0.0084136 | 0.0083935 | 0.0083733 | 0.0083531 | 0.008333 | 0.1482 | 0.1482 | 0.004259 | 0.0094805 | 0.015466 | 0.022057 | 0.029127 | 0.036576 | 0.044322 | 0.052302 | 0.060464 | 0.068766 | 0.077177 | 0.085671 | 0.094145 | 0.1026 | 0.11103 | 0.11945 | 0.12784 | 0.13621 | 0.14457 | 0.1482
Under $20 | Under $10 | ECM-VAV | Under $20 | 17.4904 | Motors/Drives | Rural | SC-NR | M_Input_NR | Commercial | Residential Care | ECM-VAV-NR-Residential Care | 9.2685 | 17.4904 | C-All-HVAC-Vent-All-All-E | C-All-HVAC-Vent-All-All-E | 0.0006271 | 0.00076831 | 0.00088028 | 0.00096892 | 0.0010389 | 0.0010941 | 0.0011374 | 0.0011712 | 0.0011975 | 0.0012178 | 0.0012333 | 0.0012449 | 0.0012416 | 0.0012383 | 0.0012349 | 0.0012315 | 0.0012282 | 0.0012248 | 0.0012214 | 0.001218 | 0.021663 | 0.021663 | 0.0006271 | 0.0013954 | 0.0022757 | 0.0032446 | 0.0042835 | 0.0053776 | 0.006515 | 0.0076863 | 0.0088838 | 0.010102 | 0.011335 | 0.01258 | 0.013821 | 0.01506 | 0.016295 | 0.017526 | 0.018754 | 0.019979 | 0.021201 | 0.021663
Under $20 | Under $10 | ECM-VAV | Under $20 | 17.0907 | Motors/Drives | Rural | SC-NR | M_Input_NR | Commercial | Assembly | ECM-VAV-NR-Assembly | 8.7194 | 17.0907 | C-All-HVAC-Vent-All-All-E | C-All-HVAC-Vent-All-All-E | 0.011505 | 0.014033 | 0.016022 | 0.017581 | 0.018799 | 0.019744 | 0.020473 | 0.021029 | 0.021449 | 0.021759 | 0.021982 | 0.022136 | 0.022026 | 0.021914 | 0.021803 | 0.021692 | 0.02158 | 0.021469 | 0.021358 | 0.021247 | 0.37788 | 0.37788 | 0.011505 | 0.025538 | 0.04156 | 0.059142 | 0.07794 | 0.097685 | 0.11816 | 0.13919 | 0.16064 | 0.18239 | 0.20438 | 0.22651 | 0.24854 | 0.27045 | 0.29226 | 0.31395 | 0.33553 | 0.357 | 0.37788 | 0.37788
Under $20 | Under $10 | ECM-VAV | Under $20 | 17.5479 | Motors/Drives | Rural | SC-NR | M_Input_NR | Commercial | Other | ECM-VAV-NR-Other | 9.3476 | 17.5479 | C-All-HVAC-Vent-All-All-E | C-All-HVAC-Vent-All-All-E | 0.0085334 | 0.010313 | 0.011688 | 0.012743 | 0.013545 | 0.014145 | 0.014587 | 0.014904 | 0.015121 | 0.015259 | 0.015336 | 0.015364 | 0.015209 | 0.015055 | 0.014902 | 0.01475 | 0.014598 | 0.014446 | 0.014294 | 0.014143 | 0.25153 | 0.25153 | 0.0085334 | 0.018846 | 0.030534 | 0.043278 | 0.056822 | 0.070967 | 0.085555 | 0.10046 | 0.11558 | 0.13084 | 0.14617 | 0.16154 | 0.17675 | 0.1918 | 0.2067 | 0.22145 | 0.23605 | 0.2505 | 0.25153 | 0.25153
Under $35 | Under $15 | Economizer | Under $35 | 33.5305 | HVAC | Rural | SC-Retro | M_Input | Commercial | Large Off | Economizer-Retro-Large Off | 13.9786 | 33.5305 | C-Off-HVAC-Vent-All-All-E | C-LOff-HVAC-ER-All-All-C | 0.086874 | 0.088142 | 0.08752 | 0.087661 | 0.087187 | 0.077626 | 0.060953 | 0.047527 | 0.036875 | 0.028372 | 0.021499 | 0.016098 | 0.011732 | 0.0082652 | 0.0054816 | 0.0032786 | 0 | 0 | 0 | 0 | 0.68874 | 0.68874 | 0.086874 | 0.17502 | 0.26254 | 0.3502 | 0.43738 | 0.51501 | 0.57596 | 0.62349 | 0.66036 | 0.68874 | 0.68874 | 0.68874 | 0.68874 | 0.68874 | 0.68874 | 0.68874 | 0.68874 | 0.68874 | 0.68874 | 0.68874
Under $25 | Under $15 | Economizer | Under $25 | 24.6446 | HVAC | Rural | SC-Retro | M_Input | Commercial | Medium Off | Economizer-Retro-Medium Off | 13.9786 | 24.6446 | C-Off-HVAC-Vent-All-All-E | C-LOff-HVAC-ER-All-All-C | 0.027947 | 0.028753 | 0.028378 | 0.028644 | 0.028436 | 0.025291 | 0.019914 | 0.015537 | 0.01207 | 0.009296 | 0.0070487 | 0.0053049 | 0.003864 | 0.0027352 | 0.0018123 | 0.0010959 | 0 | 0 | 0 | 0 | 0.22157 | 0.22157 | 0.027947 | 0.0567 | 0.085078 | 0.11372 | 0.14216 | 0.16745 | 0.18736 | 0.2029 | 0.21497 | 0.22157 | 0.22157 | 0.22157 | 0.22157 | 0.22157 | 0.22157 | 0.22157 | 0.22157 | 0.22157 | 0.22157 | 0.22157
Under $25 | Under $15 | Economizer | Under $25 | 21.5331 | HVAC | Rural | SC-Retro | M_Input | Commercial | Small Off | Economizer-Retro-Small Off | 11.1224 | 21.5331 | C-Off-HVAC-Vent-All-All-E | C-SOff-HVAC-ER-All-All-C | 0.0062882 | 0.006324 | 0.0062858 | 0.0062879 | 0.0062608 | 0.0055748 | 0.0043728 | 0.003409 | 0.0026417 | 0.0020292 | 0.0015384 | 0.0011501 | 0.00083716 | 0.00058881 | 0.0003895 | 0.00023166 | 0 | 0 | 0 | 0 | 0.049853 | 0.049853 | 0.0062882 | 0.012612 | 0.018898 | 0.025186 | 0.031447 | 0.037021 | 0.041394 | 0.044803 | 0.047445 | 0.049474 | 0.049853 | 0.049853 | 0.049853 | 0.049853 | 0.049853 | 0.049853 | 0.049853 | 0.049853 | 0.049853 | 0.049853
Under $35 | Under $10 | Economizer | Under $35 | 30.464 | HVAC | Rural | SC-Retro | M_Input | Commercial | XLarge Ret | Economizer-Retro-XLarge Ret | 7.5784 | 30.464 | C-Ret-HVAC-Vent-All-All-E | C-Ret-HVAC-ER-All-All-C | 0.015009 | 0.015037 | 0.014947 | 0.014872 | 0.014797 | 0.013186 | 0.010332 | 0.0080477 | 0.0062494 | 0.0048022 | 0.0036334 | 0.0027093 | 0.0019722 | 0.001383 | 0.00091754 | 0.00054574 | 0 | 0 | 0 | 0 | 0.11518 | 0.11518 | 0.015009 | 0.030045 | 0.044992 | 0.059864 | 0.074662 | 0.087848 | 0.098179 | 0.10623 | 0.11248 | 0.11518 | 0.11518 | 0.11518 | 0.11518 | 0.11518 | 0.11518 | 0.11518 | 0.11518 | 0.11518 | 0.11518 | 0.11518
Under $35 | Under $10 | Economizer | Under $35 | 30.464 | HVAC | Rural | SC-Retro | M_Input | Commercial | Large Ret | Economizer-Retro-Large Ret | 7.5784 | 30.464 | C-Ret-HVAC-Vent-All-All-E | C-Ret-HVAC-ER-All-All-C | 0.013225 | 0.013185 | 0.013117 | 0.013052 | 0.012988 | 0.011558 | 0.0090459 | 0.0070423 | 0.0054514 | 0.0041812 | 0.0031658 | 0.0023589 | 0.001716 | 0.0012035 | 0.00079628 | 0.00047172 | 0 | 0 | 0 | 0 | 0.1015 | 0.1015 | 0.013225 | 0.02641 | 0.039527 | 0.052579 | 0.065566 | 0.077125 | 0.086171 | 0.093213 | 0.098664 | 0.1015 | 0.1015 | 0.1015 | 0.1015 | 0.1015 | 0.1015 | 0.1015 | 0.1015 | 0.1015 | 0.1015 | 0.1015
Under $25 | Under $5 | Economizer | Under $25 | 20.3713 | HVAC | Rural | SC-Retro | M_Input | Commercial | Medium Ret | Economizer-Retro-Medium Ret | 4.6363 | 20.3713 | C-Ret-HVAC-Vent-All-All-E | C-Ret-HVAC-ER-All-All-C | 0.006641 | 0.0067259 | 0.0066727 | 0.006634 | 0.0065996 | 0.0059001 | 0.0046372 | 0.0036162 | 0.0028235 | 0.0021788 | 0.0016457 | 0.0012296 | 0.00089625 | 0.00062903 | 0.00041964 | 0.0002515 | 0 | 0 | 0 | 0 | 0.050965 | 0.050965 | 0.006641 | 0.013367 | 0.02004 | 0.026674 | 0.033273 | 0.039173 | 0.04381 | 0.047427 | 0.05025 | 0.050965 | 0.050965 | 0.050965 | 0.050965 | 0.050965 | 0.050965 | 0.050965 | 0.050965 | 0.050965 | 0.050965 | 0.050965
Under $25 | Under $5 | Economizer | Under $25 | 20.3713 | HVAC | Rural | SC-Retro | M_Input | Commercial | Small Ret | Economizer-Retro-Small Ret | 4.6363 | 20.3713 | C-Ret-HVAC-Vent-All-All-E | C-Ret-HVAC-ER-All-All-C | 0.00051749 | 0.00051746 | 0.00051447 | 0.00051183 | 0.00050929 | 0.00045367 | 0.00035537 | 0.00027675 | 0.00021457 | 0.00016477 | 0.00012469 | 9.2966e-05 | 6.7655e-05 | 4.7461e-05 | 3.1452e-05 | 1.8675e-05 | 0 | 0 | 0 | 0 | 0.0039714 | 0.0039714 | 0.00051749 | 0.0010349 | 0.0015494 | 0.0020613 | 0.0025705 | 0.0030242 | 0.0033796 | 0.0036563 | 0.0038709 | 0.0039714 | 0.0039714 | 0.0039714 | 0.0039714 | 0.0039714 | 0.0039714 | 0.0039714 | 0.0039714 | 0.0039714 | 0.0039714 | 0.0039714
Under $15 | Under $5 | Economizer | Under $15 | 14.5963 | HVAC | Rural | SC-Retro | M_Input | Commercial | School K-12 | Economizer-Retro-School K-12 | -0.41622 | 14.5963 | C-Sch-HVAC-Vent-All-All-C | C-Sch-HVAC-ER-All-All-C | 0.025144 | 0.025122 | 0.025027 | 0.024936 | 0.024892 | 0.022195 | 0.017353 | 0.013517 | 0.010466 | 0.0080312 | 0.006084 | 0.0045379 | 0.0033006 | 0.0023228 | 0.001537 | 0.00091564 | 0 | 0 | 0 | 0 | 0.19493 | 0.19493 | 0.025144 | 0.050266 | 0.075293 | 0.10023 | 0.12512 | 0.14732 | 0.16467 | 0.17819 | 0.18865 | 0.19493 | 0.19493 | 0.19493 | 0.19493 | 0.19493 | 0.19493 | 0.19493 | 0.19493 | 0.19493 | 0.19493 | 0.19493
Under $15 | Under $5 | Economizer | Under $15 | 14.8774 | HVAC | Rural | SC-Retro | M_Input | Commercial | University | Economizer-Retro-University | -0.019981 | 14.8774 | C-All-HVAC-Vent-All-All-E | C-Unv-HVAC-ER-All-All-C | 0.013456 | 0.013462 | 0.013412 | 0.013347 | 0.013325 | 0.011879 | 0.0092994 | 0.0072492 | 0.0056101 | 0.0043082 | 0.0032668 | 0.0024322 | 0.0017696 | 0.0012462 | 0.0008253 | 0.00049161 | 0 | 0 | 0 | 0 | 0.10432 | 0.10432 | 0.013456 | 0.026918 | 0.04033 | 0.053677 | 0.067002 | 0.078881 | 0.08818 | 0.09543 | 0.10104 | 0.10432 | 0.10432 | 0.10432 | 0.10432 | 0.10432 | 0.10432 | 0.10432 | 0.10432 | 0.10432 | 0.10432 | 0.10432
Under $20 | Under $5 | Economizer | Under $20 | 15.8315 | HVAC | Rural | SC-Retro | M_Input | Commercial | Warehouse | Economizer-Retro-Warehouse | 0.93129 | 15.8315 | C-War-HVAC-Vent-All-All-E | C-War-HVAC-ER-All-All-C | 0.015338 | 0.015422 | 0.015337 | 0.01532 | 0.015293 | 0.013619 | 0.010663 | 0.0083068 | 0.0064278 | 0.0049213 | 0.0037349 | 0.0027854 | 0.0020325 | 0.0014288 | 0.00094672 | 0.00056415 | 0 | 0 | 0 | 0 | 0.11988 | 0.11988 | 0.015338 | 0.030761 | 0.046098 | 0.061417 | 0.07671 | 0.090328 | 0.10099 | 0.1093 | 0.11573 | 0.11988 | 0.11988 | 0.11988 | 0.11988 | 0.11988 | 0.11988 | 0.11988 | 0.11988 | 0.11988 | 0.11988 | 0.11988
Under $30 | Under $10 | Economizer | Under $30 | 29.8272 | HVAC | Rural | SC-Retro | M_Input | Commercial | Supermarket | Economizer-Retro-Supermarket | 5.1176 | 29.8272 | C-Gro-HVAC-Vent-All-All-E | C-Gro-HVAC-ER-All-All-C | 0.0044053 | 0.0043898 | 0.004348 | 0.0043066 | 0.0042655 | 0.003778 | 0.0029449 | 0.0022845 | 0.0017609 | 0.0013458 | 0.0010164 | 0.00075589 | 0.00054905 | 0.00038506 | 0.00025505 | 0.00015197 | 0 | 0 | 0 | 0 | 0.030908 | 0.030908 | 0.0044053 | 0.0087951 | 0.013143 | 0.01745 | 0.021715 | 0.025493 | 0.028438 | 0.030723 | 0.030908 | 0.030908 | 0.030908 | 0.030908 | 0.030908 | 0.030908 | 0.030908 | 0.030908 | 0.030908 | 0.030908 | 0.030908 | 0.030908
Under $30 | Under $10 | Economizer | Under $30 | 29.8272 | HVAC | Rural | SC-Retro | M_Input | Commercial | MiniMart | Economizer-Retro-MiniMart | 5.1176 | 29.8272 | C-Gro-HVAC-Vent-All-All-E | C-Gro-HVAC-ER-All-All-C | 0.00091082 | 0.00091043 | 0.00090496 | 0.00089981 | 0.00089522 | 0.000797 | 0.00062399 | 0.00048594 | 0.00037676 | 0.00028891 | 0.0002188 | 0.00016312 | 0.00011865 | 8.3185e-05 | 5.5132e-05 | 3.269e-05 | 0 | 0 | 0 | 0 | 0.0069729 | 0.0069729 | 0.00091082 | 0.0018212 | 0.0027262 | 0.003626 | 0.0045212 | 0.0053182 | 0.0059422 | 0.0064282 | 0.0068049 | 0.0069729 | 0.0069729 | 0.0069729 | 0.0069729 | 0.0069729 | 0.0069729 | 0.0069729 | 0.0069729 | 0.0069729 | 0.0069729 | 0.0069729
Under $30 | Under $10 | Economizer | Under $30 | 28.2101 | HVAC | Rural | SC-Retro | M_Input | Commercial | Restaurant | Economizer-Retro-Restaurant | 8.0331 | 28.2101 | C-Res-HVAC-Vent-All-All-E | C-Res-HVAC-ER-All-All-C | 0.0052882 | 0.0053114 | 0.0052848 | 0.0052582 | 0.0052318 | 0.0046532 | 0.0036402 | 0.0028339 | 0.0021981 | 0.001689 | 0.0012798 | 0.0009547 | 0.0006965 | 0.00048919 | 0.00032474 | 0.00019319 | 0 | 0 | 0 | 0 | 0.040485 | 0.040485 | 0.0052882 | 0.0106 | 0.015884 | 0.021143 | 0.026374 | 0.031028 | 0.034668 | 0.037502 | 0.0397 | 0.040485 | 0.040485 | 0.040485 | 0.040485 | 0.040485 | 0.040485 | 0.040485 | 0.040485 | 0.040485 | 0.040485 | 0.040485
Under $20 | Under $10 | Economizer | Under $20 | 17.321 | HVAC | Rural | SC-Retro | M_Input | Commercial | Lodging | Economizer-Retro-Lodging | 9.303 | 17.321 | C-All-HVAC-Vent-All-All-E | C-Lod-HVAC-ER-All-All-C | 0.013603 | 0.013626 | 0.013588 | 0.013553 | 0.013517 | 0.012053 | 0.0094491 | 0.0073753 | 0.005738 | 0.0044144 | 0.0033499 | 0.0025015 | 0.0018256 | 0.0012811 | 0.00084903 | 0.00050372 | 0 | 0 | 0 | 0 | 0.10917 | 0.10917 | 0.013603 | 0.027229 | 0.040818 | 0.05437 | 0.067888 | 0.07994 | 0.08939 | 0.096765 | 0.1025 | 0.10692 | 0.10917 | 0.10917 | 0.10917 | 0.10917 | 0.10917 | 0.10917 | 0.10917 | 0.10917 | 0.10917 | 0.10917
Under $35 | Under $20 | Economizer | Under $35 | 33.5187 | HVAC | Rural | SC-Retro | M_Input | Commercial | Hospital | Economizer-Retro-Hospital | 15.3281 | 33.5187 | C-Hea-HVAC-Vent-All-All-C | C-Hea-HVAC-ER-All-All-C | 0.015136 | 0.01537 | 0.015294 | 0.015244 | 0.01518 | 0.013535 | 0.010625 | 0.0083157 | 0.0064643 | 0.0049852 | 0.0037768 | 0.0028176 | 0.0020562 | 0.0014456 | 0.00095798 | 0.00056939 | 0 | 0 | 0 | 0 | 0.12221 | 0.12221 | 0.015136 | 0.030506 | 0.0458 | 0.061044 | 0.076224 | 0.089759 | 0.10038 | 0.1087 | 0.11516 | 0.12015 | 0.12221 | 0.12221 | 0.12221 | 0.12221 | 0.12221 | 0.12221 | 0.12221 | 0.12221 | 0.12221 | 0.12221
Under $20 | Under $10 | Economizer | Under $20 | 18.2239 | HVAC | Rural | SC-Retro | M_Input | Commercial | Residential Care | Economizer-Retro-Residential Care | 7.6418 | 18.2239 | C-Hea-HVAC-Vent-All-All-C | C-Hea-HVAC-ER-All-All-C | 0.0048704 | 0.0049536 | 0.0049352 | 0.0049167 | 0.004898 | 0.0043694 | 0.0034288 | 0.0026812 | 0.0020876 | 0.0016084 | 0.0012177 | 0.00091068 | 0.00066441 | 0.00046718 | 0.00031063 | 0.00018556 | 0 | 0 | 0 | 0 | 0.039086 | 0.039086 | 0.0048704 | 0.0098239 | 0.014759 | 0.019676 | 0.024574 | 0.028943 | 0.032372 | 0.035053 | 0.037141 | 0.038749 | 0.039086 | 0.039086 | 0.039086 | 0.039086 | 0.039086 | 0.039086 | 0.039086 | 0.039086 | 0.039086 | 0.039086
Under $20 | Under $10 | Economizer | Under $20 | 17.9218 | HVAC | Rural | SC-Retro | M_Input | Commercial | Assembly | Economizer-Retro-Assembly | 7.1859 | 17.9218 | C-All-HVAC-Vent-All-All-E | C-All-HVAC-ER-All-All-C | 0.071116 | 0.07132 | 0.070945 | 0.07042 | 0.070138 | 0.062568 | 0.049069 | 0.0383 | 0.029669 | 0.022886 | 0.017382 | 0.012981 | 0.0094815 | 0.0066525 | 0.0044276 | 0.0026553 | 0 | 0 | 0 | 0 | 0.54703 | 0.54703 | 0.071116 | 0.14244 | 0.21338 | 0.2838 | 0.35394 | 0.41651 | 0.46558 | 0.50388 | 0.53355 | 0.54703 | 0.54703 | 0.54703 | 0.54703 | 0.54703 | 0.54703 | 0.54703 | 0.54703 | 0.54703 | 0.54703 | 0.54703
Under $20 | Under $10 | Economizer | Under $20 | 19.2759 | HVAC | Rural | SC-Retro | M_Input | Commercial | Other | Economizer-Retro-Other | 6.1259 | 19.2759 | C-All-HVAC-Vent-All-All-E | C-All-HVAC-ER-All-All-C | 0.06288 | 0.063802 | 0.063341 | 0.062766 | 0.06235 | 0.05536 | 0.043155 | 0.033618 | 0.025998 | 0.019937 | 0.015046 | 0.011242 | 0.0081667 | 0.0057672 | 0.0038555 | 0.0023228 | 0 | 0 | 0 | 0 | 0.44117 | 0.44117 | 0.06288 | 0.12668 | 0.19002 | 0.25279 | 0.31514 | 0.3705 | 0.41365 | 0.44117 | 0.44117 | 0.44117 | 0.44117 | 0.44117 | 0.44117 | 0.44117 | 0.44117 | 0.44117 | 0.44117 | 0.44117 | 0.44117 | 0.44117
Under $15 | Under $10 | Commercial EM | Under $15 | 11.1883 | HVAC | Rural | SC New | Measure InputOutput-New | Commercial | Large Off | Commercial EM-New-Large Off | 8.0955 | 11.1883 | C-All-HVAC-Vent-All-All-E | R-All-HVAC-CAC-All-All-E | 0 | 0 | 0 | 0 | 0 | 0 | 0 | 0 | 0 | 0 | 0 | 0 | 0 | 0 | 0 | 0 | 0 | 0 | 0 | 0 | 0 | 0 | 0 | 0 | 0 | 0 | 0 | 0 | 0 | 0 | 0 | 0 | 0 | 0 | 0 | 0 | 0 | 0 | 0 | 0 | 0 | 0
Under $20 | Under $15 | Commercial EM | Under $20 | 16.2652 | HVAC | Rural | SC New | Measure InputOutput-New | Commercial | Medium Off | Commercial EM-New-Medium Off | 11.9769 | 16.2652 | C-All-HVAC-Vent-All-All-E | R-All-HVAC-CAC-All-All-E | 0 | 0 | 0 | 0 | 0 | 0 | 0 | 0 | 0 | 0 | 0 | 0 | 0 | 0 | 0 | 0 | 0 | 0 | 0 | 0 | 0 | 0 | 0 | 0 | 0 | 0 | 0 | 0 | 0 | 0 | 0 | 0 | 0 | 0 | 0 | 0 | 0 | 0 | 0 | 0 | 0 | 0
Under $55 | Under $40 | Commercial EM | Under $55 | 51.8361 | HVAC | Rural | SC New | Measure InputOutput-New | Commercial | Small Off | Commercial EM-New-Small Off | 36.3168 | 51.8361 | C-All-HVAC-Vent-All-All-E | R-All-HVAC-CAC-All-All-E | 0 | 0 | 0 | 0 | 0 | 0 | 0 | 0 | 0 | 0 | 0 | 0 | 0 | 0 | 0 | 0 | 0 | 0 | 0 | 0 | 0 | 0 | 0 | 0 | 0 | 0 | 0 | 0 | 0 | 0 | 0 | 0 | 0 | 0 | 0 | 0 | 0 | 0 | 0 | 0 | 0 | 0
Under $20 | Under $15 | Commercial EM | Under $20 | 16.8809 | HVAC | Rural | SC New | Measure InputOutput-New | Commercial | XLarge Ret | Commercial EM-New-XLarge Ret | 11.9769 | 16.8809 | C-All-HVAC-Vent-All-All-E | R-All-HVAC-CAC-All-All-E | 0 | 0 | 0 | 0 | 0 | 0 | 0 | 0 | 0 | 0 | 0 | 0 | 0 | 0 | 0 | 0 | 0 | 0 | 0 | 0 | 0 | 0 | 0 | 0 | 0 | 0 | 0 | 0 | 0 | 0 | 0 | 0 | 0 | 0 | 0 | 0 | 0 | 0 | 0 | 0 | 0 | 0
Under $40 | Under $30 | Commercial EM | Under $40 | 38.1317 | HVAC | Rural | SC New | Measure InputOutput-New | Commercial | Large Ret | Commercial EM-New-Large Ret | 26.1688 | 38.1317 | C-All-HVAC-Vent-All-All-E | R-All-HVAC-CAC-All-All-E | 0 | 0 | 0 | 0 | 0 | 0 | 0 | 0 | 0 | 0 | 0 | 0 | 0 | 0 | 0 | 0 | 0 | 0 | 0 | 0 | 0 | 0 | 0 | 0 | 0 | 0 | 0 | 0 | 0 | 0 | 0 | 0 | 0 | 0 | 0 | 0 | 0 | 0 | 0 | 0 | 0 | 0
Under $30 | Under $20 | Commercial EM | Under $30 | 26.8598 | HVAC | Rural | SC New | Measure InputOutput-New | Commercial | Medium Ret | Commercial EM-New-Medium Ret | 18.2615 | 26.8598 | C-All-HVAC-Vent-All-All-E | R-All-HVAC-CAC-All-All-E | 0 | 0 | 0 | 0 | 0 | 0 | 0 | 0 | 0 | 0 | 0 | 0 | 0 | 0 | 0 | 0 | 0 | 0 | 0 | 0 | 0 | 0 | 0 | 0 | 0 | 0 | 0 | 0 | 0 | 0 | 0 | 0 | 0 | 0 | 0 | 0 | 0 | 0 | 0 | 0 | 0 | 0
Under $10 | Under $10 | Commercial EM | Under $10 | 9.7997 | HVAC | Rural | SC New | Measure InputOutput-New | Commercial | Small Ret | Commercial EM-New-Small Ret | 6.7402 | 9.7997 | C-All-HVAC-Vent-All-All-E | R-All-HVAC-CAC-All-All-E | 0 | 0 | 0 | 0 | 0 | 0 | 0 | 0 | 0 | 0 | 0 | 0 | 0 | 0 | 0 | 0 | 0 | 0 | 0 | 0 | 0 | 0 | 0 | 0 | 0 | 0 | 0 | 0 | 0 | 0 | 0 | 0 | 0 | 0 | 0 | 0 | 0 | 0 | 0 | 0 | 0 | 0
Under $30 | Under $20 | Commercial EM | Under $30 | 27.9507 | HVAC | Rural | SC New | Measure InputOutput-New | Commercial | School K-12 | Commercial EM-New-School K-12 | 18.9134 | 27.9507 | C-All-HVAC-Vent-All-All-E | R-All-HVAC-CAC-All-All-E | 0 | 0 | 0 | 0 | 0 | 0 | 0 | 0 | 0 | 0 | 0 | 0 | 0 | 0 | 0 | 0 | 0 | 0 | 0 | 0 | 0 | 0 | 0 | 0 | 0 | 0 | 0 | 0 | 0 | 0 | 0 | 0 | 0 | 0 | 0 | 0 | 0 | 0 | 0 | 0 | 0 | 0
Under $20 | Under $15 | Commercial EM | Under $20 | 16.2265 | HVAC | Rural | SC New | Measure InputOutput-New | Commercial | University | Commercial EM-New-University | 10.7332 | 16.2265 | C-All-HVAC-Vent-All-All-E | R-All-HVAC-CAC-All-All-E | 0 | 0 | 0 | 0 | 0 | 0 | 0 | 0 | 0 | 0 | 0 | 0 | 0 | 0 | 0 | 0 | 0 | 0 | 0 | 0 | 0 | 0 | 0 | 0 | 0 | 0 | 0 | 0 | 0 | 0 | 0 | 0 | 0 | 0 | 0 | 0 | 0 | 0 | 0 | 0 | 0 | 0
Under $30 | Under $25 | Commercial EM | Under $30 | 27.2941 | HVAC | Rural | SC New | Measure InputOutput-New | Commercial | Warehouse | Commercial EM-New-Warehouse | 21.5682 | 27.2941 | C-All-HVAC-Vent-All-All-E | R-All-HVAC-CAC-All-All-E | 0 | 0 | 0 | 0 | 0 | 0 | 0 | 0 | 0 | 0 | 0 | 0 | 0 | 0 | 0 | 0 | 0 | 0 | 0 | 0 | 0 | 0 | 0 | 0 | 0 | 0 | 0 | 0 | 0 | 0 | 0 | 0 | 0 | 0 | 0 | 0 | 0 | 0 | 0 | 0 | 0 | 0
Under $15 | Under $10 | Commercial EM | Under $15 | 11.9243 | HVAC | Rural | SC New | Measure InputOutput-New | Commercial | Supermarket | Commercial EM-New-Supermarket | 8.2641 | 11.9243 | C-All-HVAC-Vent-All-All-E | R-All-HVAC-CAC-All-All-E | 0 | 0 | 0 | 0 | 0 | 0 | 0 | 0 | 0 | 0 | 0 | 0 | 0 | 0 | 0 | 0 | 0 | 0 | 0 | 0 | 0 | 0 | 0 | 0 | 0 | 0 | 0 | 0 | 0 | 0 | 0 | 0 | 0 | 0 | 0 | 0 | 0 | 0 | 0 | 0 | 0 | 0
Under $5 | Under $5 | Commercial EM | Under $5 | 0 | HVAC | Rural | SC New | Measure InputOutput-New | Commercial | MiniMart | Commercial EM-New-MiniMart | 0 | 0 | C-All-HVAC-Vent-All-All-E | R-All-HVAC-CAC-All-All-E | 0 | 0 | 0 | 0 | 0 | 0 | 0 | 0 | 0 | 0 | 0 | 0 | 0 | 0 | 0 | 0 | 0 | 0 | 0 | 0 | 0 | 0 | 0 | 0 | 0 | 0 | 0 | 0 | 0 | 0 | 0 | 0 | 0 | 0 | 0 | 0 | 0 | 0 | 0 | 0 | 0 | 0
Under $20 | Under $15 | Commercial EM | Under $20 | 15.6912 | HVAC | Rural | SC New | Measure InputOutput-New | Commercial | Restaurant | Commercial EM-New-Restaurant | 10.8588 | 15.6912 | C-All-HVAC-Vent-All-All-E | R-All-HVAC-CAC-All-All-E | 0 | 0 | 0 | 0 | 0 | 0 | 0 | 0 | 0 | 0 | 0 | 0 | 0 | 0 | 0 | 0 | 0 | 0 | 0 | 0 | 0 | 0 | 0 | 0 | 0 | 0 | 0 | 0 | 0 | 0 | 0 | 0 | 0 | 0 | 0 | 0 | 0 | 0 | 0 | 0 | 0 | 0
Under $10 | Under $10 | Commercial EM | Under $10 | 9.0648 | HVAC | Rural | SC New | Measure InputOutput-New | Commercial | Lodging | Commercial EM-New-Lodging | 6.321 | 9.0648 | C-All-HVAC-Vent-All-All-E | R-All-HVAC-CAC-All-All-E | 0 | 0 | 0 | 0 | 0 | 0 | 0 | 0 | 0 | 0 | 0 | 0 | 0 | 0 | 0 | 0 | 0 | 0 | 0 | 0 | 0 | 0 | 0 | 0 | 0 | 0 | 0 | 0 | 0 | 0 | 0 | 0 | 0 | 0 | 0 | 0 | 0 | 0 | 0 | 0 | 0 | 0
Under $10 | Under $10 | Commercial EM | Under $10 | 6.4586 | HVAC | Rural | SC New | Measure InputOutput-New | Commercial | Hospital | Commercial EM-New-Hospital | 5.0827 | 6.4586 | C-All-HVAC-Vent-All-All-E | R-All-HVAC-CAC-All-All-E | 0 | 0 | 0 | 0 | 0 | 0 | 0 | 0 | 0 | 0 | 0 | 0 | 0 | 0 | 0 | 0 | 0 | 0 | 0 | 0 | 0 | 0 | 0 | 0 | 0 | 0 | 0 | 0 | 0 | 0 | 0 | 0 | 0 | 0 | 0 | 0 | 0 | 0 | 0 | 0 | 0 | 0
Under $10 | Under $10 | Commercial EM | Under $10 | 8.992 | HVAC | Rural | SC New | Measure InputOutput-New | Commercial | Residential Care | Commercial EM-New-Residential Care | 6.3443 | 8.992 | C-All-HVAC-Vent-All-All-E | R-All-HVAC-CAC-All-All-E | 0 | 0 | 0 | 0 | 0 | 0 | 0 | 0 | 0 | 0 | 0 | 0 | 0 | 0 | 0 | 0 | 0 | 0 | 0 | 0 | 0 | 0 | 0 | 0 | 0 | 0 | 0 | 0 | 0 | 0 | 0 | 0 | 0 | 0 | 0 | 0 | 0 | 0 | 0 | 0 | 0 | 0
Under $15 | Under $15 | Commercial EM | Under $15 | 14.3791 | HVAC | Rural | SC New | Measure InputOutput-New | Commercial | Assembly | Commercial EM-New-Assembly | 10.7057 | 14.3791 | C-All-HVAC-Vent-All-All-E | R-All-HVAC-CAC-All-All-E | 0 | 0 | 0 | 0 | 0 | 0 | 0 | 0 | 0 | 0 | 0 | 0 | 0 | 0 | 0 | 0 | 0 | 0 | 0 | 0 | 0 | 0 | 0 | 0 | 0 | 0 | 0 | 0 | 0 | 0 | 0 | 0 | 0 | 0 | 0 | 0 | 0 | 0 | 0 | 0 | 0 | 0
Under $15 | Under $15 | Commercial EM | Under $15 | 14.1699 | HVAC | Rural | SC New | Measure InputOutput-New | Commercial | Other | Commercial EM-New-Other | 10.7057 | 14.1699 | C-All-HVAC-Vent-All-All-E | R-All-HVAC-CAC-All-All-E | 0 | 0 | 0 | 0 | 0 | 0 | 0 | 0 | 0 | 0 | 0 | 0 | 0 | 0 | 0 | 0 | 0 | 0 | 0 | 0 | 0 | 0 | 0 | 0 | 0 | 0 | 0 | 0 | 0 | 0 | 0 | 0 | 0 | 0 | 0 | 0 | 0 | 0 | 0 | 0 | 0 | 0
Under $15 | Under $10 | Commercial EM | Under $15 | 12.8195 | HVAC | Rural | SC Retro | Measure InputOutput | Commercial | Large Off | Commercial EM-Retro-Large Off | 9.266 | 12.8195 | C-Off-HVAC-Vent-All-All-E | C-LOff-HVAC-ER-All-All-C | 0.31401 | 0.313 | 0.312 | 0.31661 | 0.31997 | 0.29022 | 0.23088 | 0.18268 | 0.14397 | 0.11258 | 0.087269 | 0.066844 | 0.05015 | 0.036703 | 0.025735 | 0.016829 | 0 | 0 | 0 | 0 | 3.3828 | 2.8194 | 0.31401 | 0.627 | 0.939 | 1.2556 | 1.5756 | 1.8658 | 2.0967 | 2.2794 | 2.4233 | 2.5359 | 2.6232 | 2.69 | 2.7402 | 2.7769 | 2.8026 | 2.8194 | 2.8194 | 2.8194 | 2.8194 | 2.8194
Under $20 | Under $15 | Commercial EM | Under $20 | 15.656 | HVAC | Rural | SC Retro | Measure InputOutput | Commercial | Medium Off | Commercial EM-Retro-Medium Off | 11.3616 | 15.656 | C-Off-HVAC-Vent-All-All-E | C-LOff-HVAC-ER-All-All-C | 0.019712 | 0.019648 | 0.019585 | 0.020159 | 0.020529 | 0.018896 | 0.015224 | 0.012187 | 0.0097416 | 0.0077327 | 0.0060945 | 0.0047554 | 0.0036453 | 0.0027485 | 0.0020013 | 0.0013892 | 0 | 0 | 0 | 0 | 0.25994 | 0.18405 | 0.019712 | 0.03936 | 0.058946 | 0.079104 | 0.099633 | 0.11853 | 0.13375 | 0.14594 | 0.15568 | 0.16341 | 0.16951 | 0.17426 | 0.17791 | 0.18066 | 0.18266 | 0.18405 | 0.18405 | 0.18405 | 0.18405 | 0.18405
Under $50 | Under $35 | Commercial EM | Under $50 | 45.3349 | HVAC | Rural | SC Retro | Measure InputOutput | Commercial | Small Off | Commercial EM-Retro-Small Off | 31.6095 | 45.3349 | C-Off-HVAC-Vent-All-All-E | C-SOff-HVAC-ER-All-All-C | 0.004903 | 0.0048873 | 0.0048716 | 0.0048998 | 0.0049137 | 0.0044178 | 0.0034873 | 0.0027378 | 0.0021383 | 0.0016562 | 0.0012693 | 0.00095842 | 0.0007076 | 0.0005068 | 0.00034445 | 0.00021381 | 0 | 0 | 0 | 0 | 0.04582 | 0.042913 | 0.004903 | 0.0097902 | 0.014662 | 0.019562 | 0.024475 | 0.028893 | 0.03238 | 0.035118 | 0.037257 | 0.038913 | 0.040182 | 0.04114 | 0.041848 | 0.042355 | 0.042699 | 0.042913 | 0.042913 | 0.042913 | 0.042913 | 0.042913
Under $20 | Under $15 | Commercial EM | Under $20 | 15.1144 | HVAC | Rural | SC Retro | Measure InputOutput | Commercial | XLarge Ret | Commercial EM-Retro-XLarge Ret | 10.7511 | 15.1144 | C-Ret-HVAC-Vent-All-All-E | C-Ret-HVAC-ER-All-All-C | 0.0026148 | 0.002602 | 0.0025893 | 0.0025943 | 0.0025965 | 0.0023212 | 0.0018236 | 0.0014279 | 0.0011124 | 0.00085957 | 0.00065927 | 0.00049889 | 0.00036864 | 0.00026363 | 0.00017886 | 0.00011016 | 0 | 0 | 0 | 0 | 0.02384 | 0.022621 | 0.0026148 | 0.0052169 | 0.0078061 | 0.0104 | 0.012997 | 0.015318 | 0.017142 | 0.01857 | 0.019682 | 0.020542 | 0.021201 | 0.0217 | 0.022068 | 0.022332 | 0.022511 | 0.022621 | 0.022621 | 0.022621 | 0.022621 | 0.022621
Under $35 | Under $25 | Commercial EM | Under $35 | 32.4444 | HVAC | Rural | SC Retro | Measure InputOutput | Commercial | Large Ret | Commercial EM-Retro-Large Ret | 22.345 | 32.4444 | C-Ret-HVAC-Vent-All-All-E | C-Ret-HVAC-ER-All-All-C | 0.029706 | 0.029561 | 0.029417 | 0.029327 | 0.029229 | 0.02603 | 0.020377 | 0.015878 | 0.012294 | 0.0094356 | 0.0071618 | 0.0053485 | 0.0038967 | 0.0027368 | 0.0018096 | 0.0010676 | 0 | 0 | 0 | 0 | 0.23907 | 0.23907 | 0.029706 | 0.059268 | 0.088684 | 0.11801 | 0.14724 | 0.17327 | 0.19365 | 0.20953 | 0.22182 | 0.23126 | 0.23842 | 0.23907 | 0.23907 | 0.23907 | 0.23907 | 0.23907 | 0.23907 | 0.23907 | 0.23907 | 0.23907
Under $25 | Under $20 | Commercial EM | Under $25 | 23.1535 | HVAC | Rural | SC Retro | Measure InputOutput | Commercial | Medium Ret | Commercial EM-Retro-Medium Ret | 15.8896 | 23.1535 | C-Ret-HVAC-Vent-All-All-E | C-Ret-HVAC-ER-All-All-C | 0.001934 | 0.0019245 | 0.0019151 | 0.0019401 | 0.001959 | 0.0017652 | 0.0013976 | 0.0011066 | 0.00087465 | 0.00068679 | 0.00053852 | 0.00041898 | 0.00031891 | 0.00023692 | 0.00016939 | 0.0001135 | 0 | 0 | 0 | 0 | 0.022184 | 0.0173 | 0.001934 | 0.0038586 | 0.0057736 | 0.0077137 | 0.0096727 | 0.011438 | 0.012835 | 0.013942 | 0.014817 | 0.015504 | 0.016042 | 0.016461 | 0.01678 | 0.017017 | 0.017186 | 0.0173 | 0.0173 | 0.0173 | 0.0173 | 0.0173
Under $10 | Under $10 | Commercial EM | Under $10 | 9.2637 | HVAC | Rural | SC Retro | Measure InputOutput | Commercial | Small Ret | Commercial EM-Retro-Small Ret | 6.5201 | 9.2637 | C-Ret-HVAC-Vent-All-All-E | C-Ret-HVAC-ER-All-All-C | 0.008781 | 0.008738 | 0.0086952 | 0.0086951 | 0.0086871 | 0.0077518 | 0.0060788 | 0.0047492 | 0.0036902 | 0.0028431 | 0.0021699 | 0.0016321 | 0.0011977 | 0.00084897 | 0.00056851 | 0.00034254 | 0 | 0 | 0 | 0 | 0.076203 | 0.075469 | 0.008781 | 0.017519 | 0.026214 | 0.034909 | 0.043596 | 0.051348 | 0.057427 | 0.062176 | 0.065866 | 0.06871 | 0.070879 | 0.072512 | 0.073709 | 0.074558 | 0.075127 | 0.075469 | 0.075469 | 0.075469 | 0.075469 | 0.075469
Under $20 | Under $15 | Commercial EM | Under $20 | 19.9604 | HVAC | Rural | SC Retro | Measure InputOutput | Commercial | School K-12 | Commercial EM-Retro-School K-12 | 13.5975 | 19.9604 | C-Sch-HVAC-Vent-All-All-C | C-Sch-HVAC-ER-All-All-C | 0.037853 | 0.037687 | 0.037523 | 0.037491 | 0.037481 | 0.0335 | 0.026386 | 0.020718 | 0.016144 | 0.012473 | 0.0095324 | 0.0071728 | 0.0052724 | 0.0037471 | 0.0025176 | 0.0015343 | 0 | 0 | 0 | 0 | 0.33643 | 0.32703 | 0.037853 | 0.07554 | 0.11306 | 0.15055 | 0.18804 | 0.22153 | 0.24792 | 0.26864 | 0.28478 | 0.29726 | 0.30679 | 0.31396 | 0.31923 | 0.32298 | 0.3255 | 0.32703 | 0.32703 | 0.32703 | 0.32703 | 0.32703
Under $15 | Under $10 | Commercial EM | Under $15 | 11.9247 | HVAC | Rural | SC Retro | Measure InputOutput | Commercial | University | Commercial EM-Retro-University | 7.8074 | 11.9247 | C-All-HVAC-Vent-All-All-E | C-Unv-HVAC-ER-All-All-C | 0.083082 | 0.082719 | 0.082357 | 0.0824 | 0.082491 | 0.073741 | 0.058097 | 0.045623 | 0.0356 | 0.027568 | 0.021108 | 0.015929 | 0.011761 | 0.0083864 | 0.005665 | 0.0034878 | 0 | 0 | 0 | 0 | 0.75723 | 0.72001 | 0.083082 | 0.1658 | 0.24816 | 0.33056 | 0.41305 | 0.48679 | 0.54489 | 0.59051 | 0.62611 | 0.65368 | 0.67479 | 0.69071 | 0.70247 | 0.71086 | 0.71653 | 0.72001 | 0.72001 | 0.72001 | 0.72001 | 0.72001
Under $20 | Under $15 | Commercial EM | Under $20 | 15.6143 | HVAC | Rural | SC Retro | Measure InputOutput | Commercial | Warehouse | Commercial EM-Retro-Warehouse | 11.722 | 15.6143 | C-War-HVAC-Vent-All-All-E | C-War-HVAC-ER-All-All-C | 0.011582 | 0.011536 | 0.011491 | 0.011555 | 0.0116 | 0.010433 | 0.0082654 | 0.0065181 | 0.0051077 | 0.0039691 | 0.0030494 | 0.0023025 | 0.0017029 | 0.0012198 | 0.00083245 | 0.00052011 | 0 | 0 | 0 | 0 | 0.10954 | 0.10168 | 0.011582 | 0.023118 | 0.034609 | 0.046164 | 0.057764 | 0.068197 | 0.076462 | 0.08298 | 0.088088 | 0.092057 | 0.095107 | 0.097409 | 0.099112 | 0.10033 | 0.10116 | 0.10168 | 0.10168 | 0.10168 | 0.10168 | 0.10168
Under $15 | Under $10 | Commercial EM | Under $15 | 10.0155 | HVAC | Rural | SC Retro | Measure InputOutput | Commercial | Supermarket | Commercial EM-Retro-Supermarket | 7.009 | 10.0155 | C-Gro-HVAC-Vent-All-All-E | C-Gro-HVAC-ER-All-All-C | 0.0031728 | 0.0031425 | 0.0031124 | 0.0031017 | 0.0030911 | 0.002753 | 0.0021559 | 0.0016797 | 0.0013001 | 0.00099733 | 0.00075595 | 0.00056351 | 0.00040991 | 0.00028761 | 0.00019009 | 0.00011232 | 0 | 0 | 0 | 0 | 0.024738 | 0.024738 | 0.0031728 | 0.0063152 | 0.0094276 | 0.012529 | 0.01562 | 0.018373 | 0.020529 | 0.022209 | 0.023509 | 0.024506 | 0.024738 | 0.024738 | 0.024738 | 0.024738 | 0.024738 | 0.024738 | 0.024738 | 0.024738 | 0.024738 | 0.024738
Under $5 | Under $5 | Commercial EM | Under $5 | 0 | HVAC | Rural | SC Retro | Measure InputOutput | Commercial | MiniMart | Commercial EM-Retro-MiniMart | 0 | 0 | C-Gro-HVAC-Vent-All-All-E | C-Gro-HVAC-ER-All-All-C | 0 | 0 | 0 | 0 | 0 | 0 | 0 | 0 | 0 | 0 | 0 | 0 | 0 | 0 | 0 | 0 | 0 | 0 | 0 | 0 | 0 | 0 | 0 | 0 | 0 | 0 | 0 | 0 | 0 | 0 | 0 | 0 | 0 | 0 | 0 | 0 | 0 | 0 | 0 | 0 | 0 | 0
Under $15 | Under $10 | Commercial EM | Under $15 | 14.2325 | HVAC | Rural | SC Retro | Measure InputOutput | Commercial | Restaurant | Commercial EM-Retro-Restaurant | 9.9026 | 14.2325 | C-Res-HVAC-Vent-All-All-E | C-Res-HVAC-ER-All-All-C | 0.0018634 | 0.001854 | 0.0018446 | 0.001853 | 0.0018612 | 0.0016701 | 0.0013172 | 0.0010337 | 0.00080591 | 0.00062299 | 0.00047749 | 0.00036113 | 0.00026718 | 0.00019151 | 0.00013071 | 8.1474e-05 | 0 | 0 | 0 | 0 | 0.017521 | 0.016235 | 0.0018634 | 0.0037173 | 0.005562 | 0.0074149 | 0.0092761 | 0.010946 | 0.012263 | 0.013297 | 0.014103 | 0.014726 | 0.015203 | 0.015565 | 0.015832 | 0.016023 | 0.016154 | 0.016235 | 0.016235 | 0.016235 | 0.016235 | 0.016235
Under $10 | Under $10 | Commercial EM | Under $10 | 9.9025 | HVAC | Rural | SC Retro | Measure InputOutput | Commercial | Lodging | Commercial EM-Retro-Lodging | 6.8571 | 9.9025 | C-All-HVAC-Vent-All-All-E | C-Lod-HVAC-ER-All-All-C | 0.030613 | 0.030535 | 0.030457 | 0.03051 | 0.030555 | 0.027336 | 0.021494 | 0.01682 | 0.013079 | 0.010091 | 0.0077299 | 0.0058401 | 0.0043156 | 0.0030876 | 0.0021003 | 0.0012992 | 0 | 0 | 0 | 0 | 0.28222 | 0.26586 | 0.030613 | 0.061148 | 0.091605 | 0.12211 | 0.15267 | 0.18 | 0.2015 | 0.21832 | 0.2314 | 0.24149 | 0.24922 | 0.25506 | 0.25937 | 0.26246 | 0.26456 | 0.26586 | 0.26586 | 0.26586 | 0.26586 | 0.26586
Under $10 | Under $5 | Commercial EM | Under $10 | 5.9039 | HVAC | Rural | SC Retro | Measure InputOutput | Commercial | Hospital | Commercial EM-Retro-Hospital | 4.4533 | 5.9039 | C-Hea-HVAC-Vent-All-All-C | C-Hea-HVAC-ER-All-All-C | 0.14345 | 0.14313 | 0.14281 | 0.14503 | 0.14686 | 0.1327 | 0.10519 | 0.082991 | 0.065146 | 0.050891 | 0.039456 | 0.030276 | 0.022738 | 0.016587 | 0.011596 | 0.0075305 | 0 | 0 | 0 | 0 | 1.5099 | 1.2864 | 0.14345 | 0.28658 | 0.42939 | 0.57443 | 0.72129 | 0.85398 | 0.95918 | 1.0422 | 1.1073 | 1.1582 | 1.1977 | 1.2279 | 1.2507 | 1.2673 | 1.2789 | 1.2864 | 1.2864 | 1.2864 | 1.2864 | 1.2864
Under $10 | Under $10 | Commercial EM | Under $10 | 7.7303 | HVAC | Rural | SC Retro | Measure InputOutput | Commercial | Residential Care | Commercial EM-Retro-Residential Care | 5.4335 | 7.7303 | C-Hea-HVAC-Vent-All-All-C | C-Hea-HVAC-ER-All-All-C | 0.020316 | 0.020264 | 0.020212 | 0.020561 | 0.020885 | 0.018926 | 0.015057 | 0.01193 | 0.0094057 | 0.0073752 | 0.0057507 | 0.0044361 | 0.0033503 | 0.0024674 | 0.0017462 | 0.0011557 | 0 | 0 | 0 | 0 | 0.22697 | 0.18384 | 0.020316 | 0.040579 | 0.060791 | 0.081352 | 0.10224 | 0.12116 | 0.13622 | 0.14815 | 0.15756 | 0.16493 | 0.17068 | 0.17512 | 0.17847 | 0.18094 | 0.18268 | 0.18384 | 0.18384 | 0.18384 | 0.18384 | 0.18384
Under $15 | Under $10 | Commercial EM | Under $15 | 10.506 | HVAC | Rural | SC Retro | Measure InputOutput | Commercial | Assembly | Commercial EM-Retro-Assembly | 7.4917 | 10.506 | C-All-HVAC-Vent-All-All-E | C-All-HVAC-ER-All-All-C | 0.08241 | 0.082016 | 0.081623 | 0.081865 | 0.082063 | 0.073294 | 0.057576 | 0.045125 | 0.035217 | 0.027319 | 0.020983 | 0.015968 | 0.011922 | 0.0086454 | 0.0059968 | 0.0038247 | 0 | 0 | 0 | 0 | 0.80811 | 0.71585 | 0.08241 | 0.16443 | 0.24605 | 0.32791 | 0.40998 | 0.48327 | 0.54085 | 0.58597 | 0.62119 | 0.64851 | 0.66949 | 0.68546 | 0.69738 | 0.70603 | 0.71202 | 0.71585 | 0.71585 | 0.71585 | 0.71585 | 0.71585
Under $10 | Under $10 | Commercial EM | Under $10 | 9.3919 | HVAC | Rural | SC Retro | Measure InputOutput | Commercial | Other | Commercial EM-Retro-Other | 6.7351 | 9.3919 | C-All-HVAC-Vent-All-All-E | C-All-HVAC-ER-All-All-C | 0.077807 | 0.077059 | 0.076317 | 0.077487 | 0.078826 | 0.071634 | 0.057372 | 0.045827 | 0.03637 | 0.028742 | 0.022541 | 0.017487 | 0.013301 | 0.0098974 | 0.0070842 | 0.0047928 | 0 | 0 | 0 | 0 | 0.91886 | 0.70254 | 0.077807 | 0.15487 | 0.23118 | 0.30867 | 0.3875 | 0.45913 | 0.5165 | 0.56233 | 0.5987 | 0.62744 | 0.64998 | 0.66747 | 0.68077 | 0.69067 | 0.69775 | 0.70254 | 0.70254 | 0.70254 | 0.70254 | 0.70254
Under $5 | Under $35 | LEC Exit Sign | Under $5 | -12.7218 | Lighting | Rural | SC-New | M_Input | Commercial | Commercial | LEC Exit Sign-Double-New | 31.6116 | -12.7218 | I-All-SecTotal-All-All-All-E | 0 | 0.011106 | 0.010588 | 0.013503 | 0.014833 | 0.01699 | 0.019293 | 0.021498 | 0.024873 | 0.027762 | 0.026741 | 0.028429 | 0.027855 | 0.027245 | 0.025949 | 0.025292 | 0.025469 | 0.025564 | 0.025659 | 0.025754 | 0.025849 | 0.45025 | 0.45025 | 0.011106 | 0.021694 | 0.035197 | 0.05003 | 0.06702 | 0.086313 | 0.10781 | 0.13268 | 0.16045 | 0.18719 | 0.21562 | 0.24347 | 0.27072 | 0.29666 | 0.32196 | 0.34742 | 0.37299 | 0.39865 | 0.4244 | 0.45025
Under $5 | Under $70 | LEC Exit Sign | Under $5 | -23.0064 | Lighting | Rural | SC-New | M_Input | Commercial | Commercial | LEC Exit Sign-Single-New | 65.947 | -23.0064 | I-All-SecTotal-All-All-All-E | 0 | 0.00228 | 0.0021738 | 0.0027721 | 0.0030452 | 0.003488 | 0.0039608 | 0.0044136 | 0.0051063 | 0.0056995 | 0.0054898 | 0.0058364 | 0.0057185 | 0.0055933 | 0.0053272 | 0.0051923 | 0.0052287 | 0.0052482 | 0.0052677 | 0.0052873 | 0.0053068 | 0.092436 | 0.092436 | 0.00228 | 0.0044538 | 0.0072259 | 0.010271 | 0.013759 | 0.01772 | 0.022134 | 0.02724 | 0.032939 | 0.038429 | 0.044266 | 0.049984 | 0.055577 | 0.060905 | 0.066097 | 0.071326 | 0.076574 | 0.081842 | 0.087129 | 0.092436
Under $5 | Under $35 | LEC Exit Sign | Under $5 | -12.7214 | Lighting | Rural | SC-NR | M_Input | Commercial | Commercial | LEC Exit Sign-Double-NR | 31.6116 | -12.7214 | I-All-SecTotal-All-All-All-E | 0 | 0.069167 | 0.076917 | 0.083442 | 0.088873 | 0.093346 | 0.09699 | 0.099924 | 0.10208 | 0.10363 | 0.10472 | 0.10545 | 0.10589 | 0.10612 | 0.10619 | 0.10612 | 0.10684 | 0.10705 | 0.1073 | 0.10753 | 0.10778 | 2.2166 | 1.9854 | 0.069167 | 0.14608 | 0.22953 | 0.3184 | 0.41174 | 0.50873 | 0.60866 | 0.71074 | 0.81437 | 0.91909 | 1.0245 | 1.1304 | 1.2366 | 1.3427 | 1.4489 | 1.5557 | 1.6628 | 1.7701 | 1.8776 | 1.9854
Under $5 | Under $70 | LEC Exit Sign | Under $5 | -23.0064 | Lighting | Rural | SC-NR | M_Input | Commercial | Commercial | LEC Exit Sign-Single-NR | 65.947 | -23.0064 | I-All-SecTotal-All-All-All-E | 0 | 0.0142 | 0.015791 | 0.01713 | 0.018246 | 0.019164 | 0.019912 | 0.020514 | 0.020957 | 0.021276 | 0.021499 | 0.021648 | 0.02174 | 0.021787 | 0.0218 | 0.021787 | 0.021934 | 0.021977 | 0.022029 | 0.022076 | 0.022126 | 0.45507 | 0.40759 | 0.0142 | 0.029991 | 0.047121 | 0.065367 | 0.084531 | 0.10444 | 0.12496 | 0.14591 | 0.16719 | 0.18869 | 0.21034 | 0.23208 | 0.25386 | 0.27566 | 0.29745 | 0.31938 | 0.34136 | 0.36339 | 0.38547 | 0.40759
Under $5 | Under $5 | Exterior Building Lighting | Under $5 | 1.2147 | Lighting | Rural | SC-New | M_Input | Commercial | Commercial | Exterior Lighting: Parking Lot - HPS 250W - New | 0.40077 | 1.2147 | S-All-Lgt-Streetlight-All-All-U | 0 | 0.029288 | 0.027924 | 0.035609 | 0.039117 | 0.044806 | 0.050879 | 0.056695 | 0.065594 | 0.073213 | 0.070519 | 0.074972 | 0.073457 | 0.071849 | 0.068431 | 0.066698 | 0.067166 | 0.067416 | 0.067667 | 0.067917 | 0.068168 | 1.1874 | 1.1874 | 0.029288 | 0.057211 | 0.092821 | 0.13194 | 0.17674 | 0.22762 | 0.28432 | 0.34991 | 0.42312 | 0.49364 | 0.56861 | 0.64207 | 0.71392 | 0.78235 | 0.84905 | 0.91622 | 0.98363 | 1.0513 | 1.1192 | 1.1874
Under $5 | Under $5 | Exterior Building Lighting | Under $5 | -8.7396 | Lighting | Rural | SC-New | M_Input | Commercial | Commercial | Exterior Lighting: Walkway - HID 150W - New | -4.6495 | -8.7396 | S-All-Lgt-Streetlight-All-All-U | 0 | 0.012819 | 0.012222 | 0.015586 | 0.017121 | 0.019612 | 0.02227 | 0.024815 | 0.02871 | 0.032045 | 0.030866 | 0.032815 | 0.032152 | 0.031449 | 0.029952 | 0.029194 | 0.029399 | 0.029508 | 0.029618 | 0.029728 | 0.029837 | 0.51972 | 0.51972 | 0.012819 | 0.025042 | 0.040628 | 0.057749 | 0.077361 | 0.099631 | 0.12445 | 0.15316 | 0.1852 | 0.21607 | 0.24888 | 0.28104 | 0.31248 | 0.34244 | 0.37163 | 0.40103 | 0.43054 | 0.46016 | 0.48988 | 0.51972
Under $5 | Under $5 | Exterior Building Lighting | Under $5 | -8.9472 | Lighting | Rural | SC-New | M_Input | Commercial | Commercial | Exterior Lighting: Façade - HID 150W - New | -4.613 | -8.9472 | S-All-Lgt-Streetlight-All-All-U | 0 | 0.012849 | 0.01225 | 0.015622 | 0.017161 | 0.019657 | 0.022321 | 0.024872 | 0.028777 | 0.032119 | 0.030938 | 0.032891 | 0.032226 | 0.031521 | 0.030021 | 0.029261 | 0.029466 | 0.029576 | 0.029686 | 0.029796 | 0.029906 | 0.52092 | 0.52092 | 0.012849 | 0.025099 | 0.040721 | 0.057882 | 0.077539 | 0.09986 | 0.12473 | 0.15351 | 0.18563 | 0.21657 | 0.24946 | 0.28168 | 0.3132 | 0.34323 | 0.37249 | 0.40195 | 0.43153 | 0.46121 | 0.49101 | 0.52092
Under $5 | Under $5 | Exterior Building Lighting | Under $5 | -39.2636 | Lighting | Rural | SC-New | M_Input | Commercial | Commercial | Exterior Lighting: Walkway - INC 75W - New | -1.7509 | -39.2636 | S-All-Lgt-Streetlight-All-All-U | 0 | 0.00032933 | 0.00031399 | 0.00040041 | 0.00043985 | 0.00050382 | 0.00057211 | 0.00063751 | 0.00073757 | 0.00082325 | 0.00079296 | 0.00084303 | 0.00082599 | 0.00080791 | 0.00076948 | 0.00074999 | 0.00075525 | 0.00075807 | 0.00076088 | 0.0007637 | 0.00076652 | 0.013352 | 0.013352 | 0.00032933 | 0.00064332 | 0.0010437 | 0.0014836 | 0.0019874 | 0.0025595 | 0.003197 | 0.0039346 | 0.0047578 | 0.0055508 | 0.0063938 | 0.0072198 | 0.0080277 | 0.0087972 | 0.0095472 | 0.010302 | 0.011061 | 0.011821 | 0.012585 | 0.013352
Under $5 | Under $5 | Exterior Building Lighting | Under $5 | -6.2697 | Lighting | Rural | SC-New | M_Input | Commercial | Commercial | Exterior Lighting: Façade - HID 400W - New | -3.8043 | -6.2697 | S-All-Lgt-Streetlight-All-All-U | 0 | 0.0055439 | 0.0052857 | 0.0067405 | 0.0074045 | 0.0084813 | 0.009631 | 0.010732 | 0.012416 | 0.013859 | 0.013349 | 0.014192 | 0.013905 | 0.0136 | 0.012953 | 0.012625 | 0.012714 | 0.012761 | 0.012809 | 0.012856 | 0.012904 | 0.22476 | 0.22476 | 0.0055439 | 0.01083 | 0.01757 | 0.024975 | 0.033456 | 0.043087 | 0.053819 | 0.066235 | 0.080094 | 0.093442 | 0.10763 | 0.12154 | 0.13514 | 0.14809 | 0.16072 | 0.17343 | 0.18619 | 0.199 | 0.21186 | 0.22476
Under $5 | Under $5 | Exterior Building Lighting | Under $5 | -10.0808 | Lighting | Rural | SC-New | M_Input | Commercial | Commercial | Exterior Lighting: Walkway - CFL 26W - New | -0.13798 | -10.0808 | S-All-Lgt-Streetlight-All-All-U | 0 | 0.00044366 | 0.00042299 | 0.00053942 | 0.00059255 | 0.00067873 | 0.00077073 | 0.00085882 | 0.00099363 | 0.001109 | 0.0010682 | 0.0011357 | 0.0011127 | 0.0010884 | 0.0010366 | 0.0010104 | 0.0010174 | 0.0010212 | 0.001025 | 0.0010288 | 0.0010326 | 0.017987 | 0.017987 | 0.00044366 | 0.00086665 | 0.0014061 | 0.0019986 | 0.0026773 | 0.0034481 | 0.0043069 | 0.0053005 | 0.0064096 | 0.0074778 | 0.0086135 | 0.0097262 | 0.010815 | 0.011851 | 0.012862 | 0.013879 | 0.0149 | 0.015925 | 0.016954 | 0.017987
Under $5 | Under $5 | Exterior Building Lighting | Under $5 | 0.3201 | Lighting | Rural | SC-New | M_Input | Commercial | Commercial | Exterior Lighting: Parking Lot - MH 400W - New | 0.073999 | 0.3201 | S-All-Lgt-Streetlight-All-All-U | 0 | 0.011255 | 0.010731 | 0.013684 | 0.015032 | 0.017218 | 0.019552 | 0.021787 | 0.025207 | 0.028134 | 0.027099 | 0.02881 | 0.028228 | 0.02761 | 0.026297 | 0.025631 | 0.025811 | 0.025907 | 0.026003 | 0.0261 | 0.026196 | 0.45629 | 0.45629 | 0.011255 | 0.021985 | 0.035669 | 0.050701 | 0.067919 | 0.087471 | 0.10926 | 0.13446 | 0.1626 | 0.1897 | 0.21851 | 0.24674 | 0.27435 | 0.30064 | 0.32628 | 0.35209 | 0.37799 | 0.404 | 0.4301 | 0.45629
Under $10 | Under $5 | Exterior Building Lighting | Under $10 | 5.2412 | Lighting | Rural | SC-New | M_Input | Commercial | Commercial | Exterior Lighting: Parking Lot - MH 1000W - New | 2.6052 | 5.2412 | S-All-Lgt-Streetlight-All-All-U | 0 | 0.0013689 | 0.0013051 | 0.0016643 | 0.0018282 | 0.0020941 | 0.002378 | 0.0026498 | 0.0030657 | 0.0034218 | 0.0032959 | 0.003504 | 0.0034332 | 0.0033581 | 0.0031983 | 0.0031173 | 0.0031392 | 0.0031509 | 0.0031626 | 0.0031743 | 0.003186 | 0.055496 | 0.055496 | 0.0013689 | 0.002674 | 0.0043383 | 0.0061665 | 0.0082606 | 0.010639 | 0.013288 | 0.016354 | 0.019776 | 0.023072 | 0.026576 | 0.030009 | 0.033367 | 0.036566 | 0.039683 | 0.042822 | 0.045973 | 0.049136 | 0.05231 | 0.055496
Under $20 | Under $10 | Exterior Building Lighting | Under $20 | 15.3625 | Lighting | Rural | SC-NR | M_Input | Commercial | Parking | Exterior Lighting: Parking Lot - HPS 250W - NR | 9.6552 | 15.3625 | S-All-Lgt-Streetlight-All-All-U | 0 | 0.52915 | 0.58262 | 0.62763 | 0.66509 | 0.69595 | 0.72512 | 0.74454 | 0.75948 | 0.76995 | 0.77736 | 0.78231 | 0.78532 | 0.787 | 0.78749 | 0.78675 | 0.78562 | 0.78192 | 0.77825 | 0.77455 | 0.77092 | 5.8153 | 5.8153 | 0.52915 | 1.1118 | 1.7394 | 2.4045 | 3.1004 | 3.8256 | 4.5701 | 5.3296 | 5.8153 | 5.8153 | 5.8153 | 5.8153 | 5.8153 | 5.8153 | 5.8153 | 5.8153 | 5.8153 | 5.8153 | 5.8153 | 5.8153
Under $10 | Under $5 | Exterior Building Lighting | Under $10 | 5.8978 | Lighting | Rural | SC-NR | M_Input | Commercial | Exterior | Exterior Lighting: Walkway - HID 150W - NR | 4.8605 | 5.8978 | S-All-Lgt-Streetlight-All-All-U | 0 | 0.35882 | 0.39445 | 0.42445 | 0.44942 | 0.46999 | 0.48943 | 0.50238 | 0.51234 | 0.51931 | 0.52425 | 0.52755 | 0.52956 | 0.53068 | 0.531 | 0.53051 | 0.52976 | 0.52729 | 0.52485 | 0.52238 | 0.51996 | 2.9474 | 2.9474 | 0.35882 | 0.75327 | 1.1777 | 1.6271 | 2.0971 | 2.5866 | 2.9474 | 2.9474 | 2.9474 | 2.9474 | 2.9474 | 2.9474 | 2.9474 | 2.9474 | 2.9474 | 2.9474 | 2.9474 | 2.9474 | 2.9474 | 2.9474
Under $10 | Under $10 | Exterior Building Lighting | Under $10 | 6.8356 | Lighting | Rural | SC-NR | M_Input | Commercial | Exterior | Exterior Lighting: Façade - HID 150W - NR | 6.026 | 6.8356 | S-All-Lgt-Streetlight-All-All-U | 0 | 0.36397 | 0.40012 | 0.43055 | 0.45588 | 0.47674 | 0.49647 | 0.5096 | 0.5197 | 0.52678 | 0.53179 | 0.53513 | 0.53717 | 0.5383 | 0.53863 | 0.53814 | 0.53737 | 0.53487 | 0.53239 | 0.52989 | 0.52743 | 2.9897 | 2.9897 | 0.36397 | 0.76409 | 1.1946 | 1.6505 | 2.1273 | 2.6237 | 2.9897 | 2.9897 | 2.9897 | 2.9897 | 2.9897 | 2.9897 | 2.9897 | 2.9897 | 2.9897 | 2.9897 | 2.9897 | 2.9897 | 2.9897 | 2.9897
Under $5 | Under $5 | Exterior Building Lighting | Under $5 | -39.2636 | Lighting | Rural | SC-NR | M_Input | Commercial | Exterior | Exterior Lighting: Walkway - INC 75W - NR | -1.7509 | -39.2636 | S-All-Lgt-Streetlight-All-All-U | 0 | 0.0060508 | 0.0066684 | 0.0071884 | 0.0076212 | 0.0079777 | 0.0083147 | 0.008539 | 0.0087117 | 0.0088326 | 0.0089182 | 0.0089753 | 0.0090102 | 0.0090296 | 0.0090352 | 0.0090267 | 0.0090136 | 0.0089709 | 0.0089285 | 0.0088858 | 0.0088438 | 0.07663 | 0.07663 | 0.0060508 | 0.012719 | 0.019908 | 0.027529 | 0.035506 | 0.043821 | 0.05236 | 0.061072 | 0.069905 | 0.07663 | 0.07663 | 0.07663 | 0.07663 | 0.07663 | 0.07663 | 0.07663 | 0.07663 | 0.07663 | 0.07663 | 0.07663
Under $5 | Under $5 | Exterior Building Lighting | Under $5 | 3.6854 | Lighting | Rural | SC-NR | M_Input | Commercial | Exterior | Exterior Lighting: Façade - HID 400W - NR | 2.9063 | 3.6854 | S-All-Lgt-Streetlight-All-All-U | 0 | 0.15705 | 0.17264 | 0.18577 | 0.1967 | 0.2057 | 0.21421 | 0.21988 | 0.22424 | 0.22729 | 0.22945 | 0.23089 | 0.23177 | 0.23226 | 0.23241 | 0.23219 | 0.23186 | 0.23078 | 0.22971 | 0.22863 | 0.22757 | 1.29 | 1.29 | 0.15705 | 0.32969 | 0.51546 | 0.71216 | 0.91786 | 1.1321 | 1.29 | 1.29 | 1.29 | 1.29 | 1.29 | 1.29 | 1.29 | 1.29 | 1.29 | 1.29 | 1.29 | 1.29 | 1.29 | 1.29
Under $5 | Under $5 | Exterior Building Lighting | Under $5 | -10.0808 | Lighting | Rural | SC-NR | M_Input | Commercial | Exterior | Exterior Lighting: Walkway - CFL 26W - NR | -0.13798 | -10.0808 | S-All-Lgt-Streetlight-All-All-U | 0 | 0.0081514 | 0.0089834 | 0.0096839 | 0.010267 | 0.010747 | 0.011201 | 0.011503 | 0.011736 | 0.011899 | 0.012014 | 0.012091 | 0.012138 | 0.012164 | 0.012172 | 0.01216 | 0.012143 | 0.012085 | 0.012028 | 0.011971 | 0.011914 | 0.10323 | 0.10323 | 0.0081514 | 0.017135 | 0.026819 | 0.037086 | 0.047833 | 0.059034 | 0.070538 | 0.082274 | 0.094173 | 0.10323 | 0.10323 | 0.10323 | 0.10323 | 0.10323 | 0.10323 | 0.10323 | 0.10323 | 0.10323 | 0.10323 | 0.10323
Under $10 | Under $10 | Exterior Building Lighting | Under $10 | 9.6592 | Lighting | Rural | SC-NR | M_Input | Commercial | Parking | Exterior Lighting: Parking Lot - MH 400W - NR | 6.183 | 9.6592 | S-All-Lgt-Streetlight-All-All-U | 0 | 0.20892 | 0.23002 | 0.24779 | 0.26259 | 0.27477 | 0.28629 | 0.29395 | 0.29985 | 0.30398 | 0.30691 | 0.30886 | 0.31005 | 0.31072 | 0.31091 | 0.31062 | 0.31017 | 0.30871 | 0.30726 | 0.3058 | 0.30437 | 2.296 | 2.296 | 0.20892 | 0.43894 | 0.68673 | 0.94932 | 1.2241 | 1.5104 | 1.8043 | 2.1042 | 2.296 | 2.296 | 2.296 | 2.296 | 2.296 | 2.296 | 2.296 | 2.296 | 2.296 | 2.296 | 2.296 | 2.296
Under $15 | Under $10 | Exterior Building Lighting | Under $15 | 13.7402 | Lighting | Rural | SC-NR | M_Input | Commercial | Parking | Exterior Lighting: Parking Lot - MH 1000W - NR | 8.1646 | 13.7402 | S-All-Lgt-Streetlight-All-All-U | 0 | 0.15026 | 0.16459 | 0.17665 | 0.1867 | 0.19497 | 0.20278 | 0.20799 | 0.21199 | 0.2148 | 0.21679 | 0.21811 | 0.21892 | 0.21937 | 0.2195 | 0.2193 | 0.219 | 0.21801 | 0.21702 | 0.21603 | 0.21506 | 0.27924 | 0.27924 | 0.15026 | 0.27924 | 0.27924 | 0.27924 | 0.27924 | 0.27924 | 0.27924 | 0.27924 | 0.27924 | 0.27924 | 0.27924 | 0.27924 | 0.27924 | 0.27924 | 0.27924 | 0.27924 | 0.27924 | 0.27924 | 0.27924 | 0.27924
Under $30 | Under $20 | Premium Fume Hood | Under $30 | 27.0971 | HVAC | Rural | SC-NR | Measure InputOutput | Commercial | All | Premium Fume Hood-NR | 16.7772 | 27.0971 | C-All-HVAC-Vent-All-All-E | 0 | 0.0060758 | 0.0079515 | 0.0098175 | 0.011676 | 0.013522 | 0.015362 | 0.017187 | 0.018997 | 0.020793 | 0.022583 | 0.024363 | 0.026129 | 0.027876 | 0.02962 | 0.031354 | 0.033081 | 0.032972 | 0.032865 | 0.032757 | 0.03265 | 0.53246 | 0.44763 | 0.0060758 | 0.014027 | 0.023845 | 0.03552 | 0.049042 | 0.064404 | 0.081591 | 0.10059 | 0.12138 | 0.14396 | 0.16833 | 0.19446 | 0.22233 | 0.25195 | 0.28331 | 0.31639 | 0.34936 | 0.38222 | 0.41498 | 0.44763
Under $15 | Under $10 | Grocery Refrigeration Bundle | Under $15 | 13.7717 | Refrigeration | Rural | SC-Retro | M_Input | Commercial | Grocery Refrigeration Bundle | Replace Shaded Pole with ECM in Walk-in Cooler | 8.5452 | 13.7717 | C-Gro-Ref-All-All-All-E | 0 | 0.11101 | 0.11101 | 0.11101 | 0.11101 | 0.11101 | 0.098949 | 0.077237 | 0.059868 | 0.045973 | 0.034857 | 0.025964 | 0.01885 | 0.013158 | 0.008605 | 0.0049625 | 0.0020485 | 0 | 0 | 0 | 0 | 0.91064 | 0.91064 | 0.11101 | 0.22202 | 0.33303 | 0.44404 | 0.55505 | 0.654 | 0.73124 | 0.79111 | 0.83708 | 0.87194 | 0.8979 | 0.91064 | 0.91064 | 0.91064 | 0.91064 | 0.91064 | 0.91064 | 0.91064 | 0.91064 | 0.91064
Under $30 | Under $20 | Grocery Refrigeration Bundle | Under $30 | 29.52 | Refrigeration | Rural | SC-Retro | M_Input | Commercial | Grocery Refrigeration Bundle | ECM Controllers on Walk-In Evaporator Motors | 19.1063 | 29.52 | C-Gro-Ref-All-All-All-E | 0 | 0.037205 | 0.037205 | 0.037205 | 0.037205 | 0.037205 | 0.033163 | 0.025886 | 0.020065 | 0.015408 | 0.011682 | 0.0087018 | 0.0063175 | 0.00441 | 0.002884 | 0.0016632 | 0.00068654 | 0 | 0 | 0 | 0 | 0.3052 | 0.3052 | 0.037205 | 0.07441 | 0.11162 | 0.14882 | 0.18603 | 0.21919 | 0.24507 | 0.26514 | 0.28055 | 0.29223 | 0.30093 | 0.3052 | 0.3052 | 0.3052 | 0.3052 | 0.3052 | 0.3052 | 0.3052 | 0.3052 | 0.3052
Under $5 | Under $5 | Grocery Refrigeration Bundle | Under $5 | 3.6343 | Refrigeration | Rural | SC-Retro | M_Input | Commercial | Grocery Refrigeration Bundle | Strip Curtains: Walk-In Coolers/ Freezers | 2.3361 | 3.6343 | C-Gro-Ref-All-All-All-E | 0 | 0.0041592 | 0.0041592 | 0.0041592 | 0.0041592 | 0.0041592 | 0.0037072 | 0.0028938 | 0.002243 | 0.0017224 | 0.001306 | 0.00097278 | 0.00070623 | 0.00049299 | 0.0003224 | 0.00018593 | 7.6748e-05 | 0 | 0 | 0 | 0 | 0.034119 | 0.034119 | 0.0041592 | 0.0083183 | 0.012477 | 0.016637 | 0.020796 | 0.024503 | 0.027397 | 0.02964 | 0.031362 | 0.032668 | 0.033641 | 0.034119 | 0.034119 | 0.034119 | 0.034119 | 0.034119 | 0.034119 | 0.034119 | 0.034119 | 0.034119
Under $15 | Under $10 | Grocery Refrigeration Bundle | Under $15 | 10.5101 | Refrigeration | Rural | SC-Retro | M_Input | Commercial | Grocery Refrigeration Bundle | Anti Sweat Heater Controls | 5.1912 | 10.5101 | C-Gro-Ref-All-All-All-E | C-Gro-HVAC-All-All-All-E | 0.083753 | 0.083753 | 0.083753 | 0.083753 | 0.083753 | 0.074653 | 0.058272 | 0.045168 | 0.034685 | 0.026298 | 0.019589 | 0.014221 | 0.0099273 | 0.0064922 | 0.003744 | 0.0015455 | 0 | 0 | 0 | 0 | 0.68704 | 0.68704 | 0.083753 | 0.16751 | 0.25126 | 0.33501 | 0.41876 | 0.49342 | 0.55169 | 0.59686 | 0.63154 | 0.65784 | 0.67743 | 0.68704 | 0.68704 | 0.68704 | 0.68704 | 0.68704 | 0.68704 | 0.68704 | 0.68704 | 0.68704
Under $35 | Under $25 | Grocery Refrigeration Bundle | Under $35 | 33.9689 | Refrigeration | Rural | SC-Retro | M_Input | Commercial | Grocery Refrigeration Bundle | LED Case Lighting | 23.9098 | 33.9689 | C-Gro-Ref-All-All-All-E | C-Gro-HVAC-All-All-All-E | 0.067897 | 0.067897 | 0.067897 | 0.067897 | 0.067897 | 0.06052 | 0.04724 | 0.036617 | 0.028118 | 0.021319 | 0.01588 | 0.011529 | 0.0080479 | 0.0052631 | 0.0030352 | 0.0012529 | 0 | 0 | 0 | 0 | 0.55697 | 0.55697 | 0.067897 | 0.13579 | 0.20369 | 0.27159 | 0.33948 | 0.4 | 0.44724 | 0.48386 | 0.51198 | 0.5333 | 0.54918 | 0.55697 | 0.55697 | 0.55697 | 0.55697 | 0.55697 | 0.55697 | 0.55697 | 0.55697 | 0.55697
Under $15 | Under $10 | Grocery Refrigeration Bundle | Under $15 | 12.6274 | Refrigeration | Rural | SC-Retro | M_Input | Commercial | Grocery Refrigeration Bundle | Grocery Retrocommisioning | 7.7748 | 12.6274 | C-Gro-Ref-All-All-All-E | 0 | 0.29916 | 0.29916 | 0.29916 | 0.29916 | 0.29916 | 0.26665 | 0.20814 | 0.16134 | 0.12389 | 0.093934 | 0.069969 | 0.050797 | 0.035459 | 0.023189 | 0.013373 | 0.0055203 | 0 | 0 | 0 | 0 | 2.4541 | 2.4541 | 0.29916 | 0.59831 | 0.89747 | 1.1966 | 1.4958 | 1.7624 | 1.9706 | 2.1319 | 2.2558 | 2.3497 | 2.4197 | 2.4541 | 2.4541 | 2.4541 | 2.4541 | 2.4541 | 2.4541 | 2.4541 | 2.4541 | 2.4541
Under $25 | Under $20 | Grocery Refrigeration Bundle | Under $25 | 23.5949 | Refrigeration | Rural | SC-Retro | M_Input | Commercial | Grocery Refrigeration Bundle | Floating Head Pressure Control | 15.1581 | 23.5949 | C-Gro-Ref-All-All-All-E | 0 | 0.10378 | 0.10378 | 0.10378 | 0.10378 | 0.10378 | 0.0925 | 0.072204 | 0.055967 | 0.042977 | 0.032585 | 0.024272 | 0.017621 | 0.012301 | 0.0080443 | 0.0046391 | 0.001915 | 0 | 0 | 0 | 0 | 0.8513 | 0.8513 | 0.10378 | 0.20755 | 0.31133 | 0.4151 | 0.51888 | 0.61138 | 0.68358 | 0.73955 | 0.78253 | 0.81511 | 0.83939 | 0.8513 | 0.8513 | 0.8513 | 0.8513 | 0.8513 | 0.8513 | 0.8513 | 0.8513 | 0.8513
Under $20 | Under $10 | Grocery Refrigeration Bundle | Under $20 | 15.3127 | Refrigeration | Rural | SC-Retro | M_Input | Commercial | Grocery Refrigeration Bundle | LED Motion Sensors on Display Case | 9.8929 | 15.3127 | C-Gro-Ref-All-All-All-E | 0 | 0.017865 | 0.017865 | 0.017865 | 0.017865 | 0.017865 | 0.015924 | 0.01243 | 0.0096344 | 0.0073983 | 0.0056094 | 0.0041783 | 0.0030334 | 0.0021175 | 0.0013848 | 0.0007986 | 0.00032965 | 0 | 0 | 0 | 0 | 0.14655 | 0.14655 | 0.017865 | 0.035729 | 0.053594 | 0.071458 | 0.089323 | 0.10525 | 0.11768 | 0.12731 | 0.13471 | 0.14032 | 0.1445 | 0.14655 | 0.14655 | 0.14655 | 0.14655 | 0.14655 | 0.14655 | 0.14655 | 0.14655 | 0.14655
Under $10 | Under $5 | Low Power LF Lamps | Under $10 | 8.4197 | Lighting | Rural | SC-NR | M_Input | Commercial | Large Off | Market Average HP Low Power T8 Shift | 4.0394 | 8.4197 | C-All-Lgt-LPD Int-All-All-E | C-LOff-HVAC-ER-All-All-C | 0.051651 | 0.061421 | 0.069151 | 0.075253 | 0.080058 | 0.083828 | 0.086773 | 0.089059 | 0.090822 | 0.092165 | 0.093176 | 0.09392 | 0.093635 | 0.093345 | 0.093055 | 0.092765 | 0.092474 | 0.092184 | 0.091894 | 0.091603 | 0.56312 | 0.56312 | 0.051651 | 0.11307 | 0.18222 | 0.25748 | 0.33753 | 0.42136 | 0.50813 | 0.56312 | 0.56312 | 0.56312 | 0.56312 | 0.56312 | 0.56312 | 0.56312 | 0.56312 | 0.56312 | 0.56312 | 0.56312 | 0.56312 | 0.56312
Under $10 | Under $5 | Low Power LF Lamps | Under $10 | 8.4197 | Lighting | Rural | SC-NR | M_Input | Commercial | Medium Off | Market Average HP Low Power T8 Shift | 4.0394 | 8.4197 | C-All-Lgt-LPD Int-All-All-E | C-LOff-HVAC-ER-All-All-C | 0.026342 | 0.031325 | 0.035267 | 0.03838 | 0.04083 | 0.042753 | 0.044255 | 0.045421 | 0.04632 | 0.047005 | 0.04752 | 0.0479 | 0.047754 | 0.047607 | 0.047459 | 0.047311 | 0.047163 | 0.047015 | 0.046867 | 0.046718 | 0.28719 | 0.28719 | 0.026342 | 0.057668 | 0.092935 | 0.13131 | 0.17215 | 0.2149 | 0.25915 | 0.28719 | 0.28719 | 0.28719 | 0.28719 | 0.28719 | 0.28719 | 0.28719 | 0.28719 | 0.28719 | 0.28719 | 0.28719 | 0.28719 | 0.28719
Under $10 | Under $5 | Low Power LF Lamps | Under $10 | 8.4197 | Lighting | Rural | SC-NR | M_Input | Commercial | Small Off | Market Average HP Low Power T8 Shift | 4.0394 | 8.4197 | C-All-Lgt-LPD Int-All-All-E | C-LOff-HVAC-ER-All-All-C | 0.025369 | 0.030168 | 0.033965 | 0.036962 | 0.039322 | 0.041173 | 0.04262 | 0.043743 | 0.044608 | 0.045269 | 0.045765 | 0.046131 | 0.04599 | 0.045848 | 0.045705 | 0.045563 | 0.04542 | 0.045278 | 0.045135 | 0.044992 | 0.27658 | 0.27658 | 0.025369 | 0.055537 | 0.089502 | 0.12646 | 0.16579 | 0.20696 | 0.24958 | 0.27658 | 0.27658 | 0.27658 | 0.27658 | 0.27658 | 0.27658 | 0.27658 | 0.27658 | 0.27658 | 0.27658 | 0.27658 | 0.27658 | 0.27658
Under $10 | Under $5 | Low Power LF Lamps | Under $10 | 8.4197 | Lighting | Rural | SC-NR | M_Input | Commercial | XLarge Ret | Market Average HP Low Power T8 Shift | 4.0394 | 8.4197 | C-All-Lgt-LPD Int-All-All-E | C-LOff-HVAC-ER-All-All-C | 0.020612 | 0.024461 | 0.027487 | 0.029859 | 0.03171 | 0.033146 | 0.034252 | 0.035095 | 0.035729 | 0.036197 | 0.036532 | 0.036762 | 0.036589 | 0.036416 | 0.036242 | 0.036069 | 0.035895 | 0.035722 | 0.035549 | 0.035375 | 0.21746 | 0.21746 | 0.020612 | 0.045072 | 0.072559 | 0.10242 | 0.13413 | 0.16727 | 0.20153 | 0.21746 | 0.21746 | 0.21746 | 0.21746 | 0.21746 | 0.21746 | 0.21746 | 0.21746 | 0.21746 | 0.21746 | 0.21746 | 0.21746 | 0.21746
Under $10 | Under $5 | Low Power LF Lamps | Under $10 | 8.4197 | Lighting | Rural | SC-NR | M_Input | Commercial | Large Ret | Market Average HP Low Power T8 Shift | 4.0394 | 8.4197 | C-All-Lgt-LPD Int-All-All-E | C-LOff-HVAC-ER-All-All-C | 0.032214 | 0.03823 | 0.04296 | 0.046667 | 0.04956 | 0.051804 | 0.053532 | 0.05485 | 0.055841 | 0.056572 | 0.057096 | 0.057456 | 0.057186 | 0.056914 | 0.056643 | 0.056372 | 0.056101 | 0.05583 | 0.055559 | 0.055288 | 0.33988 | 0.33988 | 0.032214 | 0.070444 | 0.1134 | 0.16007 | 0.20963 | 0.26143 | 0.31497 | 0.33988 | 0.33988 | 0.33988 | 0.33988 | 0.33988 | 0.33988 | 0.33988 | 0.33988 | 0.33988 | 0.33988 | 0.33988 | 0.33988 | 0.33988
Under $10 | Under $5 | Low Power LF Lamps | Under $10 | 8.4197 | Lighting | Rural | SC-NR | M_Input | Commercial | Medium Ret | Market Average HP Low Power T8 Shift | 4.0394 | 8.4197 | C-All-Lgt-LPD Int-All-All-E | C-LOff-HVAC-ER-All-All-C | 0.014166 | 0.016811 | 0.018891 | 0.020522 | 0.021794 | 0.022781 | 0.023541 | 0.02412 | 0.024556 | 0.024877 | 0.025108 | 0.025266 | 0.025147 | 0.025028 | 0.024908 | 0.024789 | 0.02467 | 0.024551 | 0.024432 | 0.024313 | 0.14946 | 0.14946 | 0.014166 | 0.030977 | 0.049869 | 0.070391 | 0.092184 | 0.11496 | 0.13851 | 0.14946 | 0.14946 | 0.14946 | 0.14946 | 0.14946 | 0.14946 | 0.14946 | 0.14946 | 0.14946 | 0.14946 | 0.14946 | 0.14946 | 0.14946
Under $10 | Under $5 | Low Power LF Lamps | Under $10 | 8.4197 | Lighting | Rural | SC-NR | M_Input | Commercial | Small Ret | Market Average HP Low Power T8 Shift | 4.0394 | 8.4197 | C-All-Lgt-LPD Int-All-All-E | C-LOff-HVAC-ER-All-All-C | 0.016793 | 0.019928 | 0.022394 | 0.024327 | 0.025835 | 0.027004 | 0.027905 | 0.028592 | 0.029109 | 0.02949 | 0.029763 | 0.029951 | 0.02981 | 0.029668 | 0.029527 | 0.029386 | 0.029245 | 0.029103 | 0.028962 | 0.028821 | 0.17717 | 0.17717 | 0.016793 | 0.036721 | 0.059116 | 0.083442 | 0.10928 | 0.13628 | 0.16419 | 0.17717 | 0.17717 | 0.17717 | 0.17717 | 0.17717 | 0.17717 | 0.17717 | 0.17717 | 0.17717 | 0.17717 | 0.17717 | 0.17717 | 0.17717
Under $10 | Under $5 | Low Power LF Lamps | Under $10 | 8.4197 | Lighting | Rural | SC-NR | M_Input | Commercial | School K-12 | Market Average HP Low Power T8 Shift | 4.0394 | 8.4197 | C-All-Lgt-LPD Int-All-All-E | C-LOff-HVAC-ER-All-All-C | 0.032541 | 0.038642 | 0.043449 | 0.047224 | 0.050179 | 0.05248 | 0.054259 | 0.055625 | 0.056659 | 0.057431 | 0.057994 | 0.05839 | 0.058146 | 0.0579 | 0.057653 | 0.057408 | 0.057162 | 0.056916 | 0.056671 | 0.056425 | 0.34686 | 0.34686 | 0.032541 | 0.071183 | 0.11463 | 0.16186 | 0.21203 | 0.26451 | 0.31877 | 0.34686 | 0.34686 | 0.34686 | 0.34686 | 0.34686 | 0.34686 | 0.34686 | 0.34686 | 0.34686 | 0.34686 | 0.34686 | 0.34686 | 0.34686
Under $10 | Under $5 | Low Power LF Lamps | Under $10 | 8.4197 | Lighting | Rural | SC-NR | M_Input | Commercial | University | Market Average HP Low Power T8 Shift | 4.0394 | 8.4197 | C-All-Lgt-LPD Int-All-All-E | C-LOff-HVAC-ER-All-All-C | 0.01749 | 0.020769 | 0.023353 | 0.025382 | 0.02697 | 0.028207 | 0.029164 | 0.029897 | 0.030453 | 0.030868 | 0.031171 | 0.031384 | 0.031252 | 0.03112 | 0.030988 | 0.030856 | 0.030724 | 0.030592 | 0.030459 | 0.030327 | 0.18643 | 0.18643 | 0.01749 | 0.03826 | 0.061612 | 0.086995 | 0.11397 | 0.14217 | 0.17134 | 0.18643 | 0.18643 | 0.18643 | 0.18643 | 0.18643 | 0.18643 | 0.18643 | 0.18643 | 0.18643 | 0.18643 | 0.18643 | 0.18643 | 0.18643
Under $10 | Under $5 | Low Power LF Lamps | Under $10 | 8.4197 | Lighting | Rural | SC-NR | M_Input | Commercial | Warehouse | Market Average HP Low Power T8 Shift | 4.0394 | 8.4197 | C-All-Lgt-LPD Int-All-All-E | C-LOff-HVAC-ER-All-All-C | 0.063578 | 0.075537 | 0.084973 | 0.092399 | 0.098223 | 0.10277 | 0.1063 | 0.10902 | 0.1111 | 0.11266 | 0.11381 | 0.11463 | 0.1142 | 0.11377 | 0.11333 | 0.11289 | 0.11246 | 0.11202 | 0.11159 | 0.11115 | 0.68327 | 0.68327 | 0.063578 | 0.13911 | 0.22409 | 0.31649 | 0.41471 | 0.51748 | 0.62378 | 0.68327 | 0.68327 | 0.68327 | 0.68327 | 0.68327 | 0.68327 | 0.68327 | 0.68327 | 0.68327 | 0.68327 | 0.68327 | 0.68327 | 0.68327
Under $10 | Under $5 | Low Power LF Lamps | Under $10 | 8.4197 | Lighting | Rural | SC-NR | M_Input | Commercial | Supermarket | Market Average HP Low Power T8 Shift | 4.0394 | 8.4197 | C-All-Lgt-LPD Int-All-All-E | C-LOff-HVAC-ER-All-All-C | 0.0076136 | 0.0089852 | 0.010045 | 0.010858 | 0.011476 | 0.011939 | 0.01228 | 0.012523 | 0.012691 | 0.012798 | 0.012857 | 0.012878 | 0.012759 | 0.01264 | 0.012522 | 0.012405 | 0.012288 | 0.012171 | 0.012054 | 0.011937 | 0.073381 | 0.073381 | 0.0076136 | 0.016599 | 0.026644 | 0.037502 | 0.048978 | 0.060917 | 0.073197 | 0.073381 | 0.073381 | 0.073381 | 0.073381 | 0.073381 | 0.073381 | 0.073381 | 0.073381 | 0.073381 | 0.073381 | 0.073381 | 0.073381 | 0.073381
Under $10 | Under $5 | Low Power LF Lamps | Under $10 | 8.4197 | Lighting | Rural | SC-NR | M_Input | Commercial | MiniMart | Market Average HP Low Power T8 Shift | 4.0394 | 8.4197 | C-All-Lgt-LPD Int-All-All-E | C-LOff-HVAC-ER-All-All-C | 0.0032317 | 0.0038346 | 0.0043084 | 0.0046795 | 0.0049689 | 0.0051933 | 0.0053659 | 0.0054973 | 0.0055959 | 0.0056684 | 0.0057202 | 0.0057556 | 0.0057278 | 0.0056999 | 0.0056719 | 0.0056441 | 0.0056163 | 0.0055885 | 0.0055606 | 0.0055328 | 0.034012 | 0.034012 | 0.0032317 | 0.0070662 | 0.011375 | 0.016054 | 0.021023 | 0.026216 | 0.031582 | 0.034012 | 0.034012 | 0.034012 | 0.034012 | 0.034012 | 0.034012 | 0.034012 | 0.034012 | 0.034012 | 0.034012 | 0.034012 | 0.034012 | 0.034012
Under $10 | Under $5 | Low Power LF Lamps | Under $10 | 8.4197 | Lighting | Rural | SC-NR | M_Input | Commercial | Restaurant | Market Average HP Low Power T8 Shift | 4.0394 | 8.4197 | C-All-Lgt-LPD Int-All-All-E | C-LOff-HVAC-ER-All-All-C | 0.0084839 | 0.010067 | 0.01131 | 0.012285 | 0.013045 | 0.013634 | 0.014087 | 0.014431 | 0.01469 | 0.014881 | 0.015017 | 0.01511 | 0.015037 | 0.014963 | 0.01489 | 0.014817 | 0.014744 | 0.014671 | 0.014598 | 0.014525 | 0.089289 | 0.089289 | 0.0084839 | 0.01855 | 0.029861 | 0.042146 | 0.05519 | 0.068824 | 0.08291 | 0.089289 | 0.089289 | 0.089289 | 0.089289 | 0.089289 | 0.089289 | 0.089289 | 0.089289 | 0.089289 | 0.089289 | 0.089289 | 0.089289 | 0.089289
Under $10 | Under $5 | Low Power LF Lamps | Under $10 | 8.4197 | Lighting | Rural | SC-NR | M_Input | Commercial | Lodging | Market Average HP Low Power T8 Shift | 4.0394 | 8.4197 | C-All-Lgt-LPD Int-All-All-E | C-LOff-HVAC-ER-All-All-C | 0.024297 | 0.028915 | 0.032577 | 0.035476 | 0.037766 | 0.03957 | 0.040987 | 0.042094 | 0.042954 | 0.043617 | 0.044122 | 0.044503 | 0.044395 | 0.044286 | 0.044175 | 0.044065 | 0.043955 | 0.043845 | 0.043735 | 0.043624 | 0.26817 | 0.26817 | 0.024297 | 0.053213 | 0.08579 | 0.12127 | 0.15903 | 0.1986 | 0.23959 | 0.26817 | 0.26817 | 0.26817 | 0.26817 | 0.26817 | 0.26817 | 0.26817 | 0.26817 | 0.26817 | 0.26817 | 0.26817 | 0.26817 | 0.26817
Under $10 | Under $5 | Low Power LF Lamps | Under $10 | 8.4197 | Lighting | Rural | SC-NR | M_Input | Commercial | Hospital | Market Average HP Low Power T8 Shift | 4.0394 | 8.4197 | C-All-Lgt-LPD Int-All-All-E | C-LOff-HVAC-ER-All-All-C | 0.016639 | 0.019809 | 0.022326 | 0.02432 | 0.025899 | 0.027145 | 0.028125 | 0.028894 | 0.029494 | 0.029958 | 0.030315 | 0.030586 | 0.030522 | 0.030456 | 0.03039 | 0.030324 | 0.030257 | 0.030191 | 0.030124 | 0.030058 | 0.18478 | 0.18478 | 0.016639 | 0.036448 | 0.058773 | 0.083093 | 0.10899 | 0.13614 | 0.16426 | 0.18478 | 0.18478 | 0.18478 | 0.18478 | 0.18478 | 0.18478 | 0.18478 | 0.18478 | 0.18478 | 0.18478 | 0.18478 | 0.18478 | 0.18478
Under $10 | Under $5 | Low Power LF Lamps | Under $10 | 8.4197 | Lighting | Rural | SC-NR | M_Input | Commercial | Residential Care | Market Average HP Low Power T8 Shift | 4.0394 | 8.4197 | C-All-Lgt-LPD Int-All-All-E | C-LOff-HVAC-ER-All-All-C | 0.017907 | 0.02131 | 0.024009 | 0.026146 | 0.027833 | 0.029163 | 0.030207 | 0.031023 | 0.031656 | 0.032145 | 0.032518 | 0.032798 | 0.032719 | 0.032638 | 0.032557 | 0.032476 | 0.032395 | 0.032313 | 0.032232 | 0.032151 | 0.19764 | 0.19764 | 0.017907 | 0.039217 | 0.063226 | 0.089372 | 0.11721 | 0.14637 | 0.17658 | 0.19764 | 0.19764 | 0.19764 | 0.19764 | 0.19764 | 0.19764 | 0.19764 | 0.19764 | 0.19764 | 0.19764 | 0.19764 | 0.19764 | 0.19764
Under $10 | Under $5 | Low Power LF Lamps | Under $10 | 8.4197 | Lighting | Rural | SC-NR | M_Input | Commercial | Assembly | Market Average HP Low Power T8 Shift | 4.0394 | 8.4197 | C-All-Lgt-LPD Int-All-All-E | C-LOff-HVAC-ER-All-All-C | 0.053668 | 0.063699 | 0.07159 | 0.077777 | 0.082608 | 0.08636 | 0.089252 | 0.09146 | 0.093123 | 0.094354 | 0.09524 | 0.095852 | 0.095412 | 0.09497 | 0.094528 | 0.094087 | 0.093646 | 0.093205 | 0.092764 | 0.092323 | 0.56754 | 0.56754 | 0.053668 | 0.11737 | 0.18896 | 0.26673 | 0.34934 | 0.4357 | 0.52495 | 0.56754 | 0.56754 | 0.56754 | 0.56754 | 0.56754 | 0.56754 | 0.56754 | 0.56754 | 0.56754 | 0.56754 | 0.56754 | 0.56754 | 0.56754
Under $10 | Under $5 | Low Power LF Lamps | Under $10 | 8.4197 | Lighting | Rural | SC-NR | M_Input | Commercial | Other | Market Average HP Low Power T8 Shift | 4.0394 | 8.4197 | C-All-Lgt-LPD Int-All-All-E | C-LOff-HVAC-ER-All-All-C | 0.051409 | 0.06067 | 0.067827 | 0.073318 | 0.077489 | 0.080615 | 0.082915 | 0.084561 | 0.085691 | 0.086412 | 0.086812 | 0.086958 | 0.086152 | 0.08535 | 0.084553 | 0.083763 | 0.082973 | 0.082182 | 0.081392 | 0.080601 | 0.49548 | 0.49548 | 0.051409 | 0.11208 | 0.17991 | 0.25322 | 0.33071 | 0.41133 | 0.49424 | 0.49548 | 0.49548 | 0.49548 | 0.49548 | 0.49548 | 0.49548 | 0.49548 | 0.49548 | 0.49548 | 0.49548 | 0.49548 | 0.49548 | 0.49548
Under $70 | Under $45 | Exterior Building Lighting | Under $70 | 66.5867 | Lighting | Rural | SC-NR | M_Input | Commercial | Large Off | TLED Over Ballast on SP32WT8 | 41.7632 | 66.5867 | C-All-Lgt-LPD Int-All-All-E | C-LOff-HVAC-ER-All-All-C | 0 | 0 | 0 | 0 | 0 | 0 | 0 | 0 | 0 | 0 | 0 | 0 | 0 | 0 | 0 | 0 | 0 | 0 | 0 | 0 | 0 | 0 | 0 | 0 | 0 | 0 | 0 | 0 | 0 | 0 | 0 | 0 | 0 | 0 | 0 | 0 | 0 | 0 | 0 | 0 | 0 | 0
Under $70 | Under $45 | Exterior Building Lighting | Under $70 | 66.5867 | Lighting | Rural | SC-NR | M_Input | Commercial | Medium Off | TLED Over Ballast on SP32WT8 | 41.7632 | 66.5867 | C-All-Lgt-LPD Int-All-All-E | C-LOff-HVAC-ER-All-All-C | 0 | 0 | 0 | 0 | 0 | 0 | 0 | 0 | 0 | 0 | 0 | 0 | 0 | 0 | 0 | 0 | 0 | 0 | 0 | 0 | 0 | 0 | 0 | 0 | 0 | 0 | 0 | 0 | 0 | 0 | 0 | 0 | 0 | 0 | 0 | 0 | 0 | 0 | 0 | 0 | 0 | 0
Under $70 | Under $45 | Exterior Building Lighting | Under $70 | 66.5867 | Lighting | Rural | SC-NR | M_Input | Commercial | Small Off | TLED Over Ballast on SP32WT8 | 41.7632 | 66.5867 | C-All-Lgt-LPD Int-All-All-E | C-LOff-HVAC-ER-All-All-C | 0 | 0 | 0 | 0 | 0 | 0 | 0 | 0 | 0 | 0 | 0 | 0 | 0 | 0 | 0 | 0 | 0 | 0 | 0 | 0 | 0 | 0 | 0 | 0 | 0 | 0 | 0 | 0 | 0 | 0 | 0 | 0 | 0 | 0 | 0 | 0 | 0 | 0 | 0 | 0 | 0 | 0
Under $70 | Under $45 | Exterior Building Lighting | Under $70 | 66.5867 | Lighting | Rural | SC-NR | M_Input | Commercial | XLarge Ret | TLED Over Ballast on SP32WT8 | 41.7632 | 66.5867 | C-All-Lgt-LPD Int-All-All-E | C-LOff-HVAC-ER-All-All-C | 0 | 0 | 0 | 0 | 0 | 0 | 0 | 0 | 0 | 0 | 0 | 0 | 0 | 0 | 0 | 0 | 0 | 0 | 0 | 0 | 0 | 0 | 0 | 0 | 0 | 0 | 0 | 0 | 0 | 0 | 0 | 0 | 0 | 0 | 0 | 0 | 0 | 0 | 0 | 0 | 0 | 0
Under $70 | Under $45 | Exterior Building Lighting | Under $70 | 66.5867 | Lighting | Rural | SC-NR | M_Input | Commercial | Large Ret | TLED Over Ballast on SP32WT8 | 41.7632 | 66.5867 | C-All-Lgt-LPD Int-All-All-E | C-LOff-HVAC-ER-All-All-C | 0 | 0 | 0 | 0 | 0 | 0 | 0 | 0 | 0 | 0 | 0 | 0 | 0 | 0 | 0 | 0 | 0 | 0 | 0 | 0 | 0 | 0 | 0 | 0 | 0 | 0 | 0 | 0 | 0 | 0 | 0 | 0 | 0 | 0 | 0 | 0 | 0 | 0 | 0 | 0 | 0 | 0
Under $70 | Under $45 | Exterior Building Lighting | Under $70 | 66.5867 | Lighting | Rural | SC-NR | M_Input | Commercial | Medium Ret | TLED Over Ballast on SP32WT8 | 41.7632 | 66.5867 | C-All-Lgt-LPD Int-All-All-E | C-LOff-HVAC-ER-All-All-C | 0 | 0 | 0 | 0 | 0 | 0 | 0 | 0 | 0 | 0 | 0 | 0 | 0 | 0 | 0 | 0 | 0 | 0 | 0 | 0 | 0 | 0 | 0 | 0 | 0 | 0 | 0 | 0 | 0 | 0 | 0 | 0 | 0 | 0 | 0 | 0 | 0 | 0 | 0 | 0 | 0 | 0
Under $70 | Under $45 | Exterior Building Lighting | Under $70 | 66.5867 | Lighting | Rural | SC-NR | M_Input | Commercial | Small Ret | TLED Over Ballast on SP32WT8 | 41.7632 | 66.5867 | C-All-Lgt-LPD Int-All-All-E | C-LOff-HVAC-ER-All-All-C | 0 | 0 | 0 | 0 | 0 | 0 | 0 | 0 | 0 | 0 | 0 | 0 | 0 | 0 | 0 | 0 | 0 | 0 | 0 | 0 | 0 | 0 | 0 | 0 | 0 | 0 | 0 | 0 | 0 | 0 | 0 | 0 | 0 | 0 | 0 | 0 | 0 | 0 | 0 | 0 | 0 | 0
Under $70 | Under $45 | Exterior Building Lighting | Under $70 | 66.5867 | Lighting | Rural | SC-NR | M_Input | Commercial | School K-12 | TLED Over Ballast on SP32WT8 | 41.7632 | 66.5867 | C-All-Lgt-LPD Int-All-All-E | C-LOff-HVAC-ER-All-All-C | 0 | 0 | 0 | 0 | 0 | 0 | 0 | 0 | 0 | 0 | 0 | 0 | 0 | 0 | 0 | 0 | 0 | 0 | 0 | 0 | 0 | 0 | 0 | 0 | 0 | 0 | 0 | 0 | 0 | 0 | 0 | 0 | 0 | 0 | 0 | 0 | 0 | 0 | 0 | 0 | 0 | 0
Under $70 | Under $45 | Exterior Building Lighting | Under $70 | 66.5867 | Lighting | Rural | SC-NR | M_Input | Commercial | University | TLED Over Ballast on SP32WT8 | 41.7632 | 66.5867 | C-All-Lgt-LPD Int-All-All-E | C-LOff-HVAC-ER-All-All-C | 0 | 0 | 0 | 0 | 0 | 0 | 0 | 0 | 0 | 0 | 0 | 0 | 0 | 0 | 0 | 0 | 0 | 0 | 0 | 0 | 0 | 0 | 0 | 0 | 0 | 0 | 0 | 0 | 0 | 0 | 0 | 0 | 0 | 0 | 0 | 0 | 0 | 0 | 0 | 0 | 0 | 0
Under $70 | Under $45 | Exterior Building Lighting | Under $70 | 66.5867 | Lighting | Rural | SC-NR | M_Input | Commercial | Warehouse | TLED Over Ballast on SP32WT8 | 41.7632 | 66.5867 | C-All-Lgt-LPD Int-All-All-E | C-LOff-HVAC-ER-All-All-C | 0 | 0 | 0 | 0 | 0 | 0 | 0 | 0 | 0 | 0 | 0 | 0 | 0 | 0 | 0 | 0 | 0 | 0 | 0 | 0 | 0 | 0 | 0 | 0 | 0 | 0 | 0 | 0 | 0 | 0 | 0 | 0 | 0 | 0 | 0 | 0 | 0 | 0 | 0 | 0 | 0 | 0
Under $70 | Under $45 | Exterior Building Lighting | Under $70 | 66.5867 | Lighting | Rural | SC-NR | M_Input | Commercial | Supermarket | TLED Over Ballast on SP32WT8 | 41.7632 | 66.5867 | C-All-Lgt-LPD Int-All-All-E | C-LOff-HVAC-ER-All-All-C | 0 | 0 | 0 | 0 | 0 | 0 | 0 | 0 | 0 | 0 | 0 | 0 | 0 | 0 | 0 | 0 | 0 | 0 | 0 | 0 | 0 | 0 | 0 | 0 | 0 | 0 | 0 | 0 | 0 | 0 | 0 | 0 | 0 | 0 | 0 | 0 | 0 | 0 | 0 | 0 | 0 | 0
Under $70 | Under $45 | Exterior Building Lighting | Under $70 | 66.5867 | Lighting | Rural | SC-NR | M_Input | Commercial | MiniMart | TLED Over Ballast on SP32WT8 | 41.7632 | 66.5867 | C-All-Lgt-LPD Int-All-All-E | C-LOff-HVAC-ER-All-All-C | 0 | 0 | 0 | 0 | 0 | 0 | 0 | 0 | 0 | 0 | 0 | 0 | 0 | 0 | 0 | 0 | 0 | 0 | 0 | 0 | 0 | 0 | 0 | 0 | 0 | 0 | 0 | 0 | 0 | 0 | 0 | 0 | 0 | 0 | 0 | 0 | 0 | 0 | 0 | 0 | 0 | 0
Under $70 | Under $45 | Exterior Building Lighting | Under $70 | 66.5867 | Lighting | Rural | SC-NR | M_Input | Commercial | Restaurant | TLED Over Ballast on SP32WT8 | 41.7632 | 66.5867 | C-All-Lgt-LPD Int-All-All-E | C-LOff-HVAC-ER-All-All-C | 0 | 0 | 0 | 0 | 0 | 0 | 0 | 0 | 0 | 0 | 0 | 0 | 0 | 0 | 0 | 0 | 0 | 0 | 0 | 0 | 0 | 0 | 0 | 0 | 0 | 0 | 0 | 0 | 0 | 0 | 0 | 0 | 0 | 0 | 0 | 0 | 0 | 0 | 0 | 0 | 0 | 0
Under $70 | Under $45 | Exterior Building Lighting | Under $70 | 66.5867 | Lighting | Rural | SC-NR | M_Input | Commercial | Lodging | TLED Over Ballast on SP32WT8 | 41.7632 | 66.5867 | C-All-Lgt-LPD Int-All-All-E | C-LOff-HVAC-ER-All-All-C | 0 | 0 | 0 | 0 | 0 | 0 | 0 | 0 | 0 | 0 | 0 | 0 | 0 | 0 | 0 | 0 | 0 | 0 | 0 | 0 | 0 | 0 | 0 | 0 | 0 | 0 | 0 | 0 | 0 | 0 | 0 | 0 | 0 | 0 | 0 | 0 | 0 | 0 | 0 | 0 | 0 | 0
Under $70 | Under $45 | Exterior Building Lighting | Under $70 | 66.5867 | Lighting | Rural | SC-NR | M_Input | Commercial | Hospital | TLED Over Ballast on SP32WT8 | 41.7632 | 66.5867 | C-All-Lgt-LPD Int-All-All-E | C-LOff-HVAC-ER-All-All-C | 0 | 0 | 0 | 0 | 0 | 0 | 0 | 0 | 0 | 0 | 0 | 0 | 0 | 0 | 0 | 0 | 0 | 0 | 0 | 0 | 0 | 0 | 0 | 0 | 0 | 0 | 0 | 0 | 0 | 0 | 0 | 0 | 0 | 0 | 0 | 0 | 0 | 0 | 0 | 0 | 0 | 0
Under $70 | Under $45 | Exterior Building Lighting | Under $70 | 66.5867 | Lighting | Rural | SC-NR | M_Input | Commercial | Residential Care | TLED Over Ballast on SP32WT8 | 41.7632 | 66.5867 | C-All-Lgt-LPD Int-All-All-E | C-LOff-HVAC-ER-All-All-C | 0 | 0 | 0 | 0 | 0 | 0 | 0 | 0 | 0 | 0 | 0 | 0 | 0 | 0 | 0 | 0 | 0 | 0 | 0 | 0 | 0 | 0 | 0 | 0 | 0 | 0 | 0 | 0 | 0 | 0 | 0 | 0 | 0 | 0 | 0 | 0 | 0 | 0 | 0 | 0 | 0 | 0
Under $70 | Under $45 | Exterior Building Lighting | Under $70 | 66.5867 | Lighting | Rural | SC-NR | M_Input | Commercial | Assembly | TLED Over Ballast on SP32WT8 | 41.7632 | 66.5867 | C-All-Lgt-LPD Int-All-All-E | C-LOff-HVAC-ER-All-All-C | 0 | 0 | 0 | 0 | 0 | 0 | 0 | 0 | 0 | 0 | 0 | 0 | 0 | 0 | 0 | 0 | 0 | 0 | 0 | 0 | 0 | 0 | 0 | 0 | 0 | 0 | 0 | 0 | 0 | 0 | 0 | 0 | 0 | 0 | 0 | 0 | 0 | 0 | 0 | 0 | 0 | 0
Under $70 | Under $45 | Exterior Building Lighting | Under $70 | 66.5867 | Lighting | Rural | SC-NR | M_Input | Commercial | Other | TLED Over Ballast on SP32WT8 | 41.7632 | 66.5867 | C-All-Lgt-LPD Int-All-All-E | C-LOff-HVAC-ER-All-All-C | 0 | 0 | 0 | 0 | 0 | 0 | 0 | 0 | 0 | 0 | 0 | 0 | 0 | 0 | 0 | 0 | 0 | 0 | 0 | 0 | 0 | 0 | 0 | 0 | 0 | 0 | 0 | 0 | 0 | 0 | 0 | 0 | 0 | 0 | 0 | 0 | 0 | 0 | 0 | 0 | 0 | 0
Under $85 | Under $50 | Lighting Controls Interior | Under $85 | 77.6537 | Lighting | Rural | SC-New | M_Input | Commercial | Large Off | Lighting Controls Interior-New-Large Off-Unitary | 48.6969 | 77.6537 | C-LOff-Lgt-LPD Int-All-All-C | C-LOff-HVAC-ER-All-All-C | 0.0074367 | 0.0060956 | 0.0095921 | 0.0088008 | 0.0088274 | 0.010675 | 0.011082 | 0.012465 | 0.013948 | 0.012995 | 0.014769 | 0.01417 | 0.014291 | 0.013027 | 0.013031 | 0.013981 | 0.014888 | 0.015795 | 0.016702 | 0.017609 | 0.25018 | 0.25018 | 0.0074367 | 0.013532 | 0.023124 | 0.031925 | 0.040753 | 0.051428 | 0.06251 | 0.074975 | 0.088923 | 0.10192 | 0.11669 | 0.13086 | 0.14515 | 0.15817 | 0.17121 | 0.18519 | 0.20008 | 0.21587 | 0.23257 | 0.25018
Under $130 | Under $85 | Lighting Controls Interior | Under $130 | 118.7814 | Lighting | Rural | SC-New | M_Input | Commercial | Medium Off | Lighting Controls Interior-New-Medium Off-Unitary | 73.4331 | 118.7814 | C-LOff-Lgt-LPD Int-All-All-C | C-LOff-HVAC-ER-All-All-C | 0.0050442 | 0.0041346 | 0.0065063 | 0.0059695 | 0.0059875 | 0.007241 | 0.007517 | 0.0084547 | 0.009461 | 0.0088142 | 0.010018 | 0.0096114 | 0.0096931 | 0.0088363 | 0.0088391 | 0.0094833 | 0.010098 | 0.010714 | 0.011329 | 0.011944 | 0.1697 | 0.1697 | 0.0050442 | 0.0091788 | 0.015685 | 0.021655 | 0.027642 | 0.034883 | 0.0424 | 0.050855 | 0.060316 | 0.06913 | 0.079148 | 0.088759 | 0.098452 | 0.10729 | 0.11613 | 0.12561 | 0.13571 | 0.14642 | 0.15775 | 0.1697
Under $130 | Under $85 | Lighting Controls Interior | Under $130 | 119.1637 | Lighting | Rural | SC-New | M_Input | Commercial | Small Off | Lighting Controls Interior-New-Small Off-Unitary | 74.9983 | 119.1637 | C-SOff-Lgt-LPD Int-All-All-C | C-SOff-HVAC-ER-All-All-C | 0.0049226 | 0.0040349 | 0.0063493 | 0.0058255 | 0.0058431 | 0.0070663 | 0.0073356 | 0.0082508 | 0.0092328 | 0.0086016 | 0.0097759 | 0.0093796 | 0.0094593 | 0.0086231 | 0.0086259 | 0.0092545 | 0.0098549 | 0.010455 | 0.011056 | 0.011656 | 0.1656 | 0.1656 | 0.0049226 | 0.0089574 | 0.015307 | 0.021132 | 0.026975 | 0.034042 | 0.041377 | 0.049628 | 0.058861 | 0.067462 | 0.077238 | 0.086618 | 0.096077 | 0.1047 | 0.11333 | 0.12258 | 0.13244 | 0.14289 | 0.15395 | 0.1656
Under $40 | Under $25 | Lighting Controls Interior | Under $40 | 37.4016 | Lighting | Rural | SC-New | M_Input | Commercial | XLarge Ret | Lighting Controls Interior-New-Xlarge Ret-Unitary | 21.2451 | 37.4016 | C-Ret-Lgt-LPD Int-All-All-C | C-Ret-HVAC-ER-All-All-C | 0.0037174 | 0.0030471 | 0.0047949 | 0.0043993 | 0.0044126 | 0.0053363 | 0.0055398 | 0.0062309 | 0.0069725 | 0.0064958 | 0.0073826 | 0.0070833 | 0.0071435 | 0.006512 | 0.0065141 | 0.0069889 | 0.0074422 | 0.0078956 | 0.008349 | 0.0088024 | 0.12506 | 0.12506 | 0.0037174 | 0.0067645 | 0.011559 | 0.015959 | 0.020371 | 0.025708 | 0.031247 | 0.037478 | 0.044451 | 0.050947 | 0.058329 | 0.065412 | 0.072556 | 0.079068 | 0.085582 | 0.092571 | 0.10001 | 0.10791 | 0.11626 | 0.12506
Under $70 | Under $45 | Lighting Controls Interior | Under $70 | 68.5978 | Lighting | Rural | SC-New | M_Input | Commercial | Large Ret | Lighting Controls Interior-New-Large Ret-Unitary | 40.0855 | 68.5978 | C-Ret-Lgt-LPD Int-All-All-C | C-Ret-HVAC-ER-All-All-C | 0.0021065 | 0.0017266 | 0.002717 | 0.0024929 | 0.0025004 | 0.0030238 | 0.0031391 | 0.0035307 | 0.0039509 | 0.0036808 | 0.0041834 | 0.0040137 | 0.0040479 | 0.00369 | 0.0036912 | 0.0039602 | 0.0042171 | 0.004474 | 0.004731 | 0.0049879 | 0.070865 | 0.070865 | 0.0021065 | 0.0038331 | 0.0065501 | 0.009043 | 0.011543 | 0.014567 | 0.017706 | 0.021237 | 0.025188 | 0.028869 | 0.033052 | 0.037066 | 0.041114 | 0.044804 | 0.048495 | 0.052455 | 0.056672 | 0.061146 | 0.065877 | 0.070865
Under $85 | Under $45 | Lighting Controls Interior | Under $85 | 74.085 | Lighting | Rural | SC-New | M_Input | Commercial | Medium Ret | Lighting Controls Interior-New-Medium Ret-Unitary | 42.9069 | 74.085 | C-Ret-Lgt-LPD Int-All-All-C | C-Ret-HVAC-ER-All-All-C | 0.0019781 | 0.0016214 | 0.0025514 | 0.002341 | 0.002348 | 0.0028396 | 0.0029478 | 0.0033155 | 0.0037102 | 0.0034565 | 0.0039284 | 0.0037691 | 0.0038012 | 0.0034652 | 0.0034663 | 0.0037189 | 0.0039601 | 0.0042014 | 0.0044427 | 0.0046839 | 0.066547 | 0.066547 | 0.0019781 | 0.0035995 | 0.006151 | 0.0084919 | 0.01084 | 0.01368 | 0.016627 | 0.019943 | 0.023653 | 0.02711 | 0.031038 | 0.034807 | 0.038608 | 0.042073 | 0.04554 | 0.049259 | 0.053219 | 0.05742 | 0.061863 | 0.066547
Under $115 | Under $65 | Lighting Controls Interior | Under $115 | 104.1241 | Lighting | Rural | SC-New | M_Input | Commercial | Small Ret | Lighting Controls Interior-New-Small Ret-Unitary | 60.8575 | 104.1241 | C-Ret-Lgt-LPD Int-All-All-C | C-Ret-HVAC-ER-All-All-C | 0.0014254 | 0.0011684 | 0.0018386 | 0.0016869 | 0.001692 | 0.0020462 | 0.0021242 | 0.0023892 | 0.0026736 | 0.0024908 | 0.0028308 | 0.0027161 | 0.0027392 | 0.002497 | 0.0024978 | 0.0026799 | 0.0028537 | 0.0030276 | 0.0032014 | 0.0033752 | 0.047954 | 0.047954 | 0.0014254 | 0.0025938 | 0.0044324 | 0.0061193 | 0.0078113 | 0.0098575 | 0.011982 | 0.014371 | 0.017044 | 0.019535 | 0.022366 | 0.025082 | 0.027821 | 0.030318 | 0.032816 | 0.035496 | 0.03835 | 0.041377 | 0.044579 | 0.047954
Under $130 | Under $85 | Lighting Controls Interior | Under $130 | 127.4427 | Lighting | Rural | SC-New | M_Input | Commercial | School K-12 | Lighting Controls Interior-New-School K-12-Unitary | 74.3095 | 127.4427 | C-K12-Lgt-LPD Int-All-All-C | C-Sch-HVAC-ER-All-All-C | 0.0043527 | 0.0035677 | 0.0056142 | 0.0051511 | 0.0051666 | 0.0062482 | 0.0064864 | 0.0072956 | 0.0081639 | 0.0076058 | 0.0086442 | 0.0082937 | 0.0083642 | 0.0076248 | 0.0076272 | 0.0081831 | 0.008714 | 0.0092448 | 0.0097757 | 0.010307 | 0.14643 | 0.14643 | 0.0043527 | 0.0079204 | 0.013535 | 0.018686 | 0.023852 | 0.030101 | 0.036587 | 0.043883 | 0.052046 | 0.059652 | 0.068296 | 0.07659 | 0.084954 | 0.092579 | 0.10021 | 0.10839 | 0.1171 | 0.12635 | 0.13612 | 0.14643
Under $130 | Under $85 | Lighting Controls Interior | Under $130 | 125.2537 | Lighting | Rural | SC-New | M_Input | Commercial | University | Lighting Controls Interior-New-University-Unitary | 72.8038 | 125.2537 | C-Unv-Lgt-LPD Int-All-All-C | C-Unv-HVAC-ER-All-All-C | 0.0047249 | 0.0038728 | 0.0060943 | 0.0055916 | 0.0056084 | 0.0067825 | 0.0070411 | 0.0079194 | 0.008862 | 0.0082561 | 0.0093834 | 0.0090029 | 0.0090794 | 0.0082768 | 0.0082795 | 0.0088829 | 0.0094591 | 0.010035 | 0.010612 | 0.011188 | 0.15895 | 0.15895 | 0.0047249 | 0.0085977 | 0.014692 | 0.020284 | 0.025892 | 0.032675 | 0.039716 | 0.047635 | 0.056497 | 0.064753 | 0.074137 | 0.083139 | 0.092219 | 0.1005 | 0.10878 | 0.11766 | 0.12712 | 0.13715 | 0.14776 | 0.15895
Under $85 | Under $40 | Lighting Controls Interior | Under $85 | 74.0687 | Lighting | Rural | SC-New | M_Input | Commercial | Warehouse | Lighting Controls Interior-New-Warehouse-Unitary | 39.4728 | 74.0687 | C-War-Lgt-LPD Int-All-All-C | C-War-HVAC-ER-All-All-C | 0.0026549 | 0.0021761 | 0.0034244 | 0.0031419 | 0.0031514 | 0.0038111 | 0.0039564 | 0.0044499 | 0.0049796 | 0.0046391 | 0.0052725 | 0.0050587 | 0.0051017 | 0.0046507 | 0.0046522 | 0.0049913 | 0.0053151 | 0.0056389 | 0.0059627 | 0.0062865 | 0.089315 | 0.089315 | 0.0026549 | 0.0048311 | 0.0082555 | 0.011397 | 0.014549 | 0.01836 | 0.022316 | 0.026766 | 0.031746 | 0.036385 | 0.041657 | 0.046716 | 0.051818 | 0.056469 | 0.061121 | 0.066112 | 0.071427 | 0.077066 | 0.083029 | 0.089315
Under $5 | Under $5 | Lighting Controls Interior | Under $5 | 0 | Lighting | Rural | SC-New | M_Input | Commercial | Supermarket | Lighting Controls Interior-New-Supermarket-Unitary | 0 | 0 | C-Gro-Lgt-LPD Int-All-All-C | C-Gro-HVAC-ER-All-All-C | 0 | 0 | 0 | 0 | 0 | 0 | 0 | 0 | 0 | 0 | 0 | 0 | 0 | 0 | 0 | 0 | 0 | 0 | 0 | 0 | 0 | 0 | 0 | 0 | 0 | 0 | 0 | 0 | 0 | 0 | 0 | 0 | 0 | 0 | 0 | 0 | 0 | 0 | 0 | 0 | 0 | 0
Under $5 | Under $5 | Lighting Controls Interior | Under $5 | 0 | Lighting | Rural | SC-New | M_Input | Commercial | MiniMart | Lighting Controls Interior-New-MiniMart-Unitary | 0 | 0 | C-Gro-Lgt-LPD Int-All-All-C | C-Gro-HVAC-ER-All-All-C | 0 | 0 | 0 | 0 | 0 | 0 | 0 | 0 | 0 | 0 | 0 | 0 | 0 | 0 | 0 | 0 | 0 | 0 | 0 | 0 | 0 | 0 | 0 | 0 | 0 | 0 | 0 | 0 | 0 | 0 | 0 | 0 | 0 | 0 | 0 | 0 | 0 | 0 | 0 | 0 | 0 | 0
Under $5 | Under $5 | Lighting Controls Interior | Under $5 | 0 | Lighting | Rural | SC-New | M_Input | Commercial | Restaurant | Lighting Controls Interior-New-Restaurant-Unitary | 0 | 0 | C-Res-Lgt-LPD Int-All-All-C | C-Res-HVAC-ER-All-All-C | 0 | 0 | 0 | 0 | 0 | 0 | 0 | 0 | 0 | 0 | 0 | 0 | 0 | 0 | 0 | 0 | 0 | 0 | 0 | 0 | 0 | 0 | 0 | 0 | 0 | 0 | 0 | 0 | 0 | 0 | 0 | 0 | 0 | 0 | 0 | 0 | 0 | 0 | 0 | 0 | 0 | 0
Under $5 | Under $5 | Lighting Controls Interior | Under $5 | 0 | Lighting | Rural | SC-New | M_Input | Commercial | Lodging | Lighting Controls Interior-New-Lodging-Unitary | 0 | 0 | C-Lod-Lgt-LPD Int-All-All-C | C-Lod-HVAC-ER-All-All-C | 0 | 0 | 0 | 0 | 0 | 0 | 0 | 0 | 0 | 0 | 0 | 0 | 0 | 0 | 0 | 0 | 0 | 0 | 0 | 0 | 0 | 0 | 0 | 0 | 0 | 0 | 0 | 0 | 0 | 0 | 0 | 0 | 0 | 0 | 0 | 0 | 0 | 0 | 0 | 0 | 0 | 0
Under $5 | Under $5 | Lighting Controls Interior | Under $5 | 0 | Lighting | Rural | SC-New | M_Input | Commercial | Hospital | Lighting Controls Interior-New-Hospital-Unitary | 0 | 0 | C-Hos-Lgt-LPD Int-All-All-C | C-Hea-HVAC-ER-All-All-C | 0 | 0 | 0 | 0 | 0 | 0 | 0 | 0 | 0 | 0 | 0 | 0 | 0 | 0 | 0 | 0 | 0 | 0 | 0 | 0 | 0 | 0 | 0 | 0 | 0 | 0 | 0 | 0 | 0 | 0 | 0 | 0 | 0 | 0 | 0 | 0 | 0 | 0 | 0 | 0 | 0 | 0
Under $5 | Under $5 | Lighting Controls Interior | Under $5 | 0 | Lighting | Rural | SC-New | M_Input | Commercial | Residential Care | Lighting Controls Interior-New-Residential Care-Unitary | 0 | 0 | C-Hos-Lgt-LPD Int-All-All-C | C-Hea-HVAC-ER-All-All-C | 0 | 0 | 0 | 0 | 0 | 0 | 0 | 0 | 0 | 0 | 0 | 0 | 0 | 0 | 0 | 0 | 0 | 0 | 0 | 0 | 0 | 0 | 0 | 0 | 0 | 0 | 0 | 0 | 0 | 0 | 0 | 0 | 0 | 0 | 0 | 0 | 0 | 0 | 0 | 0 | 0 | 0
Under $5 | Under $5 | Lighting Controls Interior | Under $5 | 0 | Lighting | Rural | SC-New | M_Input | Commercial | Assembly | Lighting Controls Interior-New-Assembly-Unitary | 0 | 0 | C-Oth-Lgt-LPD Int-All-All-C | C-All-HVAC-ER-All-All-C | 0 | 0 | 0 | 0 | 0 | 0 | 0 | 0 | 0 | 0 | 0 | 0 | 0 | 0 | 0 | 0 | 0 | 0 | 0 | 0 | 0 | 0 | 0 | 0 | 0 | 0 | 0 | 0 | 0 | 0 | 0 | 0 | 0 | 0 | 0 | 0 | 0 | 0 | 0 | 0 | 0 | 0
Under $100 | Under $60 | Lighting Controls Interior | Under $100 | 88.0991 | Lighting | Rural | SC-New | M_Input | Commercial | Other | Lighting Controls Interior-New-Other-Unitary | 55.6127 | 88.0991 | C-Oth-Lgt-LPD Int-All-All-C | C-All-HVAC-ER-All-All-C | 0.0029684 | 0.0024331 | 0.0038288 | 0.0035129 | 0.0035235 | 0.0042611 | 0.0044236 | 0.0049754 | 0.0055676 | 0.0051869 | 0.0058951 | 0.0056561 | 0.0057042 | 0.0051999 | 0.0052016 | 0.0055807 | 0.0059427 | 0.0063048 | 0.0066668 | 0.0070288 | 0.099862 | 0.099862 | 0.0029684 | 0.0054015 | 0.0092303 | 0.012743 | 0.016267 | 0.020528 | 0.024951 | 0.029927 | 0.035494 | 0.040681 | 0.046577 | 0.052233 | 0.057937 | 0.063137 | 0.068338 | 0.073919 | 0.079862 | 0.086167 | 0.092833 | 0.099862
Over $160 | Under $85 | Lighting Controls Interior | Over $160 | 131.5318 | Lighting | Rural | SC-New | M_Input | Commercial | Large Off | Lighting Controls Interior-New-Large Off-Integrated | 81.293 | 131.5318 | C-LOff-Lgt-LPD Int-All-All-C | C-LOff-HVAC-ER-All-All-C | 0.0029747 | 0.0024382 | 0.0038369 | 0.0035203 | 0.003531 | 0.0042701 | 0.0044329 | 0.0049859 | 0.0055793 | 0.0051979 | 0.0059076 | 0.005668 | 0.0057162 | 0.0052109 | 0.0052126 | 0.0055925 | 0.0059553 | 0.0063181 | 0.0066808 | 0.0070436 | 0.10007 | 0.10007 | 0.0029747 | 0.0054129 | 0.0092498 | 0.01277 | 0.016301 | 0.020571 | 0.025004 | 0.02999 | 0.035569 | 0.040767 | 0.046675 | 0.052343 | 0.058059 | 0.06327 | 0.068482 | 0.074075 | 0.08003 | 0.086348 | 0.093029 | 0.10007
Over $160 | Under $130 | Lighting Controls Interior | Over $160 | 202.1997 | Lighting | Rural | SC-New | M_Input | Commercial | Medium Off | Lighting Controls Interior-New-Medium Off-Integrated | 121.4893 | 202.1997 | C-LOff-Lgt-LPD Int-All-All-C | C-LOff-HVAC-ER-All-All-C | 0.0020177 | 0.0016538 | 0.0026025 | 0.0023878 | 0.002395 | 0.0028964 | 0.0030068 | 0.0033819 | 0.0037844 | 0.0035257 | 0.004007 | 0.0038446 | 0.0038772 | 0.0035345 | 0.0035356 | 0.0037933 | 0.0040394 | 0.0042855 | 0.0045316 | 0.0047776 | 0.067878 | 0.067878 | 0.0020177 | 0.0036715 | 0.006274 | 0.0086619 | 0.011057 | 0.013953 | 0.01696 | 0.020342 | 0.024126 | 0.027652 | 0.031659 | 0.035504 | 0.039381 | 0.042915 | 0.046451 | 0.050244 | 0.054284 | 0.058569 | 0.063101 | 0.067878
Over $160 | Under $130 | Lighting Controls Interior | Over $160 | 201.1882 | Lighting | Rural | SC-New | M_Input | Commercial | Small Off | Lighting Controls Interior-New-Small Off-Integrated | 124.2424 | 201.1882 | C-SOff-Lgt-LPD Int-All-All-C | C-SOff-HVAC-ER-All-All-C | 0.001969 | 0.0016139 | 0.0025397 | 0.0023302 | 0.0023372 | 0.0028265 | 0.0029343 | 0.0033003 | 0.0036931 | 0.0034406 | 0.0039104 | 0.0037518 | 0.0037837 | 0.0034492 | 0.0034503 | 0.0037018 | 0.0039419 | 0.0041821 | 0.0044222 | 0.0046624 | 0.066241 | 0.066241 | 0.001969 | 0.003583 | 0.0061227 | 0.0084529 | 0.01079 | 0.013617 | 0.016551 | 0.019851 | 0.023544 | 0.026985 | 0.030895 | 0.034647 | 0.038431 | 0.04188 | 0.04533 | 0.049032 | 0.052974 | 0.057156 | 0.061579 | 0.066241
Under $70 | Under $40 | Lighting Controls Interior | Under $70 | 66.5692 | Lighting | Rural | SC-New | M_Input | Commercial | XLarge Ret | Lighting Controls Interior-New-Xlarge Ret-Integrated | 36.6424 | 66.5692 | C-Ret-Lgt-LPD Int-All-All-C | C-Ret-HVAC-ER-All-All-C | 0.001487 | 0.0012188 | 0.001918 | 0.0017597 | 0.001765 | 0.0021345 | 0.0022159 | 0.0024923 | 0.002789 | 0.0025983 | 0.0029531 | 0.0028333 | 0.0028574 | 0.0026048 | 0.0026056 | 0.0027955 | 0.0029769 | 0.0031583 | 0.0033396 | 0.003521 | 0.050024 | 0.050024 | 0.001487 | 0.0027058 | 0.0046238 | 0.0063835 | 0.0081485 | 0.010283 | 0.012499 | 0.014991 | 0.01778 | 0.020379 | 0.023332 | 0.026165 | 0.029022 | 0.031627 | 0.034233 | 0.037028 | 0.040005 | 0.043164 | 0.046503 | 0.050024
Under $130 | Under $70 | Lighting Controls Interior | Under $130 | 120.0716 | Lighting | Rural | SC-New | M_Input | Commercial | Large Ret | Lighting Controls Interior-New-Large Ret-Integrated | 67.2581 | 120.0716 | C-Ret-Lgt-LPD Int-All-All-C | C-Ret-HVAC-ER-All-All-C | 0.00084259 | 0.00069065 | 0.0010868 | 0.00099715 | 0.0010002 | 0.0012095 | 0.0012556 | 0.0014123 | 0.0015804 | 0.0014723 | 0.0016733 | 0.0016055 | 0.0016191 | 0.001476 | 0.0014765 | 0.0015841 | 0.0016869 | 0.0017896 | 0.0018924 | 0.0019951 | 0.028346 | 0.028346 | 0.00084259 | 0.0015332 | 0.00262 | 0.0036172 | 0.0046174 | 0.0058269 | 0.0070825 | 0.0084948 | 0.010075 | 0.011548 | 0.013221 | 0.014826 | 0.016446 | 0.017922 | 0.019398 | 0.020982 | 0.022669 | 0.024459 | 0.026351 | 0.028346
Over $160 | Under $85 | Lighting Controls Interior | Over $160 | 130.1225 | Lighting | Rural | SC-New | M_Input | Commercial | Medium Ret | Lighting Controls Interior-New-Medium Ret-Integrated | 71.8429 | 130.1225 | C-Ret-Lgt-LPD Int-All-All-C | C-Ret-HVAC-ER-All-All-C | 0.00079124 | 0.00064856 | 0.0010206 | 0.00093639 | 0.00093921 | 0.0011358 | 0.0011791 | 0.0013262 | 0.0014841 | 0.0013826 | 0.0015714 | 0.0015077 | 0.0015205 | 0.0013861 | 0.0013865 | 0.0014876 | 0.0015841 | 0.0016806 | 0.0017771 | 0.0018736 | 0.026619 | 0.026619 | 0.00079124 | 0.0014398 | 0.0024604 | 0.0033968 | 0.004336 | 0.0054718 | 0.0066509 | 0.0079771 | 0.0094612 | 0.010844 | 0.012415 | 0.013923 | 0.015443 | 0.016829 | 0.018216 | 0.019703 | 0.021288 | 0.022968 | 0.024745 | 0.026619
Over $160 | Under $115 | Lighting Controls Interior | Over $160 | 181.8886 | Lighting | Rural | SC-New | M_Input | Commercial | Small Ret | Lighting Controls Interior-New-Small Ret-Integrated | 101.0126 | 181.8886 | C-Ret-Lgt-LPD Int-All-All-C | C-Ret-HVAC-ER-All-All-C | 0.00057018 | 0.00046735 | 0.00073543 | 0.00067477 | 0.0006768 | 0.00081848 | 0.00084968 | 0.00095568 | 0.0010694 | 0.00099631 | 0.0011323 | 0.0010864 | 0.0010957 | 0.0009988 | 0.00099913 | 0.0010719 | 0.0011415 | 0.001211 | 0.0012806 | 0.0013501 | 0.019182 | 0.019182 | 0.00057018 | 0.0010375 | 0.001773 | 0.0024477 | 0.0031245 | 0.003943 | 0.0047927 | 0.0057484 | 0.0068178 | 0.0078141 | 0.0089464 | 0.010033 | 0.011129 | 0.012127 | 0.013126 | 0.014198 | 0.01534 | 0.016551 | 0.017831 | 0.019182
Over $160 | Under $130 | Lighting Controls Interior | Over $160 | 222.5498 | Lighting | Rural | SC-New | M_Input | Commercial | School K-12 | Lighting Controls Interior-New-School K-12-Integrated | 122.4016 | 222.5498 | C-K12-Lgt-LPD Int-All-All-C | C-Sch-HVAC-ER-All-All-C | 0.0017411 | 0.0014271 | 0.0022457 | 0.0020604 | 0.0020667 | 0.0024993 | 0.0025946 | 0.0029182 | 0.0032656 | 0.0030423 | 0.0034577 | 0.0033175 | 0.0033457 | 0.0030499 | 0.0030509 | 0.0032732 | 0.0034856 | 0.0036979 | 0.0039103 | 0.0041226 | 0.058572 | 0.058572 | 0.0017411 | 0.0031682 | 0.0054139 | 0.0074743 | 0.009541 | 0.01204 | 0.014635 | 0.017553 | 0.020819 | 0.023861 | 0.027319 | 0.030636 | 0.033982 | 0.037032 | 0.040083 | 0.043356 | 0.046841 | 0.050539 | 0.05445 | 0.058572
Over $160 | Under $130 | Lighting Controls Interior | Over $160 | 219.372 | Lighting | Rural | SC-New | M_Input | Commercial | University | Lighting Controls Interior-New-University-Integrated | 121.0087 | 219.372 | C-Unv-Lgt-LPD Int-All-All-C | C-Unv-HVAC-ER-All-All-C | 0.0018899 | 0.0015491 | 0.0024377 | 0.0022366 | 0.0022434 | 0.002713 | 0.0028164 | 0.0031678 | 0.0035448 | 0.0033025 | 0.0037533 | 0.0036012 | 0.0036318 | 0.0033107 | 0.0033118 | 0.0035531 | 0.0037836 | 0.0040141 | 0.0042446 | 0.0044751 | 0.063581 | 0.063581 | 0.0018899 | 0.0034391 | 0.0058768 | 0.0081134 | 0.010357 | 0.01307 | 0.015886 | 0.019054 | 0.022599 | 0.025901 | 0.029655 | 0.033256 | 0.036888 | 0.040198 | 0.04351 | 0.047063 | 0.050847 | 0.054861 | 0.059106 | 0.063581
Over $160 | Over $160 | Lighting Controls Interior | Over $160 | 290.5016 | Lighting | Rural | SC-New | M_Input | Commercial | Warehouse | Lighting Controls Interior-New-Warehouse-Integrated | 166.7481 | 290.5016 | C-War-Lgt-LPD Int-All-All-C | C-War-HVAC-ER-All-All-C | 0.00088497 | 0.00072538 | 0.0011415 | 0.0010473 | 0.0010505 | 0.0012704 | 0.0013188 | 0.0014833 | 0.0016599 | 0.0015464 | 0.0017575 | 0.0016862 | 0.0017006 | 0.0015502 | 0.0015507 | 0.0016638 | 0.0017717 | 0.0018796 | 0.0019876 | 0.0020955 | 0.029772 | 0.029772 | 0.00088497 | 0.0016104 | 0.0027518 | 0.0037991 | 0.0048496 | 0.00612 | 0.0074388 | 0.0089221 | 0.010582 | 0.012128 | 0.013886 | 0.015572 | 0.017273 | 0.018823 | 0.020374 | 0.022037 | 0.023809 | 0.025689 | 0.027676 | 0.029772
Under $5 | Under $5 | Lighting Controls Interior | Under $5 | 0 | Lighting | Rural | SC-New | M_Input | Commercial | Supermarket | Lighting Controls Interior-New-Supermarket-Integrated | 0 | 0 | C-Gro-Lgt-LPD Int-All-All-C | C-Gro-HVAC-ER-All-All-C | 0 | 0 | 0 | 0 | 0 | 0 | 0 | 0 | 0 | 0 | 0 | 0 | 0 | 0 | 0 | 0 | 0 | 0 | 0 | 0 | 0 | 0 | 0 | 0 | 0 | 0 | 0 | 0 | 0 | 0 | 0 | 0 | 0 | 0 | 0 | 0 | 0 | 0 | 0 | 0 | 0 | 0
Under $5 | Under $5 | Lighting Controls Interior | Under $5 | 0 | Lighting | Rural | SC-New | M_Input | Commercial | MiniMart | Lighting Controls Interior-New-MiniMart-Integrated | 0 | 0 | C-Gro-Lgt-LPD Int-All-All-C | C-Gro-HVAC-ER-All-All-C | 0 | 0 | 0 | 0 | 0 | 0 | 0 | 0 | 0 | 0 | 0 | 0 | 0 | 0 | 0 | 0 | 0 | 0 | 0 | 0 | 0 | 0 | 0 | 0 | 0 | 0 | 0 | 0 | 0 | 0 | 0 | 0 | 0 | 0 | 0 | 0 | 0 | 0 | 0 | 0 | 0 | 0
Under $5 | Under $5 | Lighting Controls Interior | Under $5 | 0 | Lighting | Rural | SC-New | M_Input | Commercial | Restaurant | Lighting Controls Interior-New-Restaurant-Integrated | 0 | 0 | C-Res-Lgt-LPD Int-All-All-C | C-Res-HVAC-ER-All-All-C | 0 | 0 | 0 | 0 | 0 | 0 | 0 | 0 | 0 | 0 | 0 | 0 | 0 | 0 | 0 | 0 | 0 | 0 | 0 | 0 | 0 | 0 | 0 | 0 | 0 | 0 | 0 | 0 | 0 | 0 | 0 | 0 | 0 | 0 | 0 | 0 | 0 | 0 | 0 | 0 | 0 | 0
Under $5 | Under $5 | Lighting Controls Interior | Under $5 | 0 | Lighting | Rural | SC-New | M_Input | Commercial | Lodging | Lighting Controls Interior-New-Lodging-Integrated | 0 | 0 | C-Lod-Lgt-LPD Int-All-All-C | C-Lod-HVAC-ER-All-All-C | 0 | 0 | 0 | 0 | 0 | 0 | 0 | 0 | 0 | 0 | 0 | 0 | 0 | 0 | 0 | 0 | 0 | 0 | 0 | 0 | 0 | 0 | 0 | 0 | 0 | 0 | 0 | 0 | 0 | 0 | 0 | 0 | 0 | 0 | 0 | 0 | 0 | 0 | 0 | 0 | 0 | 0
Under $5 | Under $5 | Lighting Controls Interior | Under $5 | 0 | Lighting | Rural | SC-New | M_Input | Commercial | Hospital | Lighting Controls Interior-New-Hospital-Integrated | 0 | 0 | C-Hos-Lgt-LPD Int-All-All-C | C-Hea-HVAC-ER-All-All-C | 0 | 0 | 0 | 0 | 0 | 0 | 0 | 0 | 0 | 0 | 0 | 0 | 0 | 0 | 0 | 0 | 0 | 0 | 0 | 0 | 0 | 0 | 0 | 0 | 0 | 0 | 0 | 0 | 0 | 0 | 0 | 0 | 0 | 0 | 0 | 0 | 0 | 0 | 0 | 0 | 0 | 0
Under $5 | Under $5 | Lighting Controls Interior | Under $5 | 0 | Lighting | Rural | SC-New | M_Input | Commercial | Residential Care | Lighting Controls Interior-New-Residential Care-Integrated | 0 | 0 | C-Hos-Lgt-LPD Int-All-All-C | C-Hea-HVAC-ER-All-All-C | 0 | 0 | 0 | 0 | 0 | 0 | 0 | 0 | 0 | 0 | 0 | 0 | 0 | 0 | 0 | 0 | 0 | 0 | 0 | 0 | 0 | 0 | 0 | 0 | 0 | 0 | 0 | 0 | 0 | 0 | 0 | 0 | 0 | 0 | 0 | 0 | 0 | 0 | 0 | 0 | 0 | 0
Under $5 | Under $5 | Lighting Controls Interior | Under $5 | 0 | Lighting | Rural | SC-New | M_Input | Commercial | Assembly | Lighting Controls Interior-New-Assembly-Integrated | 0 | 0 | C-Oth-Lgt-LPD Int-All-All-C | C-All-HVAC-ER-All-All-C | 0 | 0 | 0 | 0 | 0 | 0 | 0 | 0 | 0 | 0 | 0 | 0 | 0 | 0 | 0 | 0 | 0 | 0 | 0 | 0 | 0 | 0 | 0 | 0 | 0 | 0 | 0 | 0 | 0 | 0 | 0 | 0 | 0 | 0 | 0 | 0 | 0 | 0 | 0 | 0 | 0 | 0
Over $160 | Under $100 | Lighting Controls Interior | Over $160 | 148.6104 | Lighting | Rural | SC-New | M_Input | Commercial | Other | Lighting Controls Interior-New-Other-Integrated | 92.388 | 148.6104 | C-Oth-Lgt-LPD Int-All-All-C | C-All-HVAC-ER-All-All-C | 0.0011874 | 0.00097325 | 0.0015315 | 0.0014052 | 0.0014094 | 0.0017045 | 0.0017694 | 0.0019902 | 0.002227 | 0.0020748 | 0.0023581 | 0.0022624 | 0.0022817 | 0.00208 | 0.0020806 | 0.0022323 | 0.0023771 | 0.0025219 | 0.0026667 | 0.0028115 | 0.039945 | 0.039945 | 0.0011874 | 0.0021606 | 0.0036921 | 0.0050973 | 0.0065067 | 0.0082112 | 0.0099806 | 0.011971 | 0.014198 | 0.016273 | 0.018631 | 0.020893 | 0.023175 | 0.025255 | 0.027335 | 0.029568 | 0.031945 | 0.034467 | 0.037133 | 0.039945
Under $85 | Under $45 | Lighting Controls Interior | Under $85 | 70.3342 | Lighting | Rural | SC-NR | M_Input | Commercial | Large Off | Lighting Controls Interior-NR-Large Off-Unitary | 44.0457 | 70.3342 | C-LOff-Lgt-LPD Int-All-All-C | C-LOff-HVAC-ER-All-All-C | 0.035747 | 0.039167 | 0.042062 | 0.044487 | 0.0465 | 0.048156 | 0.049504 | 0.050515 | 0.051264 | 0.058579 | 0.056875 | 0.058087 | 0.057045 | 0.056525 | 0.056661 | 0.05632 | 0.056158 | 0.056051 | 0.055444 | 0.055473 | 1.0551 | 1.0306 | 0.035747 | 0.074914 | 0.11698 | 0.16146 | 0.20796 | 0.25612 | 0.30562 | 0.35614 | 0.4074 | 0.46598 | 0.52286 | 0.58094 | 0.63799 | 0.69451 | 0.75117 | 0.80749 | 0.86365 | 0.9197 | 0.97515 | 1.0306
Under $115 | Under $85 | Lighting Controls Interior | Under $115 | 113.7013 | Lighting | Rural | SC-NR | M_Input | Commercial | Medium Off | Lighting Controls Interior-NR-Medium Off-Unitary | 70.8569 | 113.7013 | C-LOff-Lgt-LPD Int-All-All-C | C-LOff-HVAC-ER-All-All-C | 0.011654 | 0.012769 | 0.013712 | 0.014503 | 0.015159 | 0.015699 | 0.016139 | 0.016468 | 0.016712 | 0.021217 | 0.020007 | 0.020699 | 0.019979 | 0.019617 | 0.019691 | 0.019475 | 0.019421 | 0.019403 | 0.019064 | 0.019133 | 0.35068 | 0.35052 | 0.011654 | 0.024422 | 0.038135 | 0.052638 | 0.067797 | 0.083496 | 0.099635 | 0.1161 | 0.13282 | 0.15403 | 0.17404 | 0.19474 | 0.21472 | 0.23433 | 0.25403 | 0.2735 | 0.29292 | 0.31233 | 0.33139 | 0.35052
Under $130 | Under $85 | Lighting Controls Interior | Under $130 | 121.5717 | Lighting | Rural | SC-NR | M_Input | Commercial | Small Off | Lighting Controls Interior-NR-Small Off-Unitary | 75.2572 | 121.5717 | C-SOff-Lgt-LPD Int-All-All-C | C-SOff-HVAC-ER-All-All-C | 0.010551 | 0.01156 | 0.012415 | 0.013131 | 0.013725 | 0.014213 | 0.014611 | 0.01491 | 0.015131 | 0.01936 | 0.018218 | 0.018865 | 0.018186 | 0.017845 | 0.017914 | 0.017711 | 0.017662 | 0.017647 | 0.01733 | 0.017396 | 0.31797 | 0.31797 | 0.010551 | 0.022111 | 0.034526 | 0.047656 | 0.061381 | 0.075594 | 0.090205 | 0.10511 | 0.12025 | 0.13961 | 0.15782 | 0.17669 | 0.19487 | 0.21272 | 0.23063 | 0.24834 | 0.26601 | 0.28365 | 0.30098 | 0.31797
Under $45 | Under $30 | Lighting Controls Interior | Under $45 | 43.0035 | Lighting | Rural | SC-NR | M_Input | Commercial | XLarge Ret | Lighting Controls Interior-NR-Xlarge Ret-Unitary | 26.1165 | 43.0035 | C-Ret-Lgt-LPD Int-All-All-C | C-Ret-HVAC-ER-All-All-C | 0.0054109 | 0.005919 | 0.0063463 | 0.0067015 | 0.0069935 | 0.0072308 | 0.0074214 | 0.0075608 | 0.0076605 | 0.010303 | 0.0095535 | 0.0099403 | 0.0094923 | 0.0092598 | 0.0092898 | 0.0091489 | 0.0091117 | 0.0090954 | 0.0088888 | 0.0089244 | 0.15367 | 0.15367 | 0.0054109 | 0.01133 | 0.017676 | 0.024378 | 0.031371 | 0.038602 | 0.046024 | 0.053584 | 0.061245 | 0.071548 | 0.081101 | 0.091042 | 0.10053 | 0.10979 | 0.11908 | 0.12823 | 0.13734 | 0.14644 | 0.15367 | 0.15367
Under $70 | Under $45 | Lighting Controls Interior | Under $70 | 69.0721 | Lighting | Rural | SC-NR | M_Input | Commercial | Large Ret | Lighting Controls Interior-NR-Large Ret-Unitary | 40.0416 | 69.0721 | C-Ret-Lgt-LPD Int-All-All-C | C-Ret-HVAC-ER-All-All-C | 0.0057454 | 0.0062849 | 0.0067386 | 0.0071158 | 0.0074258 | 0.0076778 | 0.0078802 | 0.0080282 | 0.0081341 | 0.0099558 | 0.0094639 | 0.0097369 | 0.0094374 | 0.0092802 | 0.0092979 | 0.0091971 | 0.0091581 | 0.0091332 | 0.0089791 | 0.0089895 | 0.16243 | 0.16243 | 0.0057454 | 0.01203 | 0.018769 | 0.025885 | 0.033311 | 0.040988 | 0.048869 | 0.056897 | 0.065031 | 0.074987 | 0.084451 | 0.094187 | 0.10362 | 0.1129 | 0.1222 | 0.1314 | 0.14056 | 0.14969 | 0.15867 | 0.16243
Under $65 | Under $40 | Lighting Controls Interior | Under $65 | 64.7449 | Lighting | Rural | SC-NR | M_Input | Commercial | Medium Ret | Lighting Controls Interior-NR-Medium Ret-Unitary | 37.448 | 64.7449 | C-Ret-Lgt-LPD Int-All-All-C | C-Ret-HVAC-ER-All-All-C | 0.002687 | 0.0029393 | 0.0031515 | 0.0033279 | 0.0034729 | 0.0035907 | 0.0036854 | 0.0037546 | 0.0038041 | 0.0056978 | 0.005146 | 0.0054194 | 0.0050928 | 0.0049245 | 0.0049477 | 0.0048488 | 0.0048301 | 0.0048265 | 0.0046854 | 0.0047192 | 0.076743 | 0.076743 | 0.002687 | 0.0056263 | 0.0087778 | 0.012106 | 0.015578 | 0.019169 | 0.022855 | 0.026609 | 0.030413 | 0.036111 | 0.041257 | 0.046676 | 0.051769 | 0.056694 | 0.061641 | 0.06649 | 0.07132 | 0.076147 | 0.076743 | 0.076743
Under $115 | Under $65 | Lighting Controls Interior | Under $115 | 102.7816 | Lighting | Rural | SC-NR | M_Input | Commercial | Small Ret | Lighting Controls Interior-NR-Small Ret-Unitary | 60.0215 | 102.7816 | C-Ret-Lgt-LPD Int-All-All-C | C-Ret-HVAC-ER-All-All-C | 0.0020513 | 0.002244 | 0.0024059 | 0.0025406 | 0.0026513 | 0.0027413 | 0.0028135 | 0.0028664 | 0.0029042 | 0.0041278 | 0.0037752 | 0.0039528 | 0.0037432 | 0.0036349 | 0.0036495 | 0.003585 | 0.0035708 | 0.0035664 | 0.0034734 | 0.003493 | 0.058422 | 0.058422 | 0.0020513 | 0.0042953 | 0.0067012 | 0.0092418 | 0.011893 | 0.014634 | 0.017448 | 0.020314 | 0.023218 | 0.027346 | 0.031121 | 0.035074 | 0.038817 | 0.042452 | 0.046102 | 0.049687 | 0.053258 | 0.056824 | 0.058422 | 0.058422
Over $160 | Under $85 | Lighting Controls Interior | Over $160 | 132.2724 | Lighting | Rural | SC-NR | M_Input | Commercial | School K-12 | Lighting Controls Interior-NR-School K-12-Unitary | 77.946 | 132.2724 | C-K12-Lgt-LPD Int-All-All-C | C-Sch-HVAC-ER-All-All-C | 0.011447 | 0.012528 | 0.01344 | 0.014199 | 0.014825 | 0.015336 | 0.015748 | 0.016052 | 0.016272 | 0.019873 | 0.018913 | 0.01946 | 0.018879 | 0.018577 | 0.01862 | 0.018429 | 0.018359 | 0.018317 | 0.018021 | 0.018048 | 0.33353 | 0.33353 | 0.011447 | 0.023976 | 0.037415 | 0.051614 | 0.066439 | 0.081775 | 0.097522 | 0.11357 | 0.12985 | 0.14972 | 0.16863 | 0.18809 | 0.20697 | 0.22555 | 0.24417 | 0.2626 | 0.28096 | 0.29927 | 0.31729 | 0.33353
Over $160 | Under $85 | Lighting Controls Interior | Over $160 | 130.3003 | Lighting | Rural | SC-NR | M_Input | Commercial | University | Lighting Controls Interior-NR-University-Unitary | 76.127 | 130.3003 | C-Unv-Lgt-LPD Int-All-All-C | C-Unv-HVAC-ER-All-All-C | 0.0067055 | 0.0073389 | 0.0078726 | 0.0083174 | 0.0086841 | 0.0089833 | 0.0092247 | 0.0094027 | 0.0095315 | 0.013378 | 0.012279 | 0.012843 | 0.012191 | 0.011857 | 0.011907 | 0.011709 | 0.011667 | 0.011656 | 0.011367 | 0.011431 | 0.20102 | 0.20102 | 0.0067055 | 0.014044 | 0.021917 | 0.030234 | 0.038918 | 0.047902 | 0.057126 | 0.066529 | 0.076061 | 0.089439 | 0.10172 | 0.11456 | 0.12675 | 0.13861 | 0.15052 | 0.16222 | 0.17389 | 0.18555 | 0.19691 | 0.20102
Under $85 | Under $40 | Lighting Controls Interior | Under $85 | 79.9023 | Lighting | Rural | SC-NR | M_Input | Commercial | Warehouse | Lighting Controls Interior-NR-Warehouse-Unitary | 39.3967 | 79.9023 | C-War-Lgt-LPD Int-All-All-C | C-War-HVAC-ER-All-All-C | 0.014319 | 0.015678 | 0.016825 | 0.017783 | 0.018575 | 0.019222 | 0.019747 | 0.020136 | 0.02042 | 0.022828 | 0.022286 | 0.022685 | 0.022343 | 0.022166 | 0.022199 | 0.022072 | 0.021994 | 0.021933 | 0.021709 | 0.021693 | 0.41387 | 0.40661 | 0.014319 | 0.029998 | 0.046823 | 0.064606 | 0.083181 | 0.1024 | 0.12215 | 0.14229 | 0.16271 | 0.18553 | 0.20782 | 0.2305 | 0.25285 | 0.27501 | 0.29721 | 0.31929 | 0.34128 | 0.36321 | 0.38492 | 0.40661
Under $5 | Under $5 | Lighting Controls Interior | Under $5 | 0 | Lighting | Rural | SC-NR | M_Input | Commercial | Supermarket | Lighting Controls Interior-NR-Supermarket-Unitary | 0 | 0 | C-Gro-Lgt-LPD Int-All-All-C | C-Gro-HVAC-ER-All-All-C | 0 | 0 | 0 | 0 | 0 | 0 | 0 | 0 | 0 | 0 | 0 | 0 | 0 | 0 | 0 | 0 | 0 | 0 | 0 | 0 | 0 | 0 | 0 | 0 | 0 | 0 | 0 | 0 | 0 | 0 | 0 | 0 | 0 | 0 | 0 | 0 | 0 | 0 | 0 | 0 | 0 | 0
Under $5 | Under $5 | Lighting Controls Interior | Under $5 | 0 | Lighting | Rural | SC-NR | M_Input | Commercial | MiniMart | Lighting Controls Interior-NR-MiniMart-Unitary | 0 | 0 | C-Gro-Lgt-LPD Int-All-All-C | C-Gro-HVAC-ER-All-All-C | 0 | 0 | 0 | 0 | 0 | 0 | 0 | 0 | 0 | 0 | 0 | 0 | 0 | 0 | 0 | 0 | 0 | 0 | 0 | 0 | 0 | 0 | 0 | 0 | 0 | 0 | 0 | 0 | 0 | 0 | 0 | 0 | 0 | 0 | 0 | 0 | 0 | 0 | 0 | 0 | 0 | 0
Under $5 | Under $5 | Lighting Controls Interior | Under $5 | 0 | Lighting | Rural | SC-NR | M_Input | Commercial | Restaurant | Lighting Controls Interior-NR-Restaurant-Unitary | 0 | 0 | C-Res-Lgt-LPD Int-All-All-C | C-Res-HVAC-ER-All-All-C | 0 | 0 | 0 | 0 | 0 | 0 | 0 | 0 | 0 | 0 | 0 | 0 | 0 | 0 | 0 | 0 | 0 | 0 | 0 | 0 | 0 | 0 | 0 | 0 | 0 | 0 | 0 | 0 | 0 | 0 | 0 | 0 | 0 | 0 | 0 | 0 | 0 | 0 | 0 | 0 | 0 | 0
Under $5 | Under $5 | Lighting Controls Interior | Under $5 | 0 | Lighting | Rural | SC-NR | M_Input | Commercial | Lodging | Lighting Controls Interior-NR-Lodging-Unitary | 0 | 0 | C-Lod-Lgt-LPD Int-All-All-C | C-Lod-HVAC-ER-All-All-C | 0 | 0 | 0 | 0 | 0 | 0 | 0 | 0 | 0 | 0 | 0 | 0 | 0 | 0 | 0 | 0 | 0 | 0 | 0 | 0 | 0 | 0 | 0 | 0 | 0 | 0 | 0 | 0 | 0 | 0 | 0 | 0 | 0 | 0 | 0 | 0 | 0 | 0 | 0 | 0 | 0 | 0
Under $5 | Under $5 | Lighting Controls Interior | Under $5 | 0 | Lighting | Rural | SC-NR | M_Input | Commercial | Hospital | Lighting Controls Interior-NR-Hospital-Unitary | 0 | 0 | C-Hos-Lgt-LPD Int-All-All-C | C-Hea-HVAC-ER-All-All-C | 0 | 0 | 0 | 0 | 0 | 0 | 0 | 0 | 0 | 0 | 0 | 0 | 0 | 0 | 0 | 0 | 0 | 0 | 0 | 0 | 0 | 0 | 0 | 0 | 0 | 0 | 0 | 0 | 0 | 0 | 0 | 0 | 0 | 0 | 0 | 0 | 0 | 0 | 0 | 0 | 0 | 0
Under $5 | Under $5 | Lighting Controls Interior | Under $5 | 0 | Lighting | Rural | SC-NR | M_Input | Commercial | Residential Care | Lighting Controls Interior-NR-Residential Care-Unitary | 0 | 0 | C-Hos-Lgt-LPD Int-All-All-C | C-Hea-HVAC-ER-All-All-C | 0 | 0 | 0 | 0 | 0 | 0 | 0 | 0 | 0 | 0 | 0 | 0 | 0 | 0 | 0 | 0 | 0 | 0 | 0 | 0 | 0 | 0 | 0 | 0 | 0 | 0 | 0 | 0 | 0 | 0 | 0 | 0 | 0 | 0 | 0 | 0 | 0 | 0 | 0 | 0 | 0 | 0
Under $5 | Under $5 | Lighting Controls Interior | Under $5 | 0 | Lighting | Rural | SC-NR | M_Input | Commercial | Assembly | Lighting Controls Interior-NR-Assembly-Unitary | 0 | 0 | C-Oth-Lgt-LPD Int-All-All-C | C-All-HVAC-ER-All-All-C | 0 | 0 | 0 | 0 | 0 | 0 | 0 | 0 | 0 | 0 | 0 | 0 | 0 | 0 | 0 | 0 | 0 | 0 | 0 | 0 | 0 | 0 | 0 | 0 | 0 | 0 | 0 | 0 | 0 | 0 | 0 | 0 | 0 | 0 | 0 | 0 | 0 | 0 | 0 | 0 | 0 | 0
Under $100 | Under $55 | Lighting Controls Interior | Under $100 | 87.6104 | Lighting | Rural | SC-NR | M_Input | Commercial | Other | Lighting Controls Interior-NR-Other-Unitary | 54.8125 | 87.6104 | C-Oth-Lgt-LPD Int-All-All-C | C-All-HVAC-ER-All-All-C | 0.013012 | 0.014171 | 0.015126 | 0.015902 | 0.016522 | 0.017007 | 0.017378 | 0.017626 | 0.01778 | 0.020356 | 0.019611 | 0.019942 | 0.019445 | 0.019143 | 0.019085 | 0.018854 | 0.018693 | 0.018553 | 0.018228 | 0.018138 | 0.33878 | 0.33878 | 0.013012 | 0.027182 | 0.042308 | 0.058211 | 0.074732 | 0.091739 | 0.10912 | 0.12674 | 0.14452 | 0.16488 | 0.18449 | 0.20443 | 0.22388 | 0.24302 | 0.26211 | 0.28096 | 0.29965 | 0.31821 | 0.33643 | 0.33878
Under $130 | Under $85 | Lighting Controls Interior | Under $130 | 119.2785 | Lighting | Rural | SC-NR | M_Input | Commercial | Large Off | Lighting Controls Interior-NR-Large Off-Integrated | 73.7348 | 119.2785 | C-LOff-Lgt-LPD Int-All-All-C | C-LOff-HVAC-ER-All-All-C | 0.014299 | 0.015667 | 0.016825 | 0.017795 | 0.0186 | 0.019262 | 0.019802 | 0.020206 | 0.020506 | 0.023432 | 0.02275 | 0.023235 | 0.022818 | 0.02261 | 0.022664 | 0.022528 | 0.022463 | 0.02242 | 0.022177 | 0.022189 | 0.42204 | 0.41225 | 0.014299 | 0.029966 | 0.04679 | 0.064585 | 0.083185 | 0.10245 | 0.12225 | 0.14246 | 0.16296 | 0.18639 | 0.20914 | 0.23238 | 0.2552 | 0.27781 | 0.30047 | 0.323 | 0.34546 | 0.36788 | 0.39006 | 0.41225
Over $160 | Under $130 | Lighting Controls Interior | Over $160 | 192.8477 | Lighting | Rural | SC-NR | M_Input | Commercial | Medium Off | Lighting Controls Interior-NR-Medium Off-Integrated | 117.3031 | 192.8477 | C-LOff-Lgt-LPD Int-All-All-C | C-LOff-HVAC-ER-All-All-C | 0.0046615 | 0.0051075 | 0.005485 | 0.0058012 | 0.0060637 | 0.0062796 | 0.0064555 | 0.0065873 | 0.0066849 | 0.008487 | 0.0080029 | 0.0082794 | 0.0079917 | 0.0078468 | 0.0078766 | 0.00779 | 0.0077685 | 0.0077611 | 0.0076257 | 0.0076532 | 0.14027 | 0.14021 | 0.0046615 | 0.009769 | 0.015254 | 0.021055 | 0.027119 | 0.033398 | 0.039854 | 0.046441 | 0.053126 | 0.061613 | 0.069616 | 0.077895 | 0.085887 | 0.093734 | 0.10161 | 0.1094 | 0.11717 | 0.12493 | 0.13256 | 0.14021
Over $160 | Under $130 | Lighting Controls Interior | Over $160 | 206.8716 | Lighting | Rural | SC-NR | M_Input | Commercial | Small Off | Lighting Controls Interior-NR-Small Off-Integrated | 124.6633 | 206.8716 | C-SOff-Lgt-LPD Int-All-All-C | C-SOff-HVAC-ER-All-All-C | 0.0042203 | 0.0046241 | 0.0049659 | 0.0052522 | 0.0054899 | 0.0056853 | 0.0058445 | 0.0059639 | 0.0060522 | 0.0077439 | 0.007287 | 0.0075458 | 0.0072746 | 0.0071379 | 0.0071657 | 0.0070844 | 0.0070649 | 0.0070586 | 0.0069321 | 0.0069586 | 0.12719 | 0.12719 | 0.0042203 | 0.0088444 | 0.01381 | 0.019062 | 0.024552 | 0.030238 | 0.036082 | 0.042046 | 0.048098 | 0.055842 | 0.063129 | 0.070675 | 0.07795 | 0.085087 | 0.092253 | 0.099338 | 0.1064 | 0.11346 | 0.12039 | 0.12719
Under $85 | Under $45 | Lighting Controls Interior | Under $85 | 74.2423 | Lighting | Rural | SC-NR | M_Input | Commercial | XLarge Ret | Lighting Controls Interior-NR-Xlarge Ret-Integrated | 44.5585 | 74.2423 | C-Ret-Lgt-LPD Int-All-All-C | C-Ret-HVAC-ER-All-All-C | 0.0021644 | 0.0023676 | 0.0025385 | 0.0026806 | 0.0027974 | 0.0028923 | 0.0029686 | 0.0030243 | 0.0030642 | 0.0041212 | 0.0038214 | 0.0039761 | 0.0037969 | 0.0037039 | 0.0037159 | 0.0036596 | 0.0036447 | 0.0036382 | 0.0035555 | 0.0035698 | 0.061467 | 0.061467 | 0.0021644 | 0.004532 | 0.0070705 | 0.0097511 | 0.012549 | 0.015441 | 0.018409 | 0.021434 | 0.024498 | 0.028619 | 0.032441 | 0.036417 | 0.040214 | 0.043918 | 0.047633 | 0.051293 | 0.054938 | 0.058576 | 0.061467 | 0.061467
Under $130 | Under $70 | Lighting Controls Interior | Under $130 | 121.3144 | Lighting | Rural | SC-NR | M_Input | Commercial | Large Ret | Lighting Controls Interior-NR-Large Ret-Integrated | 67.1867 | 121.3144 | C-Ret-Lgt-LPD Int-All-All-C | C-Ret-HVAC-ER-All-All-C | 0.0022982 | 0.002514 | 0.0026955 | 0.0028463 | 0.0029703 | 0.0030711 | 0.0031521 | 0.0032113 | 0.0032536 | 0.0039823 | 0.0037856 | 0.0038948 | 0.003775 | 0.0037121 | 0.0037192 | 0.0036788 | 0.0036632 | 0.0036533 | 0.0035916 | 0.0035958 | 0.064972 | 0.064972 | 0.0022982 | 0.0048121 | 0.0075076 | 0.010354 | 0.013324 | 0.016395 | 0.019547 | 0.022759 | 0.026012 | 0.029995 | 0.03378 | 0.037675 | 0.04145 | 0.045162 | 0.048881 | 0.05256 | 0.056223 | 0.059877 | 0.063468 | 0.064972
Under $115 | Under $65 | Lighting Controls Interior | Under $115 | 113.8676 | Lighting | Rural | SC-NR | M_Input | Commercial | Medium Ret | Lighting Controls Interior-NR-Medium Ret-Integrated | 62.9721 | 113.8676 | C-Ret-Lgt-LPD Int-All-All-C | C-Ret-HVAC-ER-All-All-C | 0.0010748 | 0.0011757 | 0.0012606 | 0.0013311 | 0.0013891 | 0.0014363 | 0.0014741 | 0.0015018 | 0.0015216 | 0.0022791 | 0.0020584 | 0.0021677 | 0.0020371 | 0.0019698 | 0.0019791 | 0.0019395 | 0.001932 | 0.0019306 | 0.0018741 | 0.0018877 | 0.030697 | 0.030697 | 0.0010748 | 0.0022505 | 0.0035111 | 0.0048422 | 0.0062314 | 0.0076677 | 0.0091418 | 0.010644 | 0.012165 | 0.014444 | 0.016503 | 0.018671 | 0.020708 | 0.022677 | 0.024657 | 0.026596 | 0.028528 | 0.030459 | 0.030697 | 0.030697
Over $160 | Under $100 | Lighting Controls Interior | Over $160 | 179.6188 | Lighting | Rural | SC-NR | M_Input | Commercial | Small Ret | Lighting Controls Interior-NR-Small Ret-Integrated | 99.6542 | 179.6188 | C-Ret-Lgt-LPD Int-All-All-C | C-Ret-HVAC-ER-All-All-C | 0.00082053 | 0.00089758 | 0.00096238 | 0.0010162 | 0.0010605 | 0.0010965 | 0.0011254 | 0.0011465 | 0.0011617 | 0.0016511 | 0.0015101 | 0.0015811 | 0.0014973 | 0.001454 | 0.0014598 | 0.001434 | 0.0014283 | 0.0014265 | 0.0013893 | 0.0013972 | 0.023369 | 0.023369 | 0.00082053 | 0.0017181 | 0.0026805 | 0.0036967 | 0.0047572 | 0.0058537 | 0.0069792 | 0.0081257 | 0.0092874 | 0.010938 | 0.012449 | 0.01403 | 0.015527 | 0.016981 | 0.018441 | 0.019875 | 0.021303 | 0.02273 | 0.023369 | 0.023369
Over $160 | Under $130 | Lighting Controls Interior | Over $160 | 229.8974 | Lighting | Rural | SC-NR | M_Input | Commercial | School K-12 | Lighting Controls Interior-NR-School K-12-Integrated | 128.3109 | 229.8974 | C-K12-Lgt-LPD Int-All-All-C | C-Sch-HVAC-ER-All-All-C | 0.0045789 | 0.0050114 | 0.0053758 | 0.0056795 | 0.00593 | 0.0061343 | 0.0062991 | 0.0064207 | 0.0065086 | 0.0079491 | 0.0075652 | 0.0077841 | 0.0075515 | 0.0074309 | 0.0074481 | 0.0073718 | 0.0073438 | 0.007327 | 0.0072083 | 0.0072193 | 0.13341 | 0.13341 | 0.0045789 | 0.0095902 | 0.014966 | 0.020646 | 0.026576 | 0.03271 | 0.039009 | 0.04543 | 0.051938 | 0.059887 | 0.067453 | 0.075237 | 0.082788 | 0.090219 | 0.097667 | 0.10504 | 0.11238 | 0.11971 | 0.12692 | 0.13341
Over $160 | Under $130 | Lighting Controls Interior | Over $160 | 227.6691 | Lighting | Rural | SC-NR | M_Input | Commercial | University | Lighting Controls Interior-NR-University-Integrated | 126.4089 | 227.6691 | C-Unv-Lgt-LPD Int-All-All-C | C-Unv-HVAC-ER-All-All-C | 0.0026822 | 0.0029355 | 0.003149 | 0.0033269 | 0.0034736 | 0.0035933 | 0.0036899 | 0.0037611 | 0.0038126 | 0.0053512 | 0.0049117 | 0.0051372 | 0.0048765 | 0.0047426 | 0.0047627 | 0.0046835 | 0.0046668 | 0.0046622 | 0.0045467 | 0.0045724 | 0.08041 | 0.08041 | 0.0026822 | 0.0056177 | 0.0087668 | 0.012094 | 0.015567 | 0.019161 | 0.022851 | 0.026612 | 0.030424 | 0.035776 | 0.040687 | 0.045824 | 0.050701 | 0.055444 | 0.060206 | 0.06489 | 0.069556 | 0.074219 | 0.078765 | 0.08041
Over $160 | Over $160 | Lighting Controls Interior | Over $160 | 307.8947 | Lighting | Rural | SC-NR | M_Input | Commercial | Warehouse | Lighting Controls Interior-NR-Warehouse-Integrated | 166.4474 | 307.8947 | C-War-Lgt-LPD Int-All-All-C | C-War-HVAC-ER-All-All-C | 0.0047731 | 0.0052261 | 0.0056084 | 0.0059277 | 0.0061915 | 0.0064074 | 0.0065823 | 0.0067119 | 0.0068066 | 0.0076093 | 0.0074288 | 0.0075618 | 0.0074478 | 0.0073887 | 0.0073995 | 0.0073575 | 0.0073313 | 0.007311 | 0.0072364 | 0.007231 | 0.13796 | 0.13554 | 0.0047731 | 0.0099992 | 0.015608 | 0.021535 | 0.027727 | 0.034134 | 0.040717 | 0.047428 | 0.054235 | 0.061844 | 0.069273 | 0.076835 | 0.084283 | 0.091671 | 0.099071 | 0.10643 | 0.11376 | 0.12107 | 0.12831 | 0.13554
Under $5 | Under $5 | Lighting Controls Interior | Under $5 | 0 | Lighting | Rural | SC-NR | M_Input | Commercial | Supermarket | Lighting Controls Interior-NR-Supermarket-Integrated | 0 | 0 | C-Gro-Lgt-LPD Int-All-All-C | C-Gro-HVAC-ER-All-All-C | 0 | 0 | 0 | 0 | 0 | 0 | 0 | 0 | 0 | 0 | 0 | 0 | 0 | 0 | 0 | 0 | 0 | 0 | 0 | 0 | 0 | 0 | 0 | 0 | 0 | 0 | 0 | 0 | 0 | 0 | 0 | 0 | 0 | 0 | 0 | 0 | 0 | 0 | 0 | 0 | 0 | 0
Under $5 | Under $5 | Lighting Controls Interior | Under $5 | 0 | Lighting | Rural | SC-NR | M_Input | Commercial | MiniMart | Lighting Controls Interior-NR-MiniMart-Integrated | 0 | 0 | C-Gro-Lgt-LPD Int-All-All-C | C-Gro-HVAC-ER-All-All-C | 0 | 0 | 0 | 0 | 0 | 0 | 0 | 0 | 0 | 0 | 0 | 0 | 0 | 0 | 0 | 0 | 0 | 0 | 0 | 0 | 0 | 0 | 0 | 0 | 0 | 0 | 0 | 0 | 0 | 0 | 0 | 0 | 0 | 0 | 0 | 0 | 0 | 0 | 0 | 0 | 0 | 0
Under $5 | Under $5 | Lighting Controls Interior | Under $5 | 0 | Lighting | Rural | SC-NR | M_Input | Commercial | Restaurant | Lighting Controls Interior-NR-Restaurant-Integrated | 0 | 0 | C-Res-Lgt-LPD Int-All-All-C | C-Res-HVAC-ER-All-All-C | 0 | 0 | 0 | 0 | 0 | 0 | 0 | 0 | 0 | 0 | 0 | 0 | 0 | 0 | 0 | 0 | 0 | 0 | 0 | 0 | 0 | 0 | 0 | 0 | 0 | 0 | 0 | 0 | 0 | 0 | 0 | 0 | 0 | 0 | 0 | 0 | 0 | 0 | 0 | 0 | 0 | 0
Under $5 | Under $5 | Lighting Controls Interior | Under $5 | 0 | Lighting | Rural | SC-NR | M_Input | Commercial | Lodging | Lighting Controls Interior-NR-Lodging-Integrated | 0 | 0 | C-Lod-Lgt-LPD Int-All-All-C | C-Lod-HVAC-ER-All-All-C | 0 | 0 | 0 | 0 | 0 | 0 | 0 | 0 | 0 | 0 | 0 | 0 | 0 | 0 | 0 | 0 | 0 | 0 | 0 | 0 | 0 | 0 | 0 | 0 | 0 | 0 | 0 | 0 | 0 | 0 | 0 | 0 | 0 | 0 | 0 | 0 | 0 | 0 | 0 | 0 | 0 | 0
Under $5 | Under $5 | Lighting Controls Interior | Under $5 | 0 | Lighting | Rural | SC-NR | M_Input | Commercial | Hospital | Lighting Controls Interior-NR-Hospital-Integrated | 0 | 0 | C-Hos-Lgt-LPD Int-All-All-C | C-Hea-HVAC-ER-All-All-C | 0 | 0 | 0 | 0 | 0 | 0 | 0 | 0 | 0 | 0 | 0 | 0 | 0 | 0 | 0 | 0 | 0 | 0 | 0 | 0 | 0 | 0 | 0 | 0 | 0 | 0 | 0 | 0 | 0 | 0 | 0 | 0 | 0 | 0 | 0 | 0 | 0 | 0 | 0 | 0 | 0 | 0
Under $5 | Under $5 | Lighting Controls Interior | Under $5 | 0 | Lighting | Rural | SC-NR | M_Input | Commercial | Residential Care | Lighting Controls Interior-NR-Residential Care-Integrated | 0 | 0 | C-Hos-Lgt-LPD Int-All-All-C | C-Hea-HVAC-ER-All-All-C | 0 | 0 | 0 | 0 | 0 | 0 | 0 | 0 | 0 | 0 | 0 | 0 | 0 | 0 | 0 | 0 | 0 | 0 | 0 | 0 | 0 | 0 | 0 | 0 | 0 | 0 | 0 | 0 | 0 | 0 | 0 | 0 | 0 | 0 | 0 | 0 | 0 | 0 | 0 | 0 | 0 | 0
Under $5 | Under $5 | Lighting Controls Interior | Under $5 | 0 | Lighting | Rural | SC-NR | M_Input | Commercial | Assembly | Lighting Controls Interior-NR-Assembly-Integrated | 0 | 0 | C-Oth-Lgt-LPD Int-All-All-C | C-All-HVAC-ER-All-All-C | 0 | 0 | 0 | 0 | 0 | 0 | 0 | 0 | 0 | 0 | 0 | 0 | 0 | 0 | 0 | 0 | 0 | 0 | 0 | 0 | 0 | 0 | 0 | 0 | 0 | 0 | 0 | 0 | 0 | 0 | 0 | 0 | 0 | 0 | 0 | 0 | 0 | 0 | 0 | 0 | 0 | 0
Over $160 | Under $100 | Lighting Controls Interior | Over $160 | 148.4288 | Lighting | Rural | SC-NR | M_Input | Commercial | Other | Lighting Controls Interior-NR-Other-Integrated | 91.0878 | 148.4288 | C-Oth-Lgt-LPD Int-All-All-C | C-All-HVAC-ER-All-All-C | 0.0052046 | 0.0056682 | 0.0060505 | 0.0063609 | 0.0066087 | 0.0068028 | 0.0069512 | 0.0070505 | 0.0071119 | 0.0081424 | 0.0078442 | 0.0079768 | 0.0077781 | 0.0076573 | 0.0076341 | 0.0075414 | 0.0074772 | 0.0074212 | 0.0072913 | 0.0072554 | 0.13551 | 0.13551 | 0.0052046 | 0.010873 | 0.016923 | 0.023284 | 0.029893 | 0.036696 | 0.043647 | 0.050697 | 0.057809 | 0.065952 | 0.073796 | 0.081773 | 0.089551 | 0.097208 | 0.10484 | 0.11238 | 0.11986 | 0.12728 | 0.13457 | 0.13551
Under $40 | Under $40 | LPD Package | Under $40 | 39.0078 | Lighting | Rural | SC-New | M_Input(per KSF Btype) | Commercial | All Btype | New_LF_FIX_REPL_from LF2018 to LED_FIX_KIT | 38.1539 | 39.0078 | C-LOff-Lgt-LPD Int-All-All-C | C-LOff-HVAC-ER-All-All-C | 0.13082 | 0.12473 | 0.15906 | 0.17473 | 0.20014 | 0.22727 | 0.25324 | 0.293 | 0.32703 | 0.315 | 0.33489 | 0.32812 | 0.32094 | 0.30567 | 0.29793 | 0.30002 | 0.30114 | 0.30226 | 0.30338 | 0.30449 | 5.3038 | 5.3038 | 0.13082 | 0.25555 | 0.41461 | 0.58934 | 0.78948 | 1.0167 | 1.27 | 1.563 | 1.89 | 2.205 | 2.5399 | 2.868 | 3.189 | 3.4946 | 3.7926 | 4.0926 | 4.3937 | 4.696 | 4.9993 | 5.3038
Under $5 | Under $15 | LPD Package | Under $5 | -13.5562 | Lighting | Rural | SC-New | M_Input(per KSF Btype) | Commercial | All Btype | New_CAN_FIX_REPL_from CFL to LED_FIX_KIT | 13.1764 | -13.5562 | C-LOff-Lgt-LPD Int-All-All-C | C-LOff-HVAC-ER-All-All-C | 0.027198 | 0.025931 | 0.033068 | 0.036325 | 0.041608 | 0.047248 | 0.052649 | 0.060913 | 0.067988 | 0.065487 | 0.069622 | 0.068215 | 0.066722 | 0.063548 | 0.061938 | 0.062373 | 0.062605 | 0.062838 | 0.063071 | 0.063303 | 1.1026 | 1.1026 | 0.027198 | 0.053129 | 0.086197 | 0.12252 | 0.16413 | 0.21138 | 0.26403 | 0.32494 | 0.39293 | 0.45841 | 0.52804 | 0.59625 | 0.66297 | 0.72652 | 0.78846 | 0.85083 | 0.91344 | 0.97627 | 1.0393 | 1.1026
Under $5 | Under $5 | LPD Package | Under $5 | -57.2788 | Lighting | Rural | SC-New | M_Input(per KSF Btype) | Commercial | All Btype | New_CAN_FIX_REPL_from INC_HAL to LED_FIX_KIT | -1.9981 | -57.2788 | C-LOff-Lgt-LPD Int-All-All-C | C-LOff-HVAC-ER-All-All-C | 0.02096 | 0.019984 | 0.025484 | 0.027994 | 0.032066 | 0.036412 | 0.040574 | 0.046943 | 0.052396 | 0.050468 | 0.053655 | 0.05257 | 0.05142 | 0.048974 | 0.047733 | 0.048068 | 0.048247 | 0.048427 | 0.048606 | 0.048785 | 0.84977 | 0.84977 | 0.02096 | 0.040944 | 0.066428 | 0.094423 | 0.12649 | 0.1629 | 0.20347 | 0.25042 | 0.30281 | 0.35328 | 0.40694 | 0.45951 | 0.51093 | 0.5599 | 0.60763 | 0.6557 | 0.70395 | 0.75238 | 0.80098 | 0.84977
Under $85 | Over $160 | LPD Package | Under $85 | 77.4222 | Lighting | Rural | SC-New | M_Input(per KSF Btype) | Commercial | All Btype | New_DISP_FIX_REPL_from CFL to LED_FIX_KIT | 167.4866 | 77.4222 | C-LOff-Lgt-LPD Int-All-All-C | C-LOff-HVAC-ER-All-All-C | 0.0064209 | 0.0061218 | 0.0078068 | 0.0085757 | 0.0098229 | 0.011154 | 0.012429 | 0.01438 | 0.016051 | 0.01546 | 0.016436 | 0.016104 | 0.015752 | 0.015002 | 0.014623 | 0.014725 | 0.01478 | 0.014835 | 0.01489 | 0.014945 | 0.26032 | 0.26032 | 0.0064209 | 0.012543 | 0.020349 | 0.028925 | 0.038748 | 0.049902 | 0.062332 | 0.076712 | 0.092763 | 0.10822 | 0.12466 | 0.14076 | 0.15652 | 0.17152 | 0.18614 | 0.20087 | 0.21565 | 0.23048 | 0.24537 | 0.26032
Under $5 | Under $25 | LPD Package | Under $5 | -25.73 | Lighting | Rural | SC-New | M_Input(per KSF Btype) | Commercial | All Btype | New_DISP_FIX_REPL_from INC_HAL to LED_FIX_KIT | 20.8775 | -25.73 | C-LOff-Lgt-LPD Int-All-All-C | C-LOff-HVAC-ER-All-All-C | 0.0037368 | 0.0035627 | 0.0045433 | 0.0049908 | 0.0057166 | 0.0064915 | 0.0072335 | 0.0083689 | 0.009341 | 0.0089974 | 0.0095654 | 0.0093722 | 0.009167 | 0.0087309 | 0.0085098 | 0.0085695 | 0.0086014 | 0.0086334 | 0.0086654 | 0.0086974 | 0.15149 | 0.15149 | 0.0037368 | 0.0072994 | 0.011843 | 0.016833 | 0.02255 | 0.029042 | 0.036275 | 0.044644 | 0.053985 | 0.062982 | 0.072548 | 0.08192 | 0.091087 | 0.099818 | 0.10833 | 0.1169 | 0.1255 | 0.13413 | 0.1428 | 0.15149
Under $40 | Under $35 | LPD Package | Under $40 | 39.3564 | Lighting | Rural | SC-New | M_Input(per KSF Btype) | Commercial | All Btype | New_HIGHBAY_FIX_REPL_from HID to LED_FIX_KIT | 31.3942 | 39.3564 | C-LOff-Lgt-LPD Int-All-All-C | C-LOff-HVAC-ER-All-All-C | 0.0069062 | 0.0065845 | 0.0083968 | 0.0092239 | 0.010565 | 0.011998 | 0.013369 | 0.015467 | 0.017264 | 0.016629 | 0.017679 | 0.017322 | 0.016942 | 0.016136 | 0.015728 | 0.015838 | 0.015897 | 0.015956 | 0.016015 | 0.016074 | 0.27999 | 0.27999 | 0.0069062 | 0.013491 | 0.021888 | 0.031111 | 0.041677 | 0.053674 | 0.067043 | 0.082511 | 0.099774 | 0.1164 | 0.13408 | 0.1514 | 0.16835 | 0.18448 | 0.20021 | 0.21605 | 0.23195 | 0.2479 | 0.26392 | 0.27999
Under $20 | Under $25 | LPD Package | Under $20 | 17.3391 | Lighting | Rural | SC-New | M_Input(per KSF Btype) | Commercial | All Btype | New_HIGHBAY_FIX_REPL_from HID to LF2018 | 20.0472 | 17.3391 | C-LOff-Lgt-LPD Int-All-All-C | C-LOff-HVAC-ER-All-All-C | 0.0011138 | 0.0010619 | 0.0013542 | 0.0014876 | 0.001704 | 0.0019349 | 0.0021561 | 0.0024946 | 0.0027843 | 0.0026819 | 0.0028512 | 0.0027936 | 0.0027325 | 0.0026025 | 0.0025366 | 0.0025543 | 0.0025639 | 0.0025734 | 0.0025829 | 0.0025925 | 0.045157 | 0.045157 | 0.0011138 | 0.0021758 | 0.00353 | 0.0050176 | 0.0067216 | 0.0086566 | 0.010813 | 0.013307 | 0.016092 | 0.018773 | 0.021625 | 0.024418 | 0.027151 | 0.029753 | 0.03229 | 0.034844 | 0.037408 | 0.039981 | 0.042564 | 0.045157
Under $60 | Under $85 | LPD Package | Under $60 | 57.6112 | Lighting | Rural | SC-New | M_Input(per KSF Btype) | Commercial | All Btype | New_HIGHBAY_FIX_REPL_from LF2018 to LED_FIX_KIT | 74.26 | 57.6112 | C-LOff-Lgt-LPD Int-All-All-C | C-LOff-HVAC-ER-All-All-C | 0.0070882 | 0.006758 | 0.0086181 | 0.009467 | 0.010844 | 0.012314 | 0.013721 | 0.015875 | 0.017719 | 0.017067 | 0.018145 | 0.017778 | 0.017389 | 0.016562 | 0.016142 | 0.016255 | 0.016316 | 0.016377 | 0.016437 | 0.016498 | 0.28737 | 0.28737 | 0.0070882 | 0.013846 | 0.022464 | 0.031931 | 0.042775 | 0.055089 | 0.06881 | 0.084685 | 0.1024 | 0.11947 | 0.13762 | 0.15539 | 0.17278 | 0.18934 | 0.20549 | 0.22174 | 0.23806 | 0.25444 | 0.27087 | 0.28737
Under $50 | Under $50 | LPD Package | Under $50 | 45.9019 | Lighting | Rural | SC-NR | M_Input(per KSF Btype) | Commercial | All Btype | NR_LF_FIX_REPL_from LF2018 to LED_FIX_KIT | 45.6586 | 45.9019 | C-LOff-Lgt-LPD Int-All-All-C | C-LOff-HVAC-ER-All-All-C | 0.27688 | 0.30788 | 0.33397 | 0.35569 | 0.37358 | 0.38815 | 0.39988 | 0.40851 | 0.41472 | 0.41907 | 0.42197 | 0.42376 | 0.42468 | 0.42493 | 0.42467 | 0.42401 | 0.42196 | 0.41991 | 0.41786 | 0.41582 | 8.4172 | 7.8979 | 0.27688 | 0.58476 | 0.91873 | 1.2744 | 1.648 | 2.0361 | 2.436 | 2.8445 | 3.2593 | 3.6783 | 4.1003 | 4.5241 | 4.9487 | 5.3737 | 5.7983 | 6.2223 | 6.6443 | 7.0642 | 7.4821 | 7.8979
Under $10 | Under $20 | LPD Package | Under $10 | 9.343 | Lighting | Rural | SC-NR | M_Input(per KSF Btype) | Commercial | All Btype | NR_LF_FIX_REPL_from LF2018 to LED_FIX_KIT_RDX | 16.9624 | 9.343 | C-LOff-Lgt-LPD Int-All-All-C | C-LOff-HVAC-ER-All-All-C | 0.14781 | 0.16436 | 0.17829 | 0.18988 | 0.19943 | 0.20721 | 0.21347 | 0.21808 | 0.2214 | 0.22372 | 0.22527 | 0.22622 | 0.22671 | 0.22685 | 0.22671 | 0.22635 | 0.22526 | 0.22417 | 0.22307 | 0.22198 | 4.4935 | 4.2162 | 0.14781 | 0.31217 | 0.49046 | 0.68034 | 0.87977 | 1.087 | 1.3005 | 1.5185 | 1.7399 | 1.9636 | 2.1889 | 2.4151 | 2.6418 | 2.8687 | 3.0954 | 3.3217 | 3.547 | 3.7712 | 3.9942 | 4.2162
Under $5 | Under $30 | LPD Package | Under $5 | -1.9647 | Lighting | Rural | SC-NR | M_Input(per KSF Btype) | Commercial | All Btype | NR_LF_FIX_REPL_from LF2018 to LF_FIX_KIT_RDX | 26.1662 | -1.9647 | C-LOff-Lgt-LPD Int-All-All-C | C-LOff-HVAC-ER-All-All-C | 0.043868 | 0.048779 | 0.052913 | 0.056354 | 0.059188 | 0.061497 | 0.063356 | 0.064722 | 0.065707 | 0.066395 | 0.066855 | 0.067138 | 0.067284 | 0.067324 | 0.067283 | 0.067178 | 0.066854 | 0.066529 | 0.066205 | 0.06588 | 1.3336 | 1.2513 | 0.043868 | 0.092647 | 0.14556 | 0.20191 | 0.2611 | 0.3226 | 0.38595 | 0.45068 | 0.51638 | 0.58278 | 0.64963 | 0.71677 | 0.78406 | 0.85138 | 0.91866 | 0.98584 | 1.0527 | 1.1192 | 1.1854 | 1.2513
Under $30 | Under $40 | LPD Package | Under $30 | 28.3398 | Lighting | Rural | SC-NR | M_Input(per KSF Btype) | Commercial | All Btype | NR_LF_FIX_REPL_from LF2018 to TLED_PIN | 39.1465 | 28.3398 | C-LOff-Lgt-LPD Int-All-All-C | C-LOff-HVAC-ER-All-All-C | 0.033259 | 0.036981 | 0.040116 | 0.042725 | 0.044873 | 0.046624 | 0.048033 | 0.049069 | 0.049815 | 0.050337 | 0.050686 | 0.050901 | 0.051011 | 0.051042 | 0.05101 | 0.050931 | 0.050685 | 0.050439 | 0.050193 | 0.049947 | 1.0111 | 0.94868 | 0.033259 | 0.07024 | 0.11036 | 0.15308 | 0.19795 | 0.24458 | 0.29261 | 0.34168 | 0.39149 | 0.44183 | 0.49252 | 0.54342 | 0.59443 | 0.64547 | 0.69648 | 0.74741 | 0.7981 | 0.84854 | 0.89873 | 0.94868
Under $5 | Under $15 | LPD Package | Under $5 | 2.8327 | Lighting | Rural | SC-NR | M_Input(per KSF Btype) | Commercial | All Btype | NR_LF_FIX_REPL_from LF2018 to TLED_PIN_RDX | 13.2893 | 2.8327 | C-LOff-Lgt-LPD Int-All-All-C | C-LOff-HVAC-ER-All-All-C | 0.0559 | 0.062157 | 0.067425 | 0.07181 | 0.075422 | 0.078363 | 0.080732 | 0.082473 | 0.083728 | 0.084605 | 0.085192 | 0.085552 | 0.085738 | 0.085789 | 0.085736 | 0.085603 | 0.085189 | 0.084776 | 0.084362 | 0.083949 | 1.6993 | 1.5945 | 0.0559 | 0.11806 | 0.18548 | 0.25729 | 0.33271 | 0.41108 | 0.49181 | 0.57428 | 0.65801 | 0.74262 | 0.82781 | 0.91336 | 0.9991 | 1.0849 | 1.1706 | 1.2562 | 1.3414 | 1.4262 | 1.5106 | 1.5945
Under $5 | Under $15 | LPD Package | Under $5 | -14.2928 | Lighting | Rural | SC-NR | M_Input(per KSF Btype) | Commercial | All Btype | NR_CAN_FIX_REPL_from CFL to LED_FIX_KIT | 14.2724 | -14.2928 | C-LOff-Lgt-LPD Int-All-All-C | C-LOff-HVAC-ER-All-All-C | 0.063319 | 0.070406 | 0.076373 | 0.081341 | 0.085431 | 0.088763 | 0.091447 | 0.093419 | 0.09484 | 0.095834 | 0.096498 | 0.096906 | 0.097117 | 0.097175 | 0.097115 | 0.096964 | 0.096495 | 0.096027 | 0.095559 | 0.09509 | 1.9249 | 1.8061 | 0.063319 | 0.13373 | 0.2101 | 0.29144 | 0.37687 | 0.46563 | 0.55708 | 0.6505 | 0.74534 | 0.84117 | 0.93767 | 1.0346 | 1.1317 | 1.2289 | 1.326 | 1.4229 | 1.5194 | 1.6155 | 1.711 | 1.8061
Under $5 | Under $5 | LPD Package | Under $5 | -58.1208 | Lighting | Rural | SC-NR | M_Input(per KSF Btype) | Commercial | All Btype | NR_CAN_FIX_REPL_from INC_HAL to LED_FIX_KIT | -1.7181 | -58.1208 | C-LOff-Lgt-LPD Int-All-All-C | C-LOff-HVAC-ER-All-All-C | 0.074103 | 0.082397 | 0.089381 | 0.095194 | 0.099981 | 0.10388 | 0.10702 | 0.10933 | 0.11099 | 0.11216 | 0.11293 | 0.11341 | 0.11366 | 0.11372 | 0.11365 | 0.11348 | 0.11293 | 0.11238 | 0.11183 | 0.11129 | 2.2527 | 2.1137 | 0.074103 | 0.1565 | 0.24588 | 0.34107 | 0.44106 | 0.54494 | 0.65196 | 0.76129 | 0.87228 | 0.98443 | 1.0974 | 1.2108 | 1.3244 | 1.4382 | 1.5518 | 1.6653 | 1.7782 | 1.8906 | 2.0024 | 2.1137
Under $85 | Over $160 | LPD Package | Under $85 | 78.0141 | Lighting | Rural | SC-NR | M_Input(per KSF Btype) | Commercial | All Btype | NR_DISP_FIX_REPL_from CFL to LED_FIX_KIT | 171.0418 | 78.0141 | C-LOff-Lgt-LPD Int-All-All-C | C-LOff-HVAC-ER-All-All-C | 0.0035854 | 0.0039868 | 0.0043246 | 0.0046059 | 0.0048376 | 0.0050262 | 0.0051782 | 0.0052898 | 0.0053703 | 0.0054266 | 0.0054642 | 0.0054873 | 0.0054992 | 0.0055025 | 0.0054991 | 0.0054906 | 0.0054641 | 0.0054375 | 0.005411 | 0.0053845 | 0.109 | 0.10227 | 0.0035854 | 0.0075722 | 0.011897 | 0.016503 | 0.02134 | 0.026367 | 0.031545 | 0.036835 | 0.042205 | 0.047631 | 0.053096 | 0.058583 | 0.064082 | 0.069585 | 0.075084 | 0.080574 | 0.086039 | 0.091476 | 0.096887 | 0.10227
Under $5 | Under $25 | LPD Package | Under $5 | -27.1052 | Lighting | Rural | SC-NR | M_Input(per KSF Btype) | Commercial | All Btype | NR_DISP_FIX_REPL_from INC_HAL to LED_FIX_KIT | 22.2694 | -27.1052 | C-LOff-Lgt-LPD Int-All-All-C | C-LOff-HVAC-ER-All-All-C | 0.0086056 | 0.0095689 | 0.01038 | 0.011055 | 0.011611 | 0.012064 | 0.012428 | 0.012697 | 0.01289 | 0.013025 | 0.013115 | 0.01317 | 0.013199 | 0.013207 | 0.013199 | 0.013178 | 0.013115 | 0.013051 | 0.012987 | 0.012924 | 0.26161 | 0.24547 | 0.0086056 | 0.018175 | 0.028554 | 0.039609 | 0.05122 | 0.063284 | 0.075713 | 0.088409 | 0.1013 | 0.11432 | 0.12744 | 0.14061 | 0.15381 | 0.16702 | 0.18021 | 0.19339 | 0.20651 | 0.21956 | 0.23255 | 0.24547
Under $45 | Under $40 | LPD Package | Under $45 | 43.9378 | Lighting | Rural | SC-NR | M_Input(per KSF Btype) | Commercial | All Btype | NR_HIGHBAY_FIX_REPL_from HID to LED_FIX_KIT | 35.4214 | 43.9378 | C-LOff-Lgt-LPD Int-All-All-C | C-LOff-HVAC-ER-All-All-C | 0.034875 | 0.038778 | 0.042065 | 0.044801 | 0.047054 | 0.048889 | 0.050367 | 0.051453 | 0.052236 | 0.052784 | 0.053149 | 0.053374 | 0.05349 | 0.053522 | 0.053489 | 0.053406 | 0.053148 | 0.05289 | 0.052632 | 0.052374 | 1.0602 | 0.99478 | 0.034875 | 0.073653 | 0.11572 | 0.16052 | 0.20757 | 0.25646 | 0.30683 | 0.35828 | 0.41052 | 0.4633 | 0.51645 | 0.56983 | 0.62332 | 0.67684 | 0.73033 | 0.78373 | 0.83688 | 0.88977 | 0.9424 | 0.99478
Under $5 | Under $5 | LPD Package | Under $5 | 0 | Lighting | Rural | SC-NR | M_Input(per KSF Btype) | Commercial | All Btype | NR_HIGHBAY_FIX_REPL_from HID to LF2018 | 0 | 0 | C-LOff-Lgt-LPD Int-All-All-C | C-LOff-HVAC-ER-All-All-C | 0 | 0 | 0 | 0 | 0 | 0 | 0 | 0 | 0 | 0 | 0 | 0 | 0 | 0 | 0 | 0 | 0 | 0 | 0 | 0 | 0 | 0 | 0 | 0 | 0 | 0 | 0 | 0 | 0 | 0 | 0 | 0 | 0 | 0 | 0 | 0 | 0 | 0 | 0 | 0 | 0 | 0
Under $65 | Under $85 | LPD Package | Under $65 | 63.2493 | Lighting | Rural | SC-NR | M_Input(per KSF Btype) | Commercial | All Btype | NR_HIGHBAY_FIX_REPL_from LF2018 to LED_FIX_KIT | 82.4896 | 63.2493 | C-LOff-Lgt-LPD Int-All-All-C | C-LOff-HVAC-ER-All-All-C | 0.02338 | 0.025997 | 0.028201 | 0.030035 | 0.031545 | 0.032776 | 0.033767 | 0.034495 | 0.03502 | 0.035387 | 0.035632 | 0.035783 | 0.03586 | 0.035882 | 0.03586 | 0.035804 | 0.035631 | 0.035458 | 0.035285 | 0.035112 | 0.71076 | 0.66691 | 0.02338 | 0.049378 | 0.077579 | 0.10761 | 0.13916 | 0.17194 | 0.2057 | 0.2402 | 0.27522 | 0.3106 | 0.34623 | 0.38202 | 0.41788 | 0.45376 | 0.48962 | 0.52542 | 0.56105 | 0.59651 | 0.6318 | 0.66691
Over $160 | Over $160 | LPD Package | Over $160 | 182.4944 | Lighting | Rural | SC-Retro | M_Input(per KSF Btype) | Commercial | All Btype | Retro_LF_FIX_REPL_from LF2018 to LED_FIX_KIT | 137.1914 | 182.4944 | C-LOff-Lgt-LPD Int-All-All-C | C-LOff-HVAC-ER-All-All-C | 0 | 0 | 0 | 0 | 0 | 0 | 0 | 0 | 0 | 0 | 0 | 0 | 0 | 0 | 0 | 0 | 0 | 0 | 0 | 0 | 0 | 0 | 0 | 0 | 0 | 0 | 0 | 0 | 0 | 0 | 0 | 0 | 0 | 0 | 0 | 0 | 0 | 0 | 0 | 0 | 0 | 0
Under $115 | Under $100 | LPD Package | Under $115 | 111.6899 | Lighting | Rural | SC-Retro | M_Input(per KSF Btype) | Commercial | All Btype | Retro_LF_FIX_REPL_from LF2018 to LED_FIX_KIT_RDX | 85.5466 | 111.6899 | C-LOff-Lgt-LPD Int-All-All-C | C-LOff-HVAC-ER-All-All-C | 0 | 0 | 0 | 0 | 0 | 0 | 0 | 0 | 0 | 0 | 0 | 0 | 0 | 0 | 0 | 0 | 0 | 0 | 0 | 0 | 0 | 0 | 0 | 0 | 0 | 0 | 0 | 0 | 0 | 0 | 0 | 0 | 0 | 0 | 0 | 0 | 0 | 0 | 0 | 0 | 0 | 0
Under $85 | Under $85 | LPD Package | Under $85 | 83.8023 | Lighting | Rural | SC-Retro | M_Input(per KSF Btype) | Commercial | All Btype | Retro_LF_FIX_REPL_from LF2018 to LF_FIX_KIT_RDX | 83.9043 | 83.8023 | C-LOff-Lgt-LPD Int-All-All-C | C-LOff-HVAC-ER-All-All-C | 0 | 0 | 0 | 0 | 0 | 0 | 0 | 0 | 0 | 0 | 0 | 0 | 0 | 0 | 0 | 0 | 0 | 0 | 0 | 0 | 0 | 0 | 0 | 0 | 0 | 0 | 0 | 0 | 0 | 0 | 0 | 0 | 0 | 0 | 0 | 0 | 0 | 0 | 0 | 0 | 0 | 0
Under $55 | Under $60 | LPD Package | Under $55 | 50.8045 | Lighting | Rural | SC-Retro | M_Input(per KSF Btype) | Commercial | All Btype | Retro_CAN_FIX_REPL_from CFL to LED_FIX_KIT | 57.6499 | 50.8045 | C-LOff-Lgt-LPD Int-All-All-C | C-LOff-HVAC-ER-All-All-C | 0.025978 | 0.025967 | 0.025956 | 0.025937 | 0.025913 | 0.023154 | 0.018212 | 0.014265 | 0.011111 | 0.0085864 | 0.0065695 | 0.0049566 | 0.0036674 | 0.0026368 | 0.0018133 | 0.0011556 | 0 | 0 | 0 | 0 | 0.37943 | 0.22588 | 0.025978 | 0.051944 | 0.077901 | 0.10384 | 0.12975 | 0.1529 | 0.17112 | 0.18538 | 0.19649 | 0.20508 | 0.21165 | 0.2166 | 0.22027 | 0.22291 | 0.22472 | 0.22588 | 0.22588 | 0.22588 | 0.22588 | 0.22588
Under $5 | Under $10 | LPD Package | Under $5 | -43.6622 | Lighting | Rural | SC-Retro | M_Input(per KSF Btype) | Commercial | All Btype | Retro_CAN_FIX_REPL_from INC_HAL to LED_FIX_KIT | 7.9198 | -43.6622 | C-LOff-Lgt-LPD Int-All-All-C | C-LOff-HVAC-ER-All-All-C | 0.030402 | 0.030389 | 0.030377 | 0.030354 | 0.030327 | 0.027097 | 0.021314 | 0.016694 | 0.013003 | 0.010049 | 0.0076883 | 0.0058008 | 0.004292 | 0.0030858 | 0.0021221 | 0.0013524 | 0 | 0 | 0 | 0 | 0.44406 | 0.26435 | 0.030402 | 0.060791 | 0.091168 | 0.12152 | 0.15185 | 0.17895 | 0.20026 | 0.21695 | 0.22996 | 0.24001 | 0.24769 | 0.2535 | 0.25779 | 0.26087 | 0.26299 | 0.26435 | 0.26435 | 0.26435 | 0.26435 | 0.26435
Over $160 | Over $160 | LPD Package | Over $160 | 342.6444 | Lighting | Rural | SC-Retro | M_Input(per KSF Btype) | Commercial | All Btype | Retro_DISP_FIX_REPL_from CFL to LED_FIX_KIT | 345.3148 | 342.6444 | C-LOff-Lgt-LPD Int-All-All-C | C-LOff-HVAC-ER-All-All-C | 0 | 0 | 0 | 0 | 0 | 0 | 0 | 0 | 0 | 0 | 0 | 0 | 0 | 0 | 0 | 0 | 0 | 0 | 0 | 0 | 0 | 0 | 0 | 0 | 0 | 0 | 0 | 0 | 0 | 0 | 0 | 0 | 0 | 0 | 0 | 0 | 0 | 0 | 0 | 0 | 0 | 0
Under $5 | Under $45 | LPD Package | Under $5 | 4.2677 | Lighting | Rural | SC-Retro | M_Input(per KSF Btype) | Commercial | All Btype | Retro_DISP_FIX_REPL_from INC_HAL to LED_FIX_KIT | 43.0069 | 4.2677 | C-LOff-Lgt-LPD Int-All-All-C | C-LOff-HVAC-ER-All-All-C | 0 | 0 | 0 | 0 | 0 | 0 | 0 | 0 | 0 | 0 | 0 | 0 | 0 | 0 | 0 | 0 | 0 | 0 | 0 | 0 | 0 | 0 | 0 | 0 | 0 | 0 | 0 | 0 | 0 | 0 | 0 | 0 | 0 | 0 | 0 | 0 | 0 | 0 | 0 | 0 | 0 | 0
Under $65 | Under $50 | LPD Package | Under $65 | 64.7717 | Lighting | Rural | SC-Retro | M_Input(per KSF Btype) | Commercial | All Btype | Retro_HIGHBAY_FIX_REPL_from HID to LED_FIX_KIT | 49.5492 | 64.7717 | C-LOff-Lgt-LPD Int-All-All-C | C-LOff-HVAC-ER-All-All-C | 0.049048 | 0.049019 | 0.048991 | 0.048946 | 0.048895 | 0.043682 | 0.034354 | 0.026904 | 0.020952 | 0.016189 | 0.012384 | 0.0093417 | 0.0069102 | 0.0049667 | 0.0034141 | 0.0021742 | 0 | 0 | 0 | 0 | 0.7028 | 0.42617 | 0.049048 | 0.098066 | 0.14706 | 0.196 | 0.2449 | 0.28858 | 0.32293 | 0.34984 | 0.37079 | 0.38698 | 0.39936 | 0.4087 | 0.41561 | 0.42058 | 0.424 | 0.42617 | 0.42617 | 0.42617 | 0.42617 | 0.42617
Under $5 | Under $5 | LPD Package | Under $5 | 0 | Lighting | Rural | SC-Retro | M_Input(per KSF Btype) | Commercial | All Btype | Retro_HIGHBAY_FIX_REPL_from HID to LF2018 | 0 | 0 | C-LOff-Lgt-LPD Int-All-All-C | C-LOff-HVAC-ER-All-All-C | 0 | 0 | 0 | 0 | 0 | 0 | 0 | 0 | 0 | 0 | 0 | 0 | 0 | 0 | 0 | 0 | 0 | 0 | 0 | 0 | 0 | 0 | 0 | 0 | 0 | 0 | 0 | 0 | 0 | 0 | 0 | 0 | 0 | 0 | 0 | 0 | 0 | 0 | 0 | 0 | 0 | 0
Over $160 | Over $160 | LPD Package | Over $160 | 250.0603 | Lighting | Rural | SC-Retro | M_Input(per KSF Btype) | Commercial | All Btype | Retro_HIGHBAY_FIX_REPL_from LF2018 to LED_FIX_KIT | 209.1002 | 250.0603 | C-LOff-Lgt-LPD Int-All-All-C | C-LOff-HVAC-ER-All-All-C | 0.032882 | 0.032863 | 0.032844 | 0.032814 | 0.03278 | 0.029285 | 0.023032 | 0.018037 | 0.014046 | 0.010853 | 0.0083023 | 0.0062628 | 0.0046327 | 0.0033298 | 0.0022889 | 0.0014576 | 0 | 0 | 0 | 0 | 0.47116 | 0.28571 | 0.032882 | 0.065745 | 0.098589 | 0.1314 | 0.16418 | 0.19347 | 0.2165 | 0.23454 | 0.24858 | 0.25944 | 0.26774 | 0.274 | 0.27863 | 0.28196 | 0.28425 | 0.28571 | 0.28571 | 0.28571 | 0.28571 | 0.28571
Under $5 | Under $5 | LPD Package | Under $5 | 0 | Lighting | Rural | SC-Retro | M_Input(per KSF Btype) | Commercial | All Btype | Retro_LF_LAMP_REPL_from LF2018 to TLED_PIN | 0 | 0 | C-LOff-Lgt-LPD Int-All-All-C | C-LOff-HVAC-ER-All-All-C | 0 | 0 | 0 | 0 | 0 | 0 | 0 | 0 | 0 | 0 | 0 | 0 | 0 | 0 | 0 | 0 | 0 | 0 | 0 | 0 | 0 | 0 | 0 | 0 | 0 | 0 | 0 | 0 | 0 | 0 | 0 | 0 | 0 | 0 | 0 | 0 | 0 | 0 | 0 | 0 | 0 | 0
Under $60 | Under $55 | LPD Package | Under $60 | 59.0236 | Lighting | Rural | SC-Retro | M_Input(per KSF Btype) | Commercial | All Btype | Retro_LF_LAMP_REPL_from LF2018 to TLED_PIN_RDX | 53.4106 | 59.0236 | C-LOff-Lgt-LPD Int-All-All-C | C-LOff-HVAC-ER-All-All-C | 0.16901 | 0.16824 | 0.16748 | 0.16672 | 0.16596 | 0.14781 | 0.11596 | 0.090594 | 0.070387 | 0.054292 | 0.041471 | 0.031258 | 0.023124 | 0.016644 | 0.011483 | 0.0073711 | 0 | 0 | 0 | 0 | 1.3224 | 1.3224 | 0.16901 | 0.33726 | 0.50474 | 0.67145 | 0.83741 | 0.98522 | 1.1012 | 1.1918 | 1.2622 | 1.3165 | 1.3224 | 1.3224 | 1.3224 | 1.3224 | 1.3224 | 1.3224 | 1.3224 | 1.3224 | 1.3224 | 1.3224
Under $5 | Under $25 | LPD Package | Under $5 | -2.5523 | Lighting | Rural | SC-Retro | M_Input(per KSF Btype) | Commercial | All Btype | Retro_CAN_LAMP_REPL_from CFL to LED_CAN_LAMP | 23.5536 | -2.5523 | C-LOff-Lgt-LPD Int-All-All-C | C-LOff-HVAC-ER-All-All-C | 0.023547 | 0.02344 | 0.023333 | 0.023227 | 0.023121 | 0.020593 | 0.016156 | 0.012621 | 0.0098062 | 0.0075638 | 0.0057777 | 0.0043549 | 0.0032216 | 0.0023188 | 0.0015997 | 0.0010269 | 0 | 0 | 0 | 0 | 0.18424 | 0.18424 | 0.023547 | 0.046986 | 0.070319 | 0.093546 | 0.11667 | 0.13726 | 0.15342 | 0.16604 | 0.17584 | 0.18341 | 0.18424 | 0.18424 | 0.18424 | 0.18424 | 0.18424 | 0.18424 | 0.18424 | 0.18424 | 0.18424 | 0.18424
Under $5 | Under $5 | LPD Package | Under $5 | -53.5685 | Lighting | Rural | SC-Retro | M_Input(per KSF Btype) | Commercial | All Btype | Retro_CAN_LAMP_REPL_from INC_HAL to LED_CAN_LAMP | 1.714 | -53.5685 | C-LOff-Lgt-LPD Int-All-All-C | C-LOff-HVAC-ER-All-All-C | 0.028834 | 0.028703 | 0.028572 | 0.028442 | 0.028313 | 0.025217 | 0.019783 | 0.015455 | 0.012008 | 0.0092623 | 0.007075 | 0.0053328 | 0.003945 | 0.0028395 | 0.0019589 | 0.0012575 | 0 | 0 | 0 | 0 | 0.2256 | 0.2256 | 0.028834 | 0.057537 | 0.086109 | 0.11455 | 0.14286 | 0.16808 | 0.18786 | 0.20332 | 0.21533 | 0.22459 | 0.2256 | 0.2256 | 0.2256 | 0.2256 | 0.2256 | 0.2256 | 0.2256 | 0.2256 | 0.2256 | 0.2256
Under $50 | Over $160 | LPD Package | Under $50 | 46.8848 | Lighting | Rural | SC-Retro | M_Input(per KSF Btype) | Commercial | All Btype | Retro_DISP_LAMP_REPL_from CFL to LED_PAR_MR | 131.8631 | 46.8848 | C-LOff-Lgt-LPD Int-All-All-C | C-LOff-HVAC-ER-All-All-C | 0.049069 | 0.048846 | 0.048623 | 0.048402 | 0.048182 | 0.042913 | 0.033667 | 0.026302 | 0.020435 | 0.015762 | 0.01204 | 0.0090752 | 0.0067134 | 0.0048322 | 0.0033337 | 0.00214 | 0 | 0 | 0 | 0 | 0.38393 | 0.38393 | 0.049069 | 0.097915 | 0.14654 | 0.19494 | 0.24312 | 0.28604 | 0.3197 | 0.346 | 0.36644 | 0.3822 | 0.38393 | 0.38393 | 0.38393 | 0.38393 | 0.38393 | 0.38393 | 0.38393 | 0.38393 | 0.38393 | 0.38393
Under $5 | Under $20 | LPD Package | Under $5 | -32.1526 | Lighting | Rural | SC-Retro | M_Input(per KSF Btype) | Commercial | All Btype | Retro_DISP_LAMP_REPL_from INC_HAL to LED_PAR_MR | 18.1725 | -32.1526 | C-LOff-Lgt-LPD Int-All-All-C | C-LOff-HVAC-ER-All-All-C | 0.081168 | 0.080798 | 0.08043 | 0.080064 | 0.0797 | 0.070985 | 0.05569 | 0.043507 | 0.033803 | 0.026073 | 0.019916 | 0.015012 | 0.011105 | 0.0079932 | 0.0055144 | 0.0035399 | 0 | 0 | 0 | 0 | 0.63507 | 0.63507 | 0.081168 | 0.16197 | 0.2424 | 0.32246 | 0.40216 | 0.47314 | 0.52883 | 0.57234 | 0.60614 | 0.63222 | 0.63507 | 0.63507 | 0.63507 | 0.63507 | 0.63507 | 0.63507 | 0.63507 | 0.63507 | 0.63507 | 0.63507
Under $5 | Under $15 | LPD Package | Under $5 | 0.37047 | Lighting | Rural | SC-Retro | M_Input(per KSF Btype) | Commercial | All Btype | Retro_DISP_LAMP_REPL_from INC_HAL to HID_CMH | 12.9353 | 0.37047 | C-LOff-Lgt-LPD Int-All-All-C | C-LOff-HVAC-ER-All-All-C | 0.019605 | 0.019516 | 0.019427 | 0.019339 | 0.019251 | 0.017146 | 0.013451 | 0.010509 | 0.0081648 | 0.0062977 | 0.0048105 | 0.0036259 | 0.0026823 | 0.0019307 | 0.001332 | 0.00085504 | 0 | 0 | 0 | 0 | 0.1534 | 0.1534 | 0.019605 | 0.039121 | 0.058548 | 0.077887 | 0.097138 | 0.11428 | 0.12773 | 0.13824 | 0.14641 | 0.15271 | 0.1534 | 0.1534 | 0.1534 | 0.1534 | 0.1534 | 0.1534 | 0.1534 | 0.1534 | 0.1534 | 0.1534
Under $5 | Under $5 | LPD Package | Under $5 | 0 | Lighting | Rural | SC-Retro | M_Input(per KSF Btype) | Commercial | All Btype | Retro_DISP_LAMP_REPL_from HID_CMH to LED_PAR_MR | 0 | 0 | C-LOff-Lgt-LPD Int-All-All-C | C-LOff-HVAC-ER-All-All-C | 0 | 0 | 0 | 0 | 0 | 0 | 0 | 0 | 0 | 0 | 0 | 0 | 0 | 0 | 0 | 0 | 0 | 0 | 0 | 0 | 0 | 0 | 0 | 0 | 0 | 0 | 0 | 0 | 0 | 0 | 0 | 0 | 0 | 0 | 0 | 0 | 0 | 0 | 0 | 0 | 0 | 0
Under $5 | Under $30 | LPD Package | Under $5 | 0.64211 | Lighting | Rural | SC-Retro | M_Input(per KSF Btype) | Commercial | All Btype | Retro_OTHER_LAMP_REPL_from CFL to LED_OMNI | 26.0919 | 0.64211 | C-LOff-Lgt-LPD Int-All-All-C | C-LOff-HVAC-ER-All-All-C | 0.3064 | 0.305 | 0.30361 | 0.30223 | 0.30086 | 0.26796 | 0.21022 | 0.16423 | 0.1276 | 0.098423 | 0.07518 | 0.056667 | 0.04192 | 0.030173 | 0.020816 | 0.013363 | 0 | 0 | 0 | 0 | 2.3973 | 2.3973 | 0.3064 | 0.6114 | 0.91501 | 1.2172 | 1.5181 | 1.7861 | 1.9963 | 2.1605 | 2.2881 | 2.3865 | 2.3973 | 2.3973 | 2.3973 | 2.3973 | 2.3973 | 2.3973 | 2.3973 | 2.3973 | 2.3973 | 2.3973
Under $5 | Under $15 | LPD Package | Under $5 | -3.1058 | Lighting | Rural | SC-Retro | M_Input(per KSF Btype) | Commercial | All Btype | Retro_OTHER_LAMP_REPL_from EISA_2020 to LED_OMNI | 13.4293 | -3.1058 | C-LOff-Lgt-LPD Int-All-All-C | C-LOff-HVAC-ER-All-All-C | 0.14897 | 0.14829 | 0.14761 | 0.14694 | 0.14627 | 0.13028 | 0.10221 | 0.079848 | 0.062038 | 0.047852 | 0.036552 | 0.027551 | 0.020381 | 0.01467 | 0.01012 | 0.0064968 | 0 | 0 | 0 | 0 | 1.1655 | 1.1655 | 0.14897 | 0.29725 | 0.44486 | 0.5918 | 0.73808 | 0.86835 | 0.97056 | 1.0504 | 1.1124 | 1.1603 | 1.1655 | 1.1655 | 1.1655 | 1.1655 | 1.1655 | 1.1655 | 1.1655 | 1.1655 | 1.1655 | 1.1655
Under $5 | Under $5 | LPD Package | Under $5 | 0 | Lighting | Rural | SC-Retro | M_Input(per KSF Btype) | Commercial | All Btype | Retro_OTHER_LAMP_REPL_from EISA_2020 to CFL_OMNI | 0 | 0 | C-LOff-Lgt-LPD Int-All-All-C | C-LOff-HVAC-ER-All-All-C | 0 | 0 | 0 | 0 | 0 | 0 | 0 | 0 | 0 | 0 | 0 | 0 | 0 | 0 | 0 | 0 | 0 | 0 | 0 | 0 | 0 | 0 | 0 | 0 | 0 | 0 | 0 | 0 | 0 | 0 | 0 | 0 | 0 | 0 | 0 | 0 | 0 | 0 | 0 | 0 | 0 | 0
Under $5 | Under $5 | LPD Package | Under $5 | 0 | Lighting | Rural | SC-Retro | M_Input(per KSF Btype) | Commercial | All Btype | Retro_OTHER_LAMP_REPL_from HID to LED_OMNI | 0 | 0 | C-LOff-Lgt-LPD Int-All-All-C | C-LOff-HVAC-ER-All-All-C | 0 | 0 | 0 | 0 | 0 | 0 | 0 | 0 | 0 | 0 | 0 | 0 | 0 | 0 | 0 | 0 | 0 | 0 | 0 | 0 | 0 | 0 | 0 | 0 | 0 | 0 | 0 | 0 | 0 | 0 | 0 | 0 | 0 | 0 | 0 | 0 | 0 | 0 | 0 | 0 | 0 | 0
Under $20 | Under $15 | MotorsRewind | Under $20 | 16.8718 | Motors/Drives | Rural | SC-New | M_Input_New | Commercial | Large Off | MotorsRewind-New-Large Off | 10.6991 | 16.8718 | C-All-Mot-All-All-All-C | 0 | 0.00036414 | 0.00032314 | 0.0005499 | 0.00051812 | 0.00052928 | 0.0006507 | 0.0006805 | 0.00077162 | 0.00086937 | 0.00081218 | 0.00092827 | 0.00089267 | 0.0008941 | 0.00080928 | 0.00080608 | 0.00086311 | 0.00092014 | 0.00097718 | 0.0010342 | 0.0010912 | 0.015285 | 0.015285 | 0.00036414 | 0.00068728 | 0.0012372 | 0.0017553 | 0.0022846 | 0.0029353 | 0.0036158 | 0.0043874 | 0.0052568 | 0.0060689 | 0.0069972 | 0.0078899 | 0.008784 | 0.0095933 | 0.010399 | 0.011262 | 0.012183 | 0.01316 | 0.014194 | 0.015285
Under $20 | Under $15 | MotorsRewind | Under $20 | 16.8718 | Motors/Drives | Rural | SC-New | M_Input_New | Commercial | Medium Off | MotorsRewind-New-Medium Off | 10.6991 | 16.8718 | C-All-Mot-All-All-All-C | 0 | 0.00032996 | 0.00024192 | 0.00051895 | 0.00048822 | 0.00048633 | 0.00061707 | 0.00064893 | 0.00072235 | 0.00078747 | 0.00075808 | 0.00089871 | 0.00083245 | 0.00086008 | 0.00072575 | 0.0007441 | 0.00082461 | 0.00090512 | 0.00098564 | 0.0010661 | 0.0011467 | 0.014589 | 0.014589 | 0.00032996 | 0.00057188 | 0.0010908 | 0.0015791 | 0.0020654 | 0.0026825 | 0.0033314 | 0.0040537 | 0.0048412 | 0.0055993 | 0.006498 | 0.0073304 | 0.0081905 | 0.0089163 | 0.0096604 | 0.010485 | 0.01139 | 0.012376 | 0.013442 | 0.014589
Under $20 | Under $15 | MotorsRewind | Under $20 | 16.8718 | Motors/Drives | Rural | SC-New | M_Input_New | Commercial | Small Off | MotorsRewind-New-Small Off | 10.6991 | 16.8718 | C-All-Mot-All-All-All-C | 0 | 8.8486e-05 | 6.4245e-05 | 0.00013765 | 0.00013011 | 0.00012947 | 0.00016284 | 0.00017159 | 0.00019159 | 0.00020917 | 0.00020046 | 0.00023853 | 0.00022004 | 0.00022528 | 0.00019292 | 0.00019794 | 0.00021792 | 0.00023789 | 0.00025786 | 0.00027783 | 0.00029781 | 0.0038496 | 0.0038496 | 8.8486e-05 | 0.00015273 | 0.00029038 | 0.00042049 | 0.00054997 | 0.0007128 | 0.0008844 | 0.001076 | 0.0012852 | 0.0014856 | 0.0017242 | 0.0019442 | 0.0021695 | 0.0023624 | 0.0025603 | 0.0027782 | 0.0030161 | 0.003274 | 0.0035518 | 0.0038496
Under $15 | Under $10 | MotorsRewind | Under $15 | 10.5758 | Motors/Drives | Rural | SC-New | M_Input_New | Commercial | XLarge Ret | MotorsRewind-New-XLarge Ret | 6.4606 | 10.5758 | C-All-Mot-All-All-All-C | 0 | 3.8272e-05 | 3.7277e-05 | 4.2279e-05 | 4.5754e-05 | 7.3031e-05 | 9.7087e-05 | 0.00010812 | 0.00016477 | 0.00019452 | 0.00017395 | 0.00017572 | 0.00017012 | 0.00014473 | 0.00014614 | 0.00013565 | 0.00014799 | 0.00016034 | 0.00017268 | 0.00018503 | 0.00019737 | 0.0026108 | 0.0026108 | 3.8272e-05 | 7.5549e-05 | 0.00011783 | 0.00016358 | 0.00023661 | 0.0003337 | 0.00044182 | 0.00060659 | 0.0008011 | 0.00097506 | 0.0011508 | 0.0013209 | 0.0014656 | 0.0016118 | 0.0017474 | 0.0018954 | 0.0020557 | 0.0022284 | 0.0024135 | 0.0026108
Under $15 | Under $10 | MotorsRewind | Under $15 | 10.5758 | Motors/Drives | Rural | SC-New | M_Input_New | Commercial | Large Ret | MotorsRewind-New-Large Ret | 6.4606 | 10.5758 | C-All-Mot-All-All-All-C | 0 | 1.6359e-05 | 1.5674e-05 | 1.759e-05 | 1.8952e-05 | 3.115e-05 | 4.2081e-05 | 4.6525e-05 | 6.9401e-05 | 8.1956e-05 | 7.3324e-05 | 7.4443e-05 | 7.1939e-05 | 6.1735e-05 | 6.2103e-05 | 5.7529e-05 | 6.2473e-05 | 6.7416e-05 | 7.2359e-05 | 7.7302e-05 | 8.2245e-05 | 0.0011026 | 0.0011026 | 1.6359e-05 | 3.2033e-05 | 4.9623e-05 | 6.8575e-05 | 9.9726e-05 | 0.00014181 | 0.00018833 | 0.00025773 | 0.00033969 | 0.00041301 | 0.00048746 | 0.00055939 | 0.00062113 | 0.00068323 | 0.00074076 | 0.00080323 | 0.00087065 | 0.00094301 | 0.0010203 | 0.0011026
Under $15 | Under $10 | MotorsRewind | Under $15 | 10.5758 | Motors/Drives | Rural | SC-New | M_Input_New | Commercial | Medium Ret | MotorsRewind-New-Medium Ret | 6.4606 | 10.5758 | C-All-Mot-All-All-All-C | 0 | 6.9326e-05 | 6.6141e-05 | 7.0703e-05 | 7.6821e-05 | 0.00012845 | 0.00017633 | 0.00019588 | 0.00028573 | 0.00034156 | 0.00030344 | 0.00031028 | 0.00029953 | 0.00026278 | 0.00026354 | 0.00024122 | 0.00026183 | 0.00028245 | 0.00030306 | 0.00032367 | 0.00034429 | 0.004607 | 0.004607 | 6.9326e-05 | 0.00013547 | 0.00020617 | 0.00028299 | 0.00041144 | 0.00058777 | 0.00078365 | 0.0010694 | 0.0014109 | 0.0017144 | 0.0020247 | 0.0023242 | 0.002587 | 0.0028505 | 0.0030917 | 0.0033536 | 0.003636 | 0.0039391 | 0.0042628 | 0.004607
Under $15 | Under $10 | MotorsRewind | Under $15 | 10.5758 | Motors/Drives | Rural | SC-New | M_Input_New | Commercial | Small Ret | MotorsRewind-New-Small Ret | 6.4606 | 10.5758 | C-All-Mot-All-All-All-C | 0 | 2.2367e-05 | 2.0862e-05 | 2.2235e-05 | 2.4248e-05 | 4.1742e-05 | 5.7722e-05 | 6.4178e-05 | 9.285e-05 | 0.00011083 | 9.8519e-05 | 0.00010098 | 9.7592e-05 | 8.5765e-05 | 8.5991e-05 | 7.8832e-05 | 8.5705e-05 | 9.2578e-05 | 9.9451e-05 | 0.00010632 | 0.0001132 | 0.001502 | 0.001502 | 2.2367e-05 | 4.323e-05 | 6.5464e-05 | 8.9712e-05 | 0.00013145 | 0.00018918 | 0.00025335 | 0.0003462 | 0.00045703 | 0.00055555 | 0.00065653 | 0.00075412 | 0.00083989 | 0.00092588 | 0.0010047 | 0.0010904 | 0.001183 | 0.0012824 | 0.0013888 | 0.001502
Under $20 | Under $15 | MotorsRewind | Under $20 | 16.8718 | Motors/Drives | Rural | SC-New | M_Input_New | Commercial | School K-12 | MotorsRewind-New-School K-12 | 10.6991 | 16.8718 | C-All-Mot-All-All-All-C | 0 | 1.1981e-05 | 2.0581e-05 | 3.0906e-05 | 5.9747e-05 | 8.3657e-05 | 7.5899e-05 | 8.0845e-05 | 9.0437e-05 | 9.6843e-05 | 9.2089e-05 | 9.6214e-05 | 8.6353e-05 | 9.9014e-05 | 8.7198e-05 | 9.6507e-05 | 9.0718e-05 | 8.4929e-05 | 7.914e-05 | 7.3351e-05 | 6.7562e-05 | 0.001504 | 0.001504 | 1.1981e-05 | 3.2563e-05 | 6.3468e-05 | 0.00012322 | 0.00020687 | 0.00028277 | 0.00036362 | 0.00045405 | 0.0005509 | 0.00064299 | 0.0007392 | 0.00082555 | 0.00092457 | 0.0010118 | 0.0011083 | 0.001199 | 0.0012839 | 0.0013631 | 0.0014364 | 0.001504
Under $20 | Under $15 | MotorsRewind | Under $20 | 16.8718 | Motors/Drives | Rural | SC-New | M_Input_New | Commercial | University | MotorsRewind-New-University | 10.6991 | 16.8718 | C-All-Mot-All-All-All-C | 0 | 9.6174e-06 | 1.5233e-05 | 1.5754e-05 | 3.1866e-05 | 4.3821e-05 | 4.6892e-05 | 5.3796e-05 | 5.615e-05 | 6.3557e-05 | 6.5618e-05 | 5.7678e-05 | 5.3337e-05 | 6.1722e-05 | 5.6477e-05 | 5.837e-05 | 6.1255e-05 | 6.414e-05 | 6.7026e-05 | 6.9911e-05 | 7.2796e-05 | 0.001025 | 0.001025 | 9.6174e-06 | 2.4851e-05 | 4.0605e-05 | 7.2471e-05 | 0.00011629 | 0.00016318 | 0.00021698 | 0.00027313 | 0.00033669 | 0.0004023 | 0.00045998 | 0.00051332 | 0.00057504 | 0.00063152 | 0.00068989 | 0.00075114 | 0.00081528 | 0.00088231 | 0.00095222 | 0.001025
Under $20 | Under $15 | MotorsRewind | Under $20 | 16.8718 | Motors/Drives | Rural | SC-New | M_Input_New | Commercial | Warehouse | MotorsRewind-New-Warehouse | 10.6991 | 16.8718 | C-All-Mot-All-All-All-C | 0 | 9.1076e-05 | 8.7726e-05 | 0.00014815 | 0.00020251 | 0.00022098 | 0.00023116 | 0.00023635 | 0.00023597 | 0.00019762 | 0.00021704 | 0.00021559 | 0.0002431 | 0.00023906 | 0.00022294 | 0.00022874 | 0.00019242 | 0.00015609 | 0.00011977 | 8.3447e-05 | 4.7124e-05 | 0.0036168 | 0.0036168 | 9.1076e-05 | 0.0001788 | 0.00032695 | 0.00052946 | 0.00075044 | 0.0009816 | 0.0012179 | 0.0014539 | 0.0016515 | 0.0018686 | 0.0020842 | 0.0023273 | 0.0025663 | 0.0027892 | 0.003018 | 0.0032104 | 0.0033665 | 0.0034863 | 0.0035697 | 0.0036168
Under $10 | Under $5 | MotorsRewind | Under $10 | 5.5389 | Motors/Drives | Rural | SC-New | M_Input_New | Commercial | Supermarket | MotorsRewind-New-Supermarket | 3.0699 | 5.5389 | C-All-Mot-All-All-All-C | 0 | 6.7859e-05 | 8.2102e-05 | 9.2661e-05 | 0.0001004 | 0.00010585 | 0.0001102 | 0.00011339 | 0.00011582 | 0.00011803 | 0.0001129 | 0.0001212 | 0.00012183 | 0.00012102 | 0.00011998 | 0.00011901 | 0.00011798 | 0.00011696 | 0.00011594 | 0.00011492 | 0.0001139 | 0.0022019 | 0.0022019 | 6.7859e-05 | 0.00014996 | 0.00024262 | 0.00034302 | 0.00044887 | 0.00055906 | 0.00067245 | 0.00078827 | 0.0009063 | 0.0010192 | 0.0011404 | 0.0012622 | 0.0013832 | 0.0015032 | 0.0016222 | 0.0017402 | 0.0018572 | 0.0019731 | 0.002088 | 0.0022019
Under $10 | Under $5 | MotorsRewind | Under $10 | 5.5389 | Motors/Drives | Rural | SC-New | M_Input_New | Commercial | MiniMart | MotorsRewind-New-MiniMart | 3.0699 | 5.5389 | C-All-Mot-All-All-All-C | 0 | 1.9586e-05 | 1.7255e-05 | 1.4807e-05 | 1.5851e-05 | 2.6408e-05 | 3.5873e-05 | 4.2164e-05 | 6.7693e-05 | 7.1243e-05 | 6.8487e-05 | 7.1894e-05 | 6.7041e-05 | 5.5314e-05 | 5.9347e-05 | 5.1264e-05 | 5.7674e-05 | 6.4084e-05 | 7.0494e-05 | 7.6904e-05 | 8.3314e-05 | 0.0010367 | 0.0010367 | 1.9586e-05 | 3.6841e-05 | 5.1648e-05 | 6.7499e-05 | 9.3907e-05 | 0.00012978 | 0.00017194 | 0.00023964 | 0.00031088 | 0.00037937 | 0.00045126 | 0.0005183 | 0.00057362 | 0.00063296 | 0.00068423 | 0.0007419 | 0.00080599 | 0.00087648 | 0.00095338 | 0.0010367
Under $10 | Under $10 | MotorsRewind | Under $10 | 9.3165 | Motors/Drives | Rural | SC-New | M_Input_New | Commercial | Restaurant | MotorsRewind-New-Restaurant | 5.613 | 9.3165 | C-All-Mot-All-All-All-C | 0 | 8.3146e-05 | 0.00010384 | 0.00012003 | 0.00013251 | 0.00014208 | 0.00014967 | 0.00015655 | 0.0002186 | 0.00026379 | 0.00026229 | 0.00027291 | 0.00029946 | 0.00027851 | 0.00027517 | 0.00024333 | 0.00027596 | 0.00030859 | 0.00034122 | 0.00037385 | 0.00040649 | 0.004708 | 0.004708 | 8.3146e-05 | 0.00018699 | 0.00030702 | 0.00043953 | 0.00058161 | 0.00073128 | 0.00088783 | 0.0011064 | 0.0013702 | 0.0016325 | 0.0019054 | 0.0022049 | 0.0024834 | 0.0027586 | 0.0030019 | 0.0032779 | 0.0035864 | 0.0039277 | 0.0043015 | 0.004708
Under $5 | Under $5 | MotorsRewind | Under $5 | 3.3803 | Motors/Drives | Rural | SC-New | M_Input_New | Commercial | Lodging | MotorsRewind-New-Lodging | 1.6167 | 3.3803 | C-All-Mot-All-All-All-C | 0 | 2.5935e-05 | 3.12e-05 | 3.6532e-05 | 4.0805e-05 | 5.03e-05 | 5.9081e-05 | 7.8921e-05 | 0.00015931 | 0.00019458 | 0.00019622 | 0.00020449 | 0.0002237 | 0.00019358 | 0.00018642 | 0.00017063 | 0.0001844 | 0.00019817 | 0.00021194 | 0.00022571 | 0.00023948 | 0.0029114 | 0.0029114 | 2.5935e-05 | 5.7135e-05 | 9.3667e-05 | 0.00013447 | 0.00018477 | 0.00024385 | 0.00032277 | 0.00048208 | 0.00067666 | 0.00087288 | 0.0010774 | 0.0013011 | 0.0014946 | 0.0016811 | 0.0018517 | 0.0020361 | 0.0022343 | 0.0024462 | 0.0026719 | 0.0029114
Under $5 | Under $5 | MotorsRewind | Under $5 | 4.0746 | Motors/Drives | Rural | SC-New | M_Input_New | Commercial | Hospital | MotorsRewind-New-Hospital | 2.0841 | 4.0746 | C-All-Mot-All-All-All-C | 0 | 0.00011748 | 0.0001169 | 0.00012256 | 0.00011185 | 0.00012046 | 0.000143 | 0.00019215 | 0.00023703 | 0.00028963 | 0.00026215 | 0.00024797 | 0.00025156 | 0.00023361 | 0.00021028 | 0.00018842 | 0.00019388 | 0.00019933 | 0.00020479 | 0.00021025 | 0.0002157 | 0.003869 | 0.003869 | 0.00011748 | 0.00023438 | 0.00035695 | 0.0004688 | 0.00058926 | 0.00073226 | 0.00092441 | 0.0011614 | 0.0014511 | 0.0017132 | 0.0019612 | 0.0022127 | 0.0024464 | 0.0026566 | 0.002845 | 0.0030389 | 0.0032383 | 0.003443 | 0.0036533 | 0.003869
Under $5 | Under $5 | MotorsRewind | Under $5 | 3.3803 | Motors/Drives | Rural | SC-New | M_Input_New | Commercial | Residential Care | MotorsRewind-New-Residential Care | 1.6167 | 3.3803 | C-All-Mot-All-All-All-C | 0 | 0.00013557 | 0.00015435 | 0.00016333 | 0.00016403 | 0.0001865 | 0.00021155 | 0.00025568 | 0.00033056 | 0.00037461 | 0.00033593 | 0.00035093 | 0.0003456 | 0.00031862 | 0.0003092 | 0.00029298 | 0.00028547 | 0.00027796 | 0.00027045 | 0.00026294 | 0.00025543 | 0.0052817 | 0.0052817 | 0.00013557 | 0.00028992 | 0.00045325 | 0.00061729 | 0.00080379 | 0.0010153 | 0.001271 | 0.0016016 | 0.0019762 | 0.0023121 | 0.0026631 | 0.0030087 | 0.0033273 | 0.0036365 | 0.0039294 | 0.0042149 | 0.0044929 | 0.0047633 | 0.0050263 | 0.0052817
Under $20 | Under $15 | MotorsRewind | Under $20 | 16.1162 | Motors/Drives | Rural | SC-New | M_Input_New | Commercial | Assembly | MotorsRewind-New-Assembly | 10.1905 | 16.1162 | C-All-Mot-All-All-All-C | 0 | 0.00010125 | 0.00011775 | 6.1207e-05 | 9.6441e-05 | 0.00019954 | 0.00029074 | 0.00038855 | 0.00044619 | 0.00065138 | 0.00071466 | 0.0007504 | 0.00080652 | 0.00070705 | 0.00071829 | 0.00073073 | 0.0006311 | 0.00053147 | 0.00043183 | 0.0003322 | 0.00023256 | 0.0089398 | 0.0089398 | 0.00010125 | 0.000219 | 0.0002802 | 0.00037664 | 0.00057618 | 0.00086693 | 0.0012555 | 0.0017017 | 0.002353 | 0.0030677 | 0.0038181 | 0.0046246 | 0.0053317 | 0.00605 | 0.0067807 | 0.0074118 | 0.0079433 | 0.0083751 | 0.0087073 | 0.0089398
Under $15 | Under $10 | MotorsRewind | Under $15 | 13.0942 | Motors/Drives | Rural | SC-New | M_Input_New | Commercial | Other | MotorsRewind-New-Other | 8.156 | 13.0942 | C-All-Mot-All-All-All-C | 0 | 0.0003703 | 0.00051834 | 0.00060589 | 0.0007549 | 0.00087757 | 0.00090437 | 0.0010556 | 0.001159 | 0.0012462 | 0.001167 | 0.0012542 | 0.0011599 | 0.0011889 | 0.0011782 | 0.0010565 | 0.0010675 | 0.0010786 | 0.0010897 | 0.0011008 | 0.0011118 | 0.019945 | 0.019945 | 0.0003703 | 0.00088865 | 0.0014945 | 0.0022494 | 0.003127 | 0.0040314 | 0.005087 | 0.006246 | 0.0074922 | 0.0086592 | 0.0099134 | 0.011073 | 0.012262 | 0.01344 | 0.014497 | 0.015564 | 0.016643 | 0.017733 | 0.018834 | 0.019945
Under $20 | Under $15 | MotorsRewind | Under $20 | 16.8718 | Motors/Drives | Rural | SC-NR | M_Input_NR | Commercial | Large Off | MotorsRewind-NR-Large Off | 10.6991 | 16.8718 | C-All-Mot-All-All-All-C | 0 | 0.0032744 | 0.0039119 | 0.0044163 | 0.0048145 | 0.005128 | 0.005374 | 0.0055662 | 0.0057154 | 0.0058304 | 0.005918 | 0.005984 | 0.0060326 | 0.0060139 | 0.005995 | 0.0059761 | 0.0059571 | 0.0059382 | 0.0059193 | 0.0059003 | 0.0058814 | 0.043145 | 0.043145 | 0.0032744 | 0.0071863 | 0.011603 | 0.016417 | 0.021545 | 0.026919 | 0.032485 | 0.038201 | 0.043145 | 0.043145 | 0.043145 | 0.043145 | 0.043145 | 0.043145 | 0.043145 | 0.043145 | 0.043145 | 0.043145 | 0.043145 | 0.043145
Under $20 | Under $15 | MotorsRewind | Under $20 | 16.8718 | Motors/Drives | Rural | SC-NR | M_Input_NR | Commercial | Medium Off | MotorsRewind-NR-Medium Off | 10.6991 | 16.8718 | C-All-Mot-All-All-All-C | 0 | 0.00167 | 0.0019951 | 0.0022523 | 0.0024554 | 0.0026153 | 0.0027408 | 0.0028388 | 0.0029149 | 0.0029735 | 0.0030182 | 0.0030519 | 0.0030767 | 0.0030671 | 0.0030575 | 0.0030478 | 0.0030382 | 0.0030285 | 0.0030189 | 0.0030092 | 0.0029995 | 0.022004 | 0.022004 | 0.00167 | 0.0036651 | 0.0059174 | 0.0083729 | 0.010988 | 0.013729 | 0.016568 | 0.019483 | 0.022004 | 0.022004 | 0.022004 | 0.022004 | 0.022004 | 0.022004 | 0.022004 | 0.022004 | 0.022004 | 0.022004 | 0.022004 | 0.022004
Under $20 | Under $15 | MotorsRewind | Under $20 | 16.8718 | Motors/Drives | Rural | SC-NR | M_Input_NR | Commercial | Small Off | MotorsRewind-NR-Small Off | 10.6991 | 16.8718 | C-All-Mot-All-All-All-C | 0 | 0.0016083 | 0.0019214 | 0.0021691 | 0.0023647 | 0.0025187 | 0.0026395 | 0.0027339 | 0.0028072 | 0.0028637 | 0.0029067 | 0.0029391 | 0.002963 | 0.0029538 | 0.0029445 | 0.0029352 | 0.0029259 | 0.0029166 | 0.0029073 | 0.002898 | 0.0028887 | 0.021191 | 0.021191 | 0.0016083 | 0.0035297 | 0.0056988 | 0.0080635 | 0.010582 | 0.013222 | 0.015956 | 0.018763 | 0.021191 | 0.021191 | 0.021191 | 0.021191 | 0.021191 | 0.021191 | 0.021191 | 0.021191 | 0.021191 | 0.021191 | 0.021191 | 0.021191
Under $15 | Under $10 | MotorsRewind | Under $15 | 10.5758 | Motors/Drives | Rural | SC-NR | M_Input_NR | Commercial | XLarge Ret | MotorsRewind-NR-XLarge Ret | 6.4606 | 10.5758 | C-All-Mot-All-All-All-C | 0 | 0.001047 | 0.001248 | 0.0014061 | 0.00153 | 0.0016267 | 0.0017017 | 0.0017594 | 0.0018035 | 0.0018366 | 0.001861 | 0.0018785 | 0.0018906 | 0.0018815 | 0.0018725 | 0.0018634 | 0.0018543 | 0.0018453 | 0.0018362 | 0.0018272 | 0.0018181 | 0.013337 | 0.013337 | 0.001047 | 0.002295 | 0.0037011 | 0.005231 | 0.0068577 | 0.0085594 | 0.010319 | 0.012122 | 0.013337 | 0.013337 | 0.013337 | 0.013337 | 0.013337 | 0.013337 | 0.013337 | 0.013337 | 0.013337 | 0.013337 | 0.013337 | 0.013337
Under $15 | Under $10 | MotorsRewind | Under $15 | 10.5758 | Motors/Drives | Rural | SC-NR | M_Input_NR | Commercial | Large Ret | MotorsRewind-NR-Large Ret | 6.4606 | 10.5758 | C-All-Mot-All-All-All-C | 0 | 0.0016363 | 0.0019505 | 0.0021976 | 0.0023912 | 0.0025423 | 0.0026595 | 0.0027498 | 0.0028186 | 0.0028704 | 0.0029086 | 0.002936 | 0.0029548 | 0.0029407 | 0.0029265 | 0.0029123 | 0.0028982 | 0.002884 | 0.0028699 | 0.0028557 | 0.0028416 | 0.020845 | 0.020845 | 0.0016363 | 0.0035868 | 0.0057844 | 0.0081757 | 0.010718 | 0.013378 | 0.016127 | 0.018946 | 0.020845 | 0.020845 | 0.020845 | 0.020845 | 0.020845 | 0.020845 | 0.020845 | 0.020845 | 0.020845 | 0.020845 | 0.020845 | 0.020845
Under $15 | Under $10 | MotorsRewind | Under $15 | 10.5758 | Motors/Drives | Rural | SC-NR | M_Input_NR | Commercial | Medium Ret | MotorsRewind-NR-Medium Ret | 6.4606 | 10.5758 | C-All-Mot-All-All-All-C | 0 | 0.00071957 | 0.00085773 | 0.00096638 | 0.0010515 | 0.001118 | 0.0011695 | 0.0012092 | 0.0012395 | 0.0012623 | 0.001279 | 0.0012911 | 0.0012994 | 0.0012932 | 0.0012869 | 0.0012807 | 0.0012745 | 0.0012682 | 0.001262 | 0.0012558 | 0.0012496 | 0.0091667 | 0.0091667 | 0.00071957 | 0.0015773 | 0.0025437 | 0.0035952 | 0.0047132 | 0.0058827 | 0.0070919 | 0.0083314 | 0.0091667 | 0.0091667 | 0.0091667 | 0.0091667 | 0.0091667 | 0.0091667 | 0.0091667 | 0.0091667 | 0.0091667 | 0.0091667 | 0.0091667 | 0.0091667
Under $15 | Under $10 | MotorsRewind | Under $15 | 10.5758 | Motors/Drives | Rural | SC-NR | M_Input_NR | Commercial | Small Ret | MotorsRewind-NR-Small Ret | 6.4606 | 10.5758 | C-All-Mot-All-All-All-C | 0 | 0.00085299 | 0.0010168 | 0.0011456 | 0.0012465 | 0.0013253 | 0.0013864 | 0.0014334 | 0.0014693 | 0.0014963 | 0.0015162 | 0.0015305 | 0.0015403 | 0.0015329 | 0.0015255 | 0.0015181 | 0.0015108 | 0.0015034 | 0.001496 | 0.0014886 | 0.0014813 | 0.010866 | 0.010866 | 0.00085299 | 0.0018698 | 0.0030153 | 0.0042618 | 0.0055871 | 0.0069735 | 0.0084069 | 0.0098762 | 0.010866 | 0.010866 | 0.010866 | 0.010866 | 0.010866 | 0.010866 | 0.010866 | 0.010866 | 0.010866 | 0.010866 | 0.010866 | 0.010866
Under $20 | Under $15 | MotorsRewind | Under $20 | 16.8718 | Motors/Drives | Rural | SC-NR | M_Input_NR | Commercial | School K-12 | MotorsRewind-NR-School K-12 | 10.6991 | 16.8718 | C-All-Mot-All-All-All-C | 0 | 0.00082028 | 0.00097847 | 0.0011031 | 0.001201 | 0.0012776 | 0.0013373 | 0.0013834 | 0.0014188 | 0.0014456 | 0.0014657 | 0.0014803 | 0.0014905 | 0.0014842 | 0.0014778 | 0.0014714 | 0.0014651 | 0.0014587 | 0.0014523 | 0.0014459 | 0.0014396 | 0.01056 | 0.01056 | 0.00082028 | 0.0017988 | 0.0029019 | 0.0041029 | 0.0053805 | 0.0067177 | 0.0081012 | 0.00952 | 0.01056 | 0.01056 | 0.01056 | 0.01056 | 0.01056 | 0.01056 | 0.01056 | 0.01056 | 0.01056 | 0.01056 | 0.01056 | 0.01056
Under $20 | Under $15 | MotorsRewind | Under $20 | 16.8718 | Motors/Drives | Rural | SC-NR | M_Input_NR | Commercial | University | MotorsRewind-NR-University | 10.6991 | 16.8718 | C-All-Mot-All-All-All-C | 0 | 0.00044089 | 0.00052591 | 0.0005929 | 0.00064552 | 0.0006867 | 0.00071876 | 0.00074356 | 0.00076259 | 0.00077701 | 0.00078777 | 0.00079561 | 0.00080113 | 0.00079773 | 0.0007943 | 0.00079086 | 0.00078744 | 0.00078402 | 0.00078059 | 0.00077717 | 0.00077374 | 0.0056761 | 0.0056761 | 0.00044089 | 0.0009668 | 0.0015597 | 0.0022052 | 0.0028919 | 0.0036107 | 0.0043542 | 0.0051168 | 0.0056761 | 0.0056761 | 0.0056761 | 0.0056761 | 0.0056761 | 0.0056761 | 0.0056761 | 0.0056761 | 0.0056761 | 0.0056761 | 0.0056761 | 0.0056761
Under $20 | Under $15 | MotorsRewind | Under $20 | 16.8718 | Motors/Drives | Rural | SC-NR | M_Input_NR | Commercial | Warehouse | MotorsRewind-NR-Warehouse | 10.6991 | 16.8718 | C-All-Mot-All-All-All-C | 0 | 0.0015246 | 0.0018197 | 0.0020525 | 0.0022357 | 0.0023794 | 0.0024916 | 0.0025787 | 0.0026459 | 0.0026971 | 0.0027356 | 0.002764 | 0.0027844 | 0.0027737 | 0.0027629 | 0.0027522 | 0.0027414 | 0.0027307 | 0.0027199 | 0.0027091 | 0.0026984 | 0.019795 | 0.019795 | 0.0015246 | 0.0033443 | 0.0053969 | 0.0076326 | 0.010012 | 0.012504 | 0.015082 | 0.017728 | 0.019795 | 0.019795 | 0.019795 | 0.019795 | 0.019795 | 0.019795 | 0.019795 | 0.019795 | 0.019795 | 0.019795 | 0.019795 | 0.019795
Under $10 | Under $5 | MotorsRewind | Under $10 | 5.5389 | Motors/Drives | Rural | SC-NR | M_Input_NR | Commercial | Supermarket | MotorsRewind-NR-Supermarket | 3.0699 | 5.5389 | C-All-Mot-All-All-All-C | 0 | 0.0017235 | 0.002042 | 0.0022881 | 0.0024769 | 0.0026204 | 0.0027279 | 0.002807 | 0.0028636 | 0.0029024 | 0.0029272 | 0.002941 | 0.002946 | 0.0029183 | 0.0028907 | 0.0028633 | 0.0028361 | 0.0028089 | 0.0027818 | 0.0027546 | 0.0027274 | 0.020008 | 0.020008 | 0.0017235 | 0.0037654 | 0.0060535 | 0.0085304 | 0.011151 | 0.013879 | 0.016686 | 0.019549 | 0.020008 | 0.020008 | 0.020008 | 0.020008 | 0.020008 | 0.020008 | 0.020008 | 0.020008 | 0.020008 | 0.020008 | 0.020008 | 0.020008
Under $10 | Under $5 | MotorsRewind | Under $10 | 5.5389 | Motors/Drives | Rural | SC-NR | M_Input_NR | Commercial | MiniMart | MotorsRewind-NR-MiniMart | 3.0699 | 5.5389 | C-All-Mot-All-All-All-C | 0 | 0.00072981 | 0.0008698 | 0.00097983 | 0.001066 | 0.0011332 | 0.0011853 | 0.0012254 | 0.0012559 | 0.0012788 | 0.0012956 | 0.0013077 | 0.0013159 | 0.0013094 | 0.0013029 | 0.0012965 | 0.00129 | 0.0012835 | 0.0012771 | 0.0012706 | 0.0012641 | 0.0092736 | 0.0092736 | 0.00072981 | 0.0015996 | 0.0025794 | 0.0036455 | 0.0047787 | 0.005964 | 0.0071894 | 0.0084453 | 0.0092736 | 0.0092736 | 0.0092736 | 0.0092736 | 0.0092736 | 0.0092736 | 0.0092736 | 0.0092736 | 0.0092736 | 0.0092736 | 0.0092736 | 0.0092736
Under $10 | Under $10 | MotorsRewind | Under $10 | 9.3165 | Motors/Drives | Rural | SC-NR | M_Input_NR | Commercial | Restaurant | MotorsRewind-NR-Restaurant | 5.613 | 9.3165 | C-All-Mot-All-All-All-C | 0 | 0.0015408 | 0.0018363 | 0.0020686 | 0.0022506 | 0.0023925 | 0.0025025 | 0.0025871 | 0.0026515 | 0.0026998 | 0.0027354 | 0.0027608 | 0.0027781 | 0.0027645 | 0.0027508 | 0.0027371 | 0.0027235 | 0.0027098 | 0.0026962 | 0.0026825 | 0.0026689 | 0.019579 | 0.019579 | 0.0015408 | 0.0033771 | 0.0054458 | 0.0076964 | 0.010089 | 0.012591 | 0.015178 | 0.01783 | 0.019579 | 0.019579 | 0.019579 | 0.019579 | 0.019579 | 0.019579 | 0.019579 | 0.019579 | 0.019579 | 0.019579 | 0.019579 | 0.019579
Under $5 | Under $5 | MotorsRewind | Under $5 | 3.3803 | Motors/Drives | Rural | SC-NR | M_Input_NR | Commercial | Lodging | MotorsRewind-NR-Lodging | 1.6167 | 3.3803 | C-All-Mot-All-All-All-C | 0 | 0.0013765 | 0.0016459 | 0.0018595 | 0.0020286 | 0.0021622 | 0.0022674 | 0.00235 | 0.0024146 | 0.0024648 | 0.0025035 | 0.002533 | 0.0025552 | 0.0025489 | 0.0025425 | 0.0025361 | 0.0025296 | 0.0025232 | 0.0025168 | 0.0025103 | 0.0025039 | 0.018368 | 0.018368 | 0.0013765 | 0.0030224 | 0.0048819 | 0.0069105 | 0.0090727 | 0.01134 | 0.01369 | 0.016105 | 0.018368 | 0.018368 | 0.018368 | 0.018368 | 0.018368 | 0.018368 | 0.018368 | 0.018368 | 0.018368 | 0.018368 | 0.018368 | 0.018368
Under $5 | Under $5 | MotorsRewind | Under $5 | 4.0746 | Motors/Drives | Rural | SC-NR | M_Input_NR | Commercial | Hospital | MotorsRewind-NR-Hospital | 2.0841 | 4.0746 | C-All-Mot-All-All-All-C | 0 | 0.0010073 | 0.001205 | 0.0013619 | 0.0014862 | 0.0015846 | 0.0016623 | 0.0017235 | 0.0017714 | 0.0018088 | 0.0018378 | 0.00186 | 0.0018769 | 0.0018729 | 0.0018688 | 0.0018647 | 0.0018605 | 0.0018564 | 0.0018522 | 0.0018481 | 0.001844 | 0.013527 | 0.013527 | 0.0010073 | 0.0022123 | 0.0035741 | 0.0050604 | 0.006645 | 0.0083073 | 0.010031 | 0.011802 | 0.013527 | 0.013527 | 0.013527 | 0.013527 | 0.013527 | 0.013527 | 0.013527 | 0.013527 | 0.013527 | 0.013527 | 0.013527 | 0.013527
Under $5 | Under $5 | MotorsRewind | Under $5 | 3.3803 | Motors/Drives | Rural | SC-NR | M_Input_NR | Commercial | Residential Care | MotorsRewind-NR-Residential Care | 1.6167 | 3.3803 | C-All-Mot-All-All-All-C | 0 | 0.0010843 | 0.0012965 | 0.0014647 | 0.001598 | 0.0017032 | 0.0017861 | 0.0018511 | 0.001902 | 0.0019415 | 0.001972 | 0.0019952 | 0.0020127 | 0.0020078 | 0.0020027 | 0.0019977 | 0.0019926 | 0.0019875 | 0.0019825 | 0.0019774 | 0.0019723 | 0.014469 | 0.014469 | 0.0010843 | 0.0023808 | 0.0038455 | 0.0054435 | 0.0071466 | 0.0089327 | 0.010784 | 0.012686 | 0.014469 | 0.014469 | 0.014469 | 0.014469 | 0.014469 | 0.014469 | 0.014469 | 0.014469 | 0.014469 | 0.014469 | 0.014469 | 0.014469
Under $20 | Under $15 | MotorsRewind | Under $20 | 16.1162 | Motors/Drives | Rural | SC-NR | M_Input_NR | Commercial | Assembly | MotorsRewind-NR-Assembly | 10.1905 | 16.1162 | C-All-Mot-All-All-All-C | 0 | 0.0027052 | 0.0032251 | 0.0036342 | 0.0039549 | 0.0042054 | 0.0043998 | 0.0045497 | 0.0046642 | 0.0047504 | 0.0048142 | 0.0048601 | 0.0048918 | 0.0048691 | 0.0048461 | 0.0048232 | 0.0048004 | 0.0047775 | 0.0047547 | 0.0047318 | 0.0047089 | 0.034544 | 0.034544 | 0.0027052 | 0.0059303 | 0.0095645 | 0.013519 | 0.017725 | 0.022125 | 0.026674 | 0.031339 | 0.034544 | 0.034544 | 0.034544 | 0.034544 | 0.034544 | 0.034544 | 0.034544 | 0.034544 | 0.034544 | 0.034544 | 0.034544 | 0.034544
Under $15 | Under $10 | MotorsRewind | Under $15 | 13.0942 | Motors/Drives | Rural | SC-NR | M_Input_NR | Commercial | Other | MotorsRewind-NR-Other | 8.156 | 13.0942 | C-All-Mot-All-All-All-C | 0 | 0.0026344 | 0.0031212 | 0.0034974 | 0.0037861 | 0.0040053 | 0.0041697 | 0.0042905 | 0.0043771 | 0.0044365 | 0.0044744 | 0.0044954 | 0.0045031 | 0.0044607 | 0.0044185 | 0.0043767 | 0.0043351 | 0.0042936 | 0.004252 | 0.0042105 | 0.0041689 | 0.030583 | 0.030583 | 0.0026344 | 0.0057556 | 0.009253 | 0.013039 | 0.017044 | 0.021214 | 0.025505 | 0.029882 | 0.030583 | 0.030583 | 0.030583 | 0.030583 | 0.030583 | 0.030583 | 0.030583 | 0.030583 | 0.030583 | 0.030583 | 0.030583 | 0.030583
Under $15 | Under $10 | Parking Lighting | Under $15 | 10.6108 | Lighting | Rural | SC-NR | M_Input(per KSF) | Commercial | Applicable HID Parking Area | NR_PARKING_GARAGE_FIX_REPL_from MH to BI-LEVEL_LED_FIX | 7.3464 | 10.6108 | I-All-SecTotal-All-All-All-E | 0 | 0.16427 | 0.19393 | 0.21728 | 0.2356 | 0.24992 | 0.26106 | 0.26965 | 0.27623 | 0.2812 | 0.2849 | 0.28757 | 0.28944 | 0.28819 | 0.28694 | 0.28569 | 0.28445 | 0.2832 | 0.28195 | 0.28071 | 0.27946 | 0.80663 | 0.80663 | 0.16427 | 0.35821 | 0.57549 | 0.80663 | 0.80663 | 0.80663 | 0.80663 | 0.80663 | 0.80663 | 0.80663 | 0.80663 | 0.80663 | 0.80663 | 0.80663 | 0.80663 | 0.80663 | 0.80663 | 0.80663 | 0.80663 | 0.80663
Under $20 | Under $15 | Smart Plug Power Strips | Under $20 | 15.9502 | Electronics | Rural | SC-Retro | Measure InputOutput | Commercial | All | Smart Plug Power Strips-Retro | 10.3876 | 15.9502 | C-All-Other-Control-All-All-E | 0 | 0.56774 | 0.56568 | 0.5638 | 0.5621 | 0.56038 | 0.50292 | 0.4011 | 0.31984 | 0.255 | 0.20335 | 0.16216 | 0.12929 | 0.10305 | 0.082158 | 0.065493 | 0.052208 | 0.00019695 | 0 | 0 | 0 | 4.893 | 4.893 | 0.56774 | 1.1334 | 1.6972 | 2.2593 | 2.8197 | 3.3226 | 3.7237 | 4.0436 | 4.2986 | 4.5019 | 4.6641 | 4.7934 | 4.893 | 4.893 | 4.893 | 4.893 | 4.893 | 4.893 | 4.893 | 4.893
Under $5 | Under $20 | Pre-Rinse Spray Valve | Under $5 | -97.3595 | Food Preparation | Rural | SC-Retro | Measure InputOutput | Commercial | All | Pre-Rinse Spray Valve_0.61_to_1.0gpm | 15.1276 | -97.3595 | C-All-WH-Dwash-All-All-C | C-All-WH-Dwash-All-All-C | 0.011472 | 0.01143 | 0.011392 | 0.011358 | 0.011323 | 0.010162 | 0.0081056 | 0.006464 | 0.0051543 | 0.0041108 | 0.0032789 | 0.0026149 | 0.0020849 | 0.0016628 | 0.0013262 | 0.0010578 | 7.1938e-06 | 2.5616e-06 | 8.7069e-07 | 2.8308e-07 | 0.098903 | 0.098903 | 0.011472 | 0.022902 | 0.034294 | 0.045651 | 0.056974 | 0.067137 | 0.075242 | 0.081706 | 0.086861 | 0.090971 | 0.09425 | 0.096865 | 0.098903 | 0.098903 | 0.098903 | 0.098903 | 0.098903 | 0.098903 | 0.098903 | 0.098903
Under $45 | Under $30 | Advanced Rooftop Controller | Under $45 | 41.2985 | HVAC | Rural | SC-Retro | Measure InputOutput | Commercial | Large Off | Advanced Rooftop Controller-Retro-Large Off | 27.1036 | 41.2985 | C-Off-HVAC-Vent-All-All-E | 0 | 0.0035039 | 0.0055213 | 0.011062 | 0.01934 | 0.030023 | 0.041928 | 0.053216 | 0.061908 | 0.066474 | 0.066275 | 0.061667 | 0.05379 | 0.044155 | 0.034228 | 0.025131 | 0.017523 | 0.011629 | 0.0073586 | 0.0044448 | 0.0025628 | 0.60616 | 0.60616 | 0.0035039 | 0.0090252 | 0.020087 | 0.039427 | 0.069451 | 0.11138 | 0.16459 | 0.2265 | 0.29298 | 0.35925 | 0.42092 | 0.47471 | 0.51886 | 0.55309 | 0.57822 | 0.59575 | 0.60616 | 0.60616 | 0.60616 | 0.60616
Under $45 | Under $30 | Advanced Rooftop Controller | Under $45 | 44.8974 | HVAC | Rural | SC-Retro | Measure InputOutput | Commercial | Medium Off | Advanced Rooftop Controller-Retro-Medium Off | 29.5263 | 44.8974 | C-Off-HVAC-Vent-All-All-E | 0 | 0.0059981 | 0.0094517 | 0.018937 | 0.033107 | 0.051396 | 0.071774 | 0.091099 | 0.10598 | 0.11379 | 0.11345 | 0.10557 | 0.092081 | 0.075588 | 0.058594 | 0.043021 | 0.029997 | 0.019907 | 0.012597 | 0.0076088 | 0.0043871 | 1.0377 | 1.0377 | 0.0059981 | 0.01545 | 0.034387 | 0.067494 | 0.11889 | 0.19066 | 0.28176 | 0.38774 | 0.50154 | 0.61499 | 0.72055 | 0.81264 | 0.88822 | 0.94682 | 0.98984 | 1.0198 | 1.0377 | 1.0377 | 1.0377 | 1.0377
Under $45 | Under $30 | Advanced Rooftop Controller | Under $45 | 41.229 | HVAC | Rural | SC-Retro | Measure InputOutput | Commercial | Small Off | Advanced Rooftop Controller-Retro-Small Off | 27.0568 | 41.229 | C-Off-HVAC-Vent-All-All-E | 0 | 0.0039644 | 0.0062469 | 0.012516 | 0.021882 | 0.033969 | 0.047438 | 0.06021 | 0.070044 | 0.07521 | 0.074984 | 0.069771 | 0.060859 | 0.049958 | 0.038726 | 0.028434 | 0.019826 | 0.013157 | 0.0083257 | 0.0050289 | 0.0028996 | 0.68582 | 0.68582 | 0.0039644 | 0.010211 | 0.022727 | 0.044609 | 0.078578 | 0.12602 | 0.18623 | 0.25627 | 0.33148 | 0.40646 | 0.47624 | 0.53709 | 0.58705 | 0.62578 | 0.65421 | 0.67404 | 0.68582 | 0.68582 | 0.68582 | 0.68582
Under $10 | Under $10 | Advanced Rooftop Controller | Under $10 | 9.3741 | HVAC | Rural | SC-Retro | Measure InputOutput | Commercial | XLarge Ret | Advanced Rooftop Controller-Retro-XLarge Ret | 5.7361 | 9.3741 | C-Ret-HVAC-Vent-All-All-E | 0 | 0.011348 | 0.017849 | 0.035699 | 0.062309 | 0.09657 | 0.13464 | 0.17062 | 0.19817 | 0.21244 | 0.21146 | 0.19644 | 0.17108 | 0.14021 | 0.10851 | 0.079544 | 0.055375 | 0.03669 | 0.023179 | 0.013977 | 0.0080456 | 1.903 | 1.903 | 0.011348 | 0.029197 | 0.064896 | 0.1272 | 0.22377 | 0.35842 | 0.52904 | 0.7272 | 0.93964 | 1.1511 | 1.3475 | 1.5186 | 1.6588 | 1.7673 | 1.8469 | 1.9023 | 1.903 | 1.903 | 1.903 | 1.903
Under $10 | Under $5 | Advanced Rooftop Controller | Under $10 | 7.4301 | HVAC | Rural | SC-Retro | Measure InputOutput | Commercial | Large Ret | Advanced Rooftop Controller-Retro-Large Ret | 4.4274 | 7.4301 | C-Ret-HVAC-Vent-All-All-E | 0 | 0.021774 | 0.03425 | 0.0685 | 0.11956 | 0.1853 | 0.25836 | 0.32739 | 0.38025 | 0.40764 | 0.40576 | 0.37695 | 0.32827 | 0.26904 | 0.20822 | 0.15263 | 0.10625 | 0.070402 | 0.044476 | 0.02682 | 0.015438 | 3.6515 | 3.6515 | 0.021774 | 0.056024 | 0.12452 | 0.24409 | 0.42939 | 0.68774 | 1.0151 | 1.3954 | 1.803 | 2.2088 | 2.5857 | 2.914 | 3.183 | 3.3913 | 3.5439 | 3.6501 | 3.6515 | 3.6515 | 3.6515 | 3.6515
Under $20 | Under $10 | Advanced Rooftop Controller | Under $20 | 15.1554 | HVAC | Rural | SC-Retro | Measure InputOutput | Commercial | Medium Ret | Advanced Rooftop Controller-Retro-Medium Ret | 9.628 | 15.1554 | C-Ret-HVAC-Vent-All-All-E | 0 | 0.0032885 | 0.0051726 | 0.010345 | 0.018057 | 0.027985 | 0.039018 | 0.049444 | 0.057427 | 0.061564 | 0.06128 | 0.056929 | 0.049577 | 0.040632 | 0.031446 | 0.023051 | 0.016047 | 0.010632 | 0.006717 | 0.0040506 | 0.0023316 | 0.55148 | 0.55148 | 0.0032885 | 0.008461 | 0.018806 | 0.036863 | 0.064849 | 0.10387 | 0.15331 | 0.21074 | 0.2723 | 0.33358 | 0.39051 | 0.44009 | 0.48072 | 0.51217 | 0.53522 | 0.55127 | 0.55148 | 0.55148 | 0.55148 | 0.55148
Under $45 | Under $30 | Advanced Rooftop Controller | Under $45 | 44.0058 | HVAC | Rural | SC-Retro | Measure InputOutput | Commercial | Small Ret | Advanced Rooftop Controller-Retro-Small Ret | 29.05 | 44.0058 | C-Ret-HVAC-Vent-All-All-E | 0 | 0.00026176 | 0.00041174 | 0.00082348 | 0.0014373 | 0.0022276 | 0.0031059 | 0.0039357 | 0.0045712 | 0.0049005 | 0.0048779 | 0.0045315 | 0.0039463 | 0.0032343 | 0.0025031 | 0.0018349 | 0.0012774 | 0.00084634 | 0.00053468 | 0.00032243 | 0.00018559 | 0.043897 | 0.043897 | 0.00026176 | 0.0006735 | 0.001497 | 0.0029343 | 0.0051619 | 0.0082678 | 0.012204 | 0.016775 | 0.021675 | 0.026553 | 0.031085 | 0.035031 | 0.038265 | 0.040768 | 0.042603 | 0.043881 | 0.043897 | 0.043897 | 0.043897 | 0.043897
Under $50 | Under $35 | Advanced Rooftop Controller | Under $50 | 49.1286 | HVAC | Rural | SC-Retro | Measure InputOutput | Commercial | School K-12 | Advanced Rooftop Controller-Retro-School K-12 | 32.4409 | 49.1286 | C-Sch-HVAC-Vent-All-All-C | 0 | 0.0020393 | 0.0032096 | 0.0064228 | 0.011216 | 0.017392 | 0.024261 | 0.03076 | 0.035744 | 0.038338 | 0.038181 | 0.035487 | 0.03092 | 0.025354 | 0.019632 | 0.014398 | 0.010028 | 0.0066479 | 0.0042019 | 0.0025352 | 0.0014601 | 0.34534 | 0.34534 | 0.0020393 | 0.0052489 | 0.011672 | 0.022888 | 0.04028 | 0.064542 | 0.095301 | 0.13105 | 0.16938 | 0.20756 | 0.24305 | 0.27397 | 0.29932 | 0.31896 | 0.33335 | 0.34338 | 0.34534 | 0.34534 | 0.34534 | 0.34534
Under $50 | Under $35 | Advanced Rooftop Controller | Under $50 | 47.3242 | HVAC | Rural | SC-Retro | Measure InputOutput | Commercial | University | Advanced Rooftop Controller-Retro-University | 30.6014 | 47.3242 | C-All-HVAC-Vent-All-All-E | 0 | 0.0010938 | 0.0017215 | 0.0034449 | 0.0060158 | 0.0093284 | 0.013013 | 0.016498 | 0.019171 | 0.020563 | 0.020478 | 0.019033 | 0.016584 | 0.013598 | 0.01053 | 0.0077225 | 0.0053787 | 0.0035656 | 0.0022537 | 0.0013598 | 0.0007831 | 0.18522 | 0.18522 | 0.0010938 | 0.0028153 | 0.0062601 | 0.012276 | 0.021604 | 0.034617 | 0.051115 | 0.070286 | 0.090849 | 0.11133 | 0.13036 | 0.14694 | 0.16054 | 0.17107 | 0.17879 | 0.18417 | 0.18522 | 0.18522 | 0.18522 | 0.18522
Under $45 | Under $30 | Advanced Rooftop Controller | Under $45 | 44.2291 | HVAC | Rural | SC-Retro | Measure InputOutput | Commercial | Warehouse | Advanced Rooftop Controller-Retro-Warehouse | 28.978 | 44.2291 | C-War-HVAC-Vent-All-All-E | 0 | 0.0017429 | 0.0027443 | 0.0054941 | 0.0095984 | 0.01489 | 0.020779 | 0.026355 | 0.030638 | 0.032875 | 0.032753 | 0.030454 | 0.026546 | 0.021776 | 0.016868 | 0.012376 | 0.0086234 | 0.0057189 | 0.0036162 | 0.0021827 | 0.0012576 | 0.29745 | 0.29745 | 0.0017429 | 0.0044872 | 0.0099813 | 0.01958 | 0.03447 | 0.055249 | 0.081604 | 0.11224 | 0.14512 | 0.17787 | 0.20832 | 0.23487 | 0.25664 | 0.27351 | 0.28589 | 0.29451 | 0.29745 | 0.29745 | 0.29745 | 0.29745
Under $20 | Under $15 | Advanced Rooftop Controller | Under $20 | 16.2693 | HVAC | Rural | SC-Retro | Measure InputOutput | Commercial | Supermarket | Advanced Rooftop Controller-Retro-Supermarket | 10.2863 | 16.2693 | C-Gro-HVAC-Vent-All-All-E | 0 | 0.0040934 | 0.0064073 | 0.012753 | 0.022158 | 0.034187 | 0.047453 | 0.059865 | 0.069223 | 0.07388 | 0.073215 | 0.067715 | 0.05871 | 0.047904 | 0.036911 | 0.026938 | 0.01867 | 0.012315 | 0.0077446 | 0.0046486 | 0.0026632 | 0.62991 | 0.62991 | 0.0040934 | 0.010501 | 0.023254 | 0.045412 | 0.079599 | 0.12705 | 0.18692 | 0.25614 | 0.33002 | 0.40323 | 0.47095 | 0.52966 | 0.57756 | 0.61447 | 0.62991 | 0.62991 | 0.62991 | 0.62991 | 0.62991 | 0.62991
Under $20 | Under $15 | Advanced Rooftop Controller | Under $20 | 16.2693 | HVAC | Rural | SC-Retro | Measure InputOutput | Commercial | MiniMart | Advanced Rooftop Controller-Retro-MiniMart | 10.2863 | 16.2693 | C-Gro-HVAC-Vent-All-All-E | 0 | 0.0017451 | 0.0027445 | 0.0054884 | 0.0095783 | 0.014843 | 0.020692 | 0.026218 | 0.030448 | 0.032637 | 0.032483 | 0.030172 | 0.026273 | 0.02153 | 0.016661 | 0.012211 | 0.0084999 | 0.0056312 | 0.003557 | 0.0021447 | 0.0012344 | 0.29196 | 0.29196 | 0.0017451 | 0.0044896 | 0.009978 | 0.019556 | 0.034399 | 0.055092 | 0.08131 | 0.11176 | 0.14439 | 0.17688 | 0.20705 | 0.23332 | 0.25485 | 0.27151 | 0.28372 | 0.29196 | 0.29196 | 0.29196 | 0.29196 | 0.29196
Under $20 | Under $15 | Advanced Rooftop Controller | Under $20 | 18.6622 | HVAC | Rural | SC-Retro | Measure InputOutput | Commercial | Restaurant | Advanced Rooftop Controller-Retro-Restaurant | 11.7983 | 18.6622 | C-Res-HVAC-Vent-All-All-E | 0 | 0.010005 | 0.015735 | 0.031466 | 0.054913 | 0.085098 | 0.11863 | 0.15031 | 0.17456 | 0.18711 | 0.18623 | 0.17298 | 0.15063 | 0.12343 | 0.095517 | 0.07001 | 0.048731 | 0.032284 | 0.020393 | 0.012296 | 0.0070769 | 1.6739 | 1.6739 | 0.010005 | 0.025739 | 0.057205 | 0.11212 | 0.19722 | 0.31585 | 0.46616 | 0.64072 | 0.82783 | 1.0141 | 1.187 | 1.3377 | 1.4611 | 1.5566 | 1.6266 | 1.6739 | 1.6739 | 1.6739 | 1.6739 | 1.6739
Under $30 | Under $20 | Advanced Rooftop Controller | Under $30 | 27.365 | HVAC | Rural | SC-Retro | Measure InputOutput | Commercial | Lodging | Advanced Rooftop Controller-Retro-Lodging | 17.1649 | 27.365 | C-All-HVAC-Vent-All-All-E | 0 | 0.0016331 | 0.0025751 | 0.0051626 | 0.0090315 | 0.014029 | 0.019604 | 0.024897 | 0.028981 | 0.031137 | 0.031062 | 0.02892 | 0.025241 | 0.020732 | 0.016081 | 0.011814 | 0.0082425 | 0.0054734 | 0.0034656 | 0.0020946 | 0.0012084 | 0.28582 | 0.28582 | 0.0016331 | 0.0042082 | 0.0093708 | 0.018402 | 0.032431 | 0.052035 | 0.076932 | 0.10591 | 0.13705 | 0.16811 | 0.19703 | 0.22227 | 0.24301 | 0.25909 | 0.2709 | 0.27914 | 0.28462 | 0.28582 | 0.28582 | 0.28582
Under $30 | Under $20 | Advanced Rooftop Controller | Under $30 | 28.8358 | HVAC | Rural | SC-Retro | Measure InputOutput | Commercial | Hospital | Advanced Rooftop Controller-Retro-Hospital | 18.6092 | 28.8358 | C-Hea-HVAC-Vent-All-All-C | 0 | 0.0011158 | 0.00176 | 0.0035297 | 0.0061768 | 0.0095977 | 0.013415 | 0.017043 | 0.019844 | 0.021327 | 0.021282 | 0.019821 | 0.017305 | 0.014218 | 0.011031 | 0.0081067 | 0.0056576 | 0.003758 | 0.0023802 | 0.001439 | 0.00083047 | 0.19643 | 0.19643 | 0.0011158 | 0.0028758 | 0.0064055 | 0.012582 | 0.02218 | 0.035595 | 0.052638 | 0.072483 | 0.09381 | 0.11509 | 0.13491 | 0.15222 | 0.16644 | 0.17747 | 0.18557 | 0.19123 | 0.19499 | 0.19643 | 0.19643 | 0.19643
Under $20 | Under $10 | Advanced Rooftop Controller | Under $20 | 15.0821 | HVAC | Rural | SC-Retro | Measure InputOutput | Commercial | Residential Care | Advanced Rooftop Controller-Retro-Residential Care | 9.3502 | 15.0821 | C-Hea-HVAC-Vent-All-All-C | 0 | 0.007443 | 0.011736 | 0.02353 | 0.041163 | 0.06394 | 0.089346 | 0.11347 | 0.13208 | 0.14191 | 0.14157 | 0.13181 | 0.11504 | 0.094492 | 0.073292 | 0.053845 | 0.037566 | 0.024946 | 0.015795 | 0.0095463 | 0.0055076 | 1.3027 | 1.3027 | 0.007443 | 0.019179 | 0.042709 | 0.083872 | 0.14781 | 0.23716 | 0.35063 | 0.48271 | 0.62463 | 0.7662 | 0.898 | 1.013 | 1.1075 | 1.1808 | 1.2347 | 1.2722 | 1.2972 | 1.3027 | 1.3027 | 1.3027
Under $15 | Under $10 | Advanced Rooftop Controller | Under $15 | 10.7923 | HVAC | Rural | SC-Retro | Measure InputOutput | Commercial | Assembly | Advanced Rooftop Controller-Retro-Assembly | 6.0082 | 10.7923 | C-All-HVAC-Vent-All-All-E | 0 | 0.022304 | 0.035088 | 0.070185 | 0.12252 | 0.1899 | 0.2648 | 0.3356 | 0.38983 | 0.41795 | 0.41608 | 0.38657 | 0.33669 | 0.27597 | 0.21361 | 0.1566 | 0.10903 | 0.072249 | 0.045648 | 0.027531 | 0.015849 | 3.7487 | 3.7487 | 0.022304 | 0.057392 | 0.12758 | 0.25009 | 0.44 | 0.7048 | 1.0404 | 1.4302 | 1.8482 | 2.2642 | 2.6508 | 2.9875 | 3.2635 | 3.4771 | 3.6337 | 3.7427 | 3.7487 | 3.7487 | 3.7487 | 3.7487
Under $25 | Under $15 | Advanced Rooftop Controller | Under $25 | 23.2829 | HVAC | Rural | SC-Retro | Measure InputOutput | Commercial | Other | Advanced Rooftop Controller-Retro-Other | 14.4168 | 23.2829 | C-All-HVAC-Vent-All-All-E | 0 | 0.0042573 | 0.0066638 | 0.013264 | 0.023045 | 0.035556 | 0.049352 | 0.062262 | 0.071994 | 0.076838 | 0.076146 | 0.070425 | 0.06106 | 0.049822 | 0.038388 | 0.028016 | 0.019417 | 0.012808 | 0.0080546 | 0.0048347 | 0.0027698 | 0.65513 | 0.65513 | 0.0042573 | 0.010921 | 0.024185 | 0.04723 | 0.082786 | 0.13214 | 0.1944 | 0.26639 | 0.34323 | 0.41938 | 0.4898 | 0.55086 | 0.60068 | 0.63907 | 0.65513 | 0.65513 | 0.65513 | 0.65513 | 0.65513 | 0.65513
Under $5 | Under $10 | Showerheads | Under $5 | -99.5103 | Water Heating | Rural | SC-New | M_Input_Retro | Commercial | Large Off | Showerheads-Retro-Large Off | 5.5493 | -99.5103 | C-LOff-WH-All-All-All-C | C-LOff-WH-All-All-All-C | 7.2535e-05 | 3.8419e-05 | 3.5686e-05 | 2.3647e-05 | 1.9451e-05 | 1.9017e-05 | 1.6006e-05 | 1.4552e-05 | 1.3142e-05 | 9.7118e-06 | 8.8257e-06 | 6.0001e-06 | 4.1887e-06 | 2.3511e-06 | 1.3259e-06 | 7.103e-07 | 1.9313e-07 | 0 | 0 | 0 | 0.00028403 | 0.00028403 | 7.2535e-05 | 0.00011095 | 0.00014664 | 0.00017029 | 0.00018974 | 0.00020876 | 0.00022476 | 0.00023931 | 0.00025246 | 0.00026217 | 0.00027099 | 0.00027699 | 0.00028118 | 0.00028353 | 0.00028403 | 0.00028403 | 0.00028403 | 0.00028403 | 0.00028403 | 0.00028403
Under $5 | Under $10 | Showerheads | Under $5 | -99.6886 | Water Heating | Rural | SC-New | M_Input_Retro | Commercial | Medium Off | Showerheads-Retro-Medium Off | 5.3687 | -99.6886 | C-SOff-WH-All-All-All-C | C-SOff-WH-All-All-All-C | 0.00011193 | 5.151e-05 | 5.682e-05 | 3.7637e-05 | 3.0276e-05 | 3.0454e-05 | 2.5786e-05 | 2.3027e-05 | 2.0108e-05 | 1.5341e-05 | 1.4513e-05 | 9.487e-06 | 6.9193e-06 | 3.5135e-06 | 2.0922e-06 | 1.2716e-06 | 5.43e-07 | 0 | 0 | 0 | 0.00043938 | 0.00043938 | 0.00011193 | 0.00016344 | 0.00022026 | 0.0002579 | 0.00028817 | 0.00031863 | 0.00034441 | 0.00036744 | 0.00038755 | 0.00040289 | 0.0004174 | 0.00042689 | 0.00043381 | 0.00043732 | 0.00043938 | 0.00043938 | 0.00043938 | 0.00043938 | 0.00043938 | 0.00043938
Under $5 | Under $10 | Showerheads | Under $5 | -99.6886 | Water Heating | Rural | SC-New | M_Input_Retro | Commercial | Small Off | Showerheads-Retro-Small Off | 5.3687 | -99.6886 | C-SOff-WH-All-All-All-C | C-SOff-WH-All-All-All-C | 5.6033e-06 | 2.5582e-06 | 2.8216e-06 | 1.8767e-06 | 1.5083e-06 | 1.5051e-06 | 1.2768e-06 | 1.1436e-06 | 1.0002e-06 | 7.594e-07 | 7.2134e-07 | 4.6918e-07 | 3.3789e-07 | 1.7499e-07 | 1.0444e-07 | 6.2235e-08 | 2.5204e-08 | 0 | 0 | 0 | 2.185e-05 | 2.185e-05 | 5.6033e-06 | 8.1615e-06 | 1.0983e-05 | 1.286e-05 | 1.4368e-05 | 1.5873e-05 | 1.715e-05 | 1.8294e-05 | 1.9294e-05 | 2.0053e-05 | 2.0775e-05 | 2.1244e-05 | 2.1582e-05 | 2.1757e-05 | 2.185e-05 | 2.185e-05 | 2.185e-05 | 2.185e-05 | 2.185e-05 | 2.185e-05
Under $5 | Under $5 | Showerheads | Under $5 | 0 | Water Heating | Rural | SC-New | M_Input_Retro | Commercial | XLarge Ret | Showerheads-Retro-XLarge Ret | 0 | 0 | C-All-WH-All-All-All-E | C-All-WH-All-All-All-E | 0 | 0 | 0 | 0 | 0 | 0 | 0 | 0 | 0 | 0 | 0 | 0 | 0 | 0 | 0 | 0 | 0 | 0 | 0 | 0 | 0 | 0 | 0 | 0 | 0 | 0 | 0 | 0 | 0 | 0 | 0 | 0 | 0 | 0 | 0 | 0 | 0 | 0 | 0 | 0 | 0 | 0
Under $5 | Under $5 | Showerheads | Under $5 | 0 | Water Heating | Rural | SC-New | M_Input_Retro | Commercial | Large Ret | Showerheads-Retro-Large Ret | 0 | 0 | C-All-WH-All-All-All-E | C-All-WH-All-All-All-E | 0 | 0 | 0 | 0 | 0 | 0 | 0 | 0 | 0 | 0 | 0 | 0 | 0 | 0 | 0 | 0 | 0 | 0 | 0 | 0 | 0 | 0 | 0 | 0 | 0 | 0 | 0 | 0 | 0 | 0 | 0 | 0 | 0 | 0 | 0 | 0 | 0 | 0 | 0 | 0 | 0 | 0
Under $5 | Under $5 | Showerheads | Under $5 | 0 | Water Heating | Rural | SC-New | M_Input_Retro | Commercial | Medium Ret | Showerheads-Retro-Medium Ret | 0 | 0 | C-All-WH-All-All-All-E | C-All-WH-All-All-All-E | 0 | 0 | 0 | 0 | 0 | 0 | 0 | 0 | 0 | 0 | 0 | 0 | 0 | 0 | 0 | 0 | 0 | 0 | 0 | 0 | 0 | 0 | 0 | 0 | 0 | 0 | 0 | 0 | 0 | 0 | 0 | 0 | 0 | 0 | 0 | 0 | 0 | 0 | 0 | 0 | 0 | 0
Under $5 | Under $5 | Showerheads | Under $5 | 0 | Water Heating | Rural | SC-New | M_Input_Retro | Commercial | Small Ret | Showerheads-Retro-Small Ret | 0 | 0 | C-All-WH-All-All-All-E | C-All-WH-All-All-All-E | 0 | 0 | 0 | 0 | 0 | 0 | 0 | 0 | 0 | 0 | 0 | 0 | 0 | 0 | 0 | 0 | 0 | 0 | 0 | 0 | 0 | 0 | 0 | 0 | 0 | 0 | 0 | 0 | 0 | 0 | 0 | 0 | 0 | 0 | 0 | 0 | 0 | 0 | 0 | 0 | 0 | 0
Under $5 | Under $20 | Showerheads | Under $5 | -306.2803 | Water Heating | Rural | SC-New | M_Input_Retro | Commercial | School K-12 | Showerheads-Retro-School K-12 | 15.5036 | -306.2803 | C-K12-WH-All-All-All-C | C-K12-WH-All-All-All-C | 9.858e-07 | 7.8667e-07 | 6.297e-07 | 7.6706e-07 | 8.4822e-07 | 6.2987e-07 | 5.4272e-07 | 4.8987e-07 | 4.2286e-07 | 3.2155e-07 | 2.6717e-07 | 1.7032e-07 | 1.4299e-07 | 8.2476e-08 | 6.1999e-08 | 3.1013e-08 | 7.9659e-09 | 0 | 0 | 0 | 7.1262e-06 | 7.1262e-06 | 9.858e-07 | 1.7725e-06 | 2.4022e-06 | 3.1692e-06 | 4.0175e-06 | 4.6473e-06 | 5.19e-06 | 5.6799e-06 | 6.1028e-06 | 6.4243e-06 | 6.6915e-06 | 6.8618e-06 | 7.0048e-06 | 7.0873e-06 | 7.1262e-06 | 7.1262e-06 | 7.1262e-06 | 7.1262e-06 | 7.1262e-06 | 7.1262e-06
Under $5 | Under $10 | Showerheads | Under $5 | -318.7685 | Water Heating | Rural | SC-New | M_Input_Retro | Commercial | University | Showerheads-Retro-University | 6.6267 | -318.7685 | C-Unv-WH-All-All-All-C | C-Unv-WH-All-All-All-C | 1.0291e-05 | 7.9481e-06 | 4.8286e-06 | 5.9031e-06 | 6.3519e-06 | 5.4917e-06 | 5.0733e-06 | 4.2797e-06 | 3.9008e-06 | 3.2327e-06 | 2.2415e-06 | 1.4727e-06 | 1.246e-06 | 7.5734e-07 | 5.0781e-07 | 3.1885e-07 | 1.6414e-07 | 3.7769e-08 | 0 | 0 | 6.3833e-05 | 6.3833e-05 | 1.0291e-05 | 1.8239e-05 | 2.3067e-05 | 2.897e-05 | 3.5322e-05 | 4.0814e-05 | 4.5887e-05 | 5.0167e-05 | 5.4068e-05 | 5.7301e-05 | 5.9542e-05 | 6.1015e-05 | 6.2261e-05 | 6.3018e-05 | 6.3526e-05 | 6.3833e-05 | 6.3833e-05 | 6.3833e-05 | 6.3833e-05 | 6.3833e-05
Under $5 | Under $5 | Showerheads | Under $5 | 0 | Water Heating | Rural | SC-New | M_Input_Retro | Commercial | Warehouse | Showerheads-Retro-Warehouse | 0 | 0 | C-All-WH-All-All-All-E | C-All-WH-All-All-All-E | 0 | 0 | 0 | 0 | 0 | 0 | 0 | 0 | 0 | 0 | 0 | 0 | 0 | 0 | 0 | 0 | 0 | 0 | 0 | 0 | 0 | 0 | 0 | 0 | 0 | 0 | 0 | 0 | 0 | 0 | 0 | 0 | 0 | 0 | 0 | 0 | 0 | 0 | 0 | 0 | 0 | 0
Under $5 | Under $5 | Showerheads | Under $5 | 0 | Water Heating | Rural | SC-New | M_Input_Retro | Commercial | Supermarket | Showerheads-Retro-Supermarket | 0 | 0 | C-All-WH-All-All-All-E | C-All-WH-All-All-All-E | 0 | 0 | 0 | 0 | 0 | 0 | 0 | 0 | 0 | 0 | 0 | 0 | 0 | 0 | 0 | 0 | 0 | 0 | 0 | 0 | 0 | 0 | 0 | 0 | 0 | 0 | 0 | 0 | 0 | 0 | 0 | 0 | 0 | 0 | 0 | 0 | 0 | 0 | 0 | 0 | 0 | 0
Under $5 | Under $5 | Showerheads | Under $5 | 0 | Water Heating | Rural | SC-New | M_Input_Retro | Commercial | MiniMart | Showerheads-Retro-MiniMart | 0 | 0 | C-All-WH-All-All-All-E | C-All-WH-All-All-All-E | 0 | 0 | 0 | 0 | 0 | 0 | 0 | 0 | 0 | 0 | 0 | 0 | 0 | 0 | 0 | 0 | 0 | 0 | 0 | 0 | 0 | 0 | 0 | 0 | 0 | 0 | 0 | 0 | 0 | 0 | 0 | 0 | 0 | 0 | 0 | 0 | 0 | 0 | 0 | 0 | 0 | 0
Under $5 | Under $5 | Showerheads | Under $5 | 0 | Water Heating | Rural | SC-New | M_Input_Retro | Commercial | Restaurant | Showerheads-Retro-Restaurant | 0 | 0 | C-All-WH-All-All-All-E | C-All-WH-All-All-All-E | 0 | 0 | 0 | 0 | 0 | 0 | 0 | 0 | 0 | 0 | 0 | 0 | 0 | 0 | 0 | 0 | 0 | 0 | 0 | 0 | 0 | 0 | 0 | 0 | 0 | 0 | 0 | 0 | 0 | 0 | 0 | 0 | 0 | 0 | 0 | 0 | 0 | 0 | 0 | 0 | 0 | 0
Under $5 | Under $10 | Showerheads | Under $5 | -318.1835 | Water Heating | Rural | SC-New | M_Input_Retro | Commercial | Lodging | Showerheads-Retro-Lodging | 7.8398 | -318.1835 | C-Lod-WH-All-All-All-C | C-Lod-WH-All-All-All-C | 0.00011047 | 7.1118e-05 | 4.6712e-05 | 3.4799e-05 | 3.268e-05 | 2.987e-05 | 3.0782e-05 | 4.7745e-05 | 4.6977e-05 | 3.8237e-05 | 3.1991e-05 | 2.597e-05 | 1.6284e-05 | 1.1116e-05 | 6.7041e-06 | 4.8233e-06 | 3.2193e-06 | 1.8618e-06 | 7.2017e-07 | 0 | 0.00059185 | 0.00059185 | 0.00011047 | 0.00018159 | 0.0002283 | 0.0002631 | 0.00029578 | 0.00032565 | 0.00035643 | 0.00040418 | 0.00045115 | 0.00048939 | 0.00052138 | 0.00054735 | 0.00056364 | 0.00057475 | 0.00058146 | 0.00058628 | 0.0005895 | 0.00059136 | 0.00059185 | 0.00059185
Under $5 | Under $10 | Showerheads | Under $5 | -162.6463 | Water Heating | Rural | SC-New | M_Input_Retro | Commercial | Hospital | Showerheads-Retro-Hospital | 5.027 | -162.6463 | C-Hea-WH-All-All-All-C | C-Hea-WH-All-All-All-C | 8.6518e-05 | 5.0212e-05 | 3.1312e-05 | 2.0065e-05 | 1.7219e-05 | 1.6218e-05 | 1.7346e-05 | 1.7204e-05 | 1.6967e-05 | 1.2198e-05 | 9.0373e-06 | 6.5287e-06 | 4.1128e-06 | 2.2263e-06 | 8.7833e-07 | 2.1866e-07 | 0 | 0 | 0 | 0 | 0.00030482 | 0.00030482 | 8.6518e-05 | 0.00013673 | 0.00016804 | 0.00018811 | 0.00020533 | 0.00022154 | 0.00023889 | 0.00025609 | 0.00027306 | 0.00028526 | 0.0002943 | 0.00030083 | 0.00030482 | 0.00030482 | 0.00030482 | 0.00030482 | 0.00030482 | 0.00030482 | 0.00030482 | 0.00030482
Under $5 | Under $10 | Showerheads | Under $5 | -318.1991 | Water Heating | Rural | SC-New | M_Input_Retro | Commercial | Residential Care | Showerheads-Retro-Residential Care | 7.8194 | -318.1991 | C-Hea-WH-All-All-All-C | C-Hea-WH-All-All-All-C | 0.00028242 | 0.00018258 | 0.00011473 | 8.0034e-05 | 7.2355e-05 | 6.5573e-05 | 6.3379e-05 | 6.5857e-05 | 6.0133e-05 | 4.2776e-05 | 3.5362e-05 | 2.479e-05 | 1.5562e-05 | 9.7008e-06 | 4.9674e-06 | 1.7052e-06 | 0 | 0 | 0 | 0 | 0.0011091 | 0.0011091 | 0.00028242 | 0.000465 | 0.00057972 | 0.00065976 | 0.00073211 | 0.00079769 | 0.00086107 | 0.00092692 | 0.00098706 | 0.0010298 | 0.0010652 | 0.00109 | 0.0011055 | 0.0011091 | 0.0011091 | 0.0011091 | 0.0011091 | 0.0011091 | 0.0011091 | 0.0011091
Under $5 | Under $10 | Showerheads | Under $5 | -318.3393 | Water Heating | Rural | SC-New | M_Input_Retro | Commercial | Assembly | Showerheads-Retro-Assembly | 7.491 | -318.3393 | C-All-WH-All-All-All-E | C-All-WH-All-All-All-E | 2.534e-06 | 1.6145e-06 | 6.3824e-07 | 5.7063e-07 | 7.9472e-07 | 8.8872e-07 | 9.3853e-07 | 8.6569e-07 | 1.0143e-06 | 8.9906e-07 | 7.5964e-07 | 6.0732e-07 | 3.8766e-07 | 2.8483e-07 | 2.0399e-07 | 1.0661e-07 | 3.7342e-08 | 0 | 0 | 0 | 1.302e-05 | 1.302e-05 | 2.534e-06 | 4.1485e-06 | 4.7867e-06 | 5.3574e-06 | 6.1521e-06 | 7.0408e-06 | 7.9793e-06 | 8.845e-06 | 9.8593e-06 | 1.0758e-05 | 1.1518e-05 | 1.2125e-05 | 1.2513e-05 | 1.2798e-05 | 1.3002e-05 | 1.302e-05 | 1.302e-05 | 1.302e-05 | 1.302e-05 | 1.302e-05
Under $5 | Under $5 | Showerheads | Under $5 | -172.9599 | Water Heating | Rural | SC-New | M_Input_Retro | Commercial | Other | Showerheads-Retro-Other | -2.088 | -172.9599 | C-All-WH-All-All-All-E | C-All-WH-All-All-All-E | 0.00090341 | 0.00067931 | 0.00046318 | 0.00039184 | 0.00036384 | 0.00030296 | 0.00028413 | 0.00025125 | 0.00021707 | 0.00016131 | 0.00013738 | 8.922e-05 | 6.4065e-05 | 4.1756e-05 | 1.961e-05 | 8.1267e-06 | 0 | 0 | 0 | 0 | 0.004338 | 0.004338 | 0.00090341 | 0.0015827 | 0.0020459 | 0.0024377 | 0.0028016 | 0.0031045 | 0.0033887 | 0.0036399 | 0.003857 | 0.0040183 | 0.0041557 | 0.0042449 | 0.0043089 | 0.004338 | 0.004338 | 0.004338 | 0.004338 | 0.004338 | 0.004338 | 0.004338
Under $5 | Under $10 | Showerheads | Under $5 | -99.5103 | Water Heating | Rural | SC-Retro | M_Input_Retro | Commercial | Large Off | Showerheads-Retro-Large Off | 5.5493 | -99.5103 | C-LOff-WH-All-All-All-C | C-LOff-WH-All-All-All-C | 0.0043349 | 0.0030428 | 0.0020883 | 0.0016223 | 0.0014237 | 0.0012295 | 0.0010497 | 0.00088516 | 0.00073846 | 0.00060947 | 0.00049552 | 0.00036469 | 0.00026087 | 0.00017883 | 0.00011367 | 6.2253e-05 | 2.1832e-05 | 0 | 0 | 0 | 0.016475 | 0.016475 | 0.0043349 | 0.0073777 | 0.0094661 | 0.011088 | 0.012512 | 0.013742 | 0.014791 | 0.015676 | 0.016415 | 0.016475 | 0.016475 | 0.016475 | 0.016475 | 0.016475 | 0.016475 | 0.016475 | 0.016475 | 0.016475 | 0.016475 | 0.016475
Under $5 | Under $10 | Showerheads | Under $5 | -99.6886 | Water Heating | Rural | SC-Retro | M_Input_Retro | Commercial | Medium Off | Showerheads-Retro-Medium Off | 5.3687 | -99.6886 | C-SOff-WH-All-All-All-C | C-SOff-WH-All-All-All-C | 0.0037163 | 0.0026445 | 0.0018291 | 0.0014426 | 0.0012825 | 0.0011208 | 0.00097053 | 0.00083038 | 0.00070364 | 0.00059038 | 0.00048859 | 0.00036892 | 0.00027205 | 0.0001948 | 0.00013212 | 8.2315e-05 | 4.2972e-05 | 1.1831e-05 | 0 | 0 | 0.014124 | 0.014124 | 0.0037163 | 0.0063608 | 0.0081899 | 0.0096325 | 0.010915 | 0.012036 | 0.013006 | 0.013837 | 0.014124 | 0.014124 | 0.014124 | 0.014124 | 0.014124 | 0.014124 | 0.014124 | 0.014124 | 0.014124 | 0.014124 | 0.014124 | 0.014124
Under $5 | Under $10 | Showerheads | Under $5 | -99.6886 | Water Heating | Rural | SC-Retro | M_Input_Retro | Commercial | Small Off | Showerheads-Retro-Small Off | 5.3687 | -99.6886 | C-SOff-WH-All-All-All-C | C-SOff-WH-All-All-All-C | 0.00067073 | 0.00046675 | 0.00031785 | 0.00024467 | 0.000213 | 0.00018249 | 0.00015441 | 0.00012898 | 0.00010645 | 8.6741e-05 | 6.9596e-05 | 5.0281e-05 | 3.5085e-05 | 2.3181e-05 | 1.381e-05 | 6.477e-06 | 7.485e-07 | 0 | 0 | 0 | 0.0025492 | 0.0025492 | 0.00067073 | 0.0011375 | 0.0014553 | 0.0017 | 0.001913 | 0.0020955 | 0.0022499 | 0.0023789 | 0.0024853 | 0.0025492 | 0.0025492 | 0.0025492 | 0.0025492 | 0.0025492 | 0.0025492 | 0.0025492 | 0.0025492 | 0.0025492 | 0.0025492 | 0.0025492
Under $5 | Under $5 | Showerheads | Under $5 | 0 | Water Heating | Rural | SC-Retro | M_Input_Retro | Commercial | XLarge Ret | Showerheads-Retro-XLarge Ret | 0 | 0 | C-All-WH-All-All-All-E | C-All-WH-All-All-All-E | 0 | 0 | 0 | 0 | 0 | 0 | 0 | 0 | 0 | 0 | 0 | 0 | 0 | 0 | 0 | 0 | 0 | 0 | 0 | 0 | 0 | 0 | 0 | 0 | 0 | 0 | 0 | 0 | 0 | 0 | 0 | 0 | 0 | 0 | 0 | 0 | 0 | 0 | 0 | 0 | 0 | 0
Under $5 | Under $5 | Showerheads | Under $5 | 0 | Water Heating | Rural | SC-Retro | M_Input_Retro | Commercial | Large Ret | Showerheads-Retro-Large Ret | 0 | 0 | C-All-WH-All-All-All-E | C-All-WH-All-All-All-E | 0 | 0 | 0 | 0 | 0 | 0 | 0 | 0 | 0 | 0 | 0 | 0 | 0 | 0 | 0 | 0 | 0 | 0 | 0 | 0 | 0 | 0 | 0 | 0 | 0 | 0 | 0 | 0 | 0 | 0 | 0 | 0 | 0 | 0 | 0 | 0 | 0 | 0 | 0 | 0 | 0 | 0
Under $5 | Under $5 | Showerheads | Under $5 | 0 | Water Heating | Rural | SC-Retro | M_Input_Retro | Commercial | Medium Ret | Showerheads-Retro-Medium Ret | 0 | 0 | C-All-WH-All-All-All-E | C-All-WH-All-All-All-E | 0 | 0 | 0 | 0 | 0 | 0 | 0 | 0 | 0 | 0 | 0 | 0 | 0 | 0 | 0 | 0 | 0 | 0 | 0 | 0 | 0 | 0 | 0 | 0 | 0 | 0 | 0 | 0 | 0 | 0 | 0 | 0 | 0 | 0 | 0 | 0 | 0 | 0 | 0 | 0 | 0 | 0
Under $5 | Under $5 | Showerheads | Under $5 | 0 | Water Heating | Rural | SC-Retro | M_Input_Retro | Commercial | Small Ret | Showerheads-Retro-Small Ret | 0 | 0 | C-All-WH-All-All-All-E | C-All-WH-All-All-All-E | 0 | 0 | 0 | 0 | 0 | 0 | 0 | 0 | 0 | 0 | 0 | 0 | 0 | 0 | 0 | 0 | 0 | 0 | 0 | 0 | 0 | 0 | 0 | 0 | 0 | 0 | 0 | 0 | 0 | 0 | 0 | 0 | 0 | 0 | 0 | 0 | 0 | 0 | 0 | 0 | 0 | 0
Under $5 | Under $20 | Showerheads | Under $5 | -306.2803 | Water Heating | Rural | SC-Retro | M_Input_Retro | Commercial | School K-12 | Showerheads-Retro-School K-12 | 15.5036 | -306.2803 | C-K12-WH-All-All-All-C | C-K12-WH-All-All-All-C | 0.00030754 | 0.0002127 | 0.00014444 | 0.00011055 | 9.6047e-05 | 8.2321e-05 | 6.9512e-05 | 5.7953e-05 | 4.7731e-05 | 3.8802e-05 | 3.1053e-05 | 2.2332e-05 | 1.5491e-05 | 1.0163e-05 | 5.9822e-06 | 2.7229e-06 | 1.7008e-07 | 0 | 0 | 0 | 0.0011438 | 0.0011438 | 0.00030754 | 0.00052024 | 0.00066468 | 0.00077523 | 0.00087128 | 0.0009536 | 0.0010231 | 0.0010811 | 0.0011288 | 0.0011438 | 0.0011438 | 0.0011438 | 0.0011438 | 0.0011438 | 0.0011438 | 0.0011438 | 0.0011438 | 0.0011438 | 0.0011438 | 0.0011438
Under $5 | Under $10 | Showerheads | Under $5 | -318.7685 | Water Heating | Rural | SC-Retro | M_Input_Retro | Commercial | University | Showerheads-Retro-University | 6.6267 | -318.7685 | C-Unv-WH-All-All-All-C | C-Unv-WH-All-All-All-C | 0.002306 | 0.0015969 | 0.0010859 | 0.00083136 | 0.00072249 | 0.00061933 | 0.00052372 | 0.00043759 | 0.00036105 | 0.00029427 | 0.00023637 | 0.00017044 | 0.0001187 | 7.8387e-05 | 4.6729e-05 | 2.1974e-05 | 2.6183e-06 | 0 | 0 | 0 | 0.0085762 | 0.0085762 | 0.002306 | 0.0039029 | 0.0049889 | 0.0058202 | 0.0065427 | 0.007162 | 0.0076858 | 0.0081233 | 0.0084844 | 0.0085762 | 0.0085762 | 0.0085762 | 0.0085762 | 0.0085762 | 0.0085762 | 0.0085762 | 0.0085762 | 0.0085762 | 0.0085762 | 0.0085762
Under $5 | Under $5 | Showerheads | Under $5 | 0 | Water Heating | Rural | SC-Retro | M_Input_Retro | Commercial | Warehouse | Showerheads-Retro-Warehouse | 0 | 0 | C-All-WH-All-All-All-E | C-All-WH-All-All-All-E | 0 | 0 | 0 | 0 | 0 | 0 | 0 | 0 | 0 | 0 | 0 | 0 | 0 | 0 | 0 | 0 | 0 | 0 | 0 | 0 | 0 | 0 | 0 | 0 | 0 | 0 | 0 | 0 | 0 | 0 | 0 | 0 | 0 | 0 | 0 | 0 | 0 | 0 | 0 | 0 | 0 | 0
Under $5 | Under $5 | Showerheads | Under $5 | 0 | Water Heating | Rural | SC-Retro | M_Input_Retro | Commercial | Supermarket | Showerheads-Retro-Supermarket | 0 | 0 | C-All-WH-All-All-All-E | C-All-WH-All-All-All-E | 0 | 0 | 0 | 0 | 0 | 0 | 0 | 0 | 0 | 0 | 0 | 0 | 0 | 0 | 0 | 0 | 0 | 0 | 0 | 0 | 0 | 0 | 0 | 0 | 0 | 0 | 0 | 0 | 0 | 0 | 0 | 0 | 0 | 0 | 0 | 0 | 0 | 0 | 0 | 0 | 0 | 0
Under $5 | Under $5 | Showerheads | Under $5 | 0 | Water Heating | Rural | SC-Retro | M_Input_Retro | Commercial | MiniMart | Showerheads-Retro-MiniMart | 0 | 0 | C-All-WH-All-All-All-E | C-All-WH-All-All-All-E | 0 | 0 | 0 | 0 | 0 | 0 | 0 | 0 | 0 | 0 | 0 | 0 | 0 | 0 | 0 | 0 | 0 | 0 | 0 | 0 | 0 | 0 | 0 | 0 | 0 | 0 | 0 | 0 | 0 | 0 | 0 | 0 | 0 | 0 | 0 | 0 | 0 | 0 | 0 | 0 | 0 | 0
Under $5 | Under $5 | Showerheads | Under $5 | 0 | Water Heating | Rural | SC-Retro | M_Input_Retro | Commercial | Restaurant | Showerheads-Retro-Restaurant | 0 | 0 | C-All-WH-All-All-All-E | C-All-WH-All-All-All-E | 0 | 0 | 0 | 0 | 0 | 0 | 0 | 0 | 0 | 0 | 0 | 0 | 0 | 0 | 0 | 0 | 0 | 0 | 0 | 0 | 0 | 0 | 0 | 0 | 0 | 0 | 0 | 0 | 0 | 0 | 0 | 0 | 0 | 0 | 0 | 0 | 0 | 0 | 0 | 0 | 0 | 0
Under $5 | Under $10 | Showerheads | Under $5 | -318.1835 | Water Heating | Rural | SC-Retro | M_Input_Retro | Commercial | Lodging | Showerheads-Retro-Lodging | 7.8398 | -318.1835 | C-Lod-WH-All-All-All-C | C-Lod-WH-All-All-All-C | 0.027871 | 0.019316 | 0.013132 | 0.010056 | 0.008718 | 0.0074435 | 0.0062691 | 0.0052157 | 0.0043013 | 0.0035053 | 0.0028132 | 0.002027 | 0.0014115 | 0.0009257 | 0.00054421 | 0.00024434 | 9.8559e-06 | 0 | 0 | 0 | 0.10719 | 0.10719 | 0.027871 | 0.047187 | 0.06032 | 0.070375 | 0.079093 | 0.086537 | 0.092806 | 0.098021 | 0.10232 | 0.10583 | 0.10719 | 0.10719 | 0.10719 | 0.10719 | 0.10719 | 0.10719 | 0.10719 | 0.10719 | 0.10719 | 0.10719
Under $5 | Under $10 | Showerheads | Under $5 | -162.6463 | Water Heating | Rural | SC-Retro | M_Input_Retro | Commercial | Hospital | Showerheads-Retro-Hospital | 5.027 | -162.6463 | C-Hea-WH-All-All-All-C | C-Hea-WH-All-All-All-C | 0.0051992 | 0.0036515 | 0.0025102 | 0.0019421 | 0.001698 | 0.0014619 | 0.0012429 | 0.0010467 | 0.00087305 | 0.00072139 | 0.00058664 | 0.00042982 | 0.00030597 | 0.00020782 | 0.00013005 | 6.8547e-05 | 2.0219e-05 | 0 | 0 | 0 | 0.020113 | 0.020113 | 0.0051992 | 0.0088507 | 0.011361 | 0.013303 | 0.015001 | 0.016463 | 0.017706 | 0.018753 | 0.019626 | 0.020113 | 0.020113 | 0.020113 | 0.020113 | 0.020113 | 0.020113 | 0.020113 | 0.020113 | 0.020113 | 0.020113 | 0.020113
Under $5 | Under $10 | Showerheads | Under $5 | -318.1991 | Water Heating | Rural | SC-Retro | M_Input_Retro | Commercial | Residential Care | Showerheads-Retro-Residential Care | 7.8194 | -318.1991 | C-Hea-WH-All-All-All-C | C-Hea-WH-All-All-All-C | 0.015299 | 0.010763 | 0.0074229 | 0.0057607 | 0.0050554 | 0.0043719 | 0.0037336 | 0.0031561 | 0.0026471 | 0.0021979 | 0.001796 | 0.0013274 | 0.00095504 | 0.00065846 | 0.00042339 | 0.000237 | 8.9591e-05 | 0 | 0 | 0 | 0.058836 | 0.058836 | 0.015299 | 0.026062 | 0.033485 | 0.039245 | 0.044301 | 0.048673 | 0.052406 | 0.055562 | 0.05821 | 0.058836 | 0.058836 | 0.058836 | 0.058836 | 0.058836 | 0.058836 | 0.058836 | 0.058836 | 0.058836 | 0.058836 | 0.058836
Under $5 | Under $10 | Showerheads | Under $5 | -318.3393 | Water Heating | Rural | SC-Retro | M_Input_Retro | Commercial | Assembly | Showerheads-Retro-Assembly | 7.491 | -318.3393 | C-All-WH-All-All-All-E | C-All-WH-All-All-All-E | 0.00035594 | 0.0002471 | 0.00016828 | 0.00012874 | 0.00011157 | 9.5473e-05 | 8.0768e-05 | 6.7621e-05 | 5.5978e-05 | 4.5989e-05 | 3.731e-05 | 2.7298e-05 | 1.9416e-05 | 1.3133e-05 | 8.1794e-06 | 4.2746e-06 | 1.1698e-06 | 0 | 0 | 0 | 0.0013137 | 0.0013137 | 0.00035594 | 0.00060304 | 0.00077132 | 0.00090006 | 0.0010116 | 0.0011071 | 0.0011879 | 0.0012555 | 0.0013115 | 0.0013137 | 0.0013137 | 0.0013137 | 0.0013137 | 0.0013137 | 0.0013137 | 0.0013137 | 0.0013137 | 0.0013137 | 0.0013137 | 0.0013137
Under $5 | Under $5 | Showerheads | Under $5 | -172.9599 | Water Heating | Rural | SC-Retro | M_Input_Retro | Commercial | Other | Showerheads-Retro-Other | -2.088 | -172.9599 | C-All-WH-All-All-All-E | C-All-WH-All-All-All-E | 0.039866 | 0.028026 | 0.019393 | 0.015121 | 0.013372 | 0.011671 | 0.01005 | 0.008577 | 0.0072514 | 0.0060716 | 0.0050127 | 0.0037717 | 0.002775 | 0.0019849 | 0.0013565 | 0.00085332 | 0.00045501 | 0.00013974 | 0 | 0 | 0.13456 | 0.13456 | 0.039866 | 0.067892 | 0.087285 | 0.10241 | 0.11578 | 0.12745 | 0.13456 | 0.13456 | 0.13456 | 0.13456 | 0.13456 | 0.13456 | 0.13456 | 0.13456 | 0.13456 | 0.13456 | 0.13456 | 0.13456 | 0.13456 | 0.13456
Under $55 | Under $35 | VRF | Under $55 | 51.1098 | HVAC | Rural | SC-Retro | M_Input_Retro | Commercial | Large Off | VRF-Retro-Large Off | 33.5151 | 51.1098 | C-Off-HVAC-Vent-All-All-E | 0 | 0.0025841 | 0.0041176 | 0.008316 | 0.014758 | 0.023228 | 0.032877 | 0.042372 | 0.05005 | 0.054627 | 0.055425 | 0.052407 | 0.046525 | 0.038834 | 0.030609 | 0.022822 | 0.016162 | 0.010908 | 0.0070327 | 0.0043397 | 0.002568 | 0.44115 | 0.44115 | 0.0025841 | 0.0067016 | 0.015018 | 0.029776 | 0.053004 | 0.08588 | 0.12825 | 0.1783 | 0.23293 | 0.28835 | 0.34076 | 0.38729 | 0.42612 | 0.44115 | 0.44115 | 0.44115 | 0.44115 | 0.44115 | 0.44115 | 0.44115
Under $55 | Under $35 | VRF | Under $55 | 51.5376 | HVAC | Rural | SC-Retro | M_Input_Retro | Commercial | Medium Off | VRF-Retro-Medium Off | 33.8031 | 51.5376 | C-Off-HVAC-Vent-All-All-E | 0 | 0.0022782 | 0.0036744 | 0.0074657 | 0.013399 | 0.02127 | 0.030299 | 0.039291 | 0.046618 | 0.051011 | 0.051768 | 0.048899 | 0.043311 | 0.036015 | 0.028265 | 0.020968 | 0.014775 | 0.0099211 | 0.0063638 | 0.0039074 | 0.0023008 | 0.38893 | 0.38893 | 0.0022782 | 0.0059526 | 0.013418 | 0.026817 | 0.048088 | 0.078387 | 0.11768 | 0.1643 | 0.21531 | 0.26707 | 0.31597 | 0.35928 | 0.38893 | 0.38893 | 0.38893 | 0.38893 | 0.38893 | 0.38893 | 0.38893 | 0.38893
Under $35 | Under $20 | VRF | Under $35 | 30.774 | HVAC | Rural | SC-Retro | M_Input_Retro | Commercial | Small Off | VRF-Retro-Small Off | 19.8251 | 30.774 | C-Off-HVAC-Vent-All-All-E | 0 | 0.0035538 | 0.0056145 | 0.011255 | 0.019797 | 0.030914 | 0.043413 | 0.055448 | 0.064887 | 0.07008 | 0.070261 | 0.065691 | 0.057588 | 0.047478 | 0.036959 | 0.027239 | 0.019071 | 0.012719 | 0.008099 | 0.0049342 | 0.0028816 | 0.6067 | 0.6067 | 0.0035538 | 0.0091682 | 0.020423 | 0.04022 | 0.071134 | 0.11455 | 0.16999 | 0.23488 | 0.30496 | 0.37522 | 0.44091 | 0.4985 | 0.54598 | 0.58294 | 0.6067 | 0.6067 | 0.6067 | 0.6067 | 0.6067 | 0.6067
Under $85 | Under $50 | VRF | Under $85 | 73.708 | HVAC | Rural | SC-Retro | M_Input_Retro | Commercial | XLarge Ret | VRF-Retro-XLarge Ret | 48.889 | 73.708 | C-Ret-HVAC-Vent-All-All-E | 0 | 4.0725e-05 | 6.4125e-05 | 0.00012833 | 0.00022468 | 0.00034959 | 0.00049029 | 0.0006258 | 0.00073239 | 0.00079341 | 0.00079899 | 0.00074985 | 0.00065958 | 0.00054576 | 0.00042595 | 0.00031494 | 0.00022111 | 0.00014792 | 9.4509e-05 | 5.7789e-05 | 3.3882e-05 | 0.0067427 | 0.0067427 | 4.0725e-05 | 0.00010485 | 0.00023318 | 0.00045786 | 0.00080746 | 0.0012977 | 0.0019235 | 0.0026559 | 0.0034493 | 0.0042483 | 0.0049982 | 0.0056578 | 0.0062035 | 0.0066295 | 0.0067427 | 0.0067427 | 0.0067427 | 0.0067427 | 0.0067427 | 0.0067427
Under $85 | Under $50 | VRF | Under $85 | 73.708 | HVAC | Rural | SC-Retro | M_Input_Retro | Commercial | Large Ret | VRF-Retro-Large Ret | 48.889 | 73.708 | C-Ret-HVAC-Vent-All-All-E | 0 | 0.00089109 | 0.0013967 | 0.0027845 | 0.004857 | 0.0075305 | 0.010513 | 0.013347 | 0.015533 | 0.0167 | 0.016678 | 0.015539 | 0.013572 | 0.011156 | 0.0086573 | 0.0063648 | 0.0044447 | 0.0029565 | 0.0018775 | 0.0011406 | 0.00066416 | 0.14754 | 0.14754 | 0.00089109 | 0.0022878 | 0.0050722 | 0.0099292 | 0.01746 | 0.027973 | 0.041319 | 0.056852 | 0.073552 | 0.09023 | 0.10577 | 0.11934 | 0.1305 | 0.13915 | 0.14552 | 0.14754 | 0.14754 | 0.14754 | 0.14754 | 0.14754
Under $85 | Under $50 | VRF | Under $85 | 73.708 | HVAC | Rural | SC-Retro | M_Input_Retro | Commercial | Medium Ret | VRF-Retro-Medium Ret | 48.889 | 73.708 | C-Ret-HVAC-Vent-All-All-E | 0 | 0.00039185 | 0.00062327 | 0.0012575 | 0.0022175 | 0.0034741 | 0.004918 | 0.0063485 | 0.007515 | 0.008258 | 0.0084471 | 0.0080324 | 0.0071562 | 0.0059914 | 0.0047251 | 0.0035292 | 0.0025005 | 0.0016889 | 0.0010899 | 0.00067335 | 0.00039902 | 0.064878 | 0.064878 | 0.00039185 | 0.0010151 | 0.0022726 | 0.00449 | 0.0079641 | 0.012882 | 0.019231 | 0.026746 | 0.035004 | 0.043451 | 0.051483 | 0.058639 | 0.064631 | 0.064878 | 0.064878 | 0.064878 | 0.064878 | 0.064878 | 0.064878 | 0.064878
Under $85 | Under $50 | VRF | Under $85 | 73.708 | HVAC | Rural | SC-Retro | M_Input_Retro | Commercial | Small Ret | VRF-Retro-Small Ret | 48.889 | 73.708 | C-Ret-HVAC-Vent-All-All-E | 0 | 0.0001659 | 0.00026075 | 0.00052099 | 0.00091062 | 0.0014146 | 0.0019803 | 0.0025225 | 0.0029461 | 0.0031816 | 0.0031933 | 0.0029881 | 0.0026212 | 0.0021632 | 0.0016849 | 0.0012432 | 0.00087105 | 0.00058147 | 0.00037066 | 0.00022609 | 0.00013222 | 0.027467 | 0.027467 | 0.0001659 | 0.00042664 | 0.00094764 | 0.0018583 | 0.0032729 | 0.0052532 | 0.0077757 | 0.010722 | 0.013903 | 0.017097 | 0.020085 | 0.022706 | 0.024869 | 0.026554 | 0.027467 | 0.027467 | 0.027467 | 0.027467 | 0.027467 | 0.027467
Under $85 | Under $50 | VRF | Under $85 | 74.5149 | HVAC | Rural | SC-Retro | M_Input_Retro | Commercial | School K-12 | VRF-Retro-School K-12 | 49.3357 | 74.5149 | C-Sch-HVAC-Vent-All-All-C | 0 | 0.00018938 | 0.00029741 | 0.00059452 | 0.0010404 | 0.0016216 | 0.0022774 | 0.0029038 | 0.0033927 | 0.0036586 | 0.0036623 | 0.0034189 | 0.0029913 | 0.0024614 | 0.0019132 | 0.0014081 | 0.00098468 | 0.00065566 | 0.00041667 | 0.00025324 | 0.00014748 | 0.031657 | 0.031657 | 0.00018938 | 0.00048679 | 0.0010813 | 0.0021217 | 0.0037434 | 0.0060208 | 0.0089245 | 0.012317 | 0.015976 | 0.019638 | 0.023057 | 0.026048 | 0.02851 | 0.030423 | 0.031657 | 0.031657 | 0.031657 | 0.031657 | 0.031657 | 0.031657
Under $85 | Under $50 | VRF | Under $85 | 70.0713 | HVAC | Rural | SC-Retro | M_Input_Retro | Commercial | University | VRF-Retro-University | 45.566 | 70.0713 | C-All-HVAC-Vent-All-All-E | 0 | 0.00010459 | 0.00016445 | 0.00032913 | 0.00057607 | 0.00089807 | 0.0012613 | 0.0016098 | 0.0018833 | 0.0020327 | 0.002037 | 0.0019041 | 0.0016668 | 0.0013722 | 0.0010672 | 0.00078588 | 0.00054979 | 0.00036634 | 0.00023303 | 0.00014181 | 8.2715e-05 | 0.017483 | 0.017483 | 0.00010459 | 0.00026904 | 0.00059816 | 0.0011742 | 0.0020723 | 0.0033336 | 0.0049434 | 0.0068267 | 0.0088593 | 0.010896 | 0.0128 | 0.014467 | 0.015839 | 0.016907 | 0.017483 | 0.017483 | 0.017483 | 0.017483 | 0.017483 | 0.017483
Under $55 | Under $35 | VRF | Under $55 | 51.7753 | HVAC | Rural | SC-Retro | M_Input_Retro | Commercial | Warehouse | VRF-Retro-Warehouse | 33.8386 | 51.7753 | C-War-HVAC-Vent-All-All-E | 0 | 0.0012823 | 0.0020262 | 0.004067 | 0.0071612 | 0.01123 | 0.015852 | 0.020339 | 0.023915 | 0.025947 | 0.026094 | 0.024506 | 0.021572 | 0.017888 | 0.014007 | 0.010384 | 0.0073144 | 0.0049003 | 0.0031295 | 0.0019092 | 0.0011147 | 0.21601 | 0.21601 | 0.0012823 | 0.0033085 | 0.0073754 | 0.014537 | 0.025767 | 0.041619 | 0.061958 | 0.085873 | 0.11182 | 0.13791 | 0.16242 | 0.18399 | 0.20188 | 0.21589 | 0.21601 | 0.21601 | 0.21601 | 0.21601 | 0.21601 | 0.21601
Under $50 | Under $35 | VRF | Under $50 | 49.4533 | HVAC | Rural | SC-Retro | M_Input_Retro | Commercial | Supermarket | VRF-Retro-Supermarket | 32.4455 | 49.4533 | C-Gro-HVAC-Vent-All-All-E | 0 | 0.00038489 | 0.00060298 | 0.0012019 | 0.0020963 | 0.0032498 | 0.0045341 | 0.0057507 | 0.0066858 | 0.0071751 | 0.0071503 | 0.006649 | 0.0057981 | 0.0047587 | 0.0036888 | 0.002709 | 0.00189 | 0.0012557 | 0.00079637 | 0.00048307 | 0.0002808 | 0.058545 | 0.058545 | 0.00038489 | 0.00098787 | 0.0021898 | 0.0042861 | 0.0075359 | 0.01207 | 0.017821 | 0.024506 | 0.031682 | 0.038832 | 0.045481 | 0.051279 | 0.056038 | 0.058545 | 0.058545 | 0.058545 | 0.058545 | 0.058545 | 0.058545 | 0.058545
Under $50 | Under $35 | VRF | Under $50 | 49.4533 | HVAC | Rural | SC-Retro | M_Input_Retro | Commercial | MiniMart | VRF-Retro-MiniMart | 32.4455 | 49.4533 | C-Gro-HVAC-Vent-All-All-E | 0 | 0.00016427 | 0.00025811 | 0.00051552 | 0.00090036 | 0.0013976 | 0.0019544 | 0.0024865 | 0.002901 | 0.003131 | 0.0031383 | 0.0029349 | 0.0025737 | 0.0021231 | 0.0016525 | 0.001219 | 0.00085368 | 0.00056967 | 0.00036306 | 0.00022144 | 0.0001295 | 0.027135 | 0.027135 | 0.00016427 | 0.00042238 | 0.00093791 | 0.0018383 | 0.0032359 | 0.0051903 | 0.0076768 | 0.010578 | 0.013709 | 0.016847 | 0.019782 | 0.022356 | 0.024479 | 0.026131 | 0.027135 | 0.027135 | 0.027135 | 0.027135 | 0.027135 | 0.027135
Under $45 | Under $30 | VRF | Under $45 | 44.4539 | HVAC | Rural | SC-Retro | M_Input_Retro | Commercial | Restaurant | VRF-Retro-Restaurant | 28.9546 | 44.4539 | C-Res-HVAC-Vent-All-All-E | 0 | 1.2767e-05 | 2.0149e-05 | 4.0457e-05 | 7.1068e-05 | 0.00011095 | 0.00015588 | 0.00019904 | 0.00023295 | 0.00025215 | 0.00025373 | 0.00023819 | 0.00020962 | 0.00017372 | 0.00013587 | 0.00010065 | 7.0758e-05 | 4.742e-05 | 3.0364e-05 | 1.8614e-05 | 1.0946e-05 | 0.0021089 | 0.0021089 | 1.2767e-05 | 3.2916e-05 | 7.3373e-05 | 0.00014444 | 0.0002554 | 0.00041127 | 0.00061031 | 0.00084326 | 0.0010954 | 0.0013491 | 0.0015873 | 0.0017969 | 0.0019707 | 0.0021065 | 0.0021089 | 0.0021089 | 0.0021089 | 0.0021089 | 0.0021089 | 0.0021089
Under $50 | Under $35 | VRF | Under $50 | 48.0026 | HVAC | Rural | SC-Retro | M_Input_Retro | Commercial | Lodging | VRF-Retro-Lodging | 30.7094 | 48.0026 | C-All-HVAC-Vent-All-All-E | 0 | 0.00037673 | 0.00059307 | 0.0011875 | 0.0020803 | 0.0032388 | 0.0045386 | 0.0057821 | 0.0067552 | 0.0073014 | 0.007331 | 0.0068658 | 0.0060262 | 0.0049779 | 0.0038799 | 0.002864 | 0.0020076 | 0.0013405 | 0.00085462 | 0.00052129 | 0.0003048 | 0.065057 | 0.065057 | 0.00037673 | 0.0009698 | 0.0021573 | 0.0042376 | 0.0074764 | 0.012015 | 0.017797 | 0.024552 | 0.031854 | 0.039185 | 0.046051 | 0.052077 | 0.057055 | 0.060934 | 0.063798 | 0.065057 | 0.065057 | 0.065057 | 0.065057 | 0.065057
Under $60 | Under $40 | VRF | Under $60 | 59.77 | HVAC | Rural | SC-Retro | M_Input_Retro | Commercial | Hospital | VRF-Retro-Hospital | 39.2161 | 59.77 | C-Hea-HVAC-Vent-All-All-C | 0 | 0.00011394 | 0.00018169 | 0.00036764 | 0.00065014 | 0.00102 | 0.0014401 | 0.00185 | 0.0021841 | 0.002385 | 0.0024241 | 0.0022948 | 0.0020341 | 0.0016967 | 0.0013352 | 0.00099408 | 0.00070227 | 0.00047258 | 0.00030361 | 0.00018661 | 0.00010993 | 0.019789 | 0.019789 | 0.00011394 | 0.00029563 | 0.00066327 | 0.0013134 | 0.0023334 | 0.0037736 | 0.0056236 | 0.0078077 | 0.010193 | 0.012617 | 0.014912 | 0.016946 | 0.018642 | 0.019789 | 0.019789 | 0.019789 | 0.019789 | 0.019789 | 0.019789 | 0.019789
Under $55 | Under $40 | VRF | Under $55 | 54.2738 | HVAC | Rural | SC-Retro | M_Input_Retro | Commercial | Residential Care | VRF-Retro-Residential Care | 35.5161 | 54.2738 | C-Hea-HVAC-Vent-All-All-C | 0 | 0.00067155 | 0.0010719 | 0.0021732 | 0.0038487 | 0.0060481 | 0.0085518 | 0.01099 | 0.012952 | 0.014106 | 0.014261 | 0.01342 | 0.011828 | 0.0098008 | 0.0076605 | 0.0056691 | 0.0039834 | 0.002665 | 0.0017017 | 0.0010392 | 0.0006081 | 0.11597 | 0.11597 | 0.00067155 | 0.0017434 | 0.0039166 | 0.0077653 | 0.013813 | 0.022365 | 0.033355 | 0.046307 | 0.060414 | 0.074675 | 0.088095 | 0.099923 | 0.10972 | 0.11597 | 0.11597 | 0.11597 | 0.11597 | 0.11597 | 0.11597 | 0.11597
Under $45 | Under $30 | VRF | Under $45 | 43.9864 | HVAC | Rural | SC-Retro | M_Input_Retro | Commercial | Assembly | VRF-Retro-Assembly | 28.0057 | 43.9864 | C-All-HVAC-Vent-All-All-E | 0 | 0.0053784 | 0.0084765 | 0.016989 | 0.029718 | 0.04624 | 0.064903 | 0.082964 | 0.097381 | 0.10559 | 0.10669 | 0.10068 | 0.089069 | 0.0742 | 0.058262 | 0.043339 | 0.030629 | 0.020579 | 0.013176 | 0.0080558 | 0.0047124 | 0.89242 | 0.89242 | 0.0053784 | 0.013855 | 0.030843 | 0.060562 | 0.1068 | 0.1717 | 0.25467 | 0.35205 | 0.45763 | 0.56432 | 0.665 | 0.75407 | 0.82827 | 0.88653 | 0.89242 | 0.89242 | 0.89242 | 0.89242 | 0.89242 | 0.89242
Under $35 | Under $20 | VRF | Under $35 | 30.1116 | HVAC | Rural | SC-Retro | M_Input_Retro | Commercial | Other | VRF-Retro-Other | 18.6653 | 30.1116 | C-All-HVAC-Vent-All-All-E | 0 | 0.00043314 | 0.00068976 | 0.0013993 | 0.0024822 | 0.0039181 | 0.0055666 | 0.0071748 | 0.0084787 | 0.00924 | 0.0093383 | 0.0087811 | 0.0077344 | 0.0063973 | 0.0049942 | 0.0036912 | 0.0025887 | 0.0017288 | 0.0011022 | 0.00067218 | 0.00039288 | 0.065883 | 0.065883 | 0.00043314 | 0.0011229 | 0.0025222 | 0.0050044 | 0.0089225 | 0.014489 | 0.021664 | 0.030143 | 0.039383 | 0.048721 | 0.057502 | 0.065236 | 0.065883 | 0.065883 | 0.065883 | 0.065883 | 0.065883 | 0.065883 | 0.065883 | 0.065883
Under $55 | Under $35 | VRF | Under $55 | 50.4494 | HVAC | Rural | SC-New | M_Input | Commercial | Large Off | VRF-NEW-Large Off | 33.0706 | 50.4494 | C-Off-HVAC-Vent-All-All-E | 0 | 0.00073194 | 0.00090569 | 0.0018397 | 0.0023158 | 0.0030468 | 0.0045619 | 0.0058196 | 0.0077429 | 0.0099758 | 0.01061 | 0.013108 | 0.013568 | 0.014365 | 0.013648 | 0.013897 | 0.014904 | 0.015768 | 0.016633 | 0.017498 | 0.018363 | 0.1993 | 0.1993 | 0.00073194 | 0.0016376 | 0.0034774 | 0.0057932 | 0.0088399 | 0.013402 | 0.019221 | 0.026964 | 0.03694 | 0.04755 | 0.060658 | 0.074226 | 0.088591 | 0.10224 | 0.11614 | 0.13104 | 0.14681 | 0.16344 | 0.18094 | 0.1993
Under $55 | Under $35 | VRF | Under $55 | 50.8719 | HVAC | Rural | SC-New | M_Input | Commercial | Medium Off | VRF-NEW-Medium Off | 33.355 | 50.8719 | C-Off-HVAC-Vent-All-All-E | 0 | 0.0066379 | 0.007196 | 0.017185 | 0.021608 | 0.027851 | 0.042777 | 0.054826 | 0.071789 | 0.089838 | 0.098106 | 0.12515 | 0.12533 | 0.13637 | 0.1219 | 0.12728 | 0.14064 | 0.15269 | 0.16475 | 0.17681 | 0.18887 | 1.8976 | 1.8976 | 0.0066379 | 0.013834 | 0.031019 | 0.052627 | 0.080478 | 0.12325 | 0.17808 | 0.24987 | 0.33971 | 0.43781 | 0.56297 | 0.6883 | 0.82468 | 0.94658 | 1.0739 | 1.2145 | 1.3672 | 1.5319 | 1.7087 | 1.8976
Under $35 | Under $20 | VRF | Under $35 | 30.363 | HVAC | Rural | SC-New | M_Input | Commercial | Small Off | VRF-NEW-Small Off | 19.5485 | 30.363 | C-Off-HVAC-Vent-All-All-E | 0 | 0.0028714 | 0.003089 | 0.0073764 | 0.0093101 | 0.01199 | 0.018284 | 0.023475 | 0.03082 | 0.038621 | 0.042009 | 0.053769 | 0.053651 | 0.057908 | 0.052434 | 0.054783 | 0.060187 | 0.065032 | 0.069877 | 0.074722 | 0.079567 | 0.80978 | 0.80978 | 0.0028714 | 0.0059605 | 0.013337 | 0.022647 | 0.034637 | 0.052921 | 0.076396 | 0.10722 | 0.14584 | 0.18785 | 0.24161 | 0.29527 | 0.35317 | 0.40561 | 0.46039 | 0.52058 | 0.58561 | 0.65549 | 0.73021 | 0.80978
Under $65 | Under $45 | VRF | Under $65 | 62.8086 | HVAC | Rural | SC-New | M_Input | Commercial | XLarge Ret | VRF-NEW-XLarge Ret | 41.5516 | 62.8086 | C-Ret-HVAC-Vent-All-All-E | 0 | 0.000127 | 0.00016878 | 0.00024642 | 0.00034367 | 0.00062737 | 0.00099494 | 0.0013367 | 0.0022999 | 0.0030993 | 0.0031639 | 0.0035074 | 0.0036512 | 0.0033458 | 0.0034985 | 0.0033496 | 0.0036514 | 0.003919 | 0.0041866 | 0.0044541 | 0.0047217 | 0.050693 | 0.050693 | 0.000127 | 0.00029579 | 0.00054221 | 0.00088588 | 0.0015133 | 0.0025082 | 0.0038449 | 0.0061448 | 0.0092441 | 0.012408 | 0.015915 | 0.019567 | 0.022912 | 0.026411 | 0.029761 | 0.033412 | 0.037331 | 0.041517 | 0.045972 | 0.050693
Under $65 | Under $45 | VRF | Under $65 | 62.8086 | HVAC | Rural | SC-New | M_Input | Commercial | Large Ret | VRF-NEW-Large Ret | 41.5516 | 62.8086 | C-Ret-HVAC-Vent-All-All-E | 0 | 5.4058e-05 | 7.1079e-05 | 0.00010303 | 0.00014322 | 0.00026702 | 0.00042931 | 0.00057348 | 0.00096903 | 0.0013061 | 0.0013339 | 0.0014855 | 0.0015437 | 0.0014254 | 0.0014856 | 0.0014198 | 0.0015415 | 0.0016486 | 0.0017557 | 0.0018629 | 0.00197 | 0.021389 | 0.021389 | 5.4058e-05 | 0.00012514 | 0.00022816 | 0.00037138 | 0.0006384 | 0.0010677 | 0.0016412 | 0.0026102 | 0.0039163 | 0.0052502 | 0.0067357 | 0.0082794 | 0.0097048 | 0.01119 | 0.01261 | 0.014152 | 0.0158 | 0.017556 | 0.019419 | 0.021389
Under $65 | Under $45 | VRF | Under $65 | 62.8086 | HVAC | Rural | SC-New | M_Input | Commercial | Medium Ret | VRF-NEW-Medium Ret | 41.5516 | 62.8086 | C-Ret-HVAC-Vent-All-All-E | 0 | 0.00022798 | 0.0002989 | 0.00041951 | 0.00058612 | 0.0011042 | 0.0017981 | 0.0024117 | 0.0039962 | 0.0054447 | 0.0055258 | 0.006193 | 0.00643 | 0.0060535 | 0.0062926 | 0.0059505 | 0.0064581 | 0.0069049 | 0.0073517 | 0.0077984 | 0.0082452 | 0.089491 | 0.089491 | 0.00022798 | 0.00052687 | 0.00094639 | 0.0015325 | 0.0026367 | 0.0044348 | 0.0068465 | 0.010843 | 0.016287 | 0.021813 | 0.028006 | 0.034436 | 0.04049 | 0.046782 | 0.052733 | 0.059191 | 0.066096 | 0.073448 | 0.081246 | 0.089491
Under $65 | Under $45 | VRF | Under $65 | 62.8086 | HVAC | Rural | SC-New | M_Input | Commercial | Small Ret | VRF-NEW-Small Ret | 41.5516 | 62.8086 | C-Ret-HVAC-Vent-All-All-E | 0 | 7.3818e-05 | 9.5397e-05 | 0.00013357 | 0.00018695 | 0.0003591 | 0.0005882 | 0.00078953 | 0.0012991 | 0.0017675 | 0.0017948 | 0.0020159 | 0.0020951 | 0.0019755 | 0.002053 | 0.0019441 | 0.0021129 | 0.0022619 | 0.0024108 | 0.0025598 | 0.0027087 | 0.029226 | 0.029226 | 7.3818e-05 | 0.00016922 | 0.00030278 | 0.00048973 | 0.00084883 | 0.001437 | 0.0022266 | 0.0035256 | 0.0052931 | 0.007088 | 0.0091038 | 0.011199 | 0.013174 | 0.015227 | 0.017171 | 0.019284 | 0.021546 | 0.023957 | 0.026517 | 0.029226
Under $65 | Under $45 | VRF | Under $65 | 62.253 | HVAC | Rural | SC-New | M_Input | Commercial | School K-12 | VRF-NEW-School K-12 | 41.081 | 62.253 | C-Sch-HVAC-Vent-All-All-C | 0 | 0.00019869 | 0.00036576 | 0.00064815 | 0.001435 | 0.0024756 | 0.0028688 | 0.0037222 | 0.0049066 | 0.0060538 | 0.0065345 | 0.0074641 | 0.0072678 | 0.0086747 | 0.0080351 | 0.0089819 | 0.0085888 | 0.0081038 | 0.0076188 | 0.0071337 | 0.0066487 | 0.10773 | 0.10773 | 0.00019869 | 0.00056446 | 0.0012126 | 0.0026476 | 0.0051231 | 0.007992 | 0.011714 | 0.016621 | 0.022675 | 0.029209 | 0.036673 | 0.043941 | 0.052616 | 0.060651 | 0.069633 | 0.078222 | 0.086325 | 0.093944 | 0.10108 | 0.10773
Under $65 | Under $40 | VRF | Under $65 | 60.008 | HVAC | Rural | SC-New | M_Input | Commercial | University | VRF-NEW-University | 38.7914 | 60.008 | C-All-HVAC-Vent-All-All-E | 0 | 0.00014724 | 0.00026236 | 0.00036039 | 0.00079874 | 0.0013422 | 0.0017932 | 0.0024793 | 0.0030742 | 0.0039813 | 0.0046234 | 0.0045319 | 0.0045353 | 0.0054498 | 0.0052256 | 0.005496 | 0.0057934 | 0.0060346 | 0.0062758 | 0.006517 | 0.0067582 | 0.07548 | 0.07548 | 0.00014724 | 0.0004096 | 0.00076998 | 0.0015687 | 0.0029109 | 0.0047041 | 0.0071834 | 0.010258 | 0.014239 | 0.018862 | 0.023394 | 0.027929 | 0.033379 | 0.038605 | 0.044101 | 0.049894 | 0.055929 | 0.062205 | 0.068722 | 0.07548
Under $65 | Under $45 | VRF | Under $65 | 61.7828 | HVAC | Rural | SC-New | M_Input | Commercial | Warehouse | VRF-NEW-Warehouse | 40.5756 | 61.7828 | C-War-HVAC-Vent-All-All-E | 0 | 3.2299e-05 | 4.244e-05 | 8.6699e-05 | 0.00014986 | 0.00020927 | 0.00027474 | 0.00034419 | 0.00041053 | 0.00040751 | 0.00049953 | 0.00054556 | 0.00065049 | 0.00067746 | 0.00066007 | 0.00069001 | 0.00059859 | 0.00050011 | 0.00040163 | 0.00030315 | 0.00020468 | 0.0076888 | 0.0076888 | 3.2299e-05 | 7.4738e-05 | 0.00016144 | 0.00031129 | 0.00052056 | 0.0007953 | 0.0011395 | 0.00155 | 0.0019575 | 0.0024571 | 0.0030026 | 0.0036531 | 0.0043306 | 0.0049906 | 0.0056806 | 0.0062792 | 0.0067793 | 0.007181 | 0.0074841 | 0.0076888
Under $45 | Under $30 | VRF | Under $45 | 42.8869 | HVAC | Rural | SC-New | M_Input | Commercial | Supermarket | VRF-NEW-Supermarket | 28.025 | 42.8869 | C-Gro-HVAC-Vent-All-All-E | 0 | 1.4914e-05 | 2.3536e-05 | 3.4983e-05 | 4.9483e-05 | 6.6944e-05 | 8.7427e-05 | 0.00011006 | 0.00013392 | 0.00015808 | 0.00017167 | 0.00020062 | 0.00021595 | 0.00022697 | 0.00023356 | 0.00023695 | 0.00023758 | 0.00023579 | 0.00023399 | 0.0002322 | 0.0002304 | 0.003135 | 0.003135 | 1.4914e-05 | 3.845e-05 | 7.3433e-05 | 0.00012292 | 0.00018986 | 0.00027729 | 0.00038735 | 0.00052127 | 0.00067934 | 0.00085101 | 0.0010516 | 0.0012676 | 0.0014946 | 0.0017281 | 0.0019651 | 0.0022027 | 0.0024384 | 0.0026724 | 0.0029046 | 0.003135
Under $45 | Under $30 | VRF | Under $45 | 42.8869 | HVAC | Rural | SC-New | M_Input | Commercial | MiniMart | VRF-NEW-MiniMart | 28.025 | 42.8869 | C-Gro-HVAC-Vent-All-All-E | 0 | 4.856e-06 | 6.0127e-06 | 7.2996e-06 | 1.0085e-05 | 1.8781e-05 | 3.0181e-05 | 4.2369e-05 | 7.6297e-05 | 9.2733e-05 | 0.00010104 | 0.00011594 | 0.0001167 | 0.00010413 | 0.00011483 | 0.00010327 | 0.00011559 | 0.00012685 | 0.00013811 | 0.00014937 | 0.00016063 | 0.0016351 | 0.0016351 | 4.856e-06 | 1.0869e-05 | 1.8168e-05 | 2.8253e-05 | 4.7034e-05 | 7.7215e-05 | 0.00011958 | 0.00019588 | 0.00028861 | 0.00038966 | 0.0005056 | 0.0006223 | 0.00072644 | 0.00084127 | 0.00094454 | 0.0010601 | 0.001187 | 0.0013251 | 0.0014745 | 0.0016351
Under $45 | Under $30 | VRF | Under $45 | 42.4733 | HVAC | Rural | SC-New | M_Input | Commercial | Restaurant | VRF-NEW-Restaurant | 27.6213 | 42.4733 | C-Res-HVAC-Vent-All-All-E | 0 | 0.00024716 | 0.00039173 | 0.00058685 | 0.00083715 | 0.0011436 | 0.0015037 | 0.0019149 | 0.0030209 | 0.0041278 | 0.0046362 | 0.0052743 | 0.0061358 | 0.0060829 | 0.00624 | 0.0057253 | 0.0064573 | 0.0071307 | 0.0078042 | 0.0084776 | 0.009151 | 0.086889 | 0.086889 | 0.00024716 | 0.00063888 | 0.0012257 | 0.0020629 | 0.0032064 | 0.0047102 | 0.0066251 | 0.009646 | 0.013774 | 0.01841 | 0.023684 | 0.02982 | 0.035903 | 0.042143 | 0.047868 | 0.054326 | 0.061456 | 0.06926 | 0.077738 | 0.086889
Under $45 | Under $30 | VRF | Under $45 | 43.5828 | HVAC | Rural | SC-New | M_Input | Commercial | Lodging | VRF-NEW-Lodging | 27.734 | 43.5828 | C-All-HVAC-Vent-All-All-E | 0 | 0.0019328 | 0.002895 | 0.0042735 | 0.0060539 | 0.0089955 | 0.012709 | 0.01939 | 0.041458 | 0.057457 | 0.065346 | 0.074501 | 0.086576 | 0.080346 | 0.080551 | 0.076093 | 0.082342 | 0.087814 | 0.093285 | 0.098757 | 0.10423 | 1.085 | 1.085 | 0.0019328 | 0.0048278 | 0.0091013 | 0.015155 | 0.024151 | 0.03686 | 0.05625 | 0.097707 | 0.15516 | 0.22051 | 0.29501 | 0.38159 | 0.46193 | 0.54248 | 0.61858 | 0.70092 | 0.78873 | 0.88202 | 0.98078 | 1.085
Under $55 | Under $35 | VRF | Under $55 | 51.3293 | HVAC | Rural | SC-New | M_Input | Commercial | Hospital | VRF-NEW-Hospital | 33.5339 | 51.3293 | C-Hea-HVAC-Vent-All-All-C | 0 | 0.00018296 | 0.00024637 | 0.00034375 | 0.00042245 | 0.00057929 | 0.00083991 | 0.0013241 | 0.0019006 | 0.0026409 | 0.002725 | 0.0028486 | 0.0030917 | 0.0030605 | 0.0028927 | 0.0026872 | 0.0027824 | 0.0028501 | 0.0029178 | 0.0029855 | 0.0030532 | 0.040375 | 0.040375 | 0.00018296 | 0.00042933 | 0.00077308 | 0.0011955 | 0.0017748 | 0.0026147 | 0.0039388 | 0.0058394 | 0.0084803 | 0.011205 | 0.014054 | 0.017146 | 0.020206 | 0.023099 | 0.025786 | 0.028568 | 0.031418 | 0.034336 | 0.037322 | 0.040375
Under $55 | Under $35 | VRF | Under $55 | 51.3293 | HVAC | Rural | SC-New | M_Input | Commercial | Residential Care | VRF-NEW-Residential Care | 33.5339 | 51.3293 | C-Hea-HVAC-Vent-All-All-C | 0 | 0.0035049 | 0.0052411 | 0.0073651 | 0.0097661 | 0.014008 | 0.019612 | 0.02829 | 0.042307 | 0.054938 | 0.05625 | 0.064254 | 0.067914 | 0.066794 | 0.067443 | 0.065722 | 0.064903 | 0.063412 | 0.061921 | 0.06043 | 0.058939 | 0.88302 | 0.88302 | 0.0035049 | 0.0087459 | 0.016111 | 0.025877 | 0.039885 | 0.059498 | 0.087787 | 0.13009 | 0.18503 | 0.24128 | 0.30554 | 0.37345 | 0.44025 | 0.50769 | 0.57341 | 0.63831 | 0.70172 | 0.76365 | 0.82408 | 0.88302
Under $35 | Under $20 | VRF | Under $35 | 30.1546 | HVAC | Rural | SC-New | M_Input | Commercial | Assembly | VRF-NEW-Assembly | 18.6942 | 30.1546 | C-All-HVAC-Vent-All-All-E | 0 | 0.0016149 | 0.0023935 | 0.002248 | 0.0037677 | 0.007887 | 0.013313 | 0.020783 | 0.027945 | 0.045341 | 0.05567 | 0.063945 | 0.073206 | 0.068612 | 0.072167 | 0.074902 | 0.066254 | 0.05684 | 0.047426 | 0.038013 | 0.028599 | 0.77093 | 0.77093 | 0.0016149 | 0.0040084 | 0.0062564 | 0.010024 | 0.017911 | 0.031224 | 0.052007 | 0.079952 | 0.12529 | 0.18096 | 0.24491 | 0.31811 | 0.38673 | 0.45889 | 0.5338 | 0.60005 | 0.65689 | 0.70432 | 0.74233 | 0.77093
Under $30 | Under $20 | VRF | Under $30 | 27.6824 | HVAC | Rural | SC-New | M_Input | Commercial | Other | VRF-NEW-Other | 17.0299 | 27.6824 | C-All-HVAC-Vent-All-All-E | 0 | 0.01429 | 0.024748 | 0.037565 | 0.059345 | 0.087061 | 0.11266 | 0.1581 | 0.20496 | 0.25375 | 0.27026 | 0.31649 | 0.31645 | 0.34192 | 0.35169 | 0.32657 | 0.33292 | 0.33593 | 0.33894 | 0.34195 | 0.34496 | 4.5706 | 4.5706 | 0.01429 | 0.039037 | 0.076603 | 0.13595 | 0.22301 | 0.33567 | 0.49377 | 0.69873 | 0.95248 | 1.2227 | 1.5392 | 1.8557 | 2.1976 | 2.5493 | 2.8759 | 3.2088 | 3.5447 | 3.8836 | 4.2256 | 4.5706
Under $5 | Under $25 | Washer | Under $5 | -33.044 | Water Heating | Rural | SC-NR | Measure InputOutput | Commercial | All | Washer | 21.8575 | -33.044 | C-All-WH-All-All-All-E | C-All-WH-All-All-All-E | 0.012535 | 0.016382 | 0.020584 | 0.024857 | 0.028853 | 0.032264 | 0.034861 | 0.036593 | 0.037573 | 0.038019 | 0.038145 | 0.03811 | 0.038006 | 0.037895 | 0.03778 | 0.037668 | 0.037557 | 0.037446 | 0.037335 | 0.037225 | 0.40514 | 0.40514 | 0.012535 | 0.028918 | 0.049502 | 0.074359 | 0.10321 | 0.13548 | 0.17034 | 0.20693 | 0.2445 | 0.28252 | 0.32067 | 0.35878 | 0.39678 | 0.40514 | 0.40514 | 0.40514 | 0.40514 | 0.40514 | 0.40514 | 0.40514
Under $5 | Under $10 | Municipal Sewage Treatment | Under $5 | -4.0744 | Process Loads | Rural | SC-Retro | Measure InputOutput | Commercial | Commercial | Optimize Municipal Sewage ; >10 MGD Design Capacity | 6.36 | -4.0744 | C-WWW-Proc-All-All-All-U | 0 | 0.021501 | 0.026902 | 0.033365 | 0.038931 | 0.044491 | 0.052148 | 0.057048 | 0.057849 | 0.053846 | 0.045418 | 0.034085 | 0.022129 | 0.011766 | 0.0043218 | 0 | 0 | 0 | 0 | 0 | 0 | 0.42846 | 0.42846 | 0.021501 | 0.048403 | 0.081768 | 0.1207 | 0.16519 | 0.21734 | 0.27439 | 0.33223 | 0.38608 | 0.42846 | 0.42846 | 0.42846 | 0.42846 | 0.42846 | 0.42846 | 0.42846 | 0.42846 | 0.42846 | 0.42846 | 0.42846
Under $15 | Under $20 | Municipal Sewage Treatment | Under $15 | 14.3504 | Process Loads | Rural | SC-Retro | Measure InputOutput | Commercial | Commercial | Optimize Municipal Sewage ; <1 MGD Design Capacity | 18.7636 | 14.3504 | C-WWW-Proc-All-All-All-U | 0 | 0.15682 | 0.19621 | 0.24335 | 0.28394 | 0.32449 | 0.38034 | 0.41608 | 0.42192 | 0.39272 | 0.33125 | 0.2486 | 0.1614 | 0.085811 | 0.031521 | 0 | 0 | 0 | 0 | 0 | 0 | 3.1249 | 3.1249 | 0.15682 | 0.35303 | 0.59637 | 0.88031 | 1.2048 | 1.5851 | 2.0012 | 2.4231 | 2.8159 | 3.1249 | 3.1249 | 3.1249 | 3.1249 | 3.1249 | 3.1249 | 3.1249 | 3.1249 | 3.1249 | 3.1249 | 3.1249
Under $20 | Under $25 | Municipal Sewage Treatment | Under $20 | 19.1071 | Process Loads | Rural | SC-Retro | Measure InputOutput | Commercial | Commercial | Optimize Municipal Sewage ; 1 to 10 MGD Design Capacity | 21.9657 | 19.1071 | C-WWW-Proc-All-All-All-U | 0 | 0.011974 | 0.014982 | 0.018581 | 0.021681 | 0.024777 | 0.029042 | 0.031771 | 0.032217 | 0.029987 | 0.025294 | 0.018982 | 0.012324 | 0.0065523 | 0.0024069 | 0 | 0 | 0 | 0 | 0 | 0 | 0.23861 | 0.23861 | 0.011974 | 0.026956 | 0.045538 | 0.067218 | 0.091996 | 0.12104 | 0.15281 | 0.18502 | 0.21501 | 0.23861 | 0.23861 | 0.23861 | 0.23861 | 0.23861 | 0.23861 | 0.23861 | 0.23861 | 0.23861 | 0.23861 | 0.23861
Under $20 | Under $15 | Water Cooler Controls | Under $20 | 18.6253 | Refrigeration | Rural | SC-NR | M_Input | Commercial | Commercial | Market Average to ES 2.0 Upgrade | 12.1808 | 18.6253 | I-All-SecTotal-All-All-All-E | 0 | 0.0094478 | 0.014566 | 0.020778 | 0.027887 | 0.035538 | 0.043286 | 0.050711 | 0.057548 | 0.063763 | 0.069527 | 0.069988 | 0.070149 | 0.070195 | 0.070205 | 0.070206 | 0.070207 | 0.070207 | 0.070207 | 0.070207 | 0.070207 | 0.30585 | 0.30585 | 0.0094478 | 0.024014 | 0.044792 | 0.072678 | 0.10822 | 0.1515 | 0.20221 | 0.25976 | 0.30585 | 0.30585 | 0.30585 | 0.30585 | 0.30585 | 0.30585 | 0.30585 | 0.30585 | 0.30585 | 0.30585 | 0.30585 | 0.30585
Under $10 | Under $5 | Water Cooler Controls | Under $10 | 6.3069 | Refrigeration | Rural | SC-NR | M_Input | Commercial | Commercial | Timer on ES 2.0 Hot & Cold Water Cooler | 3.5749 | 6.3069 | C-All-Plug-TimerOff6PM6AM-All-All-S | 0 | 0.025824 | 0.039813 | 0.056792 | 0.076222 | 0.097137 | 0.11831 | 0.13861 | 0.1573 | 0.17428 | 0.19004 | 0.1913 | 0.19174 | 0.19186 | 0.19189 | 0.19189 | 0.1919 | 0.1919 | 0.1919 | 0.1919 | 0.1919 | 0.83597 | 0.83597 | 0.025824 | 0.065637 | 0.12243 | 0.19865 | 0.29579 | 0.4141 | 0.55271 | 0.71001 | 0.83597 | 0.83597 | 0.83597 | 0.83597 | 0.83597 | 0.83597 | 0.83597 | 0.83597 | 0.83597 | 0.83597 | 0.83597 | 0.83597
Under $40 | Under $30 | Water Cooler Controls | Under $40 | 39.7466 | Refrigeration | Rural | SC-NR | M_Input | Commercial | Commercial | Timer on ES 2.0 Cold Only Water Cooler | 26.0864 | 39.7466 | C-All-Plug-TimerOff6PM6AM-All-All-S | 0 | 0.0012912 | 0.0019907 | 0.0028396 | 0.0038111 | 0.0048568 | 0.0059157 | 0.0069304 | 0.0078648 | 0.0087142 | 0.0095019 | 0.0095649 | 0.009587 | 0.0095932 | 0.0095945 | 0.0095947 | 0.0095948 | 0.0095948 | 0.0095948 | 0.0095948 | 0.0095948 | 0.041798 | 0.041798 | 0.0012912 | 0.0032819 | 0.0061215 | 0.0099326 | 0.014789 | 0.020705 | 0.027636 | 0.0355 | 0.041798 | 0.041798 | 0.041798 | 0.041798 | 0.041798 | 0.041798 | 0.041798 | 0.041798 | 0.041798 | 0.041798 | 0.041798 | 0.041798
Under $15 | Under $10 | Municipal Water Supply | Under $15 | 13.1471 | Process Loads | Rural | SC-Retro | Measure InputOutput | Commercial | Commercial | Municipal Water Supply-Retro | 8.0704 | 13.1471 | C-WWW-Proc-All-All-All-U | 0 | 0.060611 | 0.075839 | 0.094057 | 0.10975 | 0.12542 | 0.14701 | 0.16082 | 0.16308 | 0.15179 | 0.12803 | 0.096088 | 0.062383 | 0.033167 | 0.012183 | 0 | 0 | 0 | 0 | 0 | 0 | 1.2078 | 1.2078 | 0.060611 | 0.13645 | 0.23051 | 0.34025 | 0.46567 | 0.61268 | 0.7735 | 0.93658 | 1.0884 | 1.2078 | 1.2078 | 1.2078 | 1.2078 | 1.2078 | 1.2078 | 1.2078 | 1.2078 | 1.2078 | 1.2078 | 1.2078
Under $5 | Under $5 | WEPT | Under $5 | 0 | HVAC | Rural | SC-Retro | M_Input_Retro | Commercial | Large Off | WEPT-Retro-Large Off | 0 | 0 | C-LOff-HVAC-ER-All-All-C | 0 | 0 | 0 | 0 | 0 | 0 | 0 | 0 | 0 | 0 | 0 | 0 | 0 | 0 | 0 | 0 | 0 | 0 | 0 | 0 | 0 | 0 | 0 | 0 | 0 | 0 | 0 | 0 | 0 | 0 | 0 | 0 | 0 | 0 | 0 | 0 | 0 | 0 | 0 | 0 | 0 | 0 | 0
Under $5 | Under $5 | WEPT | Under $5 | 0 | HVAC | Rural | SC-Retro | M_Input_Retro | Commercial | Medium Off | WEPT-Retro-Medium Off | 0 | 0 | C-LOff-HVAC-ER-All-All-C | 0 | 0 | 0 | 0 | 0 | 0 | 0 | 0 | 0 | 0 | 0 | 0 | 0 | 0 | 0 | 0 | 0 | 0 | 0 | 0 | 0 | 0 | 0 | 0 | 0 | 0 | 0 | 0 | 0 | 0 | 0 | 0 | 0 | 0 | 0 | 0 | 0 | 0 | 0 | 0 | 0 | 0 | 0
Under $20 | Under $15 | WEPT | Under $20 | 15.6729 | HVAC | Rural | SC-Retro | M_Input_Retro | Commercial | Small Off | WEPT-Retro-Small Off | 10.0378 | 15.6729 | C-SOff-HVAC-ER-All-All-C | 0 | 0.015089 | 0.019063 | 0.023839 | 0.028006 | 0.032211 | 0.037982 | 0.04179 | 0.042612 | 0.039877 | 0.033797 | 0.025472 | 0.016595 | 0.0088355 | 0.0032179 | 0 | 0 | 0 | 0 | 0 | 0 | 0.3366 | 0.3366 | 0.015089 | 0.034153 | 0.057992 | 0.085998 | 0.11821 | 0.15619 | 0.19798 | 0.24059 | 0.28047 | 0.31427 | 0.3366 | 0.3366 | 0.3366 | 0.3366 | 0.3366 | 0.3366 | 0.3366 | 0.3366 | 0.3366 | 0.3366
Under $5 | Under $5 | WEPT | Under $5 | 0 | HVAC | Rural | SC-Retro | M_Input_Retro | Commercial | XLarge Ret | WEPT-Retro-XLarge Ret | 0 | 0 | C-Ret-HVAC-ER-All-All-C | 0 | 0 | 0 | 0 | 0 | 0 | 0 | 0 | 0 | 0 | 0 | 0 | 0 | 0 | 0 | 0 | 0 | 0 | 0 | 0 | 0 | 0 | 0 | 0 | 0 | 0 | 0 | 0 | 0 | 0 | 0 | 0 | 0 | 0 | 0 | 0 | 0 | 0 | 0 | 0 | 0 | 0 | 0
Under $5 | Under $5 | WEPT | Under $5 | 0 | HVAC | Rural | SC-Retro | M_Input_Retro | Commercial | Large Ret | WEPT-Retro-Large Ret | 0 | 0 | C-Ret-HVAC-ER-All-All-C | 0 | 0 | 0 | 0 | 0 | 0 | 0 | 0 | 0 | 0 | 0 | 0 | 0 | 0 | 0 | 0 | 0 | 0 | 0 | 0 | 0 | 0 | 0 | 0 | 0 | 0 | 0 | 0 | 0 | 0 | 0 | 0 | 0 | 0 | 0 | 0 | 0 | 0 | 0 | 0 | 0 | 0 | 0
Under $20 | Under $15 | WEPT | Under $20 | 16.6726 | HVAC | Rural | SC-Retro | M_Input_Retro | Commercial | Medium Ret | WEPT-Retro-Medium Ret | 11.0295 | 16.6726 | C-Ret-HVAC-ER-All-All-C | 0 | 0 | 0 | 0 | 0 | 0 | 0 | 0 | 0 | 0 | 0 | 0 | 0 | 0 | 0 | 0 | 0 | 0 | 0 | 0 | 0 | 0 | 0 | 0 | 0 | 0 | 0 | 0 | 0 | 0 | 0 | 0 | 0 | 0 | 0 | 0 | 0 | 0 | 0 | 0 | 0 | 0 | 0
Under $20 | Under $15 | WEPT | Under $20 | 16.6726 | HVAC | Rural | SC-Retro | M_Input_Retro | Commercial | Small Ret | WEPT-Retro-Small Ret | 11.0295 | 16.6726 | C-Ret-HVAC-ER-All-All-C | 0 | 0.0077604 | 0.0097758 | 0.012193 | 0.014293 | 0.016406 | 0.019306 | 0.021202 | 0.021582 | 0.020164 | 0.017064 | 0.012843 | 0.0083582 | 0.0044489 | 0.0016251 | 0 | 0 | 0 | 0 | 0 | 0 | 0.16701 | 0.16701 | 0.0077604 | 0.017536 | 0.02973 | 0.044023 | 0.060428 | 0.079735 | 0.10094 | 0.12252 | 0.14268 | 0.15975 | 0.16701 | 0.16701 | 0.16701 | 0.16701 | 0.16701 | 0.16701 | 0.16701 | 0.16701 | 0.16701 | 0.16701
Under $20 | Under $15 | WEPT | Under $20 | 17.1795 | HVAC | Rural | SC-Retro | M_Input_Retro | Commercial | School K-12 | WEPT-Retro-School K-12 | 11.5453 | 17.1795 | C-Sch-HVAC-ER-All-All-C | 0 | 0.01839 | 0.023186 | 0.028944 | 0.033951 | 0.038994 | 0.045917 | 0.050456 | 0.051387 | 0.048035 | 0.040669 | 0.030622 | 0.019936 | 0.010612 | 0.0038729 | 0 | 0 | 0 | 0 | 0 | 0 | 0.40021 | 0.40021 | 0.01839 | 0.041576 | 0.07052 | 0.10447 | 0.14346 | 0.18938 | 0.23984 | 0.29123 | 0.33926 | 0.37993 | 0.40021 | 0.40021 | 0.40021 | 0.40021 | 0.40021 | 0.40021 | 0.40021 | 0.40021 | 0.40021 | 0.40021
Under $5 | Under $5 | WEPT | Under $5 | 0 | HVAC | Rural | SC-Retro | M_Input_Retro | Commercial | University | WEPT-Retro-University | 0 | 0 | C-Unv-HVAC-ER-All-All-C | 0 | 0 | 0 | 0 | 0 | 0 | 0 | 0 | 0 | 0 | 0 | 0 | 0 | 0 | 0 | 0 | 0 | 0 | 0 | 0 | 0 | 0 | 0 | 0 | 0 | 0 | 0 | 0 | 0 | 0 | 0 | 0 | 0 | 0 | 0 | 0 | 0 | 0 | 0 | 0 | 0 | 0 | 0
Under $5 | Under $5 | WEPT | Under $5 | 0 | HVAC | Rural | SC-Retro | M_Input_Retro | Commercial | Warehouse | WEPT-Retro-Warehouse | 0 | 0 | C-War-HVAC-ER-All-All-C | 0 | 0 | 0 | 0 | 0 | 0 | 0 | 0 | 0 | 0 | 0 | 0 | 0 | 0 | 0 | 0 | 0 | 0 | 0 | 0 | 0 | 0 | 0 | 0 | 0 | 0 | 0 | 0 | 0 | 0 | 0 | 0 | 0 | 0 | 0 | 0 | 0 | 0 | 0 | 0 | 0 | 0 | 0
Under $5 | Under $5 | WEPT | Under $5 | 0 | HVAC | Rural | SC-Retro | M_Input_Retro | Commercial | Supermarket | WEPT-Retro-Supermarket | 0 | 0 | C-Gro-HVAC-ER-All-All-C | 0 | 0 | 0 | 0 | 0 | 0 | 0 | 0 | 0 | 0 | 0 | 0 | 0 | 0 | 0 | 0 | 0 | 0 | 0 | 0 | 0 | 0 | 0 | 0 | 0 | 0 | 0 | 0 | 0 | 0 | 0 | 0 | 0 | 0 | 0 | 0 | 0 | 0 | 0 | 0 | 0 | 0 | 0
Under $5 | Under $5 | WEPT | Under $5 | 0 | HVAC | Rural | SC-Retro | M_Input_Retro | Commercial | MiniMart | WEPT-Retro-MiniMart | 0 | 0 | C-Gro-HVAC-ER-All-All-C | 0 | 0 | 0 | 0 | 0 | 0 | 0 | 0 | 0 | 0 | 0 | 0 | 0 | 0 | 0 | 0 | 0 | 0 | 0 | 0 | 0 | 0 | 0 | 0 | 0 | 0 | 0 | 0 | 0 | 0 | 0 | 0 | 0 | 0 | 0 | 0 | 0 | 0 | 0 | 0 | 0 | 0 | 0
Under $5 | Under $5 | WEPT | Under $5 | 0 | HVAC | Rural | SC-Retro | M_Input_Retro | Commercial | Restaurant | WEPT-Retro-Restaurant | 0 | 0 | C-Res-HVAC-ER-All-All-C | 0 | 0 | 0 | 0 | 0 | 0 | 0 | 0 | 0 | 0 | 0 | 0 | 0 | 0 | 0 | 0 | 0 | 0 | 0 | 0 | 0 | 0 | 0 | 0 | 0 | 0 | 0 | 0 | 0 | 0 | 0 | 0 | 0 | 0 | 0 | 0 | 0 | 0 | 0 | 0 | 0 | 0 | 0
Under $20 | Under $15 | WEPT | Under $20 | 18.204 | HVAC | Rural | SC-Retro | M_Input_Retro | Commercial | Lodging | WEPT-Retro-Lodging | 12.5349 | 18.204 | C-Lod-HVAC-ER-All-All-C | 0 | 0.00041661 | 0.00052692 | 0.00065956 | 0.00077548 | 0.0008926 | 0.0010533 | 0.0011597 | 0.0011833 | 0.001108 | 0.00093964 | 0.00070854 | 0.00046179 | 0.0002459 | 8.9455e-05 | 0 | 0 | 0 | 0 | 0 | 0 | 0.0094194 | 0.0094194 | 0.00041661 | 0.00094353 | 0.0016031 | 0.0023786 | 0.0032712 | 0.0043245 | 0.0054843 | 0.0066676 | 0.0077756 | 0.0087152 | 0.0094194 | 0.0094194 | 0.0094194 | 0.0094194 | 0.0094194 | 0.0094194 | 0.0094194 | 0.0094194 | 0.0094194 | 0.0094194
Under $5 | Under $5 | WEPT | Under $5 | 0 | HVAC | Rural | SC-Retro | M_Input_Retro | Commercial | Hospital | WEPT-Retro-Hospital | 0 | 0 | C-Hea-HVAC-ER-All-All-C | 0 | 0 | 0 | 0 | 0 | 0 | 0 | 0 | 0 | 0 | 0 | 0 | 0 | 0 | 0 | 0 | 0 | 0 | 0 | 0 | 0 | 0 | 0 | 0 | 0 | 0 | 0 | 0 | 0 | 0 | 0 | 0 | 0 | 0 | 0 | 0 | 0 | 0 | 0 | 0 | 0 | 0 | 0
Under $20 | Under $15 | WEPT | Under $20 | 19.1368 | HVAC | Rural | SC-Retro | M_Input_Retro | Commercial | Residential Care | WEPT-Retro-Residential Care | 13.4455 | 19.1368 | C-Hea-HVAC-ER-All-All-C | 0 | 0.00014892 | 0.00018835 | 0.00023577 | 0.00027721 | 0.00031907 | 0.00037653 | 0.00041456 | 0.00042299 | 0.00039608 | 0.00033589 | 0.00025328 | 0.00016507 | 8.7898e-05 | 3.1977e-05 | 0 | 0 | 0 | 0 | 0 | 0 | 0.0033671 | 0.0033671 | 0.00014892 | 0.00033728 | 0.00057304 | 0.00085025 | 0.0011693 | 0.0015459 | 0.0019604 | 0.0023834 | 0.0027795 | 0.0031154 | 0.0033671 | 0.0033671 | 0.0033671 | 0.0033671 | 0.0033671 | 0.0033671 | 0.0033671 | 0.0033671 | 0.0033671 | 0.0033671
Under $5 | Under $5 | WEPT | Under $5 | 0 | HVAC | Rural | SC-Retro | M_Input_Retro | Commercial | Assembly | WEPT-Retro-Assembly | 0 | 0 | C-All-HVAC-ER-All-All-C | 0 | 0 | 0 | 0 | 0 | 0 | 0 | 0 | 0 | 0 | 0 | 0 | 0 | 0 | 0 | 0 | 0 | 0 | 0 | 0 | 0 | 0 | 0 | 0 | 0 | 0 | 0 | 0 | 0 | 0 | 0 | 0 | 0 | 0 | 0 | 0 | 0 | 0 | 0 | 0 | 0 | 0 | 0
Under $5 | Under $5 | WEPT | Under $5 | 0 | HVAC | Rural | SC-Retro | M_Input_Retro | Commercial | Other | WEPT-Retro-Other | 0 | 0 | C-All-HVAC-ER-All-All-C | 0 | 0 | 0 | 0 | 0 | 0 | 0 | 0 | 0 | 0 | 0 | 0 | 0 | 0 | 0 | 0 | 0 | 0 | 0 | 0 | 0 | 0 | 0 | 0 | 0 | 0 | 0 | 0 | 0 | 0 | 0 | 0 | 0 | 0 | 0 | 0 | 0 | 0 | 0 | 0 | 0 | 0 | 0
Under $20 | Under $10 | WHTanks | Under $20 | 15.6314 | Water Heating | Rural | SC-New | M_Input_New | Commercial | Large Off | WHTanks-New-Large Off | 9.5277 | 15.6314 | C-All-WH-All-All-All-E | C-All-WH-All-All-All-E | 0.00029701 | 0.00027146 | 0.00041277 | 0.00039296 | 0.00039992 | 0.00047558 | 0.00049415 | 0.00055094 | 0.00061185 | 0.00057622 | 0.00064856 | 0.00062637 | 0.00062727 | 0.00057441 | 0.00057241 | 0.00060795 | 0.0006435 | 0.00067904 | 0.00071458 | 0.00075012 | 0.010927 | 0.010927 | 0.00029701 | 0.00056847 | 0.00098124 | 0.0013742 | 0.0017741 | 0.0022497 | 0.0027439 | 0.0032948 | 0.0039067 | 0.0044829 | 0.0051314 | 0.0057578 | 0.0063851 | 0.0069595 | 0.0075319 | 0.0081398 | 0.0087833 | 0.0094624 | 0.010177 | 0.010927
Under $20 | Under $10 | WHTanks | Under $20 | 15.6314 | Water Heating | Rural | SC-New | M_Input_New | Commercial | Medium Off | WHTanks-New-Medium Off | 9.5277 | 15.6314 | C-All-WH-All-All-All-E | C-All-WH-All-All-All-E | 0.00052371 | 0.00041827 | 0.00075004 | 0.00071324 | 0.00071097 | 0.00086755 | 0.0009057 | 0.00099363 | 0.0010716 | 0.0010364 | 0.0012048 | 0.0011255 | 0.0011586 | 0.00099771 | 0.0010197 | 0.0011161 | 0.0012125 | 0.0013089 | 0.0014054 | 0.0015018 | 0.020042 | 0.020042 | 0.00052371 | 0.00094198 | 0.001692 | 0.0024053 | 0.0031162 | 0.0039838 | 0.0048895 | 0.0058831 | 0.0069547 | 0.0079912 | 0.009196 | 0.010321 | 0.01148 | 0.012478 | 0.013497 | 0.014614 | 0.015826 | 0.017135 | 0.01854 | 0.020042
Under $20 | Under $10 | WHTanks | Under $20 | 15.6314 | Water Heating | Rural | SC-New | M_Input_New | Commercial | Small Off | WHTanks-New-Small Off | 9.5277 | 15.6314 | C-All-WH-All-All-All-E | C-All-WH-All-All-All-E | 4.3847e-05 | 3.4747e-05 | 6.2301e-05 | 5.9472e-05 | 5.9231e-05 | 7.1755e-05 | 7.5043e-05 | 8.2548e-05 | 8.9148e-05 | 8.5878e-05 | 0.00010017 | 9.3228e-05 | 9.5194e-05 | 8.3046e-05 | 8.4933e-05 | 9.243e-05 | 9.9927e-05 | 0.00010742 | 0.00011492 | 0.00012242 | 0.0016577 | 0.0016577 | 4.3847e-05 | 7.8594e-05 | 0.00014089 | 0.00020037 | 0.0002596 | 0.00033135 | 0.0004064 | 0.00048894 | 0.00057809 | 0.00066397 | 0.00076414 | 0.00085736 | 0.00095256 | 0.0010356 | 0.0011205 | 0.001213 | 0.0013129 | 0.0014203 | 0.0015352 | 0.0016577
Under $15 | Under $10 | WHTanks | Under $15 | 13.0995 | Water Heating | Rural | SC-New | M_Input_New | Commercial | XLarge Ret | WHTanks-New-XLarge Ret | 7.8232 | 13.0995 | C-All-WH-All-All-All-E | C-All-WH-All-All-All-E | 1.5851e-05 | 1.5577e-05 | 1.6956e-05 | 1.7915e-05 | 2.5436e-05 | 3.207e-05 | 3.5113e-05 | 5.0734e-05 | 5.8938e-05 | 5.3267e-05 | 5.3753e-05 | 5.2211e-05 | 4.5209e-05 | 4.5596e-05 | 4.2704e-05 | 4.6108e-05 | 4.9512e-05 | 5.2917e-05 | 5.6321e-05 | 5.9726e-05 | 0.00082591 | 0.00082591 | 1.5851e-05 | 3.1428e-05 | 4.8384e-05 | 6.6299e-05 | 9.1735e-05 | 0.00012381 | 0.00015892 | 0.00020965 | 0.00026859 | 0.00032186 | 0.00037561 | 0.00042782 | 0.00047303 | 0.00051863 | 0.00056133 | 0.00060744 | 0.00065695 | 0.00070987 | 0.00076619 | 0.00082591
Under $15 | Under $10 | WHTanks | Under $15 | 13.0995 | Water Heating | Rural | SC-New | M_Input_New | Commercial | Large Ret | WHTanks-New-Large Ret | 7.8232 | 13.0995 | C-All-WH-All-All-All-E | C-All-WH-All-All-All-E | 1.017e-06 | 9.885e-07 | 1.0681e-06 | 1.1248e-06 | 1.6317e-06 | 2.0859e-06 | 2.2706e-06 | 3.2213e-06 | 3.7431e-06 | 3.3843e-06 | 3.4309e-06 | 3.3268e-06 | 2.9027e-06 | 2.918e-06 | 2.7279e-06 | 2.9334e-06 | 3.1388e-06 | 3.3442e-06 | 3.5497e-06 | 3.7551e-06 | 5.2563e-05 | 5.2563e-05 | 1.017e-06 | 2.0055e-06 | 3.0736e-06 | 4.1984e-06 | 5.8301e-06 | 7.916e-06 | 1.0187e-05 | 1.3408e-05 | 1.7151e-05 | 2.0535e-05 | 2.3966e-05 | 2.7293e-05 | 3.0196e-05 | 3.3114e-05 | 3.5842e-05 | 3.8775e-05 | 4.1914e-05 | 4.5258e-05 | 4.8808e-05 | 5.2563e-05
Under $15 | Under $10 | WHTanks | Under $15 | 13.0995 | Water Heating | Rural | SC-New | M_Input_New | Commercial | Medium Ret | WHTanks-New-Medium Ret | 7.8232 | 13.0995 | C-All-WH-All-All-All-E | C-All-WH-All-All-All-E | 0.00010704 | 0.00010374 | 0.00010847 | 0.00011481 | 0.00016835 | 0.000218 | 0.00023828 | 0.00033145 | 0.00038934 | 0.00034982 | 0.00035691 | 0.00034576 | 0.00030765 | 0.00030844 | 0.00028529 | 0.00030667 | 0.00032804 | 0.00034942 | 0.00037079 | 0.00039217 | 0.0054804 | 0.0054804 | 0.00010704 | 0.00021078 | 0.00031925 | 0.00043406 | 0.00060241 | 0.00082041 | 0.0010587 | 0.0013901 | 0.0017795 | 0.0021293 | 0.0024862 | 0.002832 | 0.0031396 | 0.0034481 | 0.0037333 | 0.00404 | 0.0043681 | 0.0047175 | 0.0050883 | 0.0054804
Under $15 | Under $10 | WHTanks | Under $15 | 13.0995 | Water Heating | Rural | SC-New | M_Input_New | Commercial | Small Ret | WHTanks-New-Small Ret | 7.8232 | 13.0995 | C-All-WH-All-All-All-E | C-All-WH-All-All-All-E | 5.0011e-06 | 4.7759e-06 | 4.9813e-06 | 5.2826e-06 | 7.9006e-06 | 1.0292e-05 | 1.1258e-05 | 1.5549e-05 | 1.824e-05 | 1.6397e-05 | 1.6766e-05 | 1.6259e-05 | 1.4489e-05 | 1.4523e-05 | 1.3451e-05 | 1.448e-05 | 1.5508e-05 | 1.6537e-05 | 1.7565e-05 | 1.8594e-05 | 0.00025785 | 0.00025785 | 5.0011e-06 | 9.777e-06 | 1.4758e-05 | 2.0041e-05 | 2.7942e-05 | 3.8234e-05 | 4.9492e-05 | 6.5041e-05 | 8.3281e-05 | 9.9678e-05 | 0.00011644 | 0.0001327 | 0.00014719 | 0.00016171 | 0.00017517 | 0.00018964 | 0.00020515 | 0.00022169 | 0.00023926 | 0.00025785
Under $25 | Under $15 | WHTanks | Under $25 | 23.5876 | Water Heating | Rural | SC-New | M_Input_New | Commercial | School K-12 | WHTanks-New-School K-12 | 14.8838 | 23.5876 | C-All-WH-All-All-All-E | C-All-WH-All-All-All-E | 8.6629e-06 | 1.1895e-05 | 1.5776e-05 | 2.6617e-05 | 3.5604e-05 | 3.2688e-05 | 3.4547e-05 | 3.8153e-05 | 4.0561e-05 | 3.8774e-05 | 4.0324e-05 | 3.6618e-05 | 4.1376e-05 | 3.6935e-05 | 4.0434e-05 | 3.8258e-05 | 3.6082e-05 | 3.3906e-05 | 3.173e-05 | 2.9554e-05 | 0.0006485 | 0.0006485 | 8.6629e-06 | 2.0558e-05 | 3.6335e-05 | 6.2951e-05 | 9.8556e-05 | 0.00013124 | 0.00016579 | 0.00020394 | 0.0002445 | 0.00028328 | 0.0003236 | 0.00036022 | 0.0004016 | 0.00043853 | 0.00047897 | 0.00051722 | 0.00055331 | 0.00058721 | 0.00061894 | 0.0006485
Under $25 | Under $15 | WHTanks | Under $25 | 22.1109 | Water Heating | Rural | SC-New | M_Input_New | Commercial | University | WHTanks-New-University | 13.8897 | 22.1109 | C-All-WH-All-All-All-E | C-All-WH-All-All-All-E | 2.7187e-05 | 3.6085e-05 | 3.691e-05 | 6.2438e-05 | 8.138e-05 | 8.6245e-05 | 9.7184e-05 | 0.00010091 | 0.00011265 | 0.00011592 | 0.00010334 | 9.6457e-05 | 0.00010974 | 0.00010143 | 0.00010443 | 0.000109 | 0.00011357 | 0.00011815 | 0.00012272 | 0.00012729 | 0.001863 | 0.001863 | 2.7187e-05 | 6.3273e-05 | 0.00010018 | 0.00016262 | 0.000244 | 0.00033025 | 0.00042743 | 0.00052834 | 0.00064099 | 0.00075691 | 0.00086025 | 0.0009567 | 0.0010664 | 0.0011679 | 0.0012723 | 0.0013813 | 0.0014949 | 0.001613 | 0.0017358 | 0.001863
Under $20 | Under $15 | WHTanks | Under $20 | 18.2027 | Water Heating | Rural | SC-New | M_Input_New | Commercial | Warehouse | WHTanks-New-Warehouse | 11.2587 | 18.2027 | C-All-WH-All-All-All-E | C-All-WH-All-All-All-E | 5.7216e-05 | 5.5587e-05 | 8.4961e-05 | 0.00011139 | 0.00012037 | 0.00012532 | 0.00012784 | 0.00012766 | 0.00010901 | 0.00011845 | 0.00011775 | 0.00013112 | 0.00012916 | 0.00012132 | 0.00012414 | 0.00010648 | 8.8825e-05 | 7.1166e-05 | 5.3507e-05 | 3.5847e-05 | 0.0020171 | 0.0020171 | 5.7216e-05 | 0.0001128 | 0.00019776 | 0.00030915 | 0.00042952 | 0.00055484 | 0.00068269 | 0.00081034 | 0.00091935 | 0.0010378 | 0.0011556 | 0.0012867 | 0.0014158 | 0.0015372 | 0.0016613 | 0.0017678 | 0.0018566 | 0.0019278 | 0.0019813 | 0.0020171
Under $20 | Under $10 | WHTanks | Under $20 | 16.1804 | Water Heating | Rural | SC-New | M_Input_New | Commercial | Supermarket | WHTanks-New-Supermarket | 9.8973 | 16.1804 | C-All-WH-All-All-All-E | C-All-WH-All-All-All-E | 1.4236e-05 | 1.6649e-05 | 1.8437e-05 | 1.9747e-05 | 2.067e-05 | 2.1407e-05 | 2.1947e-05 | 2.2359e-05 | 2.2734e-05 | 2.1865e-05 | 2.327e-05 | 2.3377e-05 | 2.3239e-05 | 2.3064e-05 | 2.2899e-05 | 2.2726e-05 | 2.2552e-05 | 2.2379e-05 | 2.2206e-05 | 2.2033e-05 | 0.00042779 | 0.00042779 | 1.4236e-05 | 3.0885e-05 | 4.9322e-05 | 6.9069e-05 | 8.9739e-05 | 0.00011115 | 0.00013309 | 0.00015545 | 0.00017818 | 0.00020005 | 0.00022332 | 0.0002467 | 0.00026994 | 0.000293 | 0.0003159 | 0.00033862 | 0.00036118 | 0.00038355 | 0.00040576 | 0.00042779
Under $20 | Under $10 | WHTanks | Under $20 | 16.1804 | Water Heating | Rural | SC-New | M_Input_New | Commercial | MiniMart | WHTanks-New-MiniMart | 9.8973 | 16.1804 | C-All-WH-All-All-All-E | C-All-WH-All-All-All-E | 1.9296e-06 | 1.7643e-06 | 1.5907e-06 | 1.6647e-06 | 2.4132e-06 | 3.0843e-06 | 3.5304e-06 | 5.3405e-06 | 5.5922e-06 | 5.3968e-06 | 5.6383e-06 | 5.2942e-06 | 4.4628e-06 | 4.7487e-06 | 4.1756e-06 | 4.6301e-06 | 5.0846e-06 | 5.5391e-06 | 5.9936e-06 | 6.4481e-06 | 8.4322e-05 | 8.4322e-05 | 1.9296e-06 | 3.6938e-06 | 5.2845e-06 | 6.9492e-06 | 9.3624e-06 | 1.2447e-05 | 1.5977e-05 | 2.1318e-05 | 2.691e-05 | 3.2307e-05 | 3.7945e-05 | 4.3239e-05 | 4.7702e-05 | 5.2451e-05 | 5.6626e-05 | 6.1256e-05 | 6.6341e-05 | 7.188e-05 | 7.7874e-05 | 8.4322e-05
Under $30 | Under $20 | WHTanks | Under $30 | 28.7274 | Water Heating | Rural | SC-New | M_Input_New | Commercial | Restaurant | WHTanks-New-Restaurant | 18.3439 | 28.7274 | C-All-WH-All-All-All-E | C-All-WH-All-All-All-E | 1.9243e-05 | 2.2625e-05 | 2.5269e-05 | 2.7308e-05 | 2.8871e-05 | 3.0113e-05 | 3.1236e-05 | 4.1374e-05 | 4.8756e-05 | 4.8511e-05 | 5.0246e-05 | 5.4584e-05 | 5.1162e-05 | 5.0615e-05 | 4.5413e-05 | 5.0744e-05 | 5.6075e-05 | 6.1407e-05 | 6.6738e-05 | 7.2069e-05 | 0.00088236 | 0.00088236 | 1.9243e-05 | 4.1868e-05 | 6.7138e-05 | 9.4446e-05 | 0.00012332 | 0.00015343 | 0.00018467 | 0.00022604 | 0.0002748 | 0.00032331 | 0.00037355 | 0.00042814 | 0.0004793 | 0.00052991 | 0.00057533 | 0.00062607 | 0.00068215 | 0.00074355 | 0.00081029 | 0.00088236
Under $25 | Under $15 | WHTanks | Under $25 | 23.5474 | Water Heating | Rural | SC-New | M_Input_New | Commercial | Lodging | WHTanks-New-Lodging | 14.8567 | 23.5474 | C-All-WH-All-All-All-E | C-All-WH-All-All-All-E | 4.3698e-05 | 4.8557e-05 | 5.3477e-05 | 5.742e-05 | 6.6182e-05 | 7.4285e-05 | 9.2592e-05 | 0.00016677 | 0.00019932 | 0.00020083 | 0.00020846 | 0.00022619 | 0.00019839 | 0.00019179 | 0.00017722 | 0.00018993 | 0.00020263 | 0.00021534 | 0.00022805 | 0.00024075 | 0.0030819 | 0.0030819 | 4.3698e-05 | 9.2256e-05 | 0.00014573 | 0.00020315 | 0.00026933 | 0.00034362 | 0.00043621 | 0.00060298 | 0.0008023 | 0.0010031 | 0.0012116 | 0.0014378 | 0.0016362 | 0.001828 | 0.0020052 | 0.0021951 | 0.0023977 | 0.0026131 | 0.0028411 | 0.0030819
Under $25 | Under $15 | WHTanks | Under $25 | 22.1109 | Water Heating | Rural | SC-New | M_Input_New | Commercial | Hospital | WHTanks-New-Hospital | 13.8897 | 22.1109 | C-All-WH-All-All-All-E | C-All-WH-All-All-All-E | 8.4363e-05 | 8.4025e-05 | 8.7299e-05 | 8.1108e-05 | 8.6084e-05 | 9.9111e-05 | 0.00012752 | 0.00015346 | 0.00018387 | 0.00016798 | 0.00015978 | 0.00016186 | 0.00015148 | 0.000138 | 0.00012536 | 0.00012852 | 0.00013167 | 0.00013483 | 0.00013798 | 0.00014113 | 0.0025654 | 0.0025654 | 8.4363e-05 | 0.00016839 | 0.00025569 | 0.00033679 | 0.00042288 | 0.00052199 | 0.00064951 | 0.00080297 | 0.00098684 | 0.0011548 | 0.0013146 | 0.0014765 | 0.001628 | 0.0017659 | 0.0018913 | 0.0020198 | 0.0021515 | 0.0022863 | 0.0024243 | 0.0025654
Under $25 | Under $15 | WHTanks | Under $25 | 22.1109 | Water Heating | Rural | SC-New | M_Input_New | Commercial | Residential Care | WHTanks-New-Residential Care | 13.8897 | 22.1109 | C-All-WH-All-All-All-E | C-All-WH-All-All-All-E | 0.00011306 | 0.00012523 | 0.00013106 | 0.00013151 | 0.00014607 | 0.00016231 | 0.00019092 | 0.00023945 | 0.000268 | 0.00024293 | 0.00025265 | 0.0002492 | 0.00023171 | 0.0002256 | 0.00021509 | 0.00021022 | 0.00020535 | 0.00020049 | 0.00019562 | 0.00019075 | 0.0039272 | 0.0039272 | 0.00011306 | 0.00023829 | 0.00036935 | 0.00050086 | 0.00064693 | 0.00080925 | 0.0010002 | 0.0012396 | 0.0015076 | 0.0017505 | 0.0020032 | 0.0022524 | 0.0024841 | 0.0027097 | 0.0029248 | 0.003135 | 0.0033404 | 0.0035408 | 0.0037365 | 0.0039272
Under $25 | Under $15 | WHTanks | Under $25 | 22.8203 | Water Heating | Rural | SC-New | M_Input_New | Commercial | Assembly | WHTanks-New-Assembly | 14.3673 | 22.8203 | C-All-WH-All-All-All-E | C-All-WH-All-All-All-E | 0.00010491 | 0.00011528 | 7.9762e-05 | 0.00010189 | 0.00016665 | 0.00022394 | 0.00028537 | 0.00032158 | 0.00045047 | 0.00049022 | 0.00051266 | 0.00054792 | 0.00048544 | 0.0004925 | 0.00050031 | 0.00043773 | 0.00037515 | 0.00031256 | 0.00024998 | 0.0001874 | 0.0064417 | 0.0064417 | 0.00010491 | 0.00022019 | 0.00029995 | 0.00040185 | 0.0005685 | 0.00079244 | 0.0010778 | 0.0013994 | 0.0018499 | 0.0023401 | 0.0028528 | 0.0034007 | 0.0038861 | 0.0043786 | 0.0048789 | 0.0053166 | 0.0056918 | 0.0060044 | 0.0062543 | 0.0064417
Under $20 | Under $15 | WHTanks | Under $20 | 19.204 | Water Heating | Rural | SC-New | M_Input_New | Commercial | Other | WHTanks-New-Other | 11.9328 | 19.204 | C-All-WH-All-All-All-E | C-All-WH-All-All-All-E | 0.00013991 | 0.00017997 | 0.00020366 | 0.00024398 | 0.00027717 | 0.00028442 | 0.00032534 | 0.00035332 | 0.00037692 | 0.00035548 | 0.00037909 | 0.00035357 | 0.00036141 | 0.00035851 | 0.00032558 | 0.00032858 | 0.00033157 | 0.00033457 | 0.00033756 | 0.00034056 | 0.0061912 | 0.0061912 | 0.00013991 | 0.00031988 | 0.00052353 | 0.00076751 | 0.0010447 | 0.0013291 | 0.0016544 | 0.0020078 | 0.0023847 | 0.0027402 | 0.0031193 | 0.0034728 | 0.0038342 | 0.0041928 | 0.0045183 | 0.0048469 | 0.0051785 | 0.0055131 | 0.0058506 | 0.0061912
Under $20 | Under $10 | WHTanks | Under $20 | 15.6314 | Water Heating | Rural | SC-NR | M_Input | Commercial | Large Off | WHTanks-NR-Large Off | 9.5277 | 15.6314 | C-All-WH-All-All-All-E | C-All-WH-All-All-All-E | 0.0013716 | 0.0016357 | 0.0018477 | 0.0020231 | 0.0021644 | 0.0022786 | 0.0023726 | 0.0024492 | 0.0025125 | 0.0025651 | 0.0026079 | 0.0026443 | 0.0026519 | 0.0026594 | 0.0026662 | 0.002673 | 0.0026802 | 0.0026878 | 0.0026958 | 0.0027042 | 0.032658 | 0.032658 | 0.0013716 | 0.0030073 | 0.0048551 | 0.0068782 | 0.0090426 | 0.011321 | 0.013694 | 0.016143 | 0.018655 | 0.021221 | 0.023828 | 0.026473 | 0.029125 | 0.031784 | 0.032658 | 0.032658 | 0.032658 | 0.032658 | 0.032658 | 0.032658
Under $20 | Under $10 | WHTanks | Under $20 | 15.6314 | Water Heating | Rural | SC-NR | M_Input | Commercial | Medium Off | WHTanks-NR-Medium Off | 9.5277 | 15.6314 | C-All-WH-All-All-All-E | C-All-WH-All-All-All-E | 0.0013444 | 0.0016147 | 0.00183 | 0.0020148 | 0.0021642 | 0.0022858 | 0.002388 | 0.0024725 | 0.0025434 | 0.0026034 | 0.002653 | 0.0026969 | 0.0027104 | 0.0027242 | 0.002736 | 0.0027481 | 0.0027613 | 0.0027756 | 0.0027911 | 0.0028077 | 0.032009 | 0.032009 | 0.0013444 | 0.002959 | 0.004789 | 0.0068038 | 0.008968 | 0.011254 | 0.013642 | 0.016114 | 0.018658 | 0.021261 | 0.023914 | 0.026611 | 0.029321 | 0.032009 | 0.032009 | 0.032009 | 0.032009 | 0.032009 | 0.032009 | 0.032009
Under $20 | Under $10 | WHTanks | Under $20 | 15.6314 | Water Heating | Rural | SC-NR | M_Input | Commercial | Small Off | WHTanks-NR-Small Off | 9.5277 | 15.6314 | C-All-WH-All-All-All-E | C-All-WH-All-All-All-E | 0.0004058 | 0.00048175 | 0.00054242 | 0.000592 | 0.0006318 | 0.0006638 | 0.00068982 | 0.00071085 | 0.00072796 | 0.00074191 | 0.00075321 | 0.00076259 | 0.00076375 | 0.0007649 | 0.00076589 | 0.0007669 | 0.00076799 | 0.00076917 | 0.00077044 | 0.0007718 | 0.009662 | 0.009662 | 0.0004058 | 0.00088755 | 0.00143 | 0.002022 | 0.0026538 | 0.0033176 | 0.0040074 | 0.0047182 | 0.0054462 | 0.0061881 | 0.0069413 | 0.0077039 | 0.0084677 | 0.0092326 | 0.009662 | 0.009662 | 0.009662 | 0.009662 | 0.009662 | 0.009662
Under $15 | Under $10 | WHTanks | Under $15 | 13.0995 | Water Heating | Rural | SC-NR | M_Input | Commercial | XLarge Ret | WHTanks-NR-XLarge Ret | 7.8232 | 13.0995 | C-All-WH-All-All-All-E | C-All-WH-All-All-All-E | 0.00019347 | 0.00022943 | 0.00025829 | 0.00028149 | 0.00030014 | 0.00031528 | 0.0003276 | 0.00033758 | 0.00034589 | 0.00035276 | 0.0003583 | 0.00036284 | 0.00036348 | 0.00036403 | 0.00036457 | 0.00036508 | 0.00036562 | 0.00036621 | 0.00036684 | 0.0003675 | 0.0046065 | 0.0046065 | 0.00019347 | 0.00042291 | 0.0006812 | 0.00096269 | 0.0012628 | 0.0015781 | 0.0019057 | 0.0022433 | 0.0025892 | 0.0029419 | 0.0033002 | 0.0036631 | 0.0040266 | 0.0043906 | 0.0046065 | 0.0046065 | 0.0046065 | 0.0046065 | 0.0046065 | 0.0046065
Under $15 | Under $10 | WHTanks | Under $15 | 13.0995 | Water Heating | Rural | SC-NR | M_Input | Commercial | Large Ret | WHTanks-NR-Large Ret | 7.8232 | 13.0995 | C-All-WH-All-All-All-E | C-All-WH-All-All-All-E | 4.5569e-05 | 5.3905e-05 | 6.0579e-05 | 6.5925e-05 | 7.0207e-05 | 7.3648e-05 | 7.6414e-05 | 7.8635e-05 | 8.0432e-05 | 8.1883e-05 | 8.3047e-05 | 8.3986e-05 | 8.4031e-05 | 8.4068e-05 | 8.4103e-05 | 8.4136e-05 | 8.417e-05 | 8.4207e-05 | 8.4247e-05 | 8.4289e-05 | 0.001085 | 0.001085 | 4.5569e-05 | 9.9475e-05 | 0.00016005 | 0.00022598 | 0.00029619 | 0.00036983 | 0.00044625 | 0.00052488 | 0.00060531 | 0.0006872 | 0.00077024 | 0.00085423 | 0.00093826 | 0.0010223 | 0.001085 | 0.001085 | 0.001085 | 0.001085 | 0.001085 | 0.001085
Under $15 | Under $10 | WHTanks | Under $15 | 13.0995 | Water Heating | Rural | SC-NR | M_Input | Commercial | Medium Ret | WHTanks-NR-Medium Ret | 7.8232 | 13.0995 | C-All-WH-All-All-All-E | C-All-WH-All-All-All-E | 0.00050002 | 0.00059625 | 0.00067376 | 0.00073638 | 0.00078704 | 0.00082914 | 0.00086425 | 0.00089321 | 0.00091839 | 0.00094007 | 0.00095765 | 0.00097248 | 0.00097665 | 0.00098031 | 0.00098397 | 0.00098735 | 0.00099098 | 0.00099486 | 0.00099899 | 0.0010034 | 0.011905 | 0.011905 | 0.00050002 | 0.0010963 | 0.00177 | 0.0025064 | 0.0032935 | 0.0041226 | 0.0049868 | 0.0058801 | 0.0067984 | 0.0077385 | 0.0086962 | 0.0096686 | 0.010645 | 0.011626 | 0.011905 | 0.011905 | 0.011905 | 0.011905 | 0.011905 | 0.011905
Under $15 | Under $10 | WHTanks | Under $15 | 13.0995 | Water Heating | Rural | SC-NR | M_Input | Commercial | Small Ret | WHTanks-NR-Small Ret | 7.8232 | 13.0995 | C-All-WH-All-All-All-E | C-All-WH-All-All-All-E | 8.5541e-05 | 0.00010134 | 0.00011401 | 0.00012416 | 0.00013232 | 0.00013891 | 0.00014426 | 0.00014858 | 0.00015213 | 0.00015504 | 0.00015738 | 0.00015929 | 0.00015949 | 0.00015967 | 0.00015984 | 0.00016 | 0.00016017 | 0.00016035 | 0.00016055 | 0.00016076 | 0.0020367 | 0.0020367 | 8.5541e-05 | 0.00018688 | 0.00030089 | 0.00042505 | 0.00055737 | 0.00069628 | 0.00084054 | 0.00098912 | 0.0011412 | 0.0012963 | 0.0014537 | 0.001613 | 0.0017724 | 0.0019321 | 0.0020367 | 0.0020367 | 0.0020367 | 0.0020367 | 0.0020367 | 0.0020367
Under $25 | Under $15 | WHTanks | Under $25 | 23.5876 | Water Heating | Rural | SC-NR | M_Input | Commercial | School K-12 | WHTanks-NR-School K-12 | 14.8838 | 23.5876 | C-All-WH-All-All-All-E | C-All-WH-All-All-All-E | 0.00020681 | 0.00024485 | 0.00027546 | 0.00030012 | 0.0003202 | 0.00033655 | 0.00034966 | 0.00036026 | 0.00036887 | 0.00037588 | 0.00038154 | 0.00038616 | 0.00038662 | 0.00038712 | 0.00038756 | 0.00038804 | 0.00038849 | 0.00038892 | 0.00038932 | 0.00038969 | 0.0049241 | 0.0049241 | 0.00020681 | 0.00045166 | 0.00072712 | 0.0010272 | 0.0013474 | 0.001684 | 0.0020337 | 0.0023939 | 0.0027628 | 0.0031387 | 0.0035202 | 0.0039064 | 0.004293 | 0.0046801 | 0.0049241 | 0.0049241 | 0.0049241 | 0.0049241 | 0.0049241 | 0.0049241
Under $25 | Under $15 | WHTanks | Under $25 | 22.1109 | Water Heating | Rural | SC-NR | M_Input | Commercial | University | WHTanks-NR-University | 13.8897 | 22.1109 | C-All-WH-All-All-All-E | C-All-WH-All-All-All-E | 0.00046856 | 0.00055511 | 0.00062486 | 0.00068086 | 0.00072647 | 0.00076358 | 0.00079358 | 0.00081797 | 0.00083776 | 0.00085396 | 0.0008672 | 0.00087785 | 0.00087906 | 0.00088038 | 0.00088158 | 0.00088282 | 0.00088411 | 0.00088545 | 0.00088685 | 0.0008883 | 0.011156 | 0.011156 | 0.00046856 | 0.0010237 | 0.0016485 | 0.0023294 | 0.0030559 | 0.0038194 | 0.004613 | 0.005431 | 0.0062687 | 0.0071227 | 0.0079899 | 0.0088678 | 0.0097468 | 0.010627 | 0.011156 | 0.011156 | 0.011156 | 0.011156 | 0.011156 | 0.011156
Under $20 | Under $15 | WHTanks | Under $20 | 18.2027 | Water Heating | Rural | SC-NR | M_Input | Commercial | Warehouse | WHTanks-NR-Warehouse | 11.2587 | 18.2027 | C-All-WH-All-All-All-E | C-All-WH-All-All-All-E | 0.00049757 | 0.00059086 | 0.00066578 | 0.0007269 | 0.00077681 | 0.00081727 | 0.00085004 | 0.0008766 | 0.00089811 | 0.00091531 | 0.00092942 | 0.00094092 | 0.00094254 | 0.00094409 | 0.00094554 | 0.00094701 | 0.00094827 | 0.00094932 | 0.00095017 | 0.0009508 | 0.011847 | 0.011847 | 0.00049757 | 0.0010884 | 0.0017542 | 0.0024811 | 0.0032579 | 0.0040752 | 0.0049252 | 0.0058018 | 0.0066999 | 0.0076153 | 0.0085447 | 0.0094856 | 0.010428 | 0.011372 | 0.011847 | 0.011847 | 0.011847 | 0.011847 | 0.011847 | 0.011847
Under $20 | Under $10 | WHTanks | Under $20 | 16.1804 | Water Heating | Rural | SC-NR | M_Input | Commercial | Supermarket | WHTanks-NR-Supermarket | 9.8973 | 16.1804 | C-All-WH-All-All-All-E | C-All-WH-All-All-All-E | 0.00019402 | 0.00023 | 0.00025896 | 0.00028226 | 0.000301 | 0.00031607 | 0.00032819 | 0.00033795 | 0.00034581 | 0.00035215 | 0.00035726 | 0.0003614 | 0.0003617 | 0.00036199 | 0.00036226 | 0.00036254 | 0.00036281 | 0.00036307 | 0.00036334 | 0.0003636 | 0.0046195 | 0.0046195 | 0.00019402 | 0.00042401 | 0.00068297 | 0.00096523 | 0.0012662 | 0.0015823 | 0.0019105 | 0.0022484 | 0.0025943 | 0.0029464 | 0.0033037 | 0.0036651 | 0.0040268 | 0.0043888 | 0.0046195 | 0.0046195 | 0.0046195 | 0.0046195 | 0.0046195 | 0.0046195
Under $20 | Under $10 | WHTanks | Under $20 | 16.1804 | Water Heating | Rural | SC-NR | M_Input | Commercial | MiniMart | WHTanks-NR-MiniMart | 9.8973 | 16.1804 | C-All-WH-All-All-All-E | C-All-WH-All-All-All-E | 3.4668e-05 | 4.1066e-05 | 4.6191e-05 | 5.0292e-05 | 5.3581e-05 | 5.6235e-05 | 5.8377e-05 | 6.0106e-05 | 6.1526e-05 | 6.2677e-05 | 6.3606e-05 | 6.4363e-05 | 6.443e-05 | 6.4485e-05 | 6.4542e-05 | 6.4591e-05 | 6.4646e-05 | 6.4706e-05 | 6.4772e-05 | 6.4842e-05 | 0.00082542 | 0.00082542 | 3.4668e-05 | 7.5734e-05 | 0.00012192 | 0.00017222 | 0.0002258 | 0.00028203 | 0.00034041 | 0.00040052 | 0.00046204 | 0.00052472 | 0.00058833 | 0.00065269 | 0.00071712 | 0.0007816 | 0.00082542 | 0.00082542 | 0.00082542 | 0.00082542 | 0.00082542 | 0.00082542
Under $30 | Under $20 | WHTanks | Under $30 | 28.7274 | Water Heating | Rural | SC-NR | M_Input | Commercial | Restaurant | WHTanks-NR-Restaurant | 18.3439 | 28.7274 | C-All-WH-All-All-All-E | C-All-WH-All-All-All-E | 0.00016865 | 0.00020026 | 0.00022581 | 0.00024643 | 0.00026307 | 0.00027649 | 0.00028733 | 0.00029609 | 0.00030334 | 0.00030932 | 0.0003142 | 0.00031823 | 0.00031889 | 0.00031951 | 0.00032011 | 0.00032065 | 0.00032125 | 0.00032191 | 0.00032264 | 0.00032342 | 0.0040154 | 0.0040154 | 0.00016865 | 0.00036891 | 0.00059472 | 0.00084114 | 0.0011042 | 0.0013807 | 0.001668 | 0.0019641 | 0.0022675 | 0.0025768 | 0.002891 | 0.0032092 | 0.0035281 | 0.0038476 | 0.0040154 | 0.0040154 | 0.0040154 | 0.0040154 | 0.0040154 | 0.0040154
Under $25 | Under $15 | WHTanks | Under $25 | 23.5474 | Water Heating | Rural | SC-NR | M_Input | Commercial | Lodging | WHTanks-NR-Lodging | 14.8567 | 23.5474 | C-All-WH-All-All-All-E | C-All-WH-All-All-All-E | 0.00085484 | 0.0010125 | 0.001139 | 0.0012406 | 0.0013222 | 0.0013878 | 0.0014407 | 0.0014835 | 0.0015191 | 0.0015484 | 0.0015723 | 0.0015919 | 0.0015946 | 0.001597 | 0.0015993 | 0.0016014 | 0.0016037 | 0.0016061 | 0.0016086 | 0.0016113 | 0.020353 | 0.020353 | 0.00085484 | 0.0018673 | 0.0030063 | 0.0042469 | 0.0055691 | 0.006957 | 0.0083977 | 0.0098811 | 0.0114 | 0.012949 | 0.014521 | 0.016113 | 0.017707 | 0.019304 | 0.020353 | 0.020353 | 0.020353 | 0.020353 | 0.020353 | 0.020353
Under $25 | Under $15 | WHTanks | Under $25 | 22.1109 | Water Heating | Rural | SC-NR | M_Input | Commercial | Hospital | WHTanks-NR-Hospital | 13.8897 | 22.1109 | C-All-WH-All-All-All-E | C-All-WH-All-All-All-E | 0.00039209 | 0.00046753 | 0.00052838 | 0.00057754 | 0.00061701 | 0.00064893 | 0.00067495 | 0.0006965 | 0.00071444 | 0.00072955 | 0.00074179 | 0.0007518 | 0.00075377 | 0.00075559 | 0.00075723 | 0.00075871 | 0.00076023 | 0.00076179 | 0.00076339 | 0.00076502 | 0.0093355 | 0.0093355 | 0.00039209 | 0.00085962 | 0.001388 | 0.0019655 | 0.0025825 | 0.0032315 | 0.0039064 | 0.0046029 | 0.0053174 | 0.0060469 | 0.0067887 | 0.0075405 | 0.0082943 | 0.0090499 | 0.0093355 | 0.0093355 | 0.0093355 | 0.0093355 | 0.0093355 | 0.0093355
Under $25 | Under $15 | WHTanks | Under $25 | 22.1109 | Water Heating | Rural | SC-NR | M_Input | Commercial | Residential Care | WHTanks-NR-Residential Care | 13.8897 | 22.1109 | C-All-WH-All-All-All-E | C-All-WH-All-All-All-E | 0.00047298 | 0.00056455 | 0.00063898 | 0.00069926 | 0.00074795 | 0.00078762 | 0.00082006 | 0.0008469 | 0.00086956 | 0.0008886 | 0.00090403 | 0.00091697 | 0.00091998 | 0.00092275 | 0.00092543 | 0.00092797 | 0.00093046 | 0.00093289 | 0.00093527 | 0.00093758 | 0.011262 | 0.011262 | 0.00047298 | 0.0010375 | 0.0016765 | 0.0023758 | 0.0031237 | 0.0039113 | 0.0047314 | 0.0055783 | 0.0064478 | 0.0073365 | 0.0082405 | 0.0091575 | 0.010077 | 0.011 | 0.011262 | 0.011262 | 0.011262 | 0.011262 | 0.011262 | 0.011262
Under $25 | Under $15 | WHTanks | Under $25 | 22.8203 | Water Heating | Rural | SC-NR | M_Input | Commercial | Assembly | WHTanks-NR-Assembly | 14.3673 | 22.8203 | C-All-WH-All-All-All-E | C-All-WH-All-All-All-E | 0.0011389 | 0.0013512 | 0.0015221 | 0.0016582 | 0.001768 | 0.0018576 | 0.0019308 | 0.0019911 | 0.0020405 | 0.0020825 | 0.0021176 | 0.0021469 | 0.0021535 | 0.0021593 | 0.0021652 | 0.0021711 | 0.0021762 | 0.0021807 | 0.0021844 | 0.0021873 | 0.027117 | 0.027117 | 0.0011389 | 0.0024901 | 0.0040122 | 0.0056704 | 0.0074384 | 0.009296 | 0.011227 | 0.013218 | 0.015258 | 0.017341 | 0.019458 | 0.021605 | 0.023759 | 0.025918 | 0.027117 | 0.027117 | 0.027117 | 0.027117 | 0.027117 | 0.027117
Under $20 | Under $15 | WHTanks | Under $20 | 19.204 | Water Heating | Rural | SC-NR | M_Input | Commercial | Other | WHTanks-NR-Other | 11.9328 | 19.204 | C-All-WH-All-All-All-E | C-All-WH-All-All-All-E | 0.00047383 | 0.0005669 | 0.00064378 | 0.00070685 | 0.0007591 | 0.00080238 | 0.00083785 | 0.00086762 | 0.00089259 | 0.00091363 | 0.00093093 | 0.00094576 | 0.00095002 | 0.00095432 | 0.00095856 | 0.00096242 | 0.00096631 | 0.00097023 | 0.00097419 | 0.00097819 | 0.011282 | 0.011282 | 0.00047383 | 0.0010407 | 0.0016845 | 0.0023914 | 0.0031505 | 0.0039528 | 0.0047907 | 0.0056583 | 0.0065509 | 0.0074645 | 0.0083955 | 0.0093412 | 0.010291 | 0.011246 | 0.011282 | 0.011282 | 0.011282 | 0.011282 | 0.011282 | 0.011282
Over $160 | Over $160 | Secondary Glazing Systems | Over $160 | 211.1976 | HVAC | Rural | SC-Retro | M_Input | Commercial | SGSWindow-(AC with Gas Furnace) | SGSWindow-Small Office (AC with Gas Furnace)-Portland | 152.0019 | 211.1976 | C-All-HVAC-CAC-All-All-E | C-All-HVAC-ER-All-All-E | 0.0027863 | 0.0057235 | 0.010256 | 0.016723 | 0.025365 | 0.036248 | 0.049158 | 0.063504 | 0.078247 | 0.091906 | 0.10269 | 0.10878 | 0.10877 | 0.10208 | 0.089347 | 0.072384 | 0.053825 | 0.03639 | 0.022128 | 0.010475 | 1.0619 | 1.0619 | 0.0027863 | 0.0085098 | 0.018766 | 0.035489 | 0.060854 | 0.097102 | 0.14626 | 0.20977 | 0.28801 | 0.37992 | 0.48261 | 0.59139 | 0.70016 | 0.80225 | 0.89159 | 0.96398 | 1.0178 | 1.0542 | 1.0619 | 1.0619
Over $160 | Under $130 | Secondary Glazing Systems | Over $160 | 171.7798 | HVAC | Rural | SC-Retro | M_Input | Commercial | SGSWindow-(AC with Gas Furnace) | SGSWindow-Small Office (AC with Gas Furnace)-Spokane | 129.8864 | 171.7798 | C-All-HVAC-CAC-All-All-E | C-All-HVAC-ER-All-All-E | 0.00073672 | 0.0015134 | 0.0027119 | 0.0044217 | 0.0067068 | 0.0095843 | 0.012998 | 0.016791 | 0.020689 | 0.024301 | 0.027152 | 0.028764 | 0.02876 | 0.026992 | 0.023624 | 0.019139 | 0.014232 | 0.0096218 | 0.0058509 | 0.0027696 | 0.28077 | 0.28077 | 0.00073672 | 0.0022501 | 0.004962 | 0.0093837 | 0.01609 | 0.025675 | 0.038673 | 0.055464 | 0.076153 | 0.10045 | 0.12761 | 0.15637 | 0.18513 | 0.21212 | 0.23575 | 0.25489 | 0.26912 | 0.27874 | 0.28077 | 0.28077
Over $160 | Over $160 | Secondary Glazing Systems | Over $160 | 192.0362 | HVAC | Rural | SC-Retro | M_Input | Commercial | SGSWindow-(AC with Gas Furnace) | SGSWindow-Small Office (AC with Gas Furnace)-Missoula | 143.8351 | 192.0362 | C-All-HVAC-CAC-All-All-E | C-All-HVAC-ER-All-All-E | 0.00012847 | 0.0002639 | 0.00047291 | 0.00077107 | 0.0011696 | 0.0016713 | 0.0022666 | 0.0029281 | 0.0036079 | 0.0042377 | 0.0047349 | 0.0050159 | 0.0050152 | 0.0047069 | 0.0041197 | 0.0033375 | 0.0024818 | 0.0016779 | 0.0010203 | 0.00048298 | 0.048961 | 0.048961 | 0.00012847 | 0.00039238 | 0.00086529 | 0.0016364 | 0.0028059 | 0.0044773 | 0.0067439 | 0.009672 | 0.01328 | 0.017518 | 0.022252 | 0.027268 | 0.032284 | 0.036991 | 0.04111 | 0.044448 | 0.04693 | 0.048607 | 0.048961 | 0.048961
Over $160 | Under $115 | Secondary Glazing Systems | Over $160 | 155.6326 | HVAC | Rural | SC-Retro | M_Input | Commercial | SGSWindow-(Air-source Heat Pump) | SGSWindow-Small Office (Air-source Heat Pump)-Portland | 103.4346 | 155.6326 | C-All-HVAC-ER-All-All-E | C-All-HVAC-ER-All-All-E | 0.001766 | 0.0036276 | 0.0065006 | 0.010599 | 0.016077 | 0.022974 | 0.031157 | 0.04025 | 0.049594 | 0.058251 | 0.065086 | 0.068949 | 0.068939 | 0.064701 | 0.056629 | 0.045878 | 0.034115 | 0.023064 | 0.014025 | 0.006639 | 0.67302 | 0.67302 | 0.001766 | 0.0053936 | 0.011894 | 0.022493 | 0.03857 | 0.061544 | 0.092701 | 0.13295 | 0.18254 | 0.2408 | 0.30588 | 0.37483 | 0.44377 | 0.50847 | 0.5651 | 0.61098 | 0.64509 | 0.66816 | 0.67302 | 0.67302
Under $115 | Under $85 | Secondary Glazing Systems | Under $115 | 110.8617 | HVAC | Rural | SC-Retro | M_Input | Commercial | SGSWindow-(Air-source Heat Pump) | SGSWindow-Small Office (Air-source Heat Pump)-Spokane | 72.3632 | 110.8617 | C-All-HVAC-ER-All-All-E | C-All-HVAC-ER-All-All-E | 0.00054176 | 0.0011129 | 0.0019943 | 0.0032516 | 0.004932 | 0.0070481 | 0.0095584 | 0.012348 | 0.015214 | 0.01787 | 0.019967 | 0.021152 | 0.021149 | 0.019849 | 0.017373 | 0.014074 | 0.010466 | 0.0070757 | 0.0043026 | 0.0020367 | 0.20647 | 0.20647 | 0.00054176 | 0.0016547 | 0.0036489 | 0.0069005 | 0.011833 | 0.018881 | 0.028439 | 0.040787 | 0.056001 | 0.073872 | 0.093839 | 0.11499 | 0.13614 | 0.15599 | 0.17336 | 0.18744 | 0.1979 | 0.20498 | 0.20647 | 0.20647
Under $130 | Under $85 | Secondary Glazing Systems | Under $130 | 122.3409 | HVAC | Rural | SC-Retro | M_Input | Commercial | SGSWindow-(Air-source Heat Pump) | SGSWindow-Small Office (Air-source Heat Pump)-Missoula | 80.3299 | 122.3409 | C-All-HVAC-ER-All-All-E | C-All-HVAC-ER-All-All-E | 9.5781e-05 | 0.00019675 | 0.00035258 | 0.00057486 | 0.00087195 | 0.0012461 | 0.0016899 | 0.002183 | 0.0026898 | 0.0031594 | 0.0035301 | 0.0037396 | 0.0037391 | 0.0035092 | 0.0030714 | 0.0024883 | 0.0018503 | 0.0012509 | 0.00076068 | 0.00036008 | 0.036503 | 0.036503 | 9.5781e-05 | 0.00029253 | 0.00064511 | 0.00122 | 0.0020919 | 0.003338 | 0.0050279 | 0.0072109 | 0.0099007 | 0.01306 | 0.01659 | 0.02033 | 0.024069 | 0.027578 | 0.030649 | 0.033138 | 0.034988 | 0.036239 | 0.036503 | 0.036503
Under $45 | Under $25 | Secondary Glazing Systems | Under $45 | 41.1863 | HVAC | Rural | SC-Retro | M_Input | Commercial | SGSWindow-(Apackaged VAV with Electric reheat) | SGSWindow-Mid-rise Office (Apackaged VAV with Electric reheat)-Portland | 24.0078 | 41.1863 | C-All-HVAC-ER-All-All-E | C-All-HVAC-ER-All-All-E | 0.0011154 | 0.0022912 | 0.0041059 | 0.0066945 | 0.010154 | 0.014511 | 0.019679 | 0.025422 | 0.031324 | 0.036792 | 0.041109 | 0.043549 | 0.043543 | 0.040866 | 0.035767 | 0.028977 | 0.021547 | 0.014568 | 0.0088584 | 0.0041933 | 0.42509 | 0.42509 | 0.0011154 | 0.0034066 | 0.0075125 | 0.014207 | 0.024361 | 0.038872 | 0.058551 | 0.083973 | 0.1153 | 0.15209 | 0.1932 | 0.23675 | 0.28029 | 0.32116 | 0.35692 | 0.3859 | 0.40745 | 0.42201 | 0.42509 | 0.42509
Under $20 | Under $10 | Secondary Glazing Systems | Under $20 | 18.3589 | HVAC | Rural | SC-Retro | M_Input | Commercial | SGSWindow-(Apackaged VAV with Electric reheat) | SGSWindow-Mid-rise Office (Apackaged VAV with Electric reheat)-Spokane | 8.1653 | 18.3589 | C-All-HVAC-ER-All-All-E | C-All-HVAC-ER-All-All-E | 0.00042531 | 0.00087368 | 0.0015656 | 0.0025527 | 0.0038719 | 0.0055331 | 0.0075038 | 0.0096937 | 0.011944 | 0.014029 | 0.015675 | 0.016606 | 0.016603 | 0.015583 | 0.013638 | 0.011049 | 0.0082162 | 0.0055548 | 0.0033778 | 0.0015989 | 0.16209 | 0.16209 | 0.00042531 | 0.001299 | 0.0028646 | 0.0054173 | 0.0092892 | 0.014822 | 0.022326 | 0.03202 | 0.043964 | 0.057993 | 0.073669 | 0.090274 | 0.10688 | 0.12246 | 0.1361 | 0.14715 | 0.15536 | 0.16092 | 0.16209 | 0.16209
Under $25 | Under $15 | Secondary Glazing Systems | Under $25 | 23.7921 | HVAC | Rural | SC-Retro | M_Input | Commercial | SGSWindow-(Apackaged VAV with Electric reheat) | SGSWindow-Mid-rise Office (Apackaged VAV with Electric reheat)-Missoula | 11.7291 | 23.7921 | C-All-HVAC-ER-All-All-E | C-All-HVAC-ER-All-All-E | 7.1095e-05 | 0.00014604 | 0.00026171 | 0.0004267 | 0.00064722 | 0.00092491 | 0.0012543 | 0.0016204 | 0.0019966 | 0.0023451 | 0.0026203 | 0.0027758 | 0.0027754 | 0.0026048 | 0.0022798 | 0.001847 | 0.0013734 | 0.00092853 | 0.00056462 | 0.00026728 | 0.027095 | 0.027095 | 7.1095e-05 | 0.00021714 | 0.00047884 | 0.00090554 | 0.0015528 | 0.0024777 | 0.003732 | 0.0053524 | 0.007349 | 0.0096941 | 0.012314 | 0.01509 | 0.017865 | 0.02047 | 0.02275 | 0.024597 | 0.02597 | 0.026899 | 0.027095 | 0.027095
Over $160 | Over $160 | Secondary Glazing Systems | Over $160 | 193.7056 | HVAC | Rural | SC-Retro | M_Input | Commercial | SGSWindow-(Apackaged VAV with Gas) | SGSWindow-Mid-rise Office (Apackaged VAV with Gas)-Portland | 164.2748 | 193.7056 | C-All-HVAC-Vent-All-All-E | C-All-HVAC-ER-All-All-E | 0.0013432 | 0.0027592 | 0.0049445 | 0.0080618 | 0.012228 | 0.017475 | 0.023698 | 0.030614 | 0.037722 | 0.044306 | 0.049505 | 0.052443 | 0.052436 | 0.049212 | 0.043072 | 0.034895 | 0.025948 | 0.017543 | 0.010668 | 0.0050497 | 0.51191 | 0.51191 | 0.0013432 | 0.0041024 | 0.0090469 | 0.017109 | 0.029337 | 0.046811 | 0.07051 | 0.10112 | 0.13885 | 0.18315 | 0.23266 | 0.2851 | 0.33754 | 0.38675 | 0.42982 | 0.46472 | 0.49066 | 0.50821 | 0.51191 | 0.51191
Under $130 | Under $130 | Secondary Glazing Systems | Under $130 | 118.0572 | HVAC | Rural | SC-Retro | M_Input | Commercial | SGSWindow-(Apackaged VAV with Gas) | SGSWindow-Mid-rise Office (Apackaged VAV with Gas)-Spokane | 124.7472 | 118.0572 | C-All-HVAC-Vent-All-All-E | C-All-HVAC-ER-All-All-E | 0.00039657 | 0.00081464 | 0.0014598 | 0.0023802 | 0.0036103 | 0.0051592 | 0.0069968 | 0.0090387 | 0.011137 | 0.013081 | 0.014616 | 0.015483 | 0.015481 | 0.01453 | 0.012717 | 0.010303 | 0.007661 | 0.0051794 | 0.0031495 | 0.0014909 | 0.15114 | 0.15114 | 0.00039657 | 0.0012112 | 0.002671 | 0.0050512 | 0.0086615 | 0.013821 | 0.020818 | 0.029856 | 0.040993 | 0.054074 | 0.068691 | 0.084174 | 0.099655 | 0.11419 | 0.1269 | 0.1372 | 0.14487 | 0.15004 | 0.15114 | 0.15114
Over $160 | Over $160 | Secondary Glazing Systems | Over $160 | 158.7544 | HVAC | Rural | SC-Retro | M_Input | Commercial | SGSWindow-(Apackaged VAV with Gas) | SGSWindow-Mid-rise Office (Apackaged VAV with Gas)-Missoula | 153.6795 | 158.7544 | C-All-HVAC-Vent-All-All-E | C-All-HVAC-ER-All-All-E | 6.2552e-05 | 0.00012849 | 0.00023026 | 0.00037543 | 0.00056945 | 0.00081377 | 0.0011036 | 0.0014257 | 0.0017566 | 0.0020633 | 0.0023054 | 0.0024422 | 0.0024419 | 0.0022918 | 0.0020058 | 0.001625 | 0.0012084 | 0.00081695 | 0.00049678 | 0.00023516 | 0.023839 | 0.023839 | 6.2552e-05 | 0.00019104 | 0.0004213 | 0.00079673 | 0.0013662 | 0.0021799 | 0.0032835 | 0.0047092 | 0.0064658 | 0.0085291 | 0.010835 | 0.013277 | 0.015719 | 0.01801 | 0.020016 | 0.021641 | 0.02285 | 0.023667 | 0.023839 | 0.023839
Over $160 | Under $115 | Secondary Glazing Systems | Over $160 | 133.2852 | HVAC | Rural | SC-Retro | M_Input | Commercial | SGSWindow-(VAV with Central Chillers / Gas Boilers) | SGSWindow-High-rise Office (VAV with Central Chillers / Gas Boilers)-Portland | 107.4762 | 133.2852 | C-All-HVAC-Vent-All-All-E | C-All-HVAC-ER-All-All-E | 0.00037789 | 0.00077626 | 0.001391 | 0.002268 | 0.0034402 | 0.0049162 | 0.0066671 | 0.0086128 | 0.010612 | 0.012465 | 0.013927 | 0.014754 | 0.014752 | 0.013845 | 0.012118 | 0.0098172 | 0.0073 | 0.0049354 | 0.0030011 | 0.0014207 | 0.14402 | 0.14402 | 0.00037789 | 0.0011541 | 0.0025452 | 0.0048132 | 0.0082534 | 0.01317 | 0.019837 | 0.02845 | 0.039062 | 0.051527 | 0.065454 | 0.080208 | 0.09496 | 0.10881 | 0.12092 | 0.13074 | 0.13804 | 0.14298 | 0.14402 | 0.14402
Under $115 | Under $100 | Secondary Glazing Systems | Under $115 | 104.8783 | HVAC | Rural | SC-Retro | M_Input | Commercial | SGSWindow-(VAV with Central Chillers / Gas Boilers) | SGSWindow-High-rise Office (VAV with Central Chillers / Gas Boilers)-Spokane | 93.8964 | 104.8783 | C-All-HVAC-Vent-All-All-E | C-All-HVAC-ER-All-All-E | 9.7255e-05 | 0.00019978 | 0.000358 | 0.00058371 | 0.00088537 | 0.0012652 | 0.0017159 | 0.0022166 | 0.0027312 | 0.003208 | 0.0035844 | 0.0037971 | 0.0037966 | 0.0035632 | 0.0031186 | 0.0025266 | 0.0018788 | 0.0012702 | 0.00077238 | 0.00036562 | 0.037065 | 0.037065 | 9.7255e-05 | 0.00029703 | 0.00065504 | 0.0012387 | 0.0021241 | 0.0033894 | 0.0051052 | 0.0073218 | 0.010053 | 0.013261 | 0.016845 | 0.020643 | 0.024439 | 0.028002 | 0.031121 | 0.033648 | 0.035526 | 0.036797 | 0.037065 | 0.037065
Under $115 | Under $115 | Secondary Glazing Systems | Under $115 | 114.5658 | HVAC | Rural | SC-Retro | M_Input | Commercial | SGSWindow-(VAV with Central Chillers / Gas Boilers) | SGSWindow-High-rise Office (VAV with Central Chillers / Gas Boilers)-Missoula | 101.4461 | 114.5658 | C-All-HVAC-Vent-All-All-E | C-All-HVAC-ER-All-All-E | 1.7431e-05 | 3.5807e-05 | 6.4165e-05 | 0.00010462 | 0.00015869 | 0.00022677 | 0.00030754 | 0.00039729 | 0.00048952 | 0.00057497 | 0.00064244 | 0.00068056 | 0.00068047 | 0.00063863 | 0.00055896 | 0.00045284 | 0.00033673 | 0.00022766 | 0.00013843 | 6.5531e-05 | 0.0066431 | 0.0066431 | 1.7431e-05 | 5.3238e-05 | 0.0001174 | 0.00022202 | 0.00038071 | 0.00060748 | 0.00091501 | 0.0013123 | 0.0018018 | 0.0023768 | 0.0030192 | 0.0036998 | 0.0043803 | 0.0050189 | 0.0055778 | 0.0060307 | 0.0063674 | 0.0065951 | 0.0066431 | 0.0066431
Under $130 | Under $85 | Secondary Glazing Systems | Under $130 | 120.9853 | HVAC | Rural | SC-Retro | M_Input | Commercial | SGSWindow-(Apackaged VAV with Electric reheat) | SGSWindow-Small Office (AC with Ele Furnace)-Portland | 79.3891 | 120.9853 | C-All-HVAC-ER-All-All-E | C-All-HVAC-ER-All-All-E | 0.0012762 | 0.0026216 | 0.0046978 | 0.0076596 | 0.011618 | 0.016603 | 0.022516 | 0.029087 | 0.03584 | 0.042096 | 0.047036 | 0.049827 | 0.04982 | 0.046757 | 0.040924 | 0.033154 | 0.024654 | 0.016668 | 0.010135 | 0.0047978 | 0.48637 | 0.48637 | 0.0012762 | 0.0038978 | 0.0085956 | 0.016255 | 0.027873 | 0.044476 | 0.066992 | 0.09608 | 0.13192 | 0.17402 | 0.22105 | 0.27088 | 0.3207 | 0.36746 | 0.40838 | 0.44154 | 0.46619 | 0.48286 | 0.48637 | 0.48637
Under $85 | Under $50 | Secondary Glazing Systems | Under $85 | 72.0224 | HVAC | Rural | SC-Retro | M_Input | Commercial | SGSWindow-(Apackaged VAV with Electric reheat) | SGSWindow-Small Office (AC with Ele Furnace)-Spokane | 45.4084 | 72.0224 | C-All-HVAC-ER-All-All-E | C-All-HVAC-ER-All-All-E | 0.00045132 | 0.00092709 | 0.0016613 | 0.0027088 | 0.0041086 | 0.0058714 | 0.0079626 | 0.010286 | 0.012674 | 0.014887 | 0.016634 | 0.017621 | 0.017618 | 0.016535 | 0.014472 | 0.011725 | 0.0087185 | 0.0058944 | 0.0035843 | 0.0016967 | 0.172 | 0.172 | 0.00045132 | 0.0013784 | 0.0030398 | 0.0057485 | 0.0098571 | 0.015729 | 0.023691 | 0.033978 | 0.046652 | 0.061539 | 0.078173 | 0.095794 | 0.11341 | 0.12995 | 0.14442 | 0.15614 | 0.16486 | 0.17076 | 0.172 | 0.172
Under $85 | Under $55 | Secondary Glazing Systems | Under $85 | 81.7804 | HVAC | Rural | SC-Retro | M_Input | Commercial | SGSWindow-(Apackaged VAV with Electric reheat) | SGSWindow-Small Office (AC with Ele Furnace)-Missoula | 52.1805 | 81.7804 | C-All-HVAC-ER-All-All-E | C-All-HVAC-ER-All-All-E | 7.8288e-05 | 0.00016082 | 0.00028818 | 0.00046987 | 0.0007127 | 0.0010185 | 0.0013812 | 0.0017843 | 0.0021986 | 0.0025823 | 0.0028854 | 0.0030566 | 0.0030562 | 0.0028683 | 0.0025104 | 0.0020338 | 0.0015124 | 0.0010225 | 0.00062175 | 0.00029432 | 0.029836 | 0.029836 | 7.8288e-05 | 0.00023911 | 0.00052729 | 0.00099716 | 0.0017099 | 0.0027283 | 0.0041096 | 0.0058939 | 0.0080925 | 0.010675 | 0.01356 | 0.016617 | 0.019673 | 0.022541 | 0.025052 | 0.027085 | 0.028598 | 0.02962 | 0.029836 | 0.029836
Under $45 | Under $30 | Secondary Glazing Systems | Under $45 | 44.2728 | HVAC | Rural | SC-Retro | M_Input | Commercial | SGSWindow-(Apackaged VAV with Electric reheat) | SGSWindow-High-rise Office (VAV with Central Chillers / Ele Boilers)-Portland | 26.1498 | 44.2728 | C-All-HVAC-ER-All-All-E | C-All-HVAC-ER-All-All-E | 0.00037514 | 0.00077061 | 0.0013809 | 0.0022515 | 0.0034151 | 0.0048804 | 0.0066186 | 0.0085502 | 0.010535 | 0.012374 | 0.013826 | 0.014647 | 0.014645 | 0.013744 | 0.01203 | 0.0097457 | 0.0072469 | 0.0048995 | 0.0029793 | 0.0014103 | 0.14297 | 0.14297 | 0.00037514 | 0.0011457 | 0.0025267 | 0.0047782 | 0.0081933 | 0.013074 | 0.019692 | 0.028243 | 0.038778 | 0.051152 | 0.064978 | 0.079625 | 0.094269 | 0.10801 | 0.12004 | 0.12979 | 0.13704 | 0.14194 | 0.14297 | 0.14297
Under $30 | Under $15 | Secondary Glazing Systems | Under $30 | 27.2162 | HVAC | Rural | SC-Retro | M_Input | Commercial | SGSWindow-(Apackaged VAV with Electric reheat) | SGSWindow-High-rise Office (VAV with Central Chillers / Ele Boilers)-Spokane | 14.3124 | 27.2162 | C-All-HVAC-ER-All-All-E | C-All-HVAC-ER-All-All-E | 0.00011921 | 0.00024489 | 0.00043883 | 0.0007155 | 0.0010853 | 0.0015509 | 0.0021033 | 0.0027171 | 0.0033479 | 0.0039323 | 0.0043937 | 0.0046544 | 0.0046538 | 0.0043677 | 0.0038228 | 0.003097 | 0.0023029 | 0.001557 | 0.00094677 | 0.00044817 | 0.045433 | 0.045433 | 0.00011921 | 0.0003641 | 0.00080293 | 0.0015184 | 0.0026037 | 0.0041546 | 0.0062579 | 0.008975 | 0.012323 | 0.016255 | 0.020649 | 0.025303 | 0.029957 | 0.034325 | 0.038148 | 0.041245 | 0.043547 | 0.045104 | 0.045433 | 0.045433
Under $30 | Under $20 | Secondary Glazing Systems | Under $30 | 29.3048 | HVAC | Rural | SC-Retro | M_Input | Commercial | SGSWindow-(Apackaged VAV with Electric reheat) | SGSWindow-High-rise Office (VAV with Central Chillers / Ele Boilers)-Missoula | 15.7619 | 29.3048 | C-All-HVAC-ER-All-All-E | C-All-HVAC-ER-All-All-E | 2.1914e-05 | 4.5015e-05 | 8.0667e-05 | 0.00013152 | 0.0001995 | 0.00028509 | 0.00038663 | 0.00049946 | 0.00061541 | 0.00072284 | 0.00080765 | 0.00085558 | 0.00085547 | 0.00080288 | 0.0007027 | 0.0005693 | 0.00042333 | 0.0002862 | 0.00017404 | 8.2384e-05 | 0.0083515 | 0.0083515 | 2.1914e-05 | 6.6929e-05 | 0.0001476 | 0.00027912 | 0.00047861 | 0.0007637 | 0.0011503 | 0.0016498 | 0.0022652 | 0.002988 | 0.0037957 | 0.0046513 | 0.0055067 | 0.0063096 | 0.0070123 | 0.0075816 | 0.008005 | 0.0082912 | 0.0083515 | 0.0083515
Under $5 | Under $5 | Aerator | Under $5 | -123.8515 | Water Heating | Rural | SC-New | M_Input | Residential | Single Family | Bathroom Aerator 1.0 GPM AnyWH | -2.0308 | -123.8515 | R-All-WH-ERWH-All-All-R | R-All-WH-ERWH-All-All-R | 0.0027375 | 0.0053838 | 0.0087478 | 0.012843 | 0.017138 | 0.022025 | 0.026441 | 0.029806 | 0.031955 | 0.034306 | 0.036416 | 0.037471 | 0.037009 | 0.037467 | 0.037854 | 0.038294 | 0.038563 | 0.038835 | 0.039108 | 0.039385 | 0.57179 | 0.57179 | 0.0027375 | 0.0081213 | 0.016869 | 0.029712 | 0.04685 | 0.068875 | 0.095316 | 0.12512 | 0.15708 | 0.19138 | 0.2278 | 0.26527 | 0.30228 | 0.33975 | 0.3776 | 0.41589 | 0.45446 | 0.49329 | 0.5324 | 0.57179
Under $5 | Under $5 | Aerator | Under $5 | -137.0311 | Water Heating | Rural | SC-New | M_Input | Residential | Multifamily - Low Rise | Bathroom Aerator 1.0 GPM AnyWH | -0.93213 | -137.0311 | R-All-WH-ERWH-All-All-R | R-All-WH-ERWH-All-All-R | 0.00019425 | 0.00038441 | 0.00063934 | 0.00095274 | 0.0013083 | 0.0016736 | 0.0019983 | 0.0022599 | 0.0024763 | 0.0026082 | 0.0026972 | 0.0027407 | 0.0027548 | 0.0027674 | 0.0027312 | 0.0027415 | 0.0027406 | 0.0027412 | 0.0027433 | 0.0027468 | 0.0419 | 0.0419 | 0.00019425 | 0.00057866 | 0.001218 | 0.0021707 | 0.0034791 | 0.0051527 | 0.007151 | 0.0094109 | 0.011887 | 0.014495 | 0.017193 | 0.019933 | 0.022688 | 0.025456 | 0.028187 | 0.030928 | 0.033669 | 0.03641 | 0.039153 | 0.0419
Under $5 | Under $5 | Aerator | Under $5 | -137.0311 | Water Heating | Rural | SC-New | M_Input | Residential | Multifamily - High Rise | Bathroom Aerator 1.0 GPM AnyWH | -0.93213 | -137.0311 | R-All-WH-ERWH-All-All-R | R-All-WH-ERWH-All-All-R | 4.2011e-05 | 8.6352e-05 | 0.0001443 | 0.0002183 | 0.00029647 | 0.00037926 | 0.00044429 | 0.0005025 | 0.00054561 | 0.00058095 | 0.00060395 | 0.0006122 | 0.00061734 | 0.00061135 | 0.00061517 | 0.00061702 | 0.00061645 | 0.00061628 | 0.0006165 | 0.0006171 | 0.0093834 | 0.0093834 | 4.2011e-05 | 0.00012836 | 0.00027267 | 0.00049097 | 0.00078744 | 0.0011667 | 0.001611 | 0.0021135 | 0.0026591 | 0.0032401 | 0.003844 | 0.0044562 | 0.0050735 | 0.0056849 | 0.0063001 | 0.0069171 | 0.0075335 | 0.0081498 | 0.0087663 | 0.0093834
Under $5 | Under $5 | Aerator | Under $5 | -107.0374 | Water Heating | Rural | SC-New | M_Input | Residential | Manufactured | Bathroom Aerator 1.0 GPM AnyWH | -2.1336 | -107.0374 | R-All-WH-ERWH-All-All-R | R-All-WH-ERWH-All-All-R | 0.00014378 | 0.00030554 | 0.00051878 | 0.00077048 | 0.0010434 | 0.0013124 | 0.0015553 | 0.0017719 | 0.0019544 | 0.0020966 | 0.0022005 | 0.0022716 | 0.0023184 | 0.0023493 | 0.0023686 | 0.0023798 | 0.00238 | 0.0023803 | 0.0023805 | 0.0023808 | 0.034882 | 0.034882 | 0.00014378 | 0.00044932 | 0.0009681 | 0.0017386 | 0.002782 | 0.0040944 | 0.0056497 | 0.0074217 | 0.0093761 | 0.011473 | 0.013673 | 0.015945 | 0.018263 | 0.020613 | 0.022981 | 0.025361 | 0.027741 | 0.030121 | 0.032502 | 0.034882
Under $5 | Under $5 | Aerator | Under $5 | -180.3177 | Water Heating | Rural | SC-New | M_Input | Residential | Single Family | Bathroom Aerator 1.0 GPM HPWH | -1.4269 | -180.3177 | R-All-WH-HPWH-All-All-R | 0 | 0.00054272 | 0.0010673 | 0.0017343 | 0.0025462 | 0.0033975 | 0.0043664 | 0.005242 | 0.0059091 | 0.0063351 | 0.0068013 | 0.0072195 | 0.0074287 | 0.0073371 | 0.0074279 | 0.0075045 | 0.0075919 | 0.0076452 | 0.007699 | 0.0077533 | 0.0078081 | 0.11336 | 0.11336 | 0.00054272 | 0.0016101 | 0.0033443 | 0.0058905 | 0.009288 | 0.013654 | 0.018896 | 0.024806 | 0.031141 | 0.037942 | 0.045161 | 0.05259 | 0.059927 | 0.067355 | 0.07486 | 0.082452 | 0.090097 | 0.097796 | 0.10555 | 0.11336
Under $5 | Under $5 | Aerator | Under $5 | -123.8515 | Water Heating | Rural | SC-Retro | M_Input | Residential | Single Family | Bathroom Aerator 1.0 GPM AnyWH | -2.0308 | -123.8515 | R-All-WH-ERWH-All-All-R | R-All-WH-ERWH-All-All-R | 0.0050704 | 0.014975 | 0.042234 | 0.083658 | 0.1381 | 0.19998 | 0.26017 | 0.30826 | 0.33574 | 0.33843 | 0.31754 | 0.27853 | 0.22905 | 0.17684 | 0.12817 | 0.08687 | 0.054459 | 0.03069 | 0.014282 | 0.0035639 | 3.3068 | 3.0466 | 0.0050704 | 0.020046 | 0.062279 | 0.14594 | 0.28404 | 0.48402 | 0.74418 | 1.0524 | 1.3882 | 1.7266 | 2.0442 | 2.3227 | 2.5517 | 2.7286 | 2.8567 | 2.9436 | 2.9981 | 3.0288 | 3.043 | 3.0466
Under $5 | Under $5 | Aerator | Under $5 | -137.0311 | Water Heating | Rural | SC-Retro | M_Input | Residential | Multifamily - Low Rise | Bathroom Aerator 1.0 GPM AnyWH | -0.93213 | -137.0311 | R-All-WH-ERWH-All-All-R | R-All-WH-ERWH-All-All-R | 0.00015975 | 0.00056308 | 0.0016746 | 0.0033858 | 0.0056657 | 0.0082984 | 0.010906 | 0.013041 | 0.014325 | 0.01456 | 0.013767 | 0.012162 | 0.01007 | 0.0078292 | 0.0057157 | 0.0039043 | 0.0024714 | 0.001413 | 0.00067765 | 0.00019434 | 0.15155 | 0.13078 | 0.00015975 | 0.00072283 | 0.0023974 | 0.0057832 | 0.011449 | 0.019747 | 0.030653 | 0.043694 | 0.058019 | 0.072579 | 0.086346 | 0.098507 | 0.10858 | 0.11641 | 0.12212 | 0.12603 | 0.1285 | 0.12991 | 0.13059 | 0.13078
Under $5 | Under $5 | Aerator | Under $5 | -137.0311 | Water Heating | Rural | SC-Retro | M_Input | Residential | Multifamily - High Rise | Bathroom Aerator 1.0 GPM AnyWH | -0.93213 | -137.0311 | R-All-WH-ERWH-All-All-R | R-All-WH-ERWH-All-All-R | 3.676e-05 | 0.00012849 | 0.00038151 | 0.00077094 | 0.0012901 | 0.0018892 | 0.0024824 | 0.0029671 | 0.0032578 | 0.0033094 | 0.003128 | 0.0027626 | 0.0022869 | 0.0017776 | 0.0012971 | 0.00088588 | 0.0005606 | 0.00032039 | 0.0001535 | 4.3834e-05 | 0.034372 | 0.02973 | 3.676e-05 | 0.00016525 | 0.00054676 | 0.0013177 | 0.0026078 | 0.0044969 | 0.0069793 | 0.0099464 | 0.013204 | 0.016514 | 0.019642 | 0.022404 | 0.024691 | 0.026469 | 0.027766 | 0.028652 | 0.029212 | 0.029533 | 0.029686 | 0.02973
Under $5 | Under $5 | Aerator | Under $5 | -107.0374 | Water Heating | Rural | SC-Retro | M_Input | Residential | Manufactured | Bathroom Aerator 1.0 GPM AnyWH | -2.1336 | -107.0374 | R-All-WH-ERWH-All-All-R | R-All-WH-ERWH-All-All-R | 0.0014311 | 0.0032862 | 0.0083763 | 0.015944 | 0.025657 | 0.03641 | 0.046522 | 0.054202 | 0.058102 | 0.057689 | 0.053336 | 0.046104 | 0.037367 | 0.02844 | 0.020313 | 0.013553 | 0.0083432 | 0.0045858 | 0.0020332 | 0.00039131 | 0.488 | 0.488 | 0.0014311 | 0.0047174 | 0.013094 | 0.029037 | 0.054694 | 0.091104 | 0.13763 | 0.19183 | 0.24993 | 0.30762 | 0.36095 | 0.40706 | 0.44443 | 0.47287 | 0.488 | 0.488 | 0.488 | 0.488 | 0.488 | 0.488
Under $5 | Under $5 | Aerator | Under $5 | -180.3177 | Water Heating | Rural | SC-Retro | M_Input | Residential | Single Family | Bathroom Aerator 1.0 GPM HPWH | -1.4269 | -180.3177 | R-All-WH-HPWH-All-All-R | 0 | 0.0010052 | 0.0029689 | 0.0083729 | 0.016585 | 0.027378 | 0.039646 | 0.051578 | 0.061114 | 0.06656 | 0.067094 | 0.062953 | 0.055219 | 0.04541 | 0.035058 | 0.025409 | 0.017222 | 0.010797 | 0.0060843 | 0.0028314 | 0.00070654 | 0.65558 | 0.60399 | 0.0010052 | 0.0039741 | 0.012347 | 0.028932 | 0.056311 | 0.095957 | 0.14754 | 0.20865 | 0.27521 | 0.3423 | 0.40526 | 0.46047 | 0.50588 | 0.54094 | 0.56635 | 0.58357 | 0.59437 | 0.60045 | 0.60329 | 0.60399
Under $25 | Under $20 | Controls Commissioning and Sizing | Under $25 | 21.8919 | HVAC | Rural | SC-New | M_Input | Residential | Single Family | SF CC&S + HZ23 | 18.1425 | 21.8919 | R-All-HVAC-ASHP-All-All-E | 0 | 0.010514 | 0.013345 | 0.016545 | 0.020099 | 0.02331 | 0.026745 | 0.029258 | 0.030512 | 0.030654 | 0.031177 | 0.031729 | 0.031687 | 0.030704 | 0.030683 | 0.030753 | 0.030961 | 0.03117 | 0.031382 | 0.031595 | 0.03181 | 0.54463 | 0.54463 | 0.010514 | 0.023859 | 0.040404 | 0.060503 | 0.083812 | 0.11056 | 0.13982 | 0.17033 | 0.20098 | 0.23216 | 0.26389 | 0.29557 | 0.32628 | 0.35696 | 0.38771 | 0.41867 | 0.44984 | 0.48123 | 0.51282 | 0.54463
Under $40 | Under $30 | Controls Commissioning and Sizing | Under $40 | 36.6451 | HVAC | Rural | SC-New | M_Input | Residential | Single Family | SF CC&S + HZ1 | 29.647 | 36.6451 | R-All-HVAC-ASHP-All-All-E | 0 | 0.026926 | 0.034174 | 0.042369 | 0.051471 | 0.059693 | 0.06849 | 0.074927 | 0.078139 | 0.078502 | 0.07984 | 0.081255 | 0.081146 | 0.078629 | 0.078577 | 0.078755 | 0.079287 | 0.079824 | 0.080365 | 0.080912 | 0.081463 | 1.3947 | 1.3947 | 0.026926 | 0.061101 | 0.10347 | 0.15494 | 0.21463 | 0.28312 | 0.35805 | 0.43619 | 0.51469 | 0.59453 | 0.67579 | 0.75693 | 0.83556 | 0.91414 | 0.9929 | 1.0722 | 1.152 | 1.2324 | 1.3133 | 1.3947
Over $160 | Under $130 | Controls Commissioning and Sizing | Over $160 | 181.8035 | HVAC | Rural | SC-New | M_Input | Residential | Manufactured | MH CC&S + HZ23 | 128.4327 | 181.8035 | R-All-HVAC-ASHP-All-All-E | 0 | 0.00011838 | 0.0001551 | 0.00019809 | 0.00024273 | 0.00028517 | 0.00032069 | 0.00034648 | 0.00036488 | 0.0003766 | 0.00038273 | 0.00038531 | 0.00038599 | 0.00038601 | 0.0003861 | 0.00038622 | 0.00038626 | 0.0003863 | 0.00038634 | 0.00038638 | 0.00038641 | 0.0066522 | 0.0066522 | 0.00011838 | 0.00027348 | 0.00047157 | 0.0007143 | 0.00099947 | 0.0013202 | 0.0016666 | 0.0020315 | 0.0024081 | 0.0027909 | 0.0031762 | 0.0035622 | 0.0039482 | 0.0043343 | 0.0047205 | 0.0051067 | 0.005493 | 0.0058794 | 0.0062657 | 0.0066522
Under $65 | Under $45 | Controls Commissioning and Sizing | Under $65 | 63.3001 | HVAC | Rural | SC-New | M_Input | Residential | Manufactured | MH CC&S + HZ1 | 44.0367 | 63.3001 | R-All-HVAC-ASHP-All-All-E | 0 | 0.0003579 | 0.00046894 | 0.00059891 | 0.00073387 | 0.00086217 | 0.00096957 | 0.0010475 | 0.0011032 | 0.0011386 | 0.0011571 | 0.0011649 | 0.001167 | 0.0011671 | 0.0011673 | 0.0011677 | 0.0011678 | 0.0011679 | 0.001168 | 0.0011682 | 0.0011683 | 0.020112 | 0.020112 | 0.0003579 | 0.00082684 | 0.0014257 | 0.0021596 | 0.0030218 | 0.0039914 | 0.0050389 | 0.0061421 | 0.0072807 | 0.0084378 | 0.0096028 | 0.01077 | 0.011937 | 0.013104 | 0.014272 | 0.01544 | 0.016608 | 0.017776 | 0.018944 | 0.020112
Under $25 | Under $20 | Controls Commissioning and Sizing | Under $25 | 21.8919 | HVAC | Rural | SC-NR | M_Input | Residential | Single Family | SF CC&S + HZ23 | 18.1425 | 21.8919 | R-All-HVAC-ASHP-All-All-E | 0 | 0.047258 | 0.062602 | 0.079371 | 0.096429 | 0.11242 | 0.12606 | 0.1365 | 0.14354 | 0.1476 | 0.1495 | 0.15011 | 0.1501 | 0.14985 | 0.14952 | 0.14918 | 0.17653 | 0.17284 | 0.16959 | 0.16682 | 0.16413 | 2.3006 | 2.3006 | 0.047258 | 0.10986 | 0.18923 | 0.28566 | 0.39808 | 0.52414 | 0.66064 | 0.80418 | 0.95177 | 1.1013 | 1.2514 | 1.4015 | 1.5513 | 1.7009 | 1.85 | 2.0266 | 2.1994 | 2.3006 | 2.3006 | 2.3006
Under $40 | Under $30 | Controls Commissioning and Sizing | Under $40 | 36.6451 | HVAC | Rural | SC-NR | M_Input | Residential | Single Family | SF CC&S + HZ1 | 29.647 | 36.6451 | R-All-HVAC-ASHP-All-All-E | 0 | 0.12102 | 0.16032 | 0.20326 | 0.24694 | 0.28789 | 0.32283 | 0.34957 | 0.36759 | 0.37798 | 0.38285 | 0.38442 | 0.3844 | 0.38375 | 0.38292 | 0.38204 | 0.45208 | 0.44261 | 0.43429 | 0.42722 | 0.42033 | 5.8915 | 5.8915 | 0.12102 | 0.28134 | 0.4846 | 0.73155 | 1.0194 | 1.3423 | 1.6918 | 2.0594 | 2.4374 | 2.8202 | 3.2047 | 3.5891 | 3.9728 | 4.3557 | 4.7378 | 5.1899 | 5.6325 | 5.8915 | 5.8915 | 5.8915
Over $160 | Under $130 | Controls Commissioning and Sizing | Over $160 | 181.8035 | HVAC | Rural | SC-NR | M_Input | Residential | Manufactured | MH CC&S + HZ23 | 128.4327 | 181.8035 | R-All-HVAC-ASHP-All-All-E | 0 | 0.0018885 | 0.0024743 | 0.0031056 | 0.0037372 | 0.004317 | 0.0047977 | 0.0051496 | 0.005368 | 0.0054721 | 0.0054951 | 0.0054704 | 0.0054232 | 0.0053678 | 0.0053103 | 0.0052528 | 0.005509 | 0.005423 | 0.0053405 | 0.0052582 | 0.0051778 | 0.074885 | 0.074885 | 0.0018885 | 0.0043628 | 0.0074685 | 0.011206 | 0.015523 | 0.02032 | 0.02547 | 0.030838 | 0.03631 | 0.041805 | 0.047275 | 0.052699 | 0.058066 | 0.063377 | 0.06863 | 0.074139 | 0.074885 | 0.074885 | 0.074885 | 0.074885
Under $65 | Under $45 | Controls Commissioning and Sizing | Under $65 | 63.3001 | HVAC | Rural | SC-NR | M_Input | Residential | Manufactured | MH CC&S + HZ1 | 44.0367 | 63.3001 | R-All-HVAC-ASHP-All-All-E | 0 | 0.0057097 | 0.0074808 | 0.0093895 | 0.011299 | 0.013052 | 0.014505 | 0.015569 | 0.01623 | 0.016544 | 0.016614 | 0.016539 | 0.016397 | 0.016229 | 0.016055 | 0.015881 | 0.016656 | 0.016396 | 0.016146 | 0.015898 | 0.015654 | 0.22641 | 0.22641 | 0.0057097 | 0.013191 | 0.02258 | 0.033879 | 0.046931 | 0.061436 | 0.077005 | 0.093235 | 0.10978 | 0.12639 | 0.14293 | 0.15933 | 0.17556 | 0.19161 | 0.20749 | 0.22415 | 0.22641 | 0.22641 | 0.22641 | 0.22641
Under $130 | Under $85 | Clothes Dryer | Under $130 | 118.5524 | Dryer | Rural | SC-New | M_Input | Residential | Single Family | Heat Pump Dryer | 78.1427 | 118.5524 | R-All-Plug-Dryer-All-All-R | 0 | 0.019616 | 0.025513 | 0.031109 | 0.036887 | 0.042089 | 0.048245 | 0.05365 | 0.057773 | 0.060632 | 0.064819 | 0.069435 | 0.072846 | 0.073895 | 0.076988 | 0.08014 | 0.083508 | 0.08407 | 0.084637 | 0.085209 | 0.085786 | 1.2368 | 1.2368 | 0.019616 | 0.045129 | 0.076238 | 0.11312 | 0.15521 | 0.20346 | 0.25711 | 0.31488 | 0.37551 | 0.44033 | 0.50977 | 0.58261 | 0.65651 | 0.7335 | 0.81364 | 0.89715 | 0.98122 | 1.0659 | 1.1511 | 1.2368
Under $130 | Under $85 | Clothes Dryer | Under $130 | 118.5524 | Dryer | Rural | SC-New | M_Input | Residential | Multifamily - Low Rise | Heat Pump Dryer | 78.1427 | 118.5524 | R-All-Plug-Dryer-All-All-R | 0 | 0.0014814 | 0.0019258 | 0.0023883 | 0.0028687 | 0.0033614 | 0.0038394 | 0.0042495 | 0.004591 | 0.0049203 | 0.0051657 | 0.0053971 | 0.0055944 | 0.0057713 | 0.0059684 | 0.006075 | 0.006283 | 0.0062811 | 0.0062825 | 0.006287 | 0.0062947 | 0.095026 | 0.095026 | 0.0014814 | 0.0034071 | 0.0057954 | 0.0086641 | 0.012026 | 0.015865 | 0.020114 | 0.024705 | 0.029626 | 0.034791 | 0.040189 | 0.045783 | 0.051554 | 0.057523 | 0.063598 | 0.069881 | 0.076162 | 0.082444 | 0.088731 | 0.095026
Under $130 | Under $85 | Clothes Dryer | Under $130 | 118.5524 | Dryer | Rural | SC-New | M_Input | Residential | Multifamily - High Rise | Heat Pump Dryer | 78.1427 | 118.5524 | R-All-Plug-Dryer-All-All-R | 0 | 0.00032518 | 0.00043224 | 0.00053832 | 0.00065552 | 0.00076089 | 0.00086935 | 0.00094519 | 0.0010212 | 0.0010849 | 0.0011508 | 0.0012085 | 0.0012498 | 0.0012933 | 0.0013192 | 0.001368 | 0.0014138 | 0.0014126 | 0.0014122 | 0.0014127 | 0.001414 | 0.021288 | 0.021288 | 0.00032518 | 0.00075741 | 0.0012957 | 0.0019513 | 0.0027121 | 0.0035815 | 0.0045267 | 0.0055479 | 0.0066328 | 0.0077836 | 0.0089922 | 0.010242 | 0.011535 | 0.012854 | 0.014222 | 0.015636 | 0.017049 | 0.018461 | 0.019874 | 0.021288
Under $130 | Under $85 | Clothes Dryer | Under $130 | 118.5524 | Dryer | Rural | SC-New | M_Input | Residential | Manufactured | Heat Pump Dryer | 78.1427 | 118.5524 | R-All-Plug-Dryer-All-All-R | 0 | 0.00096197 | 0.0012917 | 0.0016223 | 0.0019402 | 0.0022427 | 0.0025197 | 0.0027672 | 0.0030092 | 0.0032444 | 0.0034659 | 0.0036727 | 0.0038651 | 0.0040459 | 0.004219 | 0.0043831 | 0.0045372 | 0.0045377 | 0.0045382 | 0.0045386 | 0.0045391 | 0.065942 | 0.065942 | 0.00096197 | 0.0022536 | 0.003876 | 0.0058162 | 0.0080589 | 0.010579 | 0.013346 | 0.016355 | 0.019599 | 0.023065 | 0.026738 | 0.030603 | 0.034649 | 0.038868 | 0.043251 | 0.047788 | 0.052326 | 0.056864 | 0.061403 | 0.065942
Under $130 | Under $85 | Clothes Dryer | Under $130 | 118.5524 | Dryer | Rural | SC-NR | M_Input | Residential | Single Family | Heat Pump Dryer | 78.1427 | 118.5524 | R-All-Plug-Dryer-All-All-R | 0 | 0.08189 | 0.11142 | 0.13914 | 0.16514 | 0.18954 | 0.21243 | 0.23389 | 0.25401 | 0.27288 | 0.29055 | 0.30711 | 0.32262 | 0.33714 | 0.35072 | 0.36344 | 0.37533 | 0.45618 | 0.44788 | 0.44159 | 0.43713 | 8.2648 | 5.79 | 0.08189 | 0.19331 | 0.33245 | 0.49759 | 0.68713 | 0.89956 | 1.1335 | 1.3875 | 1.6603 | 1.9509 | 2.258 | 2.5806 | 2.9178 | 3.2685 | 3.6319 | 4.0072 | 4.4634 | 4.9113 | 5.3529 | 5.79
Under $130 | Under $85 | Clothes Dryer | Under $130 | 118.5524 | Dryer | Rural | SC-NR | M_Input | Residential | Multifamily - Low Rise | Heat Pump Dryer | 78.1427 | 118.5524 | R-All-Plug-Dryer-All-All-R | 0 | 0.0033855 | 0.0046093 | 0.0057578 | 0.0068356 | 0.0078468 | 0.0087952 | 0.0096847 | 0.010519 | 0.0113 | 0.012033 | 0.012719 | 0.013362 | 0.013963 | 0.014526 | 0.015053 | 0.015546 | 0.021623 | 0.021003 | 0.020624 | 0.020356 | 0.35526 | 0.24954 | 0.0033855 | 0.0079947 | 0.013753 | 0.020588 | 0.028435 | 0.03723 | 0.046915 | 0.057433 | 0.068734 | 0.080766 | 0.093485 | 0.10685 | 0.12081 | 0.13534 | 0.15039 | 0.16594 | 0.18756 | 0.20856 | 0.22919 | 0.24954
Under $130 | Under $85 | Clothes Dryer | Under $130 | 118.5524 | Dryer | Rural | SC-NR | M_Input | Residential | Multifamily - High Rise | Heat Pump Dryer | 78.1427 | 118.5524 | R-All-Plug-Dryer-All-All-R | 0 | 0.00077194 | 0.001051 | 0.0013128 | 0.0015586 | 0.0017891 | 0.0020053 | 0.0022081 | 0.0023983 | 0.0025765 | 0.0027435 | 0.0028999 | 0.0030465 | 0.0031836 | 0.003312 | 0.0034321 | 0.0035445 | 0.0048797 | 0.004769 | 0.0046886 | 0.004643 | 0.080891 | 0.056814 | 0.00077194 | 0.0018229 | 0.0031357 | 0.0046943 | 0.0064834 | 0.0084888 | 0.010697 | 0.013095 | 0.015672 | 0.018415 | 0.021315 | 0.024362 | 0.027545 | 0.030857 | 0.034289 | 0.037834 | 0.042713 | 0.047483 | 0.052171 | 0.056814
Under $130 | Under $85 | Clothes Dryer | Under $130 | 118.5524 | Dryer | Rural | SC-NR | M_Input | Residential | Manufactured | Heat Pump Dryer | 78.1427 | 118.5524 | R-All-Plug-Dryer-All-All-R | 0 | 0.014227 | 0.01915 | 0.023682 | 0.027849 | 0.031676 | 0.035186 | 0.038401 | 0.041341 | 0.044026 | 0.046473 | 0.048699 | 0.050718 | 0.052546 | 0.054196 | 0.05568 | 0.057009 | 0.060417 | 0.05955 | 0.05877 | 0.058013 | 1.1763 | 0.87761 | 0.014227 | 0.033377 | 0.057059 | 0.084909 | 0.11658 | 0.15177 | 0.19017 | 0.23151 | 0.27554 | 0.32201 | 0.37071 | 0.42143 | 0.47398 | 0.52817 | 0.58385 | 0.64086 | 0.70128 | 0.76083 | 0.8196 | 0.87761
Under $5 | Under $5 | Clothes Washer | Under $5 | -28.4959 | Water Heating | Rural | SC-New | M_Input | Residential | Single Family | Single Family CEE Tier 3 Clothes Washer - Any DHW, Any Dryer - 54% ENERGY STAR Baseline | -5.1623 | -28.4959 | R-All-WH-Cwash-All-All-R | R-All-Plug-Dryer-All-All-R | 0.0087972 | 0.0099813 | 0.010961 | 0.011909 | 0.012594 | 0.013491 | 0.01411 | 0.014365 | 0.014316 | 0.014595 | 0.014966 | 0.015075 | 0.014597 | 0.014585 | 0.014618 | 0.014718 | 0.014818 | 0.014919 | 0.015021 | 0.015124 | 0.27356 | 0.27356 | 0.0087972 | 0.018779 | 0.029739 | 0.041649 | 0.054243 | 0.067733 | 0.081843 | 0.096208 | 0.11052 | 0.12512 | 0.14009 | 0.15516 | 0.16976 | 0.18434 | 0.19896 | 0.21368 | 0.2285 | 0.24342 | 0.25844 | 0.27356
Under $5 | Under $5 | Clothes Washer | Under $5 | -48.3071 | Water Heating | Rural | SC-New | M_Input | Residential | Multifamily - Low Rise | Multifamily - Low Rise CEE Tier 3 Clothes Washer - Any DHW, Any Dryer - 54% ENERGY STAR Baseline | -5.1312 | -48.3071 | R-All-WH-Cwash-All-All-R | R-All-WH-ERWH-All-All-R | 0.00048721 | 0.00055247 | 0.00061701 | 0.00067918 | 0.00073765 | 0.00078741 | 0.00081968 | 0.00083726 | 0.00085228 | 0.00085322 | 0.00085308 | 0.00084896 | 0.00083611 | 0.00082921 | 0.00081245 | 0.00081178 | 0.00081153 | 0.00081171 | 0.0008123 | 0.00081331 | 0.015464 | 0.015464 | 0.00048721 | 0.0010397 | 0.0016567 | 0.0023359 | 0.0030735 | 0.0038609 | 0.0046806 | 0.0055179 | 0.0063702 | 0.0072234 | 0.0080765 | 0.0089254 | 0.0097615 | 0.010591 | 0.011403 | 0.012215 | 0.013026 | 0.013838 | 0.014651 | 0.015464
Under $5 | Under $5 | Clothes Washer | Under $5 | -48.4754 | Water Heating | Rural | SC-New | M_Input | Residential | Manufactured | Manufactured CEE Tier 3 Clothes Washer - Any DHW, Any Dryer - 54% ENERGY STAR Baseline | -5.134 | -48.4754 | R-All-WH-Cwash-All-All-R | R-All-WH-ERWH-All-All-R | 0.00044109 | 0.00051627 | 0.00058384 | 0.00063983 | 0.00068543 | 0.00071956 | 0.00074318 | 0.00076409 | 0.00078247 | 0.00079713 | 0.00080846 | 0.00081695 | 0.00081652 | 0.00081663 | 0.00081687 | 0.00081696 | 0.00081704 | 0.00081712 | 0.00081721 | 0.00081729 | 0.014834 | 0.014834 | 0.00044109 | 0.00095736 | 0.0015412 | 0.002181 | 0.0028665 | 0.003586 | 0.0043292 | 0.0050933 | 0.0058758 | 0.0066729 | 0.0074813 | 0.0082983 | 0.0091148 | 0.0099314 | 0.010748 | 0.011565 | 0.012382 | 0.013199 | 0.014017 | 0.014834
Under $5 | Under $5 | Clothes Washer | Under $5 | -48.3071 | Water Heating | Rural | SC-New | M_Input | Residential | Multifamily - High Rise | Multifamily - High Rise CEE Tier 3 Clothes Washer - Any DHW, Any Dryer - 54% ENERGY STAR Baseline | -5.1312 | -48.3071 | R-All-WH-Cwash-All-All-R | R-All-WH-ERWH-All-All-R | 0.00010844 | 0.0001257 | 0.00014098 | 0.00015733 | 0.00016927 | 0.00018075 | 0.00018481 | 0.00018878 | 0.00019048 | 0.00019268 | 0.00019364 | 0.00019225 | 0.00018993 | 0.00018577 | 0.00018547 | 0.00018518 | 0.00018502 | 0.00018497 | 0.00018503 | 0.0001852 | 0.0035117 | 0.0035117 | 0.00010844 | 0.00023414 | 0.00037512 | 0.00053245 | 0.00070173 | 0.00088247 | 0.0010673 | 0.0012561 | 0.0014465 | 0.0016392 | 0.0018329 | 0.0020251 | 0.002215 | 0.0024008 | 0.0025863 | 0.0027715 | 0.0029565 | 0.0031414 | 0.0033265 | 0.0035117
Under $20 | Under $60 | Clothes Washer | Under $20 | 15.1514 | Water Heating | Rural | SC-New | M_Input | Residential | Single Family | Single Family CEE Tier 2 Clothes Washer - Any DHW, Any Dryer - 54% ENERGY STAR Baseline | 58.3355 | 15.1514 | R-All-WH-Cwash-All-All-R | R-All-Plug-Dryer-All-All-R | 0.016901 | 0.019177 | 0.021058 | 0.022881 | 0.024196 | 0.025919 | 0.027108 | 0.027598 | 0.027505 | 0.028041 | 0.028752 | 0.028964 | 0.028044 | 0.028022 | 0.028086 | 0.028277 | 0.028469 | 0.028664 | 0.02886 | 0.029058 | 0.52558 | 0.52558 | 0.016901 | 0.036078 | 0.057136 | 0.080017 | 0.10421 | 0.13013 | 0.15724 | 0.18484 | 0.21234 | 0.24038 | 0.26914 | 0.2981 | 0.32614 | 0.35417 | 0.38225 | 0.41053 | 0.439 | 0.46766 | 0.49652 | 0.52558
Under $5 | Under $60 | Clothes Washer | Under $5 | -48.2561 | Water Heating | Rural | SC-New | M_Input | Residential | Manufactured | Manufactured CEE Tier 2 Clothes Washer - Any DHW, Any Dryer - 54% ENERGY STAR Baseline | 58.6054 | -48.2561 | R-All-WH-Cwash-All-All-R | R-All-WH-ERWH-All-All-R | 0.00084611 | 0.00099034 | 0.0011199 | 0.0012274 | 0.0013148 | 0.0013803 | 0.0014256 | 0.0014657 | 0.001501 | 0.0015291 | 0.0015508 | 0.0015671 | 0.0015663 | 0.0015665 | 0.001567 | 0.0015671 | 0.0015673 | 0.0015674 | 0.0015676 | 0.0015678 | 0.028455 | 0.028455 | 0.00084611 | 0.0018364 | 0.0029564 | 0.0041837 | 0.0054986 | 0.0068789 | 0.0083045 | 0.0097702 | 0.011271 | 0.0128 | 0.014351 | 0.015918 | 0.017484 | 0.019051 | 0.020618 | 0.022185 | 0.023752 | 0.02532 | 0.026887 | 0.028455
Under $5 | Under $60 | Clothes Washer | Under $5 | -47.707 | Water Heating | Rural | SC-New | M_Input | Residential | Multifamily - Low Rise | Multifamily - Low Rise CEE Tier 2 Clothes Washer - Any DHW, Any Dryer - 54% ENERGY STAR Baseline | 58.6314 | -47.707 | R-All-WH-Cwash-All-All-R | R-All-WH-ERWH-All-All-R | 0.00093444 | 0.0010596 | 0.0011834 | 0.0013027 | 0.0014148 | 0.0015102 | 0.0015721 | 0.0016058 | 0.0016347 | 0.0016364 | 0.0016362 | 0.0016283 | 0.0016036 | 0.0015904 | 0.0015582 | 0.001557 | 0.0015565 | 0.0015568 | 0.001558 | 0.0015599 | 0.029659 | 0.029659 | 0.00093444 | 0.0019941 | 0.0031775 | 0.0044801 | 0.0058949 | 0.0074051 | 0.0089773 | 0.010583 | 0.012218 | 0.013854 | 0.01549 | 0.017119 | 0.018722 | 0.020313 | 0.021871 | 0.023428 | 0.024984 | 0.026541 | 0.028099 | 0.029659
Under $5 | Under $60 | Clothes Washer | Under $5 | -47.707 | Water Heating | Rural | SC-New | M_Input | Residential | Multifamily - High Rise | Multifamily - High Rise CEE Tier 2 Clothes Washer - Any DHW, Any Dryer - 54% ENERGY STAR Baseline | 58.6314 | -47.707 | R-All-WH-Cwash-All-All-R | R-All-WH-ERWH-All-All-R | 0.00020798 | 0.00024109 | 0.00027039 | 0.00030176 | 0.00032466 | 0.00034666 | 0.00035445 | 0.00036208 | 0.00036533 | 0.00036956 | 0.00037139 | 0.00036873 | 0.00036428 | 0.0003563 | 0.00035572 | 0.00035517 | 0.00035485 | 0.00035476 | 0.00035488 | 0.00035522 | 0.0067353 | 0.0067353 | 0.00020798 | 0.00044907 | 0.00071947 | 0.0010212 | 0.0013459 | 0.0016926 | 0.002047 | 0.0024091 | 0.0027744 | 0.003144 | 0.0035154 | 0.0038841 | 0.0042484 | 0.0046047 | 0.0049604 | 0.0053156 | 0.0056704 | 0.0060252 | 0.0063801 | 0.0067353
Under $60 | Under $115 | Clothes Washer | Under $60 | 55.1597 | Water Heating | Rural | SC-New | M_Input | Residential | Single Family | Single Family CEE Tier 1 Clothes Washer - Any DHW, Any Dryer - 54% ENERGY STAR Baseline | 101.8014 | 55.1597 | R-All-WH-Cwash-All-All-R | R-All-Plug-Dryer-All-All-R | 0.025527 | 0.028963 | 0.031804 | 0.034558 | 0.036544 | 0.039146 | 0.040942 | 0.041683 | 0.041541 | 0.042352 | 0.043426 | 0.043745 | 0.042356 | 0.042322 | 0.042419 | 0.042707 | 0.042998 | 0.043292 | 0.043588 | 0.043887 | 0.7938 | 0.7938 | 0.025527 | 0.05449 | 0.086294 | 0.12085 | 0.1574 | 0.19654 | 0.23749 | 0.27917 | 0.32071 | 0.36306 | 0.40649 | 0.45023 | 0.49259 | 0.53491 | 0.57733 | 0.62004 | 0.66303 | 0.70632 | 0.74991 | 0.7938
Under $5 | Under $115 | Clothes Washer | Under $5 | -28.9393 | Water Heating | Rural | SC-New | M_Input | Residential | Manufactured | Manufactured CEE Tier 1 Clothes Washer - Any DHW, Any Dryer - 54% ENERGY STAR Baseline | 102.3141 | -28.9393 | R-All-WH-Cwash-All-All-R | R-All-WH-ERWH-All-All-R | 0.001277 | 0.0014946 | 0.0016902 | 0.0018523 | 0.0019844 | 0.0020832 | 0.0021515 | 0.0022121 | 0.0022653 | 0.0023077 | 0.0023405 | 0.0023651 | 0.0023639 | 0.0023642 | 0.0023649 | 0.0023651 | 0.0023654 | 0.0023656 | 0.0023659 | 0.0023661 | 0.042945 | 0.042945 | 0.001277 | 0.0027716 | 0.0044618 | 0.0063142 | 0.0082985 | 0.010382 | 0.012533 | 0.014745 | 0.017011 | 0.019318 | 0.021659 | 0.024024 | 0.026388 | 0.028752 | 0.031117 | 0.033482 | 0.035847 | 0.038213 | 0.040579 | 0.042945
Under $5 | Under $115 | Clothes Washer | Under $5 | -28.1984 | Water Heating | Rural | SC-New | M_Input | Residential | Multifamily - Low Rise | Multifamily - Low Rise CEE Tier 1 Clothes Washer - Any DHW, Any Dryer - 54% ENERGY STAR Baseline | 102.3633 | -28.1984 | R-All-WH-Cwash-All-All-R | R-All-WH-ERWH-All-All-R | 0.0014102 | 0.0015991 | 0.0017859 | 0.0019659 | 0.0021351 | 0.0022791 | 0.0023725 | 0.0024234 | 0.0024669 | 0.0024696 | 0.0024692 | 0.0024573 | 0.0024201 | 0.0024001 | 0.0023516 | 0.0023496 | 0.0023489 | 0.0023494 | 0.0023512 | 0.0023541 | 0.044759 | 0.044759 | 0.0014102 | 0.0030093 | 0.0047951 | 0.006761 | 0.0088961 | 0.011175 | 0.013548 | 0.015971 | 0.018438 | 0.020908 | 0.023377 | 0.025834 | 0.028254 | 0.030654 | 0.033006 | 0.035355 | 0.037704 | 0.040054 | 0.042405 | 0.044759
Under $5 | Under $115 | Clothes Washer | Under $5 | -28.1984 | Water Heating | Rural | SC-New | M_Input | Residential | Multifamily - High Rise | Multifamily - High Rise CEE Tier 1 Clothes Washer - Any DHW, Any Dryer - 54% ENERGY STAR Baseline | 102.3633 | -28.1984 | R-All-WH-Cwash-All-All-R | R-All-WH-ERWH-All-All-R | 0.00031387 | 0.00036383 | 0.00040805 | 0.00045539 | 0.00048995 | 0.00052316 | 0.00053491 | 0.00054642 | 0.00055132 | 0.0005577 | 0.00056048 | 0.00055646 | 0.00054974 | 0.0005377 | 0.00053682 | 0.000536 | 0.00053552 | 0.00053537 | 0.00053556 | 0.00053606 | 0.010164 | 0.010164 | 0.00031387 | 0.0006777 | 0.0010858 | 0.0015411 | 0.0020311 | 0.0025542 | 0.0030892 | 0.0036356 | 0.0041869 | 0.0047446 | 0.0053051 | 0.0058615 | 0.0064113 | 0.006949 | 0.0074858 | 0.0080218 | 0.0085573 | 0.0090927 | 0.0096282 | 0.010164
Under $5 | Under $5 | Clothes Washer | Under $5 | -28.4959 | Water Heating | Rural | SC-NR | M_Input | Residential | Single Family | Single Family CEE Tier 3 Clothes Washer - Any DHW, Any Dryer - 54% ENERGY STAR Baseline | -5.1623 | -28.4959 | R-All-WH-Cwash-All-All-R | R-All-Plug-Dryer-All-All-R | 0.036172 | 0.042807 | 0.04807 | 0.052239 | 0.055535 | 0.058134 | 0.060176 | 0.061774 | 0.063018 | 0.063979 | 0.064715 | 0.06527 | 0.065124 | 0.064975 | 0.071263 | 0.069498 | 0.068185 | 0.067192 | 0.06636 | 0.065714 | 0.91405 | 0.91405 | 0.036172 | 0.078978 | 0.12705 | 0.17929 | 0.23482 | 0.29296 | 0.35313 | 0.41491 | 0.47792 | 0.5419 | 0.60662 | 0.67189 | 0.73701 | 0.80199 | 0.87325 | 0.91405 | 0.91405 | 0.91405 | 0.91405 | 0.91405
Under $5 | Under $5 | Clothes Washer | Under $5 | -48.3071 | Water Heating | Rural | SC-NR | M_Input | Residential | Multifamily - Low Rise | Multifamily - Low Rise CEE Tier 3 Clothes Washer - Any DHW, Any Dryer - 54% ENERGY STAR Baseline | -5.1312 | -48.3071 | R-All-WH-Cwash-All-All-R | R-All-WH-ERWH-All-All-R | 0.0011347 | 0.0013431 | 0.0015084 | 0.0016394 | 0.0017429 | 0.0018245 | 0.0018887 | 0.0019389 | 0.001978 | 0.0020082 | 0.0020313 | 0.0020487 | 0.0020441 | 0.0020394 | 0.0024796 | 0.0023919 | 0.0023337 | 0.0022912 | 0.0022583 | 0.0022307 | 0.029857 | 0.029857 | 0.0011347 | 0.0024778 | 0.0039862 | 0.0056256 | 0.0073685 | 0.009193 | 0.011082 | 0.013021 | 0.014999 | 0.017007 | 0.019038 | 0.021087 | 0.023131 | 0.02517 | 0.02765 | 0.029857 | 0.029857 | 0.029857 | 0.029857 | 0.029857
Under $5 | Under $5 | Clothes Washer | Under $5 | -48.4754 | Water Heating | Rural | SC-NR | M_Input | Residential | Manufactured | Manufactured CEE Tier 3 Clothes Washer - Any DHW, Any Dryer - 54% ENERGY STAR Baseline | -5.134 | -48.4754 | R-All-WH-Cwash-All-All-R | R-All-WH-ERWH-All-All-R | 0.0064066 | 0.0075098 | 0.0083565 | 0.0090004 | 0.0094841 | 0.0098412 | 0.010099 | 0.010277 | 0.010394 | 0.010461 | 0.01049 | 0.01049 | 0.010376 | 0.010264 | 0.010476 | 0.010292 | 0.010127 | 0.0099756 | 0.0098334 | 0.0096988 | 0.13501 | 0.13501 | 0.0064066 | 0.013916 | 0.022273 | 0.031273 | 0.040757 | 0.050599 | 0.060697 | 0.070974 | 0.081368 | 0.091829 | 0.10232 | 0.11281 | 0.12319 | 0.13345 | 0.13501 | 0.13501 | 0.13501 | 0.13501 | 0.13501 | 0.13501
Under $5 | Under $5 | Clothes Washer | Under $5 | -48.3071 | Water Heating | Rural | SC-NR | M_Input | Residential | Multifamily - High Rise | Multifamily - High Rise CEE Tier 3 Clothes Washer - Any DHW, Any Dryer - 54% ENERGY STAR Baseline | -5.1312 | -48.3071 | R-All-WH-Cwash-All-All-R | R-All-WH-ERWH-All-All-R | 0.0002534 | 0.0003 | 0.00033697 | 0.00036625 | 0.0003894 | 0.00040766 | 0.000422 | 0.00043323 | 0.00044196 | 0.00044871 | 0.00045388 | 0.00045778 | 0.00045675 | 0.00045571 | 0.00055303 | 0.00053496 | 0.00052183 | 0.00051279 | 0.00050455 | 0.00049812 | 0.0069139 | 0.0069139 | 0.0002534 | 0.00055339 | 0.00089036 | 0.0012566 | 0.001646 | 0.0020537 | 0.0024757 | 0.0029089 | 0.0033509 | 0.0037996 | 0.0042535 | 0.0047112 | 0.005168 | 0.0056237 | 0.0061767 | 0.0067117 | 0.0069139 | 0.0069139 | 0.0069139 | 0.0069139
Under $20 | Under $60 | Clothes Washer | Under $20 | 15.1514 | Water Heating | Rural | SC-NR | M_Input | Residential | Single Family | Single Family CEE Tier 2 Clothes Washer - Any DHW, Any Dryer - 54% ENERGY STAR Baseline | 58.3355 | 15.1514 | R-All-WH-Cwash-All-All-R | R-All-Plug-Dryer-All-All-R | 0.069494 | 0.082242 | 0.092354 | 0.10036 | 0.1067 | 0.11169 | 0.11561 | 0.11868 | 0.12107 | 0.12292 | 0.12433 | 0.1254 | 0.12512 | 0.12483 | 0.13691 | 0.13352 | 0.131 | 0.12909 | 0.12749 | 0.12625 | 1.7561 | 1.7561 | 0.069494 | 0.15174 | 0.24409 | 0.34445 | 0.45115 | 0.56284 | 0.67845 | 0.79713 | 0.91821 | 1.0411 | 1.1655 | 1.2909 | 1.416 | 1.5408 | 1.6777 | 1.7561 | 1.7561 | 1.7561 | 1.7561 | 1.7561
Under $5 | Under $60 | Clothes Washer | Under $5 | -48.2561 | Water Heating | Rural | SC-NR | M_Input | Residential | Manufactured | Manufactured CEE Tier 2 Clothes Washer - Any DHW, Any Dryer - 54% ENERGY STAR Baseline | 58.6054 | -48.2561 | R-All-WH-Cwash-All-All-R | R-All-WH-ERWH-All-All-R | 0.01229 | 0.014406 | 0.01603 | 0.017265 | 0.018193 | 0.018878 | 0.019372 | 0.019714 | 0.019938 | 0.020067 | 0.020123 | 0.020122 | 0.019904 | 0.019688 | 0.020096 | 0.019742 | 0.019427 | 0.019136 | 0.018863 | 0.018605 | 0.25899 | 0.25899 | 0.01229 | 0.026695 | 0.042725 | 0.05999 | 0.078183 | 0.097061 | 0.11643 | 0.13615 | 0.15608 | 0.17615 | 0.19627 | 0.2164 | 0.2363 | 0.25599 | 0.25899 | 0.25899 | 0.25899 | 0.25899 | 0.25899 | 0.25899
Under $5 | Under $60 | Clothes Washer | Under $5 | -47.707 | Water Heating | Rural | SC-NR | M_Input | Residential | Multifamily - Low Rise | Multifamily - Low Rise CEE Tier 2 Clothes Washer - Any DHW, Any Dryer - 54% ENERGY STAR Baseline | 58.6314 | -47.707 | R-All-WH-Cwash-All-All-R | R-All-WH-ERWH-All-All-R | 0.0021763 | 0.002576 | 0.0028931 | 0.0031443 | 0.0033429 | 0.0034994 | 0.0036224 | 0.0037187 | 0.0037937 | 0.0038516 | 0.0038959 | 0.0039294 | 0.0039206 | 0.0039116 | 0.0047557 | 0.0045875 | 0.0044759 | 0.0043945 | 0.0043314 | 0.0042785 | 0.057264 | 0.057264 | 0.0021763 | 0.0047523 | 0.0076454 | 0.01079 | 0.014133 | 0.017632 | 0.021254 | 0.024973 | 0.028767 | 0.032618 | 0.036514 | 0.040444 | 0.044364 | 0.048276 | 0.053031 | 0.057264 | 0.057264 | 0.057264 | 0.057264 | 0.057264
Under $5 | Under $60 | Clothes Washer | Under $5 | -47.707 | Water Heating | Rural | SC-NR | M_Input | Residential | Multifamily - High Rise | Multifamily - High Rise CEE Tier 2 Clothes Washer - Any DHW, Any Dryer - 54% ENERGY STAR Baseline | 58.6314 | -47.707 | R-All-WH-Cwash-All-All-R | R-All-WH-ERWH-All-All-R | 0.000486 | 0.00057539 | 0.0006463 | 0.00070246 | 0.00074686 | 0.00078187 | 0.00080938 | 0.00083091 | 0.00084767 | 0.00086062 | 0.00087053 | 0.00087801 | 0.00087604 | 0.00087403 | 0.0010607 | 0.001026 | 0.0010008 | 0.00098351 | 0.00096771 | 0.00095538 | 0.013261 | 0.013261 | 0.000486 | 0.0010614 | 0.0017077 | 0.0024102 | 0.003157 | 0.0039389 | 0.0047483 | 0.0055792 | 0.0064268 | 0.0072875 | 0.008158 | 0.009036 | 0.009912 | 0.010786 | 0.011847 | 0.012873 | 0.013261 | 0.013261 | 0.013261 | 0.013261
Under $60 | Under $115 | Clothes Washer | Under $60 | 55.1597 | Water Heating | Rural | SC-NR | M_Input | Residential | Single Family | Single Family CEE Tier 1 Clothes Washer - Any DHW, Any Dryer - 54% ENERGY STAR Baseline | 101.8014 | 55.1597 | R-All-WH-Cwash-All-All-R | R-All-Plug-Dryer-All-All-R | 0.10496 | 0.12421 | 0.13949 | 0.15158 | 0.16115 | 0.16869 | 0.17461 | 0.17925 | 0.18286 | 0.18565 | 0.18778 | 0.1894 | 0.18897 | 0.18854 | 0.20679 | 0.20166 | 0.19785 | 0.19497 | 0.19256 | 0.19068 | 2.6523 | 2.6523 | 0.10496 | 0.22917 | 0.36866 | 0.52024 | 0.68139 | 0.85008 | 1.0247 | 1.2039 | 1.3868 | 1.5724 | 1.7602 | 1.9496 | 2.1386 | 2.3271 | 2.5339 | 2.6523 | 2.6523 | 2.6523 | 2.6523 | 2.6523
Under $5 | Under $115 | Clothes Washer | Under $5 | -28.9393 | Water Heating | Rural | SC-NR | M_Input | Residential | Manufactured | Manufactured CEE Tier 1 Clothes Washer - Any DHW, Any Dryer - 54% ENERGY STAR Baseline | 102.3141 | -28.9393 | R-All-WH-Cwash-All-All-R | R-All-WH-ERWH-All-All-R | 0.018548 | 0.021741 | 0.024192 | 0.026057 | 0.027457 | 0.028491 | 0.029236 | 0.029753 | 0.03009 | 0.030286 | 0.030371 | 0.030368 | 0.03004 | 0.029714 | 0.030329 | 0.029795 | 0.02932 | 0.02888 | 0.028468 | 0.028079 | 0.39087 | 0.39087 | 0.018548 | 0.040289 | 0.064481 | 0.090538 | 0.11799 | 0.14649 | 0.17572 | 0.20547 | 0.23556 | 0.26585 | 0.29622 | 0.32659 | 0.35663 | 0.38634 | 0.39087 | 0.39087 | 0.39087 | 0.39087 | 0.39087 | 0.39087
Under $5 | Under $115 | Clothes Washer | Under $5 | -28.1984 | Water Heating | Rural | SC-NR | M_Input | Residential | Multifamily - Low Rise | Multifamily - Low Rise CEE Tier 1 Clothes Washer - Any DHW, Any Dryer - 54% ENERGY STAR Baseline | 102.3633 | -28.1984 | R-All-WH-Cwash-All-All-R | R-All-WH-ERWH-All-All-R | 0.0032842 | 0.0038875 | 0.004366 | 0.0047451 | 0.0050447 | 0.005281 | 0.0054667 | 0.005612 | 0.0057251 | 0.0058125 | 0.0058793 | 0.0059299 | 0.0059166 | 0.005903 | 0.0071769 | 0.0069231 | 0.0067547 | 0.0066318 | 0.0065366 | 0.0064567 | 0.086418 | 0.086418 | 0.0032842 | 0.0071717 | 0.011538 | 0.016283 | 0.021328 | 0.026609 | 0.032075 | 0.037687 | 0.043412 | 0.049225 | 0.055104 | 0.061034 | 0.066951 | 0.072854 | 0.08003 | 0.086418 | 0.086418 | 0.086418 | 0.086418 | 0.086418
Under $5 | Under $115 | Clothes Washer | Under $5 | -28.1984 | Water Heating | Rural | SC-NR | M_Input | Residential | Multifamily - High Rise | Multifamily - High Rise CEE Tier 1 Clothes Washer - Any DHW, Any Dryer - 54% ENERGY STAR Baseline | 102.3633 | -28.1984 | R-All-WH-Cwash-All-All-R | R-All-WH-ERWH-All-All-R | 0.00073344 | 0.00086832 | 0.00097533 | 0.0010601 | 0.0011271 | 0.0011799 | 0.0012214 | 0.0012539 | 0.0012792 | 0.0012988 | 0.0013137 | 0.001325 | 0.001322 | 0.001319 | 0.0016007 | 0.0015484 | 0.0015104 | 0.0014842 | 0.0014604 | 0.0014418 | 0.020012 | 0.020012 | 0.00073344 | 0.0016018 | 0.0025771 | 0.0036372 | 0.0047643 | 0.0059442 | 0.0071657 | 0.0084196 | 0.0096988 | 0.010998 | 0.012311 | 0.013636 | 0.014958 | 0.016277 | 0.017878 | 0.019426 | 0.020012 | 0.020012 | 0.020012 | 0.020012
Under $15 | Under $10 | Monitor | Under $15 | 13.9182 | Electronics | Rural | SC-New | M_Input | Residential | Single Family | ENERGY STAR Monitors | 8.8635 | 13.9182 | R-All-Elec-Monitor-All-All-R | 0 | 0.0091704 | 0.0089203 | 0.0086934 | 0.0086047 | 0.0084374 | 0.0085275 | 0.008494 | 0.0082854 | 0.0079452 | 0.0078584 | 0.0078555 | 0.0077219 | 0.0073458 | 0.0072431 | 0.007167 | 0.0071284 | 0.0070903 | 0.0070527 | 0.0070157 | 0.0069792 | 0.15754 | 0.15754 | 0.0091704 | 0.018091 | 0.026784 | 0.035389 | 0.043826 | 0.052354 | 0.060848 | 0.069133 | 0.077078 | 0.084937 | 0.092792 | 0.10051 | 0.10786 | 0.1151 | 0.12227 | 0.1294 | 0.13649 | 0.14354 | 0.15056 | 0.15754
Under $15 | Under $10 | Monitor | Under $15 | 13.9182 | Electronics | Rural | SC-New | M_Input | Residential | Multifamily - Low Rise | ENERGY STAR Monitors | 8.8635 | 13.9182 | R-All-Elec-Monitor-All-All-R | 0 | 0.00061696 | 0.00059964 | 0.00059534 | 0.00059782 | 0.00060389 | 0.00060799 | 0.00060247 | 0.00058992 | 0.00057942 | 0.00056151 | 0.00054558 | 0.00052896 | 0.00051305 | 0.00050157 | 0.00048355 | 0.00047675 | 0.00047032 | 0.00046426 | 0.00045857 | 0.0004532 | 0.010851 | 0.010851 | 0.00061696 | 0.0012166 | 0.0018119 | 0.0024098 | 0.0030137 | 0.0036216 | 0.0042241 | 0.004814 | 0.0053935 | 0.005955 | 0.0065005 | 0.0070295 | 0.0075426 | 0.0080441 | 0.0085277 | 0.0090044 | 0.0094747 | 0.009939 | 0.010398 | 0.010851
Under $15 | Under $10 | Monitor | Under $15 | 13.9182 | Electronics | Rural | SC-New | M_Input | Residential | Multifamily - High Rise | ENERGY STAR Monitors | 8.8635 | 13.9182 | R-All-Elec-Monitor-All-All-R | 0 | 0.00013521 | 0.00013462 | 0.00013428 | 0.00013691 | 0.00013686 | 0.00013784 | 0.00013389 | 0.0001311 | 0.00012749 | 0.000125 | 0.00012216 | 0.00011812 | 0.00011497 | 0.00011063 | 0.00010898 | 0.00010736 | 0.00010584 | 0.00010442 | 0.00010309 | 0.00010185 | 0.0024306 | 0.0024306 | 0.00013521 | 0.00026982 | 0.0004041 | 0.00054101 | 0.00067788 | 0.00081572 | 0.0009496 | 0.0010807 | 0.0012082 | 0.0013332 | 0.0014554 | 0.0015735 | 0.0016885 | 0.0017991 | 0.0019081 | 0.0020154 | 0.0021213 | 0.0022257 | 0.0023288 | 0.0024306
Under $15 | Under $10 | Monitor | Under $15 | 13.9182 | Electronics | Rural | SC-New | M_Input | Residential | Manufactured | ENERGY STAR Monitors | 8.8635 | 13.9182 | R-All-Elec-Monitor-All-All-R | 0 | 0.00031796 | 0.00031989 | 0.00032199 | 0.00032173 | 0.00032005 | 0.00031626 | 0.0003106 | 0.00030631 | 0.00030285 | 0.00029929 | 0.00029551 | 0.00029152 | 0.00028754 | 0.00028384 | 0.00028024 | 0.00027663 | 0.00027306 | 0.00026954 | 0.00026607 | 0.00026264 | 0.0059235 | 0.0059235 | 0.00031796 | 0.00063785 | 0.00095984 | 0.0012816 | 0.0016016 | 0.0019179 | 0.0022285 | 0.0025348 | 0.0028376 | 0.0031369 | 0.0034324 | 0.003724 | 0.0040115 | 0.0042953 | 0.0045756 | 0.0048522 | 0.0051253 | 0.0053948 | 0.0056609 | 0.0059235
Under $15 | Under $10 | Computer | Under $15 | 11.4635 | Electronics | Rural | SC-New (2) | M_Input | Residential | Single Family | ENERGY STAR Desktops | 7.3791 | 11.4635 | R-All-Elec-Comp-All-All-R | 0 | 0.035027 | 0.034213 | 0.033477 | 0.033218 | 0.03268 | 0.033067 | 0.033021 | 0.032359 | 0.03123 | 0.030983 | 0.03103 | 0.030613 | 0.029337 | 0.029018 | 0.028789 | 0.028625 | 0.028457 | 0.028286 | 0.028112 | 0.028307 | 0.61985 | 0.61985 | 0.035027 | 0.06924 | 0.10272 | 0.13593 | 0.16861 | 0.20168 | 0.2347 | 0.26706 | 0.29829 | 0.32927 | 0.3603 | 0.39092 | 0.42025 | 0.44927 | 0.47806 | 0.50669 | 0.53514 | 0.56343 | 0.59154 | 0.61985
Under $15 | Under $10 | Computer | Under $15 | 11.4635 | Electronics | Rural | SC-New (2) | M_Input | Residential | Multifamily - Low Rise | ENERGY STAR Desktops | 7.3791 | 11.4635 | R-All-Elec-Comp-All-All-R | 0 | 0.0024693 | 0.0024103 | 0.0023983 | 0.0024108 | 0.0024359 | 0.0024563 | 0.0024415 | 0.0024005 | 0.0023667 | 0.0023055 | 0.0022511 | 0.0021938 | 0.0021387 | 0.0020996 | 0.0020359 | 0.0020087 | 0.0019827 | 0.0019577 | 0.0019337 | 0.0019361 | 0.044633 | 0.044633 | 0.0024693 | 0.0048796 | 0.0072779 | 0.0096887 | 0.012125 | 0.014581 | 0.017022 | 0.019423 | 0.02179 | 0.024095 | 0.026346 | 0.02854 | 0.030679 | 0.032778 | 0.034814 | 0.036823 | 0.038806 | 0.040763 | 0.042697 | 0.044633
Under $15 | Under $10 | Computer | Under $15 | 11.4635 | Electronics | Rural | SC-New (2) | M_Input | Residential | Multifamily - High Rise | ENERGY STAR Desktops | 7.3791 | 11.4635 | R-All-Elec-Comp-All-All-R | 0 | 0.00054232 | 0.00054098 | 0.00054057 | 0.00055089 | 0.00055144 | 0.00055623 | 0.000543 | 0.00053392 | 0.00052174 | 0.00051358 | 0.00050406 | 0.00049008 | 0.00047927 | 0.00046396 | 0.00045849 | 0.00045205 | 0.00044592 | 0.00044009 | 0.00043452 | 0.00043494 | 0.0099981 | 0.0099981 | 0.00054232 | 0.0010833 | 0.0016239 | 0.0021748 | 0.0027262 | 0.0032824 | 0.0038254 | 0.0043594 | 0.0048811 | 0.0053947 | 0.0058987 | 0.0063888 | 0.0068681 | 0.007332 | 0.0077905 | 0.0082426 | 0.0086885 | 0.0091286 | 0.0095631 | 0.0099981
Under $15 | Under $10 | Computer | Under $15 | 11.4635 | Electronics | Rural | SC-New (2) | M_Input | Residential | Manufactured | ENERGY STAR Desktops | 7.3791 | 11.4635 | R-All-Elec-Comp-All-All-R | 0 | 0.0012707 | 0.0012795 | 0.0012889 | 0.0012899 | 0.0012855 | 0.0012747 | 0.0012569 | 0.0012439 | 0.0012337 | 0.0012231 | 0.0012115 | 0.001199 | 0.0011864 | 0.0011746 | 0.0011631 | 0.0011487 | 0.0011343 | 0.0011199 | 0.0011054 | 0.0011056 | 0.024195 | 0.024195 | 0.0012707 | 0.0025502 | 0.0038391 | 0.005129 | 0.0064145 | 0.0076891 | 0.0089461 | 0.01019 | 0.011424 | 0.012647 | 0.013858 | 0.015057 | 0.016244 | 0.017418 | 0.018581 | 0.01973 | 0.020864 | 0.021984 | 0.02309 | 0.024195
Over $160 | Under $130 | Computer | Over $160 | 173.7181 | Electronics | Rural | SC-New (2) | M_Input | Residential | Single Family | ENERGY STAR Laptops | 116.6734 | 173.7181 | R-All-Elec-Comp-All-All-R | 0 | 0.0034971 | 0.0038047 | 0.0041114 | 0.0044733 | 0.0047962 | 0.004905 | 0.0049511 | 0.0049045 | 0.0047854 | 0.0048002 | 0.004861 | 0.0048497 | 0.0047005 | 0.0047028 | 0.0047196 | 0.0047587 | 0.0047981 | 0.004838 | 0.0048782 | 0.0049119 | 0.093047 | 0.093047 | 0.0034971 | 0.0073018 | 0.011413 | 0.015886 | 0.020683 | 0.025588 | 0.030539 | 0.035443 | 0.040229 | 0.045029 | 0.04989 | 0.054739 | 0.05944 | 0.064143 | 0.068862 | 0.073621 | 0.078419 | 0.083257 | 0.088135 | 0.093047
Over $160 | Under $130 | Computer | Over $160 | 173.7181 | Electronics | Rural | SC-New (2) | M_Input | Residential | Multifamily - Low Rise | ENERGY STAR Laptops | 116.6734 | 173.7181 | R-All-Elec-Comp-All-All-R | 0 | 0.00020602 | 0.00022401 | 0.0002462 | 0.00027138 | 0.00029885 | 0.00030458 | 0.000306 | 0.00030413 | 0.00030314 | 0.00029856 | 0.00029477 | 0.00029051 | 0.00028644 | 0.00028442 | 0.000279 | 0.00027916 | 0.00027948 | 0.00027994 | 0.00028054 | 0.00028089 | 0.005598 | 0.005598 | 0.00020602 | 0.00043003 | 0.00067622 | 0.00094761 | 0.0012465 | 0.001551 | 0.001857 | 0.0021612 | 0.0024643 | 0.0027629 | 0.0030576 | 0.0033481 | 0.0036346 | 0.003919 | 0.004198 | 0.0044772 | 0.0047566 | 0.0050366 | 0.0053171 | 0.005598
Over $160 | Under $130 | Computer | Over $160 | 173.7181 | Electronics | Rural | SC-New (2) | M_Input | Residential | Multifamily - High Rise | ENERGY STAR Laptops | 116.6734 | 173.7181 | R-All-Elec-Comp-All-All-R | 0 | 4.5234e-05 | 5.0278e-05 | 5.5493e-05 | 6.2018e-05 | 6.7653e-05 | 6.897e-05 | 6.8055e-05 | 6.7644e-05 | 6.6826e-05 | 6.6509e-05 | 6.6005e-05 | 6.4897e-05 | 6.4187e-05 | 6.2852e-05 | 6.283e-05 | 6.2823e-05 | 6.2856e-05 | 6.2928e-05 | 6.304e-05 | 6.31e-05 | 0.0012542 | 0.0012542 | 4.5234e-05 | 9.5512e-05 | 0.00015101 | 0.00021302 | 0.00028068 | 0.00034965 | 0.0004177 | 0.00048535 | 0.00055217 | 0.00061868 | 0.00068469 | 0.00074958 | 0.00081377 | 0.00087662 | 0.00093945 | 0.0010023 | 0.0010651 | 0.0011281 | 0.0011911 | 0.0012542
Over $160 | Under $130 | Computer | Over $160 | 173.7181 | Electronics | Rural | SC-New (2) | M_Input | Residential | Manufactured | ENERGY STAR Laptops | 116.6734 | 173.7181 | R-All-Elec-Comp-All-All-R | 0 | 0.00010592 | 0.00011887 | 0.00013229 | 0.00014518 | 0.00015769 | 0.00015804 | 0.00015752 | 0.00015758 | 0.00015801 | 0.00015838 | 0.00015863 | 0.00015876 | 0.00015887 | 0.0001591 | 0.00015935 | 0.00015959 | 0.00015984 | 0.00016008 | 0.00016032 | 0.00016034 | 0.0030443 | 0.0030443 | 0.00010592 | 0.00022479 | 0.00035708 | 0.00050226 | 0.00065995 | 0.00081799 | 0.00097551 | 0.0011331 | 0.0012911 | 0.0014495 | 0.0016081 | 0.0017669 | 0.0019257 | 0.0020848 | 0.0022442 | 0.0024038 | 0.0025636 | 0.0027237 | 0.002884 | 0.0030443
Under $15 | Under $10 | Monitor | Under $15 | 13.9182 | Electronics | Rural | SC-NR | M_Input | Residential | Single Family | ENERGY STAR Monitors | 8.8635 | 13.9182 | R-All-Elec-Monitor-All-All-R | 0 | 0.13566 | 0.13814 | 0.13813 | 0.13697 | 0.13534 | 0.14033 | 0.13808 | 0.13603 | 0.13417 | 0.13231 | 0.13064 | 0.12892 | 0.12711 | 0.12525 | 0.12357 | 0.12196 | 0.12029 | 0.1185 | 0.1169 | 0.11534 | 0.56357 | 0.56357 | 0.13566 | 0.2738 | 0.41193 | 0.54889 | 0.56357 | 0.56357 | 0.56357 | 0.56357 | 0.56357 | 0.56357 | 0.56357 | 0.56357 | 0.56357 | 0.56357 | 0.56357 | 0.56357 | 0.56357 | 0.56357 | 0.56357 | 0.56357
Under $15 | Under $10 | Monitor | Under $15 | 13.9182 | Electronics | Rural | SC-NR | M_Input | Residential | Multifamily - Low Rise | ENERGY STAR Monitors | 8.8635 | 13.9182 | R-All-Elec-Monitor-All-All-R | 0 | 0.005 | 0.0050916 | 0.0050914 | 0.0050483 | 0.0049882 | 0.0053794 | 0.0052826 | 0.0052067 | 0.0051409 | 0.0050803 | 0.0050199 | 0.0049548 | 0.0048861 | 0.0048196 | 0.0047492 | 0.0046809 | 0.0046128 | 0.004546 | 0.0044829 | 0.0044162 | 0.023158 | 0.023158 | 0.005 | 0.010092 | 0.015183 | 0.020231 | 0.023158 | 0.023158 | 0.023158 | 0.023158 | 0.023158 | 0.023158 | 0.023158 | 0.023158 | 0.023158 | 0.023158 | 0.023158 | 0.023158 | 0.023158 | 0.023158 | 0.023158 | 0.023158
Under $15 | Under $10 | Monitor | Under $15 | 13.9182 | Electronics | Rural | SC-NR | M_Input | Residential | Multifamily - High Rise | ENERGY STAR Monitors | 8.8635 | 13.9182 | R-All-Elec-Monitor-All-All-R | 0 | 0.0011402 | 0.001161 | 0.001161 | 0.0011512 | 0.0011374 | 0.0012229 | 0.001203 | 0.0011862 | 0.0011724 | 0.0011577 | 0.001144 | 0.0011275 | 0.0011118 | 0.0010959 | 0.0010808 | 0.0010658 | 0.0010501 | 0.0010351 | 0.0010196 | 0.001006 | 0.0052589 | 0.0052589 | 0.0011402 | 0.0023012 | 0.0034622 | 0.0046134 | 0.0052589 | 0.0052589 | 0.0052589 | 0.0052589 | 0.0052589 | 0.0052589 | 0.0052589 | 0.0052589 | 0.0052589 | 0.0052589 | 0.0052589 | 0.0052589 | 0.0052589 | 0.0052589 | 0.0052589 | 0.0052589
Under $15 | Under $10 | Monitor | Under $15 | 13.9182 | Electronics | Rural | SC-NR | M_Input | Residential | Manufactured | ENERGY STAR Monitors | 8.8635 | 13.9182 | R-All-Elec-Monitor-All-All-R | 0 | 0.016757 | 0.016913 | 0.016766 | 0.016482 | 0.016146 | 0.016034 | 0.015676 | 0.01533 | 0.014993 | 0.014663 | 0.014338 | 0.014019 | 0.013708 | 0.013405 | 0.013108 | 0.012818 | 0.012534 | 0.012257 | 0.011986 | 0.011721 | 0.054103 | 0.054103 | 0.016757 | 0.03367 | 0.050435 | 0.054103 | 0.054103 | 0.054103 | 0.054103 | 0.054103 | 0.054103 | 0.054103 | 0.054103 | 0.054103 | 0.054103 | 0.054103 | 0.054103 | 0.054103 | 0.054103 | 0.054103 | 0.054103 | 0.054103
Under $15 | Under $10 | Computer | Under $15 | 11.4635 | Electronics | Rural | SC-NR (2) | M_Input | Residential | Single Family | ENERGY STAR Desktops | 7.3791 | 11.4635 | R-All-Elec-Comp-All-All-R | 0 | 0.60145 | 0.61303 | 0.61389 | 0.6097 | 0.64609 | 0.6359 | 0.62692 | 0.61899 | 0.61101 | 0.60512 | 0.59885 | 0.59198 | 0.58462 | 0.57823 | 0.57219 | 0.56449 | 0.55585 | 0.54831 | 0.54092 | 0.5402 | 2.4257 | 2.4257 | 0.60145 | 1.2145 | 1.8284 | 2.4257 | 2.4257 | 2.4257 | 2.4257 | 2.4257 | 2.4257 | 2.4257 | 2.4257 | 2.4257 | 2.4257 | 2.4257 | 2.4257 | 2.4257 | 2.4257 | 2.4257 | 2.4257 | 2.4257
Under $15 | Under $10 | Computer | Under $15 | 11.4635 | Electronics | Rural | SC-NR (2) | M_Input | Residential | Multifamily - Low Rise | ENERGY STAR Desktops | 7.3791 | 11.4635 | R-All-Elec-Comp-All-All-R | 0 | 0.023237 | 0.023685 | 0.023718 | 0.023556 | 0.026323 | 0.025809 | 0.025431 | 0.025117 | 0.024833 | 0.024626 | 0.024388 | 0.024123 | 0.023867 | 0.023582 | 0.023305 | 0.022978 | 0.022655 | 0.02235 | 0.022016 | 0.021984 | 0.10928 | 0.10928 | 0.023237 | 0.046921 | 0.070639 | 0.094195 | 0.10928 | 0.10928 | 0.10928 | 0.10928 | 0.10928 | 0.10928 | 0.10928 | 0.10928 | 0.10928 | 0.10928 | 0.10928 | 0.10928 | 0.10928 | 0.10928 | 0.10928 | 0.10928
Under $15 | Under $10 | Computer | Under $15 | 11.4635 | Electronics | Rural | SC-NR (2) | M_Input | Residential | Multifamily - High Rise | ENERGY STAR Desktops | 7.3791 | 11.4635 | R-All-Elec-Comp-All-All-R | 0 | 0.0052982 | 0.0054002 | 0.0054078 | 0.0053709 | 0.005977 | 0.0058747 | 0.0057914 | 0.0057279 | 0.0056577 | 0.0056107 | 0.005546 | 0.0054857 | 0.0054224 | 0.0053634 | 0.0053031 | 0.0052275 | 0.0051556 | 0.0050785 | 0.0050129 | 0.0050052 | 0.024777 | 0.024777 | 0.0052982 | 0.010698 | 0.016106 | 0.021477 | 0.024777 | 0.024777 | 0.024777 | 0.024777 | 0.024777 | 0.024777 | 0.024777 | 0.024777 | 0.024777 | 0.024777 | 0.024777 | 0.024777 | 0.024777 | 0.024777 | 0.024777 | 0.024777
Under $15 | Under $10 | Computer | Under $15 | 11.4635 | Electronics | Rural | SC-NR (2) | M_Input | Residential | Manufactured | ENERGY STAR Desktops | 7.3791 | 11.4635 | R-All-Elec-Comp-All-All-R | 0 | 0.076685 | 0.077496 | 0.076947 | 0.075775 | 0.075911 | 0.074399 | 0.072924 | 0.071473 | 0.070045 | 0.068674 | 0.067319 | 0.06599 | 0.064686 | 0.063401 | 0.062136 | 0.060759 | 0.059404 | 0.058072 | 0.056763 | 0.056176 | 0.23122 | 0.23122 | 0.076685 | 0.15418 | 0.23113 | 0.23122 | 0.23122 | 0.23122 | 0.23122 | 0.23122 | 0.23122 | 0.23122 | 0.23122 | 0.23122 | 0.23122 | 0.23122 | 0.23122 | 0.23122 | 0.23122 | 0.23122 | 0.23122 | 0.23122
Over $160 | Under $130 | Computer | Over $160 | 173.7181 | Electronics | Rural | SC-NR (2) | M_Input | Residential | Single Family | ENERGY STAR Laptops | 116.6734 | 173.7181 | R-All-Elec-Comp-All-All-R | 0 | 0.060611 | 0.068615 | 0.075687 | 0.082235 | 0.091549 | 0.091252 | 0.091018 | 0.09085 | 0.090676 | 0.090646 | 0.090588 | 0.090485 | 0.090345 | 0.090272 | 0.090222 | 0.090147 | 0.090002 | 0.089933 | 0.089872 | 0.089703 | 0.41897 | 0.41897 | 0.060611 | 0.12923 | 0.20491 | 0.28715 | 0.3787 | 0.41897 | 0.41897 | 0.41897 | 0.41897 | 0.41897 | 0.41897 | 0.41897 | 0.41897 | 0.41897 | 0.41897 | 0.41897 | 0.41897 | 0.41897 | 0.41897 | 0.41897
Over $160 | Under $130 | Computer | Over $160 | 173.7181 | Electronics | Rural | SC-NR (2) | M_Input | Residential | Multifamily - Low Rise | ENERGY STAR Laptops | 116.6734 | 173.7181 | R-All-Elec-Comp-All-All-R | 0 | 0.0019559 | 0.0022146 | 0.0024433 | 0.002655 | 0.0030368 | 0.00302 | 0.0030107 | 0.0030048 | 0.0030006 | 0.0030009 | 0.0029993 | 0.002996 | 0.0029932 | 0.0029886 | 0.0029844 | 0.0029802 | 0.0029762 | 0.0029732 | 0.0029684 | 0.0029627 | 0.015778 | 0.015778 | 0.0019559 | 0.0041705 | 0.0066138 | 0.0092688 | 0.012306 | 0.015326 | 0.015778 | 0.015778 | 0.015778 | 0.015778 | 0.015778 | 0.015778 | 0.015778 | 0.015778 | 0.015778 | 0.015778 | 0.015778 | 0.015778 | 0.015778 | 0.015778
Over $160 | Under $130 | Computer | Over $160 | 173.7181 | Electronics | Rural | SC-NR (2) | M_Input | Residential | Multifamily - High Rise | ENERGY STAR Laptops | 116.6734 | 173.7181 | R-All-Elec-Comp-All-All-R | 0 | 0.00044597 | 0.00050496 | 0.00055709 | 0.00060535 | 0.00069093 | 0.000688 | 0.00068604 | 0.00068518 | 0.0006839 | 0.00068398 | 0.00068299 | 0.00068225 | 0.00068131 | 0.00068062 | 0.00067983 | 0.00067882 | 0.00067801 | 0.00067687 | 0.0006764 | 0.00067507 | 0.0035772 | 0.0035772 | 0.00044597 | 0.00095093 | 0.001508 | 0.0021134 | 0.0028043 | 0.0034923 | 0.0035772 | 0.0035772 | 0.0035772 | 0.0035772 | 0.0035772 | 0.0035772 | 0.0035772 | 0.0035772 | 0.0035772 | 0.0035772 | 0.0035772 | 0.0035772 | 0.0035772 | 0.0035772
Over $160 | Under $130 | Computer | Over $160 | 173.7181 | Electronics | Rural | SC-NR (2) | M_Input | Residential | Manufactured | ENERGY STAR Laptops | 116.6734 | 173.7181 | R-All-Elec-Comp-All-All-R | 0 | 0.0064672 | 0.0072566 | 0.0079348 | 0.0085466 | 0.0092125 | 0.0091263 | 0.0090396 | 0.0089532 | 0.0088673 | 0.0087843 | 0.0087017 | 0.0086202 | 0.0085396 | 0.0084598 | 0.0083806 | 0.0083031 | 0.0082264 | 0.0081504 | 0.0080751 | 0.0079896 | 0.033382 | 0.033382 | 0.0064672 | 0.013724 | 0.021659 | 0.030205 | 0.033382 | 0.033382 | 0.033382 | 0.033382 | 0.033382 | 0.033382 | 0.033382 | 0.033382 | 0.033382 | 0.033382 | 0.033382 | 0.033382 | 0.033382 | 0.033382 | 0.033382 | 0.033382
Under $10 | Under $10 | Behavior | Under $10 | 9.0018 | Whole Bldg/Meter Level | Rural | SC-New | M_Input | Residential | Single Family | Controled Optimization Program | 5.5412 | 9.0018 | R-All-WH-HPWH-All-All-R | 0 | 0.021683 | 0.027529 | 0.034137 | 0.041478 | 0.048109 | 0.055204 | 0.060395 | 0.062985 | 0.063278 | 0.064357 | 0.065498 | 0.06541 | 0.063381 | 0.063338 | 0.063482 | 0.063911 | 0.064344 | 0.064781 | 0.065221 | 0.065666 | 1.1242 | 1.1242 | 0.021683 | 0.049212 | 0.08335 | 0.12483 | 0.17294 | 0.22814 | 0.28854 | 0.35152 | 0.4148 | 0.47916 | 0.54465 | 0.61006 | 0.67344 | 0.73678 | 0.80026 | 0.86418 | 0.92852 | 0.9933 | 1.0585 | 1.1242
Under $10 | Under $10 | Behavior | Under $10 | 9.0018 | Whole Bldg/Meter Level | Rural | SC-Retro | M_Input | Residential | Single Family | Controled Optimization Program | 5.5412 | 9.0018 | R-All-WH-HPWH-All-All-R | 0 | 0.20087 | 0.25058 | 0.31079 | 0.36474 | 0.42003 | 0.49545 | 0.54767 | 0.56311 | 0.53347 | 0.46033 | 0.35692 | 0.24457 | 0.14496 | 0.071947 | 0.027918 | 0.0063255 | 0 | 0 | 0 | 0 | 5.292 | 4.9997 | 0.20087 | 0.45145 | 0.76224 | 1.127 | 1.547 | 2.0425 | 2.5901 | 3.1532 | 3.6867 | 4.147 | 4.504 | 4.7485 | 4.8935 | 4.9654 | 4.9934 | 4.9997 | 4.9997 | 4.9997 | 4.9997 | 4.9997
Under $10 | Under $100 | Dishwasher | Under $10 | 9.4633 | Water Heating | Rural | SC-New | M_Input | Residential | Single Family | Energy Star Dishwasher - Any DHW | 92.642 | 9.4633 | R-All-WH-ERWH-All-All-R | R-All-WH-ERWH-All-All-R | 0 | 0 | 0 | 0 | 0 | 0 | 0 | 0 | 0 | 0 | 0 | 0 | 0 | 0 | 0 | 0 | 0 | 0 | 0 | 0 | 0 | 0 | 0 | 0 | 0 | 0 | 0 | 0 | 0 | 0 | 0 | 0 | 0 | 0 | 0 | 0 | 0 | 0 | 0 | 0 | 0 | 0
Under $10 | Under $70 | Dishwasher | Under $10 | 8.7637 | Water Heating | Rural | SC-New | M_Input | Residential | Multifamily - Low Rise | Energy Star Dishwasher - Any DHW | 69.252 | 8.7637 | R-All-WH-ERWH-All-All-R | R-All-WH-ERWH-All-All-R | 0 | 0 | 0 | 0 | 0 | 0 | 0 | 0 | 0 | 0 | 0 | 0 | 0 | 0 | 0 | 0 | 0 | 0 | 0 | 0 | 0 | 0 | 0 | 0 | 0 | 0 | 0 | 0 | 0 | 0 | 0 | 0 | 0 | 0 | 0 | 0 | 0 | 0 | 0 | 0 | 0 | 0
Under $10 | Under $70 | Dishwasher | Under $10 | 8.7637 | Water Heating | Rural | SC-New | M_Input | Residential | Multifamily - High Rise | Energy Star Dishwasher - Any DHW | 69.252 | 8.7637 | R-All-WH-ERWH-All-All-R | R-All-WH-ERWH-All-All-R | 0 | 0 | 0 | 0 | 0 | 0 | 0 | 0 | 0 | 0 | 0 | 0 | 0 | 0 | 0 | 0 | 0 | 0 | 0 | 0 | 0 | 0 | 0 | 0 | 0 | 0 | 0 | 0 | 0 | 0 | 0 | 0 | 0 | 0 | 0 | 0 | 0 | 0 | 0 | 0 | 0 | 0
Under $15 | Under $130 | Dishwasher | Under $15 | 10.2725 | Water Heating | Rural | SC-New | M_Input | Residential | Manufactured | Energy Star Dishwasher - Any DHW | 119.6978 | 10.2725 | R-All-WH-ERWH-All-All-R | R-All-WH-ERWH-All-All-R | 0 | 0 | 0 | 0 | 0 | 0 | 0 | 0 | 0 | 0 | 0 | 0 | 0 | 0 | 0 | 0 | 0 | 0 | 0 | 0 | 0 | 0 | 0 | 0 | 0 | 0 | 0 | 0 | 0 | 0 | 0 | 0 | 0 | 0 | 0 | 0 | 0 | 0 | 0 | 0 | 0 | 0
Under $10 | Under $100 | Dishwasher | Under $10 | 9.4633 | Water Heating | Rural | SC-NR | M_Input | Residential | Single Family | Energy Star Dishwasher - Any DHW | 92.642 | 9.4633 | R-All-WH-ERWH-All-All-R | R-All-WH-ERWH-All-All-R | 0 | 0 | 0 | 0 | 0 | 0 | 0 | 8.3413e-06 | 0.00010821 | 0.00018538 | 0.00024444 | 0.00028904 | 0.0002773 | 0.00026534 | 0.00025331 | 0.00091284 | 0.0007714 | 0.00066773 | 0.00059187 | 0.00052728 | 0 | 0 | 0 | 0 | 0 | 0 | 0 | 0 | 0 | 0 | 0 | 0 | 0 | 0 | 0 | 0 | 0 | 0 | 0 | 0 | 0 | 0
Under $10 | Under $70 | Dishwasher | Under $10 | 8.7637 | Water Heating | Rural | SC-NR | M_Input | Residential | Multifamily - Low Rise | Energy Star Dishwasher - Any DHW | 69.252 | 8.7637 | R-All-WH-ERWH-All-All-R | R-All-WH-ERWH-All-All-R | 0 | 0 | 0 | 0 | 0 | 0 | 0 | 0 | 0 | 5.9009e-06 | 1.1521e-05 | 1.5765e-05 | 1.4648e-05 | 1.3509e-05 | 1.2365e-05 | 0.00012777 | 0.00010411 | 8.8346e-05 | 7.6806e-05 | 6.7836e-05 | 0 | 0 | 0 | 0 | 0 | 0 | 0 | 0 | 0 | 0 | 0 | 0 | 0 | 0 | 0 | 0 | 0 | 0 | 0 | 0 | 0 | 0
Under $10 | Under $70 | Dishwasher | Under $10 | 8.7637 | Water Heating | Rural | SC-NR | M_Input | Residential | Multifamily - High Rise | Energy Star Dishwasher - Any DHW | 69.252 | 8.7637 | R-All-WH-ERWH-All-All-R | R-All-WH-ERWH-All-All-R | 0 | 0 | 0 | 0 | 0 | 0 | 0 | 0 | 0 | 1.4416e-06 | 2.7228e-06 | 3.6905e-06 | 3.4358e-06 | 3.1762e-06 | 2.9153e-06 | 2.8267e-05 | 2.3497e-05 | 2.0029e-05 | 1.7634e-05 | 1.5459e-05 | 0 | 0 | 0 | 0 | 0 | 0 | 0 | 0 | 0 | 0 | 0 | 0 | 0 | 0 | 0 | 0 | 0 | 0 | 0 | 0 | 0 | 0
Under $15 | Under $130 | Dishwasher | Under $15 | 10.2725 | Water Heating | Rural | SC-NR | M_Input | Residential | Manufactured | Energy Star Dishwasher - Any DHW | 119.6978 | 10.2725 | R-All-WH-ERWH-All-All-R | R-All-WH-ERWH-All-All-R | 0 | 0 | 0 | 0 | 2.441e-05 | 4.5688e-05 | 6.1017e-05 | 7.1654e-05 | 7.8594e-05 | 8.2624e-05 | 8.4366e-05 | 8.4312e-05 | 7.7562e-05 | 7.0855e-05 | 6.4209e-05 | 8.2696e-05 | 7.1962e-05 | 6.2493e-05 | 5.3721e-05 | 4.5487e-05 | 0 | 0 | 0 | 0 | 0 | 0 | 0 | 0 | 0 | 0 | 0 | 0 | 0 | 0 | 0 | 0 | 0 | 0 | 0 | 0 | 0 | 0
Under $55 | Under $45 | Duct Sealing | Under $55 | 53.1039 | HVAC | Rural | SC-New | M_Input | Residential | Single Family | New SF Performance-based Duct Sealing - Heat Pump + HZ23 | 41.3853 | 53.1039 | R-All-HVAC-ASHP-All-All-E | 0 | 0.0065192 | 0.0075497 | 0.0084018 | 0.0092275 | 0.0098233 | 0.010603 | 0.011142 | 0.011364 | 0.011322 | 0.011565 | 0.011887 | 0.011983 | 0.011566 | 0.011556 | 0.011585 | 0.011671 | 0.011759 | 0.011847 | 0.011935 | 0.012025 | 0.21533 | 0.21533 | 0.0065192 | 0.014069 | 0.022471 | 0.031698 | 0.041521 | 0.052125 | 0.063267 | 0.074631 | 0.085953 | 0.097518 | 0.1094 | 0.12139 | 0.13295 | 0.14451 | 0.15609 | 0.16777 | 0.17952 | 0.19137 | 0.20331 | 0.21533
Under $100 | Under $85 | Duct Sealing | Under $100 | 96.3437 | HVAC | Rural | SC-New | M_Input | Residential | Single Family | New SF Performance-based Duct Sealing - Heat Pump + HZ1 | 71.7038 | 96.3437 | R-All-HVAC-ASHP-All-All-E | 0 | 0.015285 | 0.017701 | 0.019699 | 0.021635 | 0.023032 | 0.024862 | 0.026125 | 0.026645 | 0.026546 | 0.027116 | 0.027871 | 0.028095 | 0.027118 | 0.027095 | 0.027163 | 0.027365 | 0.02757 | 0.027776 | 0.027985 | 0.028195 | 0.50488 | 0.50488 | 0.015285 | 0.032987 | 0.052686 | 0.074321 | 0.097354 | 0.12222 | 0.14834 | 0.17498 | 0.20153 | 0.22865 | 0.25652 | 0.28461 | 0.31173 | 0.33883 | 0.36599 | 0.39335 | 0.42092 | 0.4487 | 0.47668 | 0.50488
Under $10 | Under $5 | Duct Sealing | Under $10 | 7.1462 | HVAC | Rural | SC-New | M_Input | Residential | Manufactured | New MH Performance-based Duct Sealing - Heat Pump + HZ23 | 2.7375 | 7.1462 | R-All-HVAC-ASHP-All-All-E | 0 | 0.00098395 | 0.0011837 | 0.0013633 | 0.0015121 | 0.0016332 | 0.0017239 | 0.0017867 | 0.0018423 | 0.0018911 | 0.00193 | 0.0019601 | 0.0019827 | 0.0019816 | 0.0019819 | 0.0019825 | 0.0019827 | 0.001983 | 0.0019832 | 0.0019834 | 0.0019836 | 0.035655 | 0.035655 | 0.00098395 | 0.0021677 | 0.003531 | 0.005043 | 0.0066763 | 0.0084002 | 0.010187 | 0.012029 | 0.01392 | 0.01585 | 0.01781 | 0.019793 | 0.021775 | 0.023757 | 0.025739 | 0.027722 | 0.029705 | 0.031688 | 0.033671 | 0.035655
Under $20 | Under $15 | Duct Sealing | Under $20 | 19.9087 | HVAC | Rural | SC-New | M_Input | Residential | Manufactured | New MH Performance-based Duct Sealing - Heat Pump + HZ1 | 11.3292 | 19.9087 | R-All-HVAC-ASHP-All-All-E | 0 | 0.00056178 | 0.00067585 | 0.00077835 | 0.0008633 | 0.00093249 | 0.00098427 | 0.0010201 | 0.0010518 | 0.0010797 | 0.0011019 | 0.0011191 | 0.001132 | 0.0011314 | 0.0011315 | 0.0011319 | 0.001132 | 0.0011322 | 0.0011323 | 0.0011324 | 0.0011325 | 0.020357 | 0.020357 | 0.00056178 | 0.0012376 | 0.002016 | 0.0028793 | 0.0038118 | 0.0047961 | 0.0058161 | 0.006868 | 0.0079477 | 0.0090496 | 0.010169 | 0.011301 | 0.012432 | 0.013564 | 0.014696 | 0.015828 | 0.01696 | 0.018092 | 0.019224 | 0.020357
Under $30 | Under $25 | Duct Sealing | Under $30 | 26.2963 | HVAC | Rural | SC-Retro | M_Input | Residential | Single Family | SF Performance-based Duct Sealing - Heat Pump + HZ23 | 21.7131 | 26.2963 | R-All-HVAC-ASHP-All-All-E | 0 | 0.16419 | 0.16594 | 0.16536 | 0.16484 | 0.16438 | 0.14662 | 0.11518 | 0.090083 | 0.070038 | 0.054036 | 0.041281 | 0.031106 | 0.022979 | 0.016489 | 0.011315 | 0.0071855 | 0 | 0 | 0 | 0 | 1.3489 | 1.3489 | 0.16419 | 0.33013 | 0.49548 | 0.66032 | 0.82471 | 0.97133 | 1.0865 | 1.1766 | 1.2466 | 1.3007 | 1.3419 | 1.3489 | 1.3489 | 1.3489 | 1.3489 | 1.3489 | 1.3489 | 1.3489 | 1.3489 | 1.3489
Under $60 | Under $45 | Duct Sealing | Under $60 | 56.1989 | HVAC | Rural | SC-Retro | M_Input | Residential | Single Family | SF Performance-based Duct Sealing - Heat Pump + HZ1 | 43.4004 | 56.1989 | R-All-HVAC-ASHP-All-All-E | 0 | 0.35506 | 0.35884 | 0.35758 | 0.35646 | 0.35548 | 0.31707 | 0.24908 | 0.1948 | 0.15146 | 0.11685 | 0.089271 | 0.067266 | 0.049693 | 0.035656 | 0.024468 | 0.015539 | 0 | 0 | 0 | 0 | 2.9171 | 2.9171 | 0.35506 | 0.7139 | 1.0715 | 1.4279 | 1.7834 | 2.1005 | 2.3496 | 2.5444 | 2.6958 | 2.8127 | 2.902 | 2.9171 | 2.9171 | 2.9171 | 2.9171 | 2.9171 | 2.9171 | 2.9171 | 2.9171 | 2.9171
Under $5 | Under $5 | Duct Sealing | Under $5 | 1.4445 | HVAC | Rural | SC-Retro | M_Input | Residential | Manufactured | MH Performance-based Duct Sealing - Heat Pump + HZ23 | -1.1008 | 1.4445 | R-All-HVAC-ASHP-All-All-E | 0 | 0.090686 | 0.089986 | 0.088958 | 0.08795 | 0.086957 | 0.076955 | 0.060018 | 0.046615 | 0.036008 | 0.027614 | 0.020971 | 0.015714 | 0.011553 | 0.0082599 | 0.0056538 | 0.003591 | 0 | 0 | 0 | 0 | 0.62489 | 0.62489 | 0.090686 | 0.18067 | 0.26963 | 0.35758 | 0.44454 | 0.52149 | 0.58151 | 0.62489 | 0.62489 | 0.62489 | 0.62489 | 0.62489 | 0.62489 | 0.62489 | 0.62489 | 0.62489 | 0.62489 | 0.62489 | 0.62489 | 0.62489
Under $15 | Under $5 | Duct Sealing | Under $15 | 10.4411 | HVAC | Rural | SC-Retro | M_Input | Residential | Manufactured | MH Performance-based Duct Sealing - Heat Pump + HZ1 | 4.9556 | 10.4411 | R-All-HVAC-ASHP-All-All-E | 0 | 0.046755 | 0.046393 | 0.045864 | 0.045344 | 0.044832 | 0.039675 | 0.030943 | 0.024033 | 0.018564 | 0.014237 | 0.010812 | 0.0081014 | 0.0059562 | 0.0042585 | 0.0029149 | 0.0018514 | 0 | 0 | 0 | 0 | 0.32217 | 0.32217 | 0.046755 | 0.093148 | 0.13901 | 0.18436 | 0.22919 | 0.26886 | 0.29981 | 0.32217 | 0.32217 | 0.32217 | 0.32217 | 0.32217 | 0.32217 | 0.32217 | 0.32217 | 0.32217 | 0.32217 | 0.32217 | 0.32217 | 0.32217
Over $160 | Over $160 | EV Supply Equip | Over $160 | 367.1098 | Whole Bldg/Meter Level | Rural | SC-NR | M_Input | Residential | Single Family | EVSE Level 2 | 246.4023 | 367.1098 | System-System-Load-Shape-2015 | 0 | 0 | 0 | 0 | 0.00032669 | 0.0035312 | 0.0075642 | 0.012448 | 0.018201 | 0.02485 | 0.032443 | 0.04101 | 0.050262 | 0.060116 | 0.070467 | 0.08118 | 0.091725 | 0.098743 | 0.10524 | 0.11193 | 0.11745 | 1.8017 | 0.92748 | 0 | 0 | 0 | 0.00032669 | 0.0038579 | 0.011422 | 0.02387 | 0.042071 | 0.066921 | 0.099364 | 0.14037 | 0.19064 | 0.25075 | 0.32122 | 0.4024 | 0.49412 | 0.59287 | 0.69811 | 0.81004 | 0.92748
Under $40 | Under $35 | DHP Ducted | Under $40 | 36.7703 | HVAC | Rural | SC-NR | M_Input | Residential | Single Family | Install Ductless Heat Pump in House with Existing FAF - Single Family Home + HZ1 | 32.6165 | 36.7703 | R-All-HVAC-ERconvertDHP-HZ1-All-N | 0 | 0.066074 | 0.077931 | 0.087337 | 0.094787 | 0.10068 | 0.10532 | 0.10897 | 0.11183 | 0.11405 | 0.11577 | 0.11708 | 0.11807 | 0.11781 | 0.11755 | 0.11728 | 0.11701 | 0.11674 | 0.11648 | 0.11621 | 0.11594 | 1.7407 | 1.7407 | 0.066074 | 0.14401 | 0.23134 | 0.32613 | 0.42681 | 0.53213 | 0.6411 | 0.75292 | 0.86697 | 0.98274 | 1.0998 | 1.2179 | 1.3357 | 1.4533 | 1.5705 | 1.6875 | 1.7407 | 1.7407 | 1.7407 | 1.7407
Under $35 | Under $35 | DHP Ducted | Under $35 | 32.8038 | HVAC | Rural | SC-NR | M_Input | Residential | Single Family | Install Ductless Heat Pump in House with Existing FAF - Single Family Home + HZ23 | 32.5365 | 32.8038 | R-All-HVAC-ERconvertDHP-HZ2-All-N | 0 | 0.036554 | 0.043113 | 0.048317 | 0.052438 | 0.055697 | 0.058266 | 0.060284 | 0.061865 | 0.063094 | 0.064044 | 0.064772 | 0.065321 | 0.065176 | 0.065029 | 0.064881 | 0.064733 | 0.064585 | 0.064437 | 0.06429 | 0.064143 | 0.96298 | 0.96298 | 0.036554 | 0.079667 | 0.12798 | 0.18042 | 0.23612 | 0.29438 | 0.35467 | 0.41653 | 0.47963 | 0.54367 | 0.60844 | 0.67376 | 0.73894 | 0.80397 | 0.86885 | 0.93358 | 0.96298 | 0.96298 | 0.96298 | 0.96298
Under $30 | Under $20 | DHP Ducted | Under $30 | 29.3811 | HVAC | Rural | SC-NR | M_Input | Residential | Manufactured | Install Ductless Heat Pump in House with Existing FAF - Manufactured Home + HZ1 | 19.347 | 29.3811 | R-All-HVAC-ERconvertDHP-HZ1-All-N | 0 | 0.33638 | 0.39326 | 0.43691 | 0.47011 | 0.49505 | 0.51346 | 0.52673 | 0.53593 | 0.54194 | 0.54543 | 0.54694 | 0.54689 | 0.54105 | 0.53524 | 0.52949 | 0.5238 | 0.51816 | 0.51259 | 0.50707 | 0.50162 | 7.5308 | 7.5308 | 0.33638 | 0.72964 | 1.1665 | 1.6367 | 2.1317 | 2.6452 | 3.1719 | 3.7078 | 4.2498 | 4.7952 | 5.3421 | 5.889 | 6.4301 | 6.9653 | 7.4948 | 7.5308 | 7.5308 | 7.5308 | 7.5308 | 7.5308
Under $30 | Under $20 | DHP Ducted | Under $30 | 27.5061 | HVAC | Rural | SC-NR | M_Input | Residential | Manufactured | Install Ductless Heat Pump in House with Existing FAF - Manufactured Home + HZ23 | 18.8545 | 27.5061 | R-All-HVAC-ERconvertDHP-HZ2-All-N | 0 | 0.3652 | 0.42695 | 0.47434 | 0.51039 | 0.53746 | 0.55745 | 0.57186 | 0.58185 | 0.58837 | 0.59216 | 0.5938 | 0.59375 | 0.5874 | 0.5811 | 0.57486 | 0.56868 | 0.56256 | 0.55651 | 0.55052 | 0.5446 | 8.176 | 8.176 | 0.3652 | 0.79215 | 1.2665 | 1.7769 | 2.3143 | 2.8718 | 3.4437 | 4.0255 | 4.6139 | 5.206 | 5.7998 | 6.3936 | 6.981 | 7.5621 | 8.1369 | 8.176 | 8.176 | 8.176 | 8.176 | 8.176
Under $85 | Under $60 | WasteWater Heat Recovery | Under $85 | 81.7424 | Water Heating | Rural | SC-New | M_Input | Residential | Single Family | Single Family GFHX DHW & Shower Preheat, Electric Resistance | 56.5119 | 81.7424 | R-All-WH-ERWH-All-All-R | 0 | 0.0018198 | 0.0044427 | 0.0080219 | 0.012855 | 0.018702 | 0.026324 | 0.03467 | 0.042824 | 0.050054 | 0.058051 | 0.065751 | 0.071209 | 0.073028 | 0.075772 | 0.077669 | 0.079037 | 0.079583 | 0.080134 | 0.08069 | 0.081251 | 1.0219 | 1.0219 | 0.0018198 | 0.0062625 | 0.014284 | 0.027139 | 0.045841 | 0.072165 | 0.10683 | 0.14966 | 0.19971 | 0.25776 | 0.32351 | 0.39472 | 0.46775 | 0.54352 | 0.62119 | 0.70023 | 0.77981 | 0.85995 | 0.94064 | 1.0219
Under $85 | Under $50 | WasteWater Heat Recovery | Under $85 | 71.7498 | Water Heating | Rural | SC-New | M_Input | Residential | Multifamily - Low Rise | Multifamily GFHX DHW & Shower Preheat, Electric Resistance | 49.4268 | 71.7498 | R-All-WH-ERWH-All-All-R | 0 | 0.00019754 | 0.00048893 | 0.00090747 | 0.0014768 | 0.002212 | 0.0030961 | 0.0040534 | 0.0050213 | 0.0059968 | 0.0068229 | 0.0075299 | 0.0080541 | 0.0084039 | 0.0086535 | 0.008668 | 0.0087529 | 0.0087503 | 0.0087522 | 0.0087587 | 0.0087697 | 0.11537 | 0.11537 | 0.00019754 | 0.00068647 | 0.0015939 | 0.0030707 | 0.0052828 | 0.0083788 | 0.012432 | 0.017453 | 0.02345 | 0.030273 | 0.037803 | 0.045857 | 0.054261 | 0.062915 | 0.071583 | 0.080336 | 0.089086 | 0.097838 | 0.1066 | 0.11537
Over $160 | Under $115 | WasteWater Heat Recovery | Over $160 | 154.238 | Water Heating | Rural | SC-New | M_Input | Residential | Multifamily - High Rise | Multifamily GFHX DHW & Shower Preheat, Heat Pump | 107.7756 | 154.238 | R-All-WH-HPWH-All-All-R | 0 | 1.3499e-06 | 3.5397e-06 | 6.6024e-06 | 1.0913e-05 | 1.6149e-05 | 2.26e-05 | 2.9022e-05 | 3.5959e-05 | 4.2557e-05 | 4.8945e-05 | 5.4301e-05 | 5.7943e-05 | 6.0651e-05 | 6.1579e-05 | 6.2871e-05 | 6.3441e-05 | 6.3383e-05 | 6.3366e-05 | 6.3388e-05 | 6.3449e-05 | 0.00083201 | 0.00083201 | 1.3499e-06 | 4.8896e-06 | 1.1492e-05 | 2.2405e-05 | 3.8554e-05 | 6.1155e-05 | 9.0176e-05 | 0.00012613 | 0.00016869 | 0.00021764 | 0.00027194 | 0.00032988 | 0.00039053 | 0.00045211 | 0.00051498 | 0.00057842 | 0.0006418 | 0.00070517 | 0.00076856 | 0.00083201
Over $160 | Under $130 | WasteWater Heat Recovery | Over $160 | 175.0362 | Water Heating | Rural | SC-New | M_Input | Residential | Single Family | Single Family GFHX DHW & Shower Preheat, Heat Pump | 122.5223 | 175.0362 | R-All-WH-HPWH-All-All-R | 0 | 0.00011566 | 0.00028236 | 0.00050984 | 0.00081699 | 0.0011886 | 0.001673 | 0.0022035 | 0.0027217 | 0.0031812 | 0.0036895 | 0.0041789 | 0.0045258 | 0.0046414 | 0.0048158 | 0.0049364 | 0.0050233 | 0.005058 | 0.005093 | 0.0051284 | 0.005164 | 0.064947 | 0.064947 | 0.00011566 | 0.00039802 | 0.00090786 | 0.0017249 | 0.0029135 | 0.0045865 | 0.00679 | 0.0095117 | 0.012693 | 0.016382 | 0.020561 | 0.025087 | 0.029728 | 0.034544 | 0.039481 | 0.044504 | 0.049562 | 0.054655 | 0.059783 | 0.064947
Over $160 | Under $115 | WasteWater Heat Recovery | Over $160 | 154.238 | Water Heating | Rural | SC-New | M_Input | Residential | Multifamily - Low Rise | Multifamily GFHX DHW & Shower Preheat, Heat Pump | 107.7756 | 154.238 | R-All-WH-HPWH-All-All-R | 0 | 3.5344e-06 | 8.7479e-06 | 1.6236e-05 | 2.6422e-05 | 3.9577e-05 | 5.5395e-05 | 7.2522e-05 | 8.984e-05 | 0.00010729 | 0.00012207 | 0.00013472 | 0.0001441 | 0.00015036 | 0.00015483 | 0.00015509 | 0.00015661 | 0.00015656 | 0.00015659 | 0.00015671 | 0.00015691 | 0.0020641 | 0.0020641 | 3.5344e-06 | 1.2282e-05 | 2.8519e-05 | 5.4941e-05 | 9.4519e-05 | 0.00014991 | 0.00022244 | 0.00031228 | 0.00041957 | 0.00054165 | 0.00067637 | 0.00082047 | 0.00097083 | 0.0011257 | 0.0012807 | 0.0014374 | 0.0015939 | 0.0017505 | 0.0019072 | 0.0020641
Over $160 | Under $115 | WasteWater Heat Recovery | Over $160 | 154.238 | Water Heating | Rural | SC-New | M_Input | Residential | Multifamily - High Rise | Multifamily GFHX DHW & Shower Preheat, Heat Pump | 107.7756 | 154.238 | R-All-WH-HPWH-All-All-R | 0 | 1.3499e-06 | 3.5397e-06 | 6.6024e-06 | 1.0913e-05 | 1.6149e-05 | 2.26e-05 | 2.9022e-05 | 3.5959e-05 | 4.2557e-05 | 4.8945e-05 | 5.4301e-05 | 5.7943e-05 | 6.0651e-05 | 6.1579e-05 | 6.2871e-05 | 6.3441e-05 | 6.3383e-05 | 6.3366e-05 | 6.3388e-05 | 6.3449e-05 | 0.00083201 | 0.00083201 | 1.3499e-06 | 4.8896e-06 | 1.1492e-05 | 2.2405e-05 | 3.8554e-05 | 6.1155e-05 | 9.0176e-05 | 0.00012613 | 0.00016869 | 0.00021764 | 0.00027194 | 0.00032988 | 0.00039053 | 0.00045211 | 0.00051498 | 0.00057842 | 0.0006418 | 0.00070517 | 0.00076856 | 0.00083201
Under $85 | Under $55 | WasteWater Heat Recovery | Under $85 | 78.4879 | Water Heating | Rural | SC-New | M_Input | Residential | Single Family | Single Family GFHX DHW Preheat, Electric Resistance | 54.2043 | 78.4879 | R-All-WH-ERWH-All-All-R | 0 | 0.0018198 | 0.0044427 | 0.0080219 | 0.012855 | 0.018702 | 0.026324 | 0.03467 | 0.042824 | 0.050054 | 0.058051 | 0.065751 | 0.071209 | 0.073028 | 0.075772 | 0.077669 | 0.079037 | 0.079583 | 0.080134 | 0.08069 | 0.081251 | 1.0219 | 1.0219 | 0.0018198 | 0.0062625 | 0.014284 | 0.027139 | 0.045841 | 0.072165 | 0.10683 | 0.14966 | 0.19971 | 0.25776 | 0.32351 | 0.39472 | 0.46775 | 0.54352 | 0.62119 | 0.70023 | 0.77981 | 0.85995 | 0.94064 | 1.0219
Under $65 | Under $45 | WasteWater Heat Recovery | Under $65 | 64.8925 | Water Heating | Rural | SC-New | M_Input | Residential | Multifamily - Low Rise | Multifamily GFHX DHW Preheat, Electric Resistance | 44.5648 | 64.8925 | R-All-WH-ERWH-All-All-R | 0 | 0.00019754 | 0.00048893 | 0.00090747 | 0.0014768 | 0.002212 | 0.0030961 | 0.0040534 | 0.0050213 | 0.0059968 | 0.0068229 | 0.0075299 | 0.0080541 | 0.0084039 | 0.0086535 | 0.008668 | 0.0087529 | 0.0087503 | 0.0087522 | 0.0087587 | 0.0087697 | 0.11537 | 0.11537 | 0.00019754 | 0.00068647 | 0.0015939 | 0.0030707 | 0.0052828 | 0.0083788 | 0.012432 | 0.017453 | 0.02345 | 0.030273 | 0.037803 | 0.045857 | 0.054261 | 0.062915 | 0.071583 | 0.080336 | 0.089086 | 0.097838 | 0.1066 | 0.11537
Under $65 | Under $45 | WasteWater Heat Recovery | Under $65 | 64.8925 | Water Heating | Rural | SC-New | M_Input | Residential | Multifamily - High Rise | Multifamily GFHX DHW Preheat, Electric Resistance | 44.5648 | 64.8925 | R-All-WH-ERWH-All-All-R | 0 | 7.5446e-05 | 0.00019784 | 0.00036902 | 0.00060995 | 0.00090261 | 0.0012631 | 0.0016221 | 0.0020098 | 0.0023785 | 0.0027356 | 0.003035 | 0.0032385 | 0.0033899 | 0.0034417 | 0.0035139 | 0.0035458 | 0.0035425 | 0.0035416 | 0.0035428 | 0.0035462 | 0.046502 | 0.046502 | 7.5446e-05 | 0.00027329 | 0.0006423 | 0.0012523 | 0.0021549 | 0.003418 | 0.0050401 | 0.0070498 | 0.0094284 | 0.012164 | 0.015199 | 0.018437 | 0.021827 | 0.025269 | 0.028783 | 0.032329 | 0.035871 | 0.039413 | 0.042956 | 0.046502
Over $160 | Under $130 | WasteWater Heat Recovery | Over $160 | 168.2624 | Water Heating | Rural | SC-New | M_Input | Residential | Single Family | Single Family GFHX DHW Preheat, Heat Pump | 117.7194 | 168.2624 | R-All-WH-HPWH-All-All-R | 0 | 0.00011566 | 0.00028236 | 0.00050984 | 0.00081699 | 0.0011886 | 0.001673 | 0.0022035 | 0.0027217 | 0.0031812 | 0.0036895 | 0.0041789 | 0.0045258 | 0.0046414 | 0.0048158 | 0.0049364 | 0.0050233 | 0.005058 | 0.005093 | 0.0051284 | 0.005164 | 0.064947 | 0.064947 | 0.00011566 | 0.00039802 | 0.00090786 | 0.0017249 | 0.0029135 | 0.0045865 | 0.00679 | 0.0095117 | 0.012693 | 0.016382 | 0.020561 | 0.025087 | 0.029728 | 0.034544 | 0.039481 | 0.044504 | 0.049562 | 0.054655 | 0.059783 | 0.064947
Over $160 | Under $100 | WasteWater Heat Recovery | Over $160 | 139.9655 | Water Heating | Rural | SC-New | M_Input | Residential | Multifamily - Low Rise | Multifamily GFHX DHW Preheat, Heat Pump | 97.6559 | 139.9655 | R-All-WH-HPWH-All-All-R | 0 | 3.5344e-06 | 8.7479e-06 | 1.6236e-05 | 2.6422e-05 | 3.9577e-05 | 5.5395e-05 | 7.2522e-05 | 8.984e-05 | 0.00010729 | 0.00012207 | 0.00013472 | 0.0001441 | 0.00015036 | 0.00015483 | 0.00015509 | 0.00015661 | 0.00015656 | 0.00015659 | 0.00015671 | 0.00015691 | 0.0020641 | 0.0020641 | 3.5344e-06 | 1.2282e-05 | 2.8519e-05 | 5.4941e-05 | 9.4519e-05 | 0.00014991 | 0.00022244 | 0.00031228 | 0.00041957 | 0.00054165 | 0.00067637 | 0.00082047 | 0.00097083 | 0.0011257 | 0.0012807 | 0.0014374 | 0.0015939 | 0.0017505 | 0.0019072 | 0.0020641
Over $160 | Under $100 | WasteWater Heat Recovery | Over $160 | 139.9655 | Water Heating | Rural | SC-New | M_Input | Residential | Multifamily - High Rise | Multifamily GFHX DHW Preheat, Heat Pump | 97.6559 | 139.9655 | R-All-WH-HPWH-All-All-R | 0 | 1.3499e-06 | 3.5397e-06 | 6.6024e-06 | 1.0913e-05 | 1.6149e-05 | 2.26e-05 | 2.9022e-05 | 3.5959e-05 | 4.2557e-05 | 4.8945e-05 | 5.4301e-05 | 5.7943e-05 | 6.0651e-05 | 6.1579e-05 | 6.2871e-05 | 6.3441e-05 | 6.3383e-05 | 6.3366e-05 | 6.3388e-05 | 6.3449e-05 | 0.00083201 | 0.00083201 | 1.3499e-06 | 4.8896e-06 | 1.1492e-05 | 2.2405e-05 | 3.8554e-05 | 6.1155e-05 | 9.0176e-05 | 0.00012613 | 0.00016869 | 0.00021764 | 0.00027194 | 0.00032988 | 0.00039053 | 0.00045211 | 0.00051498 | 0.00057842 | 0.0006418 | 0.00070517 | 0.00076856 | 0.00083201
Under $130 | Under $100 | GSHP | Under $130 | 120.0104 | HVAC | Rural | SC-New | M_Input | Residential | Single Family | Ground Source Heat Pump Upgrade from Air Source Heat Pump - With Desuperheater - New House 4000 square feet or greater | 85.5349 | 120.0104 | R-All-HVAC-ASHP-All-All-E | 0 | 1.7831e-05 | 4.176e-05 | 7.4415e-05 | 0.00011851 | 0.00017185 | 0.00024139 | 0.00031753 | 0.00039193 | 0.00045789 | 0.00053086 | 0.00060111 | 0.0006509 | 0.00066749 | 0.00069254 | 0.00070984 | 0.00072232 | 0.0007273 | 0.00073233 | 0.0007374 | 0.00074252 | 0.0093477 | 0.0093477 | 1.7831e-05 | 5.9591e-05 | 0.00013401 | 0.00025251 | 0.00042437 | 0.00066576 | 0.00098329 | 0.0013752 | 0.0018331 | 0.002364 | 0.0029651 | 0.003616 | 0.0042835 | 0.004976 | 0.0056859 | 0.0064082 | 0.0071355 | 0.0078678 | 0.0086052 | 0.0093477
Under $130 | Under $100 | GSHP | Under $130 | 117.1974 | HVAC | Rural | SC-New | M_Input | Residential | Single Family | Ground Source Heat Pump Upgrade from Air Source Heat Pump - With Desuperheater - New House less than 4000 square feet | 86.5229 | 117.1974 | R-All-HVAC-ASHP-All-All-E | 0 | 0.0007231 | 0.0016935 | 0.0030178 | 0.0048058 | 0.0069693 | 0.0097892 | 0.012877 | 0.015894 | 0.018569 | 0.021528 | 0.024377 | 0.026396 | 0.027069 | 0.028085 | 0.028786 | 0.029292 | 0.029494 | 0.029698 | 0.029904 | 0.030112 | 0.37908 | 0.37908 | 0.0007231 | 0.0024166 | 0.0054344 | 0.01024 | 0.01721 | 0.026999 | 0.039876 | 0.05577 | 0.074339 | 0.095867 | 0.12024 | 0.14664 | 0.17371 | 0.20179 | 0.23058 | 0.25987 | 0.28937 | 0.31907 | 0.34897 | 0.37908
Under $130 | Under $100 | GSHP | Under $130 | 125.6396 | HVAC | Rural | SC-NR | M_Input | Residential | Single Family | Ground Source Heat Pump Upgrade from Air Source Heat Pump - With Desuperheater - Existing House 4000 square feet or greater | 89.7743 | 125.6396 | R-All-HVAC-ASHP-All-All-E | 0 | 0.0002164 | 0.00059625 | 0.0011114 | 0.0017773 | 0.0025983 | 0.0035633 | 0.0046421 | 0.0057852 | 0.006928 | 0.0079993 | 0.0089347 | 0.0096886 | 0.010244 | 0.010612 | 0.010826 | 0.011812 | 0.011745 | 0.011695 | 0.011661 | 0.011623 | 0.16634 | 0.14406 | 0.0002164 | 0.00081265 | 0.0019241 | 0.0037014 | 0.0062997 | 0.009863 | 0.014505 | 0.02029 | 0.027218 | 0.035218 | 0.044152 | 0.053841 | 0.064085 | 0.074696 | 0.085523 | 0.097335 | 0.10908 | 0.12077 | 0.13244 | 0.14406
Under $115 | Under $85 | GSHP | Under $115 | 113.2151 | HVAC | Rural | SC-NR | M_Input | Residential | Single Family | Ground Source Heat Pump Upgrade from Air Source Heat Pump - With Desuperheater - Existing House less than 4000 square feet | 82.7774 | 113.2151 | R-All-HVAC-ASHP-All-All-E | 0 | 0.0090797 | 0.025018 | 0.046634 | 0.074573 | 0.10902 | 0.14951 | 0.19477 | 0.24274 | 0.29069 | 0.33564 | 0.37488 | 0.40652 | 0.42981 | 0.44525 | 0.45426 | 0.49563 | 0.4928 | 0.49068 | 0.48929 | 0.48769 | 6.9795 | 6.0445 | 0.0090797 | 0.034098 | 0.080732 | 0.15531 | 0.26433 | 0.41384 | 0.60861 | 0.85135 | 1.142 | 1.4777 | 1.8526 | 2.2591 | 2.6889 | 3.1341 | 3.5884 | 4.084 | 4.5768 | 5.0675 | 5.5568 | 6.0445
Under $5 | Under $5 | HPWH | Under $5 | -4.0055 | Water Heating | Rural | SC-New | M_Input | Residential | Manufactured | Manufactured Tier3_buffered | -4.0055 | -4.0055 | R-All-WH-WHConvert-All-All-N |  | 0.00012377 | 0.0001959 | 0.00029097 | 0.00040319 | 0.00052489 | 0.00064481 | 0.00075311 | 0.00084971 | 0.00093108 | 0.00099446 | 0.0010408 | 0.0010725 | 0.0010933 | 0.0011071 | 0.0011157 | 0.0011207 | 0.0011208 | 0.0011209 | 0.001121 | 0.0011212 | 0.016746 | 0.016746 | 0.00012377 | 0.00031967 | 0.00061064 | 0.0010138 | 0.0015387 | 0.0021835 | 0.0029366 | 0.0037864 | 0.0047174 | 0.0057119 | 0.0067527 | 0.0078252 | 0.0089185 | 0.010026 | 0.011141 | 0.012262 | 0.013383 | 0.014504 | 0.015625 | 0.016746
Under $5 | Under $5 | HPWH | Under $5 | -4.0055 | Water Heating | Rural | SC-New | M_Input | Residential | Single Family | Single Family Tier3_buffered | -4.0055 | -4.0055 | R-All-WH-WHConvert-All-All-N |  | 0.0022132 | 0.0034009 | 0.0049108 | 0.006749 | 0.0086764 | 0.01087 | 0.012852 | 0.014362 | 0.015327 | 0.016382 | 0.017329 | 0.017803 | 0.017595 | 0.017801 | 0.017974 | 0.018172 | 0.018293 | 0.018415 | 0.018538 | 0.018662 | 0.27632 | 0.27632 | 0.0022132 | 0.0056142 | 0.010525 | 0.017274 | 0.02595 | 0.03682 | 0.049672 | 0.064035 | 0.079361 | 0.095744 | 0.11307 | 0.13088 | 0.14847 | 0.16627 | 0.18425 | 0.20242 | 0.22071 | 0.23913 | 0.25766 | 0.27632
Under $15 | Under $5 | HPWH | Under $15 | 12.7078 | Water Heating | Rural | SC-New | M_Input | Residential | Manufactured | Manufactured Tier3_indor2_gfac | -3.9201 | 12.7078 | R-All-WH-WHConvert-All-All-N |  | 3.6018e-06 | 5.7006e-06 | 8.4673e-06 | 1.1733e-05 | 1.5274e-05 | 1.8764e-05 | 2.1916e-05 | 2.4727e-05 | 2.7094e-05 | 2.8939e-05 | 3.0287e-05 | 3.121e-05 | 3.1817e-05 | 3.2217e-05 | 3.2468e-05 | 3.2613e-05 | 3.2616e-05 | 3.2619e-05 | 3.2622e-05 | 3.2626e-05 | 0.00048731 | 0.00048731 | 3.6018e-06 | 9.3024e-06 | 1.777e-05 | 2.9503e-05 | 4.4777e-05 | 6.3541e-05 | 8.5457e-05 | 0.00011018 | 0.00013728 | 0.00016622 | 0.0001965 | 0.00022771 | 0.00025953 | 0.00029175 | 0.00032422 | 0.00035683 | 0.00038944 | 0.00042206 | 0.00045469 | 0.00048731
Under $15 | Under $5 | HPWH | Under $15 | 12.7603 | Water Heating | Rural | SC-New | M_Input | Residential | Single Family | Single Family Tier3_indor2_gfac | -3.9208 | 12.7603 | R-All-WH-WHConvert-All-All-N |  | 0.00020445 | 0.00031416 | 0.00045364 | 0.00062344 | 0.00080148 | 0.0010041 | 0.0011872 | 0.0013267 | 0.0014158 | 0.0015133 | 0.0016008 | 0.0016445 | 0.0016254 | 0.0016444 | 0.0016604 | 0.0016786 | 0.0016898 | 0.0017011 | 0.0017124 | 0.0017239 | 0.025526 | 0.025526 | 0.00020445 | 0.00051861 | 0.00097225 | 0.0015957 | 0.0023972 | 0.0034013 | 0.0045885 | 0.0059152 | 0.007331 | 0.0088444 | 0.010445 | 0.01209 | 0.013715 | 0.015359 | 0.01702 | 0.018698 | 0.020388 | 0.022089 | 0.023802 | 0.025526
Under $15 | Under $5 | HPWH | Under $15 | 12.6111 | Water Heating | Rural | SC-New | M_Input | Residential | Manufactured | Manufactured Tier3_indor2_gfnc | -3.9612 | 12.6111 | R-All-WH-WHConvert-All-All-N |  | 2.6079e-05 | 4.1275e-05 | 6.1307e-05 | 8.4953e-05 | 0.00011059 | 0.00013586 | 0.00015868 | 0.00017903 | 0.00019618 | 0.00020953 | 0.00021929 | 0.00022598 | 0.00023037 | 0.00023327 | 0.00023509 | 0.00023613 | 0.00023615 | 0.00023618 | 0.0002362 | 0.00023623 | 0.0035284 | 0.0035284 | 2.6079e-05 | 6.7354e-05 | 0.00012866 | 0.00021361 | 0.00032421 | 0.00046007 | 0.00061875 | 0.00079778 | 0.00099396 | 0.0012035 | 0.0014228 | 0.0016488 | 0.0018791 | 0.0021124 | 0.0023475 | 0.0025836 | 0.0028198 | 0.0030559 | 0.0032921 | 0.0035284
Under $15 | Under $5 | HPWH | Under $15 | 12.7173 | Water Heating | Rural | SC-New | M_Input | Residential | Single Family | Single Family Tier3_indor2_gfnc | -3.9609 | 12.7173 | R-All-WH-WHConvert-All-All-N |  | 0.00032909 | 0.0005057 | 0.00073021 | 0.0010035 | 0.0012901 | 0.0016163 | 0.001911 | 0.0021356 | 0.002279 | 0.0024359 | 0.0025767 | 0.0026472 | 0.0026163 | 0.0026469 | 0.0026727 | 0.0027021 | 0.00272 | 0.0027381 | 0.0027564 | 0.0027749 | 0.041088 | 0.041088 | 0.00032909 | 0.00083479 | 0.001565 | 0.0025685 | 0.0038587 | 0.0054749 | 0.007386 | 0.0095216 | 0.011801 | 0.014237 | 0.016813 | 0.01946 | 0.022077 | 0.024724 | 0.027396 | 0.030098 | 0.032818 | 0.035557 | 0.038313 | 0.041088
Under $5 | Under $5 | HPWH | Under $5 | 2.5104 | Water Heating | Rural | SC-New | M_Input | Residential | Manufactured | Manufactured Tier3_indor2_hp85 | -4.8918 | 2.5104 | R-All-WH-WHConvert-All-All-N |  | 1.2388e-05 | 1.9606e-05 | 2.9122e-05 | 4.0354e-05 | 5.2534e-05 | 6.4536e-05 | 7.5375e-05 | 8.5044e-05 | 9.3188e-05 | 9.9531e-05 | 0.00010417 | 0.00010734 | 0.00010943 | 0.00011081 | 0.00011167 | 0.00011217 | 0.00011218 | 0.00011219 | 0.0001122 | 0.00011221 | 0.001676 | 0.001676 | 1.2388e-05 | 3.1994e-05 | 6.1116e-05 | 0.00010147 | 0.000154 | 0.00021854 | 0.00029392 | 0.00037896 | 0.00047215 | 0.00057168 | 0.00067585 | 0.00078319 | 0.00089262 | 0.0010034 | 0.0011151 | 0.0012273 | 0.0013394 | 0.0014516 | 0.0015638 | 0.001676
Under $5 | Under $5 | HPWH | Under $5 | 2.2643 | Water Heating | Rural | SC-New | M_Input | Residential | Single Family | Single Family Tier3_indor2_hp85 | -4.8722 | 2.2643 | R-All-WH-WHConvert-All-All-N |  | 0.00050484 | 0.00077577 | 0.0011202 | 0.0015395 | 0.0019791 | 0.0024794 | 0.0029316 | 0.0032761 | 0.0034961 | 0.0037368 | 0.0039528 | 0.0040609 | 0.0040135 | 0.0040605 | 0.0041 | 0.0041451 | 0.0041726 | 0.0042004 | 0.0042285 | 0.0042568 | 0.06303 | 0.06303 | 0.00050484 | 0.0012806 | 0.0024008 | 0.0039402 | 0.0059193 | 0.0083988 | 0.01133 | 0.014607 | 0.018103 | 0.021839 | 0.025792 | 0.029853 | 0.033867 | 0.037927 | 0.042027 | 0.046172 | 0.050345 | 0.054545 | 0.058774 | 0.06303
Under $10 | Under $5 | HPWH | Under $10 | 8.5522 | Water Heating | Rural | SC-New | M_Input | Residential | Manufactured | Manufactured Tier3_indor2_zonl | -3.2114 | 8.5522 | R-All-WH-WHConvert-All-All-N |  | 2.0318e-05 | 3.2158e-05 | 4.7766e-05 | 6.6188e-05 | 8.6166e-05 | 0.00010585 | 0.00012363 | 0.00013949 | 0.00015285 | 0.00016325 | 0.00017085 | 0.00017606 | 0.00017948 | 0.00018174 | 0.00018316 | 0.00018397 | 0.00018399 | 0.00018401 | 0.00018403 | 0.00018405 | 0.002749 | 0.002749 | 2.0318e-05 | 5.2476e-05 | 0.00010024 | 0.00016643 | 0.0002526 | 0.00035845 | 0.00048208 | 0.00062157 | 0.00077441 | 0.00093766 | 0.0011085 | 0.0012846 | 0.0014641 | 0.0016458 | 0.001829 | 0.0020129 | 0.0021969 | 0.0023809 | 0.002565 | 0.002749
Under $10 | Under $5 | HPWH | Under $10 | 8.6894 | Water Heating | Rural | SC-New | M_Input | Residential | Single Family | Single Family Tier3_indor2_zonl | -3.1959 | 8.6894 | R-All-WH-WHConvert-All-All-N |  | 0.00067789 | 0.0010417 | 0.0015041 | 0.0020671 | 0.0026575 | 0.0033293 | 0.0039365 | 0.0043991 | 0.0046945 | 0.0050177 | 0.0053077 | 0.0054528 | 0.0053893 | 0.0054523 | 0.0055054 | 0.0055659 | 0.0056029 | 0.0056402 | 0.0056779 | 0.0057159 | 0.084636 | 0.084636 | 0.00067789 | 0.0017196 | 0.0032237 | 0.0052909 | 0.0079483 | 0.011278 | 0.015214 | 0.019613 | 0.024308 | 0.029325 | 0.034633 | 0.040086 | 0.045475 | 0.050928 | 0.056433 | 0.061999 | 0.067602 | 0.073242 | 0.07892 | 0.084636
Under $15 | Under $5 | HPWH | Under $15 | 11.7615 | Water Heating | Rural | SC-New | M_Input | Residential | Manufactured | Manufactured Tier3_indor2_efaf | -2.2681 | 11.7615 | R-All-WH-WHConvert-All-All-N |  | 3.522e-05 | 5.5743e-05 | 8.2796e-05 | 0.00011473 | 0.00014936 | 0.00018348 | 0.0002143 | 0.00024179 | 0.00026494 | 0.00028298 | 0.00029616 | 0.00030518 | 0.00031112 | 0.00031503 | 0.00031749 | 0.0003189 | 0.00031893 | 0.00031896 | 0.00031899 | 0.00031903 | 0.0047651 | 0.0047651 | 3.522e-05 | 9.0962e-05 | 0.00017376 | 0.00028849 | 0.00043785 | 0.00062133 | 0.00083563 | 0.0010774 | 0.0013424 | 0.0016253 | 0.0019215 | 0.0022267 | 0.0025378 | 0.0028528 | 0.0031703 | 0.0034892 | 0.0038081 | 0.0041271 | 0.0044461 | 0.0047651
Under $15 | Under $5 | HPWH | Under $15 | 11.9526 | Water Heating | Rural | SC-New | M_Input | Residential | Single Family | Single Family Tier3_indor2_efaf | -2.2338 | 11.9526 | R-All-WH-WHConvert-All-All-N |  | 7.3326e-05 | 0.00011268 | 0.0001627 | 0.0002236 | 0.00028746 | 0.00036013 | 0.0004258 | 0.00047584 | 0.00050779 | 0.00054276 | 0.00057413 | 0.00058982 | 0.00058295 | 0.00058976 | 0.00059551 | 0.00060206 | 0.00060606 | 0.00061009 | 0.00061417 | 0.00061828 | 0.0091549 | 0.0091549 | 7.3326e-05 | 0.000186 | 0.0003487 | 0.0005723 | 0.00085976 | 0.0012199 | 0.0016457 | 0.0021215 | 0.0026293 | 0.0031721 | 0.0037462 | 0.004336 | 0.004919 | 0.0055087 | 0.0061042 | 0.0067063 | 0.0073124 | 0.0079225 | 0.0085366 | 0.0091549
Under $5 | Under $5 | HPWH | Under $5 | -4.0055 | Water Heating | Rural | SC-NR | M_Input | Residential | Manufactured | Manufactured Tier3_buffered | -4.0055 | -4.0055 | R-All-WH-WHConvert-All-All-N |  | 0.0018306 | 0.0029083 | 0.0042588 | 0.0058079 | 0.0074447 | 0.0090459 | 0.010501 | 0.011732 | 0.012702 | 0.013408 | 0.013879 | 0.014156 | 0.014285 | 0.015137 | 0.015037 | 0.01489 | 0.014669 | 0.014444 | 0.014217 | 0.013995 | 0.18186 | 0.18186 | 0.0018306 | 0.0047389 | 0.0089976 | 0.014806 | 0.02225 | 0.031296 | 0.041797 | 0.05353 | 0.066231 | 0.079639 | 0.093518 | 0.10767 | 0.12196 | 0.1371 | 0.15213 | 0.16702 | 0.18169 | 0.18186 | 0.18186 | 0.18186
Under $5 | Under $5 | HPWH | Under $5 | -4.0055 | Water Heating | Rural | SC-NR | M_Input | Residential | Single Family | Single Family Tier3_buffered | -4.0055 | -4.0055 | R-All-WH-WHConvert-All-All-N |  | 0.023442 | 0.037559 | 0.055468 | 0.076287 | 0.09862 | 0.12085 | 0.14149 | 0.15942 | 0.17406 | 0.1853 | 0.19344 | 0.19897 | 0.2025 | 0.24172 | 0.23935 | 0.23647 | 0.23287 | 0.22893 | 0.22562 | 0.22219 | 2.8608 | 2.8608 | 0.023442 | 0.061001 | 0.11647 | 0.19276 | 0.29138 | 0.41223 | 0.55371 | 0.71313 | 0.88718 | 1.0725 | 1.2659 | 1.4649 | 1.6674 | 1.9091 | 2.1485 | 2.3849 | 2.6178 | 2.8467 | 2.8608 | 2.8608
Under $15 | Under $5 | HPWH | Under $15 | 12.7078 | Water Heating | Rural | SC-NR | M_Input | Residential | Manufactured | Manufactured Tier3_indor2_gfac | -3.9201 | 12.7078 | R-All-WH-WHConvert-All-All-N |  | 0.0001455 | 0.00023116 | 0.0003385 | 0.00046162 | 0.00059172 | 0.00071899 | 0.00083466 | 0.00093252 | 0.0010096 | 0.0010657 | 0.0011031 | 0.0011251 | 0.0011354 | 0.0012031 | 0.0011951 | 0.0011835 | 0.0011659 | 0.001148 | 0.00113 | 0.0011124 | 0.014455 | 0.014455 | 0.0001455 | 0.00037666 | 0.00071515 | 0.0011768 | 0.0017685 | 0.0024875 | 0.0033222 | 0.0042547 | 0.0052642 | 0.0063299 | 0.007433 | 0.0085582 | 0.0096935 | 0.010897 | 0.012092 | 0.013275 | 0.014441 | 0.014455 | 0.014455 | 0.014455
Under $15 | Under $5 | HPWH | Under $15 | 12.7603 | Water Heating | Rural | SC-NR | M_Input | Residential | Single Family | Single Family Tier3_indor2_gfac | -3.9208 | 12.7603 | R-All-WH-WHConvert-All-All-N |  | 0.0010569 | 0.0016935 | 0.0025009 | 0.0034396 | 0.0044465 | 0.0054489 | 0.0063793 | 0.0071878 | 0.0078478 | 0.0083548 | 0.0087216 | 0.0089713 | 0.0091301 | 0.010899 | 0.010792 | 0.010662 | 0.0105 | 0.010322 | 0.010173 | 0.010018 | 0.12899 | 0.12899 | 0.0010569 | 0.0027504 | 0.0052513 | 0.008691 | 0.013138 | 0.018586 | 0.024966 | 0.032153 | 0.040001 | 0.048356 | 0.057078 | 0.066049 | 0.075179 | 0.086078 | 0.09687 | 0.10753 | 0.11803 | 0.12835 | 0.12899 | 0.12899
Under $15 | Under $5 | HPWH | Under $15 | 12.6111 | Water Heating | Rural | SC-NR | M_Input | Residential | Manufactured | Manufactured Tier3_indor2_gfnc | -3.9612 | 12.6111 | R-All-WH-WHConvert-All-All-N |  | 0.0010535 | 0.0016737 | 0.0024509 | 0.0033424 | 0.0042844 | 0.0052058 | 0.0060433 | 0.0067519 | 0.0073096 | 0.0077162 | 0.0079871 | 0.0081464 | 0.0082207 | 0.0087113 | 0.0086534 | 0.0085688 | 0.008442 | 0.0083123 | 0.0081818 | 0.008054 | 0.10466 | 0.10466 | 0.0010535 | 0.0027272 | 0.0051781 | 0.0085204 | 0.012805 | 0.018011 | 0.024054 | 0.030806 | 0.038116 | 0.045832 | 0.053819 | 0.061965 | 0.070186 | 0.078897 | 0.087551 | 0.096119 | 0.10456 | 0.10466 | 0.10466 | 0.10466
Under $15 | Under $5 | HPWH | Under $15 | 12.7173 | Water Heating | Rural | SC-NR | M_Input | Residential | Single Family | Single Family Tier3_indor2_gfnc | -3.9609 | 12.7173 | R-All-WH-WHConvert-All-All-N |  | 0.0017013 | 0.0027259 | 0.0040257 | 0.0055367 | 0.0071575 | 0.0087709 | 0.010269 | 0.01157 | 0.012632 | 0.013448 | 0.014039 | 0.014441 | 0.014697 | 0.017543 | 0.017371 | 0.017163 | 0.016901 | 0.016615 | 0.016375 | 0.016126 | 0.20763 | 0.20763 | 0.0017013 | 0.0044272 | 0.0084529 | 0.01399 | 0.021147 | 0.029918 | 0.040187 | 0.051757 | 0.064389 | 0.077838 | 0.091877 | 0.10632 | 0.12101 | 0.13856 | 0.15593 | 0.17309 | 0.18999 | 0.20661 | 0.20763 | 0.20763
Under $5 | Under $5 | HPWH | Under $5 | 2.5104 | Water Heating | Rural | SC-NR | M_Input | Residential | Manufactured | Manufactured Tier3_indor2_hp85 | -4.8918 | 2.5104 | R-All-WH-WHConvert-All-All-N |  | 0.00050043 | 0.00079503 | 0.0011642 | 0.0015877 | 0.0020352 | 0.0024729 | 0.0028707 | 0.0032073 | 0.0034722 | 0.0036653 | 0.003794 | 0.0038697 | 0.003905 | 0.004138 | 0.0041105 | 0.0040703 | 0.0040101 | 0.0039485 | 0.0038865 | 0.0038258 | 0.049715 | 0.049715 | 0.00050043 | 0.0012955 | 0.0024597 | 0.0040474 | 0.0060825 | 0.0085554 | 0.011426 | 0.014633 | 0.018106 | 0.021771 | 0.025565 | 0.029435 | 0.03334 | 0.037478 | 0.041588 | 0.045658 | 0.049669 | 0.049715 | 0.049715 | 0.049715
Under $5 | Under $5 | HPWH | Under $5 | 2.2643 | Water Heating | Rural | SC-NR | M_Input | Residential | Single Family | Single Family Tier3_indor2_hp85 | -4.8722 | 2.2643 | R-All-WH-WHConvert-All-All-N |  | 0.0026099 | 0.0041817 | 0.0061756 | 0.0084935 | 0.01098 | 0.013455 | 0.015752 | 0.017749 | 0.019379 | 0.020631 | 0.021536 | 0.022153 | 0.022545 | 0.026912 | 0.026648 | 0.026328 | 0.025927 | 0.025488 | 0.02512 | 0.024738 | 0.31851 | 0.31851 | 0.0026099 | 0.0067916 | 0.012967 | 0.021461 | 0.032441 | 0.045896 | 0.061648 | 0.079397 | 0.098776 | 0.11941 | 0.14094 | 0.1631 | 0.18564 | 0.21255 | 0.2392 | 0.26553 | 0.29146 | 0.31694 | 0.31851 | 0.31851
Under $10 | Under $5 | HPWH | Under $10 | 8.5522 | Water Heating | Rural | SC-NR | M_Input | Residential | Manufactured | Manufactured Tier3_indor2_zonl | -3.2114 | 8.5522 | R-All-WH-WHConvert-All-All-N |  | 0.00082079 | 0.001304 | 0.0019095 | 0.0026041 | 0.003338 | 0.004056 | 0.0047085 | 0.0052605 | 0.0056951 | 0.0060119 | 0.0062229 | 0.006347 | 0.0064049 | 0.0067872 | 0.006742 | 0.0066761 | 0.0065773 | 0.0064763 | 0.0063746 | 0.006275 | 0.081542 | 0.081542 | 0.00082079 | 0.0021248 | 0.0040343 | 0.0066384 | 0.0099765 | 0.014032 | 0.018741 | 0.024001 | 0.029697 | 0.035708 | 0.041931 | 0.048278 | 0.054683 | 0.06147 | 0.068212 | 0.074889 | 0.081466 | 0.081542 | 0.081542 | 0.081542
Under $10 | Under $5 | HPWH | Under $10 | 8.6894 | Water Heating | Rural | SC-NR | M_Input | Residential | Single Family | Single Family Tier3_indor2_zonl | -3.1959 | 8.6894 | R-All-WH-WHConvert-All-All-N |  | 0.0035045 | 0.005615 | 0.0082924 | 0.011405 | 0.014744 | 0.018067 | 0.021152 | 0.023833 | 0.026021 | 0.027702 | 0.028919 | 0.029746 | 0.030273 | 0.036137 | 0.035783 | 0.035353 | 0.034814 | 0.034225 | 0.03373 | 0.033218 | 0.42768 | 0.42768 | 0.0035045 | 0.0091196 | 0.017412 | 0.028817 | 0.04356 | 0.061627 | 0.082779 | 0.10661 | 0.13263 | 0.16034 | 0.18925 | 0.219 | 0.24927 | 0.28541 | 0.32119 | 0.35655 | 0.39136 | 0.42558 | 0.42768 | 0.42768
Under $15 | Under $5 | HPWH | Under $15 | 11.7615 | Water Heating | Rural | SC-NR | M_Input | Residential | Manufactured | Manufactured Tier3_indor2_efaf | -2.2681 | 11.7615 | R-All-WH-WHConvert-All-All-N |  | 0.0014228 | 0.0022603 | 0.00331 | 0.0045139 | 0.0057861 | 0.0070306 | 0.0081617 | 0.0091186 | 0.0098718 | 0.010421 | 0.010787 | 0.011002 | 0.011102 | 0.011765 | 0.011687 | 0.011572 | 0.011401 | 0.011226 | 0.01105 | 0.010877 | 0.14134 | 0.14134 | 0.0014228 | 0.0036831 | 0.0069931 | 0.011507 | 0.017293 | 0.024324 | 0.032485 | 0.041604 | 0.051476 | 0.061897 | 0.072683 | 0.083685 | 0.094787 | 0.10655 | 0.11824 | 0.12981 | 0.14121 | 0.14134 | 0.14134 | 0.14134
Under $15 | Under $5 | HPWH | Under $15 | 11.9526 | Water Heating | Rural | SC-NR | M_Input | Residential | Single Family | Single Family Tier3_indor2_efaf | -2.2338 | 11.9526 | R-All-WH-WHConvert-All-All-N |  | 0.00037908 | 0.00060737 | 0.00089697 | 0.0012336 | 0.0015948 | 0.0019543 | 0.002288 | 0.002578 | 0.0028147 | 0.0029965 | 0.0031281 | 0.0032176 | 0.0032746 | 0.0039089 | 0.0038706 | 0.003824 | 0.0037657 | 0.0037021 | 0.0036486 | 0.0035931 | 0.046262 | 0.046262 | 0.00037908 | 0.00098645 | 0.0018834 | 0.0031171 | 0.0047119 | 0.0066661 | 0.0089541 | 0.011532 | 0.014347 | 0.017343 | 0.020471 | 0.023689 | 0.026963 | 0.030872 | 0.034743 | 0.038567 | 0.042333 | 0.046035 | 0.046262 | 0.046262
Over $160 | Over $160 | HPWH | Over $160 | 415.2665 | Water Heating | Rural | SC-New | M_Input | Residential | Manufactured | Manufactured Tier4_buffered | 278.2472 | 415.2665 | R-All-WH-WHConvert-All-All-N |  | 0.00046641 | 0.0007382 | 0.0010965 | 0.0015194 | 0.001978 | 0.0024299 | 0.002838 | 0.003202 | 0.0035086 | 0.0037475 | 0.003922 | 0.0040416 | 0.0041201 | 0.004172 | 0.0042045 | 0.0042232 | 0.0042236 | 0.004224 | 0.0042245 | 0.0042249 | 0.063105 | 0.063105 | 0.00046641 | 0.0012046 | 0.0023011 | 0.0038205 | 0.0057984 | 0.0082283 | 0.011066 | 0.014268 | 0.017777 | 0.021524 | 0.025446 | 0.029488 | 0.033608 | 0.03778 | 0.041985 | 0.046208 | 0.050431 | 0.054655 | 0.05888 | 0.063105
Over $160 | Over $160 | HPWH | Over $160 | 460.5374 | Water Heating | Rural | SC-New | M_Input | Residential | Single Family | Single Family Tier4_buffered | 308.7234 | 460.5374 | R-All-WH-WHConvert-All-All-N |  | 0.0073332 | 0.011269 | 0.016271 | 0.022362 | 0.028748 | 0.036016 | 0.042584 | 0.047588 | 0.050783 | 0.05428 | 0.057417 | 0.058987 | 0.0583 | 0.058981 | 0.059555 | 0.060211 | 0.060611 | 0.061014 | 0.061422 | 0.061833 | 0.91556 | 0.91556 | 0.0073332 | 0.018602 | 0.034873 | 0.057235 | 0.085983 | 0.122 | 0.16458 | 0.21217 | 0.26295 | 0.31723 | 0.37465 | 0.43364 | 0.49194 | 0.55092 | 0.61047 | 0.67068 | 0.73129 | 0.79231 | 0.85373 | 0.91556
Over $160 | Over $160 | HPWH | Over $160 | 735.6581 | Water Heating | Rural | SC-New | M_Input | Residential | Manufactured | Manufactured Tier4_indor2_gfac | 504.8347 | 735.6581 | R-All-WH-WHConvert-All-All-N |  | 7.2797e-06 | 1.1522e-05 | 1.7114e-05 | 2.3714e-05 | 3.0872e-05 | 3.7925e-05 | 4.4295e-05 | 4.9976e-05 | 5.4762e-05 | 5.849e-05 | 6.1214e-05 | 6.308e-05 | 6.4306e-05 | 6.5116e-05 | 6.5623e-05 | 6.5915e-05 | 6.5922e-05 | 6.5928e-05 | 6.5935e-05 | 6.5941e-05 | 0.00098493 | 0.00098493 | 7.2797e-06 | 1.8802e-05 | 3.5915e-05 | 5.9629e-05 | 9.0501e-05 | 0.00012843 | 0.00017272 | 0.0002227 | 0.00027746 | 0.00033595 | 0.00039716 | 0.00046024 | 0.00052455 | 0.00058967 | 0.00065529 | 0.00072121 | 0.00078713 | 0.00085306 | 0.00091899 | 0.00098493
Over $160 | Over $160 | HPWH | Over $160 | 726.9274 | Water Heating | Rural | SC-New | M_Input | Residential | Single Family | Single Family Tier4_indor2_gfac | 498.948 | 726.9274 | R-All-WH-WHConvert-All-All-N |  | 0.00041509 | 0.00063784 | 0.00092101 | 0.0012658 | 0.0016272 | 0.0020386 | 0.0024104 | 0.0026937 | 0.0028745 | 0.0030725 | 0.00325 | 0.0033389 | 0.0033 | 0.0033385 | 0.003371 | 0.0034081 | 0.0034308 | 0.0034536 | 0.0034767 | 0.0035 | 0.051824 | 0.051824 | 0.00041509 | 0.0010529 | 0.0019739 | 0.0032397 | 0.0048669 | 0.0069056 | 0.0093159 | 0.01201 | 0.014884 | 0.017957 | 0.021207 | 0.024545 | 0.027845 | 0.031184 | 0.034555 | 0.037963 | 0.041394 | 0.044848 | 0.048324 | 0.051824
Over $160 | Over $160 | HPWH | Over $160 | 639.7883 | Water Heating | Rural | SC-New | M_Input | Residential | Manufactured | Manufactured Tier4_indor2_gfnc | 439.1015 | 639.7883 | R-All-WH-WHConvert-All-All-N |  | 6.1402e-05 | 9.7182e-05 | 0.00014435 | 0.00020002 | 0.00026039 | 0.00031988 | 0.00037361 | 0.00042153 | 0.0004619 | 0.00049334 | 0.00051632 | 0.00053206 | 0.0005424 | 0.00054923 | 0.00055351 | 0.00055597 | 0.00055602 | 0.00055608 | 0.00055613 | 0.00055619 | 0.0083075 | 0.0083075 | 6.1402e-05 | 0.00015858 | 0.00030293 | 0.00050295 | 0.00076334 | 0.0010832 | 0.0014568 | 0.0018784 | 0.0023403 | 0.0028336 | 0.0033499 | 0.003882 | 0.0044244 | 0.0049736 | 0.0055271 | 0.0060831 | 0.0066391 | 0.0071952 | 0.0077513 | 0.0083075
Over $160 | Over $160 | HPWH | Over $160 | 634.9769 | Water Heating | Rural | SC-New | M_Input | Residential | Single Family | Single Family Tier4_indor2_gfnc | 435.8821 | 634.9769 | R-All-WH-WHConvert-All-All-N |  | 0.00077555 | 0.0011917 | 0.0017208 | 0.002365 | 0.0030403 | 0.003809 | 0.0045036 | 0.0050329 | 0.0053708 | 0.0057406 | 0.0060724 | 0.0062384 | 0.0061657 | 0.0062378 | 0.0062985 | 0.0063678 | 0.0064101 | 0.0064528 | 0.0064959 | 0.0065393 | 0.096829 | 0.096829 | 0.00077555 | 0.0019673 | 0.0036881 | 0.0060531 | 0.0090934 | 0.012902 | 0.017406 | 0.022439 | 0.02781 | 0.03355 | 0.039623 | 0.045861 | 0.052027 | 0.058264 | 0.064563 | 0.070931 | 0.077341 | 0.083794 | 0.090289 | 0.096829
Over $160 | Over $160 | HPWH | Over $160 | 335.1873 | Water Heating | Rural | SC-New | M_Input | Residential | Manufactured | Manufactured Tier4_indor2_hp85 | 224.1129 | 335.1873 | R-All-WH-WHConvert-All-All-N |  | 6.8681e-05 | 0.0001087 | 0.00016146 | 0.00022373 | 0.00029126 | 0.00035781 | 0.0004179 | 0.0004715 | 0.00051666 | 0.00055183 | 0.00057753 | 0.00059513 | 0.0006067 | 0.00061434 | 0.00061913 | 0.00062188 | 0.00062194 | 0.000622 | 0.00062207 | 0.00062213 | 0.0092924 | 0.0092924 | 6.8681e-05 | 0.00017738 | 0.00033884 | 0.00056258 | 0.00085384 | 0.0012116 | 0.0016295 | 0.0021011 | 0.0026177 | 0.0031695 | 0.0037471 | 0.0043422 | 0.0049489 | 0.0055632 | 0.0061824 | 0.0068042 | 0.0074262 | 0.0080482 | 0.0086703 | 0.0092924
Over $160 | Over $160 | HPWH | Over $160 | 338.43 | Water Heating | Rural | SC-New | M_Input | Residential | Single Family | Single Family Tier4_indor2_hp85 | 226.2995 | 338.43 | R-All-WH-WHConvert-All-All-N |  | 0.0027397 | 0.0042099 | 0.006079 | 0.0083544 | 0.01074 | 0.013456 | 0.015909 | 0.017779 | 0.018973 | 0.020279 | 0.021451 | 0.022038 | 0.021781 | 0.022035 | 0.02225 | 0.022495 | 0.022644 | 0.022795 | 0.022947 | 0.023101 | 0.34206 | 0.34206 | 0.0027397 | 0.0069496 | 0.013029 | 0.021383 | 0.032123 | 0.045579 | 0.061488 | 0.079267 | 0.09824 | 0.11852 | 0.13997 | 0.16201 | 0.18379 | 0.20582 | 0.22807 | 0.25057 | 0.27321 | 0.29601 | 0.31895 | 0.34206
Over $160 | Over $160 | HPWH | Over $160 | 230.8369 | Water Heating | Rural | SC-New | M_Input | Residential | Manufactured | Manufactured Tier4_indor2_zonl | 152.845 | 230.8369 | R-All-WH-WHConvert-All-All-N |  | 0.00019024 | 0.00030109 | 0.00044722 | 0.00061972 | 0.00080677 | 0.00099108 | 0.0011575 | 0.001306 | 0.0014311 | 0.0015285 | 0.0015997 | 0.0016485 | 0.0016805 | 0.0017017 | 0.0017149 | 0.0017225 | 0.0017227 | 0.0017229 | 0.0017231 | 0.0017232 | 0.025739 | 0.025739 | 0.00019024 | 0.00049133 | 0.00093856 | 0.0015583 | 0.002365 | 0.0033561 | 0.0045137 | 0.0058197 | 0.0072508 | 0.0087793 | 0.010379 | 0.012027 | 0.013708 | 0.01541 | 0.017124 | 0.018847 | 0.02057 | 0.022293 | 0.024016 | 0.025739
Over $160 | Over $160 | HPWH | Over $160 | 228.6922 | Water Heating | Rural | SC-New | M_Input | Residential | Single Family | Single Family Tier4_indor2_zonl | 151.3993 | 228.6922 | R-All-WH-WHConvert-All-All-N |  | 0.0064008 | 0.0098359 | 0.014203 | 0.019519 | 0.025093 | 0.031437 | 0.037169 | 0.041538 | 0.044327 | 0.047379 | 0.050117 | 0.051487 | 0.050887 | 0.051482 | 0.051983 | 0.052555 | 0.052905 | 0.053257 | 0.053612 | 0.053971 | 0.79916 | 0.79916 | 0.0064008 | 0.016237 | 0.030439 | 0.049958 | 0.075051 | 0.10649 | 0.14366 | 0.18519 | 0.22952 | 0.2769 | 0.32702 | 0.3785 | 0.42939 | 0.48087 | 0.53286 | 0.58541 | 0.63832 | 0.69157 | 0.74519 | 0.79916
Over $160 | Over $160 | HPWH | Over $160 | 211.7753 | Water Heating | Rural | SC-New | M_Input | Residential | Manufactured | Manufactured Tier4_indor2_efaf | 139.6133 | 211.7753 | R-All-WH-WHConvert-All-All-N |  | 0.0003776 | 0.00059764 | 0.0008877 | 0.0012301 | 0.0016014 | 0.0019672 | 0.0022976 | 0.0025923 | 0.0028406 | 0.0030339 | 0.0031752 | 0.003272 | 0.0033356 | 0.0033776 | 0.0034039 | 0.0034191 | 0.0034194 | 0.0034197 | 0.0034201 | 0.0034204 | 0.051089 | 0.051089 | 0.0003776 | 0.00097525 | 0.0018629 | 0.003093 | 0.0046944 | 0.0066616 | 0.0089592 | 0.011551 | 0.014392 | 0.017426 | 0.020601 | 0.023873 | 0.027209 | 0.030586 | 0.03399 | 0.037409 | 0.040829 | 0.044249 | 0.047669 | 0.051089
Over $160 | Over $160 | HPWH | Over $160 | 209.8621 | Water Heating | Rural | SC-New | M_Input | Residential | Single Family | Single Family Tier4_indor2_efaf | 138.3232 | 209.8621 | R-All-WH-WHConvert-All-All-N |  | 0.00079337 | 0.0012191 | 0.0017604 | 0.0024193 | 0.0031102 | 0.0038965 | 0.0046071 | 0.0051485 | 0.0054942 | 0.0058725 | 0.0062119 | 0.0063817 | 0.0063074 | 0.0063811 | 0.0064432 | 0.0065141 | 0.0065574 | 0.0066011 | 0.0066452 | 0.0066896 | 0.099054 | 0.099054 | 0.00079337 | 0.0020125 | 0.0037729 | 0.0061922 | 0.0093024 | 0.013199 | 0.017806 | 0.022955 | 0.028449 | 0.034321 | 0.040533 | 0.046915 | 0.053222 | 0.059603 | 0.066047 | 0.072561 | 0.079118 | 0.085719 | 0.092364 | 0.099054
Over $160 | Over $160 | HPWH | Over $160 | 415.2665 | Water Heating | Rural | SC-NR | M_Input | Residential | Manufactured | Manufactured Tier4_buffered | 278.2472 | 415.2665 | R-All-WH-WHConvert-All-All-N |  | 0.0068983 | 0.010959 | 0.016049 | 0.021886 | 0.028054 | 0.034088 | 0.039572 | 0.044212 | 0.047864 | 0.050526 | 0.0523 | 0.053343 | 0.05383 | 0.057042 | 0.056663 | 0.056109 | 0.055279 | 0.054429 | 0.053575 | 0.052738 | 0.68531 | 0.68531 | 0.0068983 | 0.017858 | 0.033906 | 0.055792 | 0.083847 | 0.11793 | 0.15751 | 0.20172 | 0.24958 | 0.30011 | 0.35241 | 0.40575 | 0.45958 | 0.51662 | 0.57329 | 0.62939 | 0.68467 | 0.68531 | 0.68531 | 0.68531
Over $160 | Over $160 | HPWH | Over $160 | 460.5374 | Water Heating | Rural | SC-NR | M_Input | Residential | Single Family | Single Family Tier4_buffered | 308.7234 | 460.5374 | R-All-WH-WHConvert-All-All-N |  | 0.077671 | 0.12445 | 0.18378 | 0.25277 | 0.32676 | 0.40042 | 0.46879 | 0.52821 | 0.57671 | 0.61396 | 0.64092 | 0.65927 | 0.67094 | 0.8009 | 0.79306 | 0.78353 | 0.77157 | 0.75854 | 0.74757 | 0.73621 | 9.4788 | 9.4788 | 0.077671 | 0.20212 | 0.3859 | 0.63867 | 0.96543 | 1.3659 | 1.8346 | 2.3629 | 2.9396 | 3.5535 | 4.1945 | 4.8537 | 5.5247 | 6.3256 | 7.1186 | 7.9021 | 8.6737 | 9.4323 | 9.4788 | 9.4788
Over $160 | Over $160 | HPWH | Over $160 | 735.6581 | Water Heating | Rural | SC-NR | M_Input | Residential | Manufactured | Manufactured Tier4_indor2_gfac | 504.8347 | 735.6581 | R-All-WH-WHConvert-All-All-N |  | 0.00029408 | 0.0004672 | 0.00068416 | 0.00093301 | 0.001196 | 0.0014532 | 0.001687 | 0.0018848 | 0.0020405 | 0.002154 | 0.0022296 | 0.002274 | 0.0022948 | 0.0024317 | 0.0024156 | 0.002392 | 0.0023566 | 0.0023203 | 0.0022839 | 0.0022483 | 0.029215 | 0.029215 | 0.00029408 | 0.00076128 | 0.0014454 | 0.0023785 | 0.0035744 | 0.0050276 | 0.0067146 | 0.0085994 | 0.01064 | 0.012794 | 0.015023 | 0.017297 | 0.019592 | 0.022024 | 0.024439 | 0.026831 | 0.029188 | 0.029215 | 0.029215 | 0.029215
Over $160 | Over $160 | HPWH | Over $160 | 726.9274 | Water Heating | Rural | SC-NR | M_Input | Residential | Single Family | Single Family Tier4_indor2_gfac | 498.948 | 726.9274 | R-All-WH-WHConvert-All-All-N |  | 0.0021459 | 0.0034382 | 0.0050776 | 0.0069835 | 0.0090278 | 0.011063 | 0.012952 | 0.014593 | 0.015933 | 0.016963 | 0.017707 | 0.018214 | 0.018537 | 0.022127 | 0.021911 | 0.021647 | 0.021317 | 0.020957 | 0.020654 | 0.02034 | 0.26188 | 0.26188 | 0.0021459 | 0.0055841 | 0.010662 | 0.017645 | 0.026673 | 0.037736 | 0.050687 | 0.065281 | 0.081214 | 0.098177 | 0.11588 | 0.1341 | 0.15264 | 0.17476 | 0.19667 | 0.21832 | 0.23964 | 0.26059 | 0.26188 | 0.26188
Over $160 | Over $160 | HPWH | Over $160 | 639.7883 | Water Heating | Rural | SC-NR | M_Input | Residential | Manufactured | Manufactured Tier4_indor2_gfnc | 439.1015 | 639.7883 | R-All-WH-WHConvert-All-All-N |  | 0.0024804 | 0.0039407 | 0.0057706 | 0.0078696 | 0.010088 | 0.012257 | 0.014229 | 0.015897 | 0.01721 | 0.018168 | 0.018805 | 0.019181 | 0.019356 | 0.020511 | 0.020374 | 0.020175 | 0.019877 | 0.019571 | 0.019264 | 0.018963 | 0.24642 | 0.24642 | 0.0024804 | 0.0064211 | 0.012192 | 0.020061 | 0.030149 | 0.042406 | 0.056635 | 0.072532 | 0.089743 | 0.10791 | 0.12672 | 0.1459 | 0.16525 | 0.18576 | 0.20614 | 0.22631 | 0.24619 | 0.24642 | 0.24642 | 0.24642
Over $160 | Over $160 | HPWH | Over $160 | 634.9769 | Water Heating | Rural | SC-NR | M_Input | Residential | Single Family | Single Family Tier4_indor2_gfnc | 435.8821 | 634.9769 | R-All-WH-WHConvert-All-All-N |  | 0.0040094 | 0.006424 | 0.009487 | 0.013048 | 0.016868 | 0.02067 | 0.024199 | 0.027266 | 0.02977 | 0.031693 | 0.033085 | 0.034032 | 0.034634 | 0.041343 | 0.040938 | 0.040446 | 0.039829 | 0.039156 | 0.03859 | 0.038003 | 0.4893 | 0.4893 | 0.0040094 | 0.010433 | 0.01992 | 0.032968 | 0.049836 | 0.070506 | 0.094705 | 0.12197 | 0.15174 | 0.18343 | 0.21652 | 0.25055 | 0.28518 | 0.32653 | 0.36747 | 0.40791 | 0.44774 | 0.4869 | 0.4893 | 0.4893
Over $160 | Over $160 | HPWH | Over $160 | 335.1873 | Water Heating | Rural | SC-NR | M_Input | Residential | Manufactured | Manufactured Tier4_indor2_hp85 | 224.1129 | 335.1873 | R-All-WH-WHConvert-All-All-N |  | 0.0027745 | 0.0044079 | 0.0064547 | 0.0088026 | 0.011283 | 0.01371 | 0.015916 | 0.017782 | 0.019251 | 0.020322 | 0.021035 | 0.021455 | 0.02165 | 0.022942 | 0.02279 | 0.022567 | 0.022233 | 0.021891 | 0.021548 | 0.021211 | 0.27563 | 0.27563 | 0.0027745 | 0.0071824 | 0.013637 | 0.02244 | 0.033723 | 0.047433 | 0.063349 | 0.081131 | 0.10038 | 0.1207 | 0.14174 | 0.16319 | 0.18484 | 0.20779 | 0.23058 | 0.25314 | 0.27538 | 0.27563 | 0.27563 | 0.27563
Over $160 | Over $160 | HPWH | Over $160 | 338.43 | Water Heating | Rural | SC-NR | M_Input | Residential | Single Family | Single Family Tier4_indor2_hp85 | 226.2995 | 338.43 | R-All-WH-WHConvert-All-All-N |  | 0.014164 | 0.022693 | 0.033514 | 0.046093 | 0.059586 | 0.073018 | 0.085486 | 0.096321 | 0.10516 | 0.11196 | 0.11687 | 0.12022 | 0.12235 | 0.14605 | 0.14462 | 0.14288 | 0.1407 | 0.13832 | 0.13632 | 0.13425 | 1.7285 | 1.7285 | 0.014164 | 0.036857 | 0.07037 | 0.11646 | 0.17605 | 0.24907 | 0.33455 | 0.43087 | 0.53604 | 0.648 | 0.76487 | 0.88509 | 1.0074 | 1.1535 | 1.2981 | 1.441 | 1.5817 | 1.72 | 1.7285 | 1.7285
Over $160 | Over $160 | HPWH | Over $160 | 230.8369 | Water Heating | Rural | SC-NR | M_Input | Residential | Manufactured | Manufactured Tier4_indor2_zonl | 152.845 | 230.8369 | R-All-WH-WHConvert-All-All-N |  | 0.007685 | 0.012209 | 0.017879 | 0.024382 | 0.031254 | 0.037976 | 0.044085 | 0.049254 | 0.053323 | 0.056289 | 0.058264 | 0.059427 | 0.059969 | 0.063548 | 0.063125 | 0.062508 | 0.061583 | 0.060637 | 0.059685 | 0.058753 | 0.76347 | 0.76347 | 0.007685 | 0.019894 | 0.037773 | 0.062155 | 0.093409 | 0.13138 | 0.17547 | 0.22472 | 0.27805 | 0.33434 | 0.3926 | 0.45203 | 0.512 | 0.57554 | 0.63867 | 0.70118 | 0.76276 | 0.76347 | 0.76347 | 0.76347
Over $160 | Over $160 | HPWH | Over $160 | 228.6922 | Water Heating | Rural | SC-NR | M_Input | Residential | Single Family | Single Family Tier4_indor2_zonl | 151.3993 | 228.6922 | R-All-WH-WHConvert-All-All-N |  | 0.033091 | 0.053019 | 0.078299 | 0.10769 | 0.13921 | 0.17059 | 0.19972 | 0.22504 | 0.2457 | 0.26157 | 0.27306 | 0.28087 | 0.28585 | 0.34122 | 0.33787 | 0.33381 | 0.32872 | 0.32317 | 0.31849 | 0.31365 | 4.0383 | 4.0383 | 0.033091 | 0.08611 | 0.16441 | 0.2721 | 0.41131 | 0.58191 | 0.78163 | 1.0067 | 1.2524 | 1.5139 | 1.787 | 2.0679 | 2.3537 | 2.6949 | 3.0328 | 3.3666 | 3.6953 | 4.0185 | 4.0383 | 4.0383
Over $160 | Over $160 | HPWH | Over $160 | 211.7753 | Water Heating | Rural | SC-NR | M_Input | Residential | Manufactured | Manufactured Tier4_indor2_efaf | 139.6133 | 211.7753 | R-All-WH-WHConvert-All-All-N |  | 0.015254 | 0.024234 | 0.035488 | 0.048396 | 0.062036 | 0.075378 | 0.087505 | 0.097764 | 0.10584 | 0.11173 | 0.11565 | 0.11796 | 0.11903 | 0.12614 | 0.1253 | 0.12407 | 0.12224 | 0.12036 | 0.11847 | 0.11662 | 1.5154 | 1.5154 | 0.015254 | 0.039488 | 0.074976 | 0.12337 | 0.18541 | 0.26079 | 0.34829 | 0.44605 | 0.55189 | 0.66362 | 0.77927 | 0.89723 | 1.0163 | 1.1424 | 1.2677 | 1.3918 | 1.514 | 1.5154 | 1.5154 | 1.5154
Over $160 | Over $160 | HPWH | Over $160 | 209.8621 | Water Heating | Rural | SC-NR | M_Input | Residential | Single Family | Single Family Tier4_indor2_efaf | 138.3232 | 209.8621 | R-All-WH-WHConvert-All-All-N |  | 0.0041015 | 0.0065716 | 0.0097051 | 0.013348 | 0.017255 | 0.021145 | 0.024755 | 0.027893 | 0.030454 | 0.032421 | 0.033845 | 0.034814 | 0.03543 | 0.042293 | 0.041879 | 0.041375 | 0.040744 | 0.040056 | 0.039477 | 0.038877 | 0.50054 | 0.50054 | 0.0041015 | 0.010673 | 0.020378 | 0.033726 | 0.050981 | 0.072126 | 0.096881 | 0.12477 | 0.15523 | 0.18765 | 0.22149 | 0.25631 | 0.29174 | 0.33403 | 0.37591 | 0.41729 | 0.45803 | 0.49809 | 0.50054 | 0.50054
Under $45 | Under $30 | HPWH | Under $45 | 42.1608 | Water Heating | Rural | SC-New | M_Input | Residential | Manufactured | Manufactured Tier1_indor2_hp85 | 25.1165 | 42.1608 | R-All-WH-WHConvert-All-All-N |  | 0.00016411 | 0.00026422 | 0.00039619 | 0.00055196 | 0.00072088 | 0.00088734 | 0.0010377 | 0.0011717 | 0.0012847 | 0.0013727 | 0.001437 | 0.001481 | 0.0015099 | 0.001529 | 0.001541 | 0.0015479 | 0.0015481 | 0.0015482 | 0.0015484 | 0.0015485 | 0.02309 | 0.02309 | 0.00016411 | 0.00042833 | 0.00082451 | 0.0013765 | 0.0020974 | 0.0029847 | 0.0040223 | 0.0051941 | 0.0064788 | 0.0078514 | 0.0092884 | 0.010769 | 0.012279 | 0.013808 | 0.015349 | 0.016897 | 0.018445 | 0.019994 | 0.021542 | 0.02309
Under $45 | Under $30 | HPWH | Under $45 | 42.2485 | Water Heating | Rural | SC-New | M_Input | Residential | Single Family | Single Family Tier1_indor2_hp85 | 25.2173 | 42.2485 | R-All-WH-WHConvert-All-All-N |  | 0.0066151 | 0.010318 | 0.015026 | 0.020757 | 0.026766 | 0.033605 | 0.039785 | 0.044494 | 0.0475 | 0.050791 | 0.053743 | 0.05522 | 0.054573 | 0.055214 | 0.055755 | 0.056371 | 0.056748 | 0.057127 | 0.057511 | 0.057897 | 0.85581 | 0.85581 | 0.0066151 | 0.016933 | 0.031959 | 0.052715 | 0.079481 | 0.11309 | 0.15287 | 0.19736 | 0.24486 | 0.29566 | 0.3494 | 0.40462 | 0.45919 | 0.5144 | 0.57016 | 0.62653 | 0.68328 | 0.74041 | 0.79792 | 0.85581
Under $45 | Under $30 | HPWH | Under $45 | 43.7979 | Water Heating | Rural | SC-New | M_Input | Residential | Single Family | Single Family Tier1_buffered | 28.1756 | 43.7979 | R-All-WH-WHConvert-All-All-N |  | 0.022441 | 0.035003 | 0.050972 | 0.070414 | 0.090799 | 0.114 | 0.13496 | 0.15094 | 0.16114 | 0.1723 | 0.18232 | 0.18733 | 0.18513 | 0.18731 | 0.18914 | 0.19123 | 0.19251 | 0.1938 | 0.1951 | 0.19641 | 2.9032 | 2.9032 | 0.022441 | 0.057444 | 0.10842 | 0.17883 | 0.26963 | 0.38363 | 0.51859 | 0.66953 | 0.83067 | 1.003 | 1.1853 | 1.3726 | 1.5577 | 1.7451 | 1.9342 | 2.1254 | 2.3179 | 2.5117 | 2.7068 | 2.9032
Under $45 | Under $25 | HPWH | Under $45 | 42.5239 | Water Heating | Rural | SC-New | M_Input | Residential | Manufactured | Manufactured Tier1_indor2_gfac | 21.7879 | 42.5239 | R-All-WH-WHConvert-All-All-N |  | 4.5401e-05 | 7.3098e-05 | 0.00010961 | 0.0001527 | 0.00019944 | 0.00024549 | 0.00028707 | 0.00032417 | 0.00035542 | 0.00037975 | 0.00039754 | 0.00040973 | 0.00041773 | 0.00042302 | 0.00042633 | 0.00042823 | 0.00042828 | 0.00042832 | 0.00042836 | 0.00042841 | 0.0063881 | 0.0063881 | 4.5401e-05 | 0.0001185 | 0.00022811 | 0.00038081 | 0.00058024 | 0.00082573 | 0.0011128 | 0.001437 | 0.0017924 | 0.0021721 | 0.0025697 | 0.0029794 | 0.0033971 | 0.0038202 | 0.0042465 | 0.0046747 | 0.005103 | 0.0055313 | 0.0059597 | 0.0063881
Under $45 | Under $25 | HPWH | Under $45 | 42.9995 | Water Heating | Rural | SC-New | M_Input | Residential | Manufactured | Manufactured Tier1_indor2_gfnc | 22.0532 | 42.9995 | R-All-WH-WHConvert-All-All-N |  | 0.00032823 | 0.00052847 | 0.00079242 | 0.001104 | 0.0014419 | 0.0017748 | 0.0020754 | 0.0023436 | 0.0025695 | 0.0027455 | 0.0028741 | 0.0029622 | 0.00302 | 0.0030583 | 0.0030822 | 0.003096 | 0.0030963 | 0.0030966 | 0.0030969 | 0.0030972 | 0.046183 | 0.046183 | 0.00032823 | 0.0008567 | 0.0016491 | 0.0027531 | 0.0041949 | 0.0059697 | 0.0080452 | 0.010389 | 0.012958 | 0.015704 | 0.018578 | 0.02154 | 0.02456 | 0.027618 | 0.0307 | 0.033796 | 0.036893 | 0.039989 | 0.043086 | 0.046183
Under $45 | Under $25 | HPWH | Under $45 | 42.9086 | Water Heating | Rural | SC-New | M_Input | Residential | Single Family | Single Family Tier1_indor2_gfac | 21.9532 | 42.9086 | R-All-WH-WHConvert-All-All-N |  | 0.0025515 | 0.0039798 | 0.0057955 | 0.008006 | 0.010324 | 0.012962 | 0.015345 | 0.017162 | 0.018321 | 0.019591 | 0.020729 | 0.021299 | 0.021049 | 0.021297 | 0.021505 | 0.021743 | 0.021888 | 0.022035 | 0.022182 | 0.022332 | 0.3301 | 0.3301 | 0.0025515 | 0.0065314 | 0.012327 | 0.020333 | 0.030657 | 0.043618 | 0.058964 | 0.076125 | 0.094447 | 0.11404 | 0.13477 | 0.15607 | 0.17711 | 0.19841 | 0.21992 | 0.24166 | 0.26355 | 0.28558 | 0.30776 | 0.3301
Under $45 | Under $25 | HPWH | Under $45 | 43.4158 | Water Heating | Rural | SC-New | M_Input | Residential | Single Family | Single Family Tier1_indor2_gfnc | 22.235 | 43.4158 | R-All-WH-WHConvert-All-All-N |  | 0.004102 | 0.0063982 | 0.0093173 | 0.012871 | 0.016597 | 0.020838 | 0.02467 | 0.02759 | 0.029455 | 0.031495 | 0.033325 | 0.034241 | 0.03384 | 0.034238 | 0.034573 | 0.034955 | 0.035189 | 0.035424 | 0.035662 | 0.035902 | 0.53068 | 0.53068 | 0.004102 | 0.0105 | 0.019817 | 0.032688 | 0.049286 | 0.070124 | 0.094794 | 0.12238 | 0.15184 | 0.18333 | 0.21666 | 0.2509 | 0.28474 | 0.31898 | 0.35355 | 0.38851 | 0.4237 | 0.45912 | 0.49478 | 0.53068
Under $55 | Under $35 | HPWH | Under $55 | 50.6617 | Water Heating | Rural | SC-New | M_Input | Residential | Manufactured | Manufactured Tier1_buffered | 32.7963 | 50.6617 | R-All-WH-WHConvert-All-All-N |  | 0.0011224 | 0.0018071 | 0.0027097 | 0.0037751 | 0.0049305 | 0.006069 | 0.0070971 | 0.0080142 | 0.0087867 | 0.0093884 | 0.0098281 | 0.010129 | 0.010327 | 0.010458 | 0.01054 | 0.010587 | 0.010588 | 0.010589 | 0.01059 | 0.010591 | 0.15793 | 0.15793 | 0.0011224 | 0.0029296 | 0.0056393 | 0.0094144 | 0.014345 | 0.020414 | 0.027511 | 0.035525 | 0.044312 | 0.0537 | 0.063528 | 0.073658 | 0.083985 | 0.094443 | 0.10498 | 0.11557 | 0.12616 | 0.13675 | 0.14734 | 0.15793
Under $55 | Under $35 | HPWH | Under $55 | 51.2724 | Water Heating | Rural | SC-New | M_Input | Residential | Manufactured | Manufactured Tier1_indor2_zonl | 30.2312 | 51.2724 | R-All-WH-WHConvert-All-All-N |  | 0.00028016 | 0.00045106 | 0.00067635 | 0.00094228 | 0.0012307 | 0.0015148 | 0.0017714 | 0.0020004 | 0.0021932 | 0.0023434 | 0.0024531 | 0.0025283 | 0.0025777 | 0.0026103 | 0.0026308 | 0.0026425 | 0.0026428 | 0.002643 | 0.0026433 | 0.0026436 | 0.039419 | 0.039419 | 0.00028016 | 0.00073122 | 0.0014076 | 0.0023499 | 0.0035805 | 0.0050953 | 0.0068668 | 0.0088671 | 0.01106 | 0.013404 | 0.015857 | 0.018385 | 0.020963 | 0.023573 | 0.026204 | 0.028846 | 0.031489 | 0.034132 | 0.036775 | 0.039419
Under $55 | Under $35 | HPWH | Under $55 | 51.986 | Water Heating | Rural | SC-New | M_Input | Residential | Single Family | Single Family Tier1_indor2_zonl | 30.6412 | 51.986 | R-All-WH-WHConvert-All-All-N |  | 0.0092644 | 0.014451 | 0.021043 | 0.029069 | 0.037485 | 0.047063 | 0.055718 | 0.062313 | 0.066524 | 0.071132 | 0.075266 | 0.077335 | 0.076429 | 0.077327 | 0.078084 | 0.078947 | 0.079474 | 0.080006 | 0.080543 | 0.081085 | 1.1986 | 1.1986 | 0.0092644 | 0.023715 | 0.044758 | 0.073827 | 0.11131 | 0.15838 | 0.21409 | 0.27641 | 0.34293 | 0.41406 | 0.48933 | 0.56666 | 0.64309 | 0.72042 | 0.7985 | 0.87745 | 0.95692 | 1.0369 | 1.1175 | 1.1986
Under $55 | Under $35 | HPWH | Under $55 | 54.6526 | Water Heating | Rural | SC-New | M_Input | Residential | Manufactured | Manufactured Tier1_indor2_efaf | 32.1905 | 54.6526 | R-All-WH-WHConvert-All-All-N |  | 0.00049414 | 0.00079559 | 0.001193 | 0.001662 | 0.0021706 | 0.0026718 | 0.0031245 | 0.0035282 | 0.0038683 | 0.0041332 | 0.0043268 | 0.0044594 | 0.0045465 | 0.0046041 | 0.0046401 | 0.0046609 | 0.0046613 | 0.0046618 | 0.0046623 | 0.0046627 | 0.069527 | 0.069527 | 0.00049414 | 0.0012897 | 0.0024827 | 0.0041447 | 0.0063153 | 0.0089872 | 0.012112 | 0.01564 | 0.019508 | 0.023641 | 0.027968 | 0.032428 | 0.036974 | 0.041578 | 0.046218 | 0.050879 | 0.055541 | 0.060202 | 0.064865 | 0.069527
Under $60 | Under $35 | HPWH | Under $60 | 55.4635 | Water Heating | Rural | SC-New | M_Input | Residential | Single Family | Single Family Tier1_indor2_efaf | 32.6574 | 55.4635 | R-All-WH-WHConvert-All-All-N |  | 0.0010199 | 0.0015909 | 0.0023167 | 0.0032003 | 0.0041268 | 0.0051812 | 0.006134 | 0.0068601 | 0.0073236 | 0.007831 | 0.0082861 | 0.0085138 | 0.0084141 | 0.008513 | 0.0085963 | 0.0086913 | 0.0087494 | 0.0088079 | 0.008867 | 0.0089267 | 0.13195 | 0.13195 | 0.0010199 | 0.0026108 | 0.0049274 | 0.0081277 | 0.012254 | 0.017436 | 0.02357 | 0.03043 | 0.037753 | 0.045584 | 0.05387 | 0.062384 | 0.070798 | 0.079311 | 0.087908 | 0.096599 | 0.10535 | 0.11416 | 0.12302 | 0.13195
Under $5 | Under $5 | HPWH | Under $5 | -1.3438 | Water Heating | Rural | SC-New | M_Input | Residential | Manufactured | Manufactured Tier2_buffered | -2.2137 | -1.3438 | R-All-WH-WHConvert-All-All-N |  | 0.0007359 | 0.0011848 | 0.0017766 | 0.0024751 | 0.0032327 | 0.0039791 | 0.0046532 | 0.0052544 | 0.0057609 | 0.0061554 | 0.0064437 | 0.0066412 | 0.0067709 | 0.0068567 | 0.0069103 | 0.0069412 | 0.0069419 | 0.0069426 | 0.0069433 | 0.006944 | 0.10354 | 0.10354 | 0.0007359 | 0.0019207 | 0.0036973 | 0.0061725 | 0.0094051 | 0.013384 | 0.018037 | 0.023292 | 0.029053 | 0.035208 | 0.041652 | 0.048293 | 0.055064 | 0.061921 | 0.068831 | 0.075772 | 0.082714 | 0.089657 | 0.0966 | 0.10354
Under $5 | Under $5 | HPWH | Under $5 | -0.76821 | Water Heating | Rural | SC-New | M_Input | Residential | Single Family | Single Family Tier2_buffered | -1.8262 | -0.76821 | R-All-WH-WHConvert-All-All-N |  | 0.010578 | 0.0165 | 0.024027 | 0.033192 | 0.042801 | 0.053737 | 0.06362 | 0.07115 | 0.075958 | 0.08122 | 0.08594 | 0.088302 | 0.087268 | 0.088293 | 0.089157 | 0.090143 | 0.090745 | 0.091353 | 0.091965 | 0.092584 | 1.3685 | 1.3685 | 0.010578 | 0.027078 | 0.051106 | 0.084297 | 0.1271 | 0.18084 | 0.24446 | 0.31561 | 0.39156 | 0.47278 | 0.55872 | 0.64703 | 0.73429 | 0.82259 | 0.91174 | 1.0019 | 1.0926 | 1.184 | 1.2759 | 1.3685
Under $10 | Under $5 | HPWH | Under $10 | 7.1174 | Water Heating | Rural | SC-New | M_Input | Residential | Manufactured | Manufactured Tier2_indor2_gfac | -0.92914 | 7.1174 | R-All-WH-WHConvert-All-All-N |  | 1.2506e-05 | 2.0136e-05 | 3.0192e-05 | 4.2064e-05 | 5.4937e-05 | 6.7622e-05 | 7.9078e-05 | 8.9296e-05 | 9.7903e-05 | 0.00010461 | 0.00010951 | 0.00011286 | 0.00011507 | 0.00011652 | 0.00011744 | 0.00011796 | 0.00011797 | 0.00011799 | 0.000118 | 0.00011801 | 0.0017597 | 0.0017597 | 1.2506e-05 | 3.2642e-05 | 6.2834e-05 | 0.0001049 | 0.00015983 | 0.00022746 | 0.00030653 | 0.00039583 | 0.00049373 | 0.00059834 | 0.00070785 | 0.00082071 | 0.00093578 | 0.0010523 | 0.0011697 | 0.0012877 | 0.0014057 | 0.0015237 | 0.0016417 | 0.0017597
Under $10 | Under $5 | HPWH | Under $10 | 7.2596 | Water Heating | Rural | SC-New | M_Input | Residential | Single Family | Single Family Tier2_indor2_gfac | -0.90966 | 7.2596 | R-All-WH-WHConvert-All-All-N |  | 0.0007019 | 0.0010948 | 0.0015943 | 0.0022024 | 0.00284 | 0.0035656 | 0.0042214 | 0.0047211 | 0.0050401 | 0.0053892 | 0.0057024 | 0.0058591 | 0.0057905 | 0.0058585 | 0.0059159 | 0.0059813 | 0.0060213 | 0.0060616 | 0.0061022 | 0.0061433 | 0.090807 | 0.090807 | 0.0007019 | 0.0017967 | 0.003391 | 0.0055934 | 0.0084334 | 0.011999 | 0.01622 | 0.020941 | 0.025982 | 0.031371 | 0.037073 | 0.042932 | 0.048723 | 0.054581 | 0.060497 | 0.066479 | 0.0725 | 0.078561 | 0.084664 | 0.090807
Under $10 | Under $5 | HPWH | Under $10 | 7.3061 | Water Heating | Rural | SC-New | M_Input | Residential | Manufactured | Manufactured Tier2_indor2_gfnc | -0.90403 | 7.3061 | R-All-WH-WHConvert-All-All-N |  | 8.9082e-05 | 0.00014343 | 0.00021506 | 0.00029962 | 0.00039132 | 0.00048167 | 0.00056327 | 0.00063606 | 0.00069737 | 0.00074513 | 0.00078002 | 0.00080393 | 0.00081964 | 0.00083001 | 0.00083651 | 0.00084025 | 0.00084033 | 0.00084042 | 0.0008405 | 0.00084058 | 0.012534 | 0.012534 | 8.9082e-05 | 0.00023251 | 0.00044757 | 0.00074719 | 0.0011385 | 0.0016202 | 0.0021835 | 0.0028195 | 0.0035169 | 0.004262 | 0.005042 | 0.005846 | 0.0066656 | 0.0074956 | 0.0083321 | 0.0091724 | 0.010013 | 0.010853 | 0.011694 | 0.012534
Under $10 | Under $5 | HPWH | Under $10 | 7.4218 | Water Heating | Rural | SC-New | M_Input | Residential | Single Family | Single Family Tier2_indor2_gfnc | -0.89072 | 7.4218 | R-All-WH-WHConvert-All-All-N |  | 0.0011163 | 0.0017412 | 0.0025355 | 0.0035026 | 0.0045166 | 0.0056707 | 0.0067136 | 0.0075082 | 0.0080156 | 0.0085708 | 0.0090689 | 0.0093182 | 0.009209 | 0.0093172 | 0.0094084 | 0.0095125 | 0.009576 | 0.0096401 | 0.0097048 | 0.00977 | 0.14442 | 0.14442 | 0.0011163 | 0.0028575 | 0.005393 | 0.0088956 | 0.013412 | 0.019083 | 0.025796 | 0.033305 | 0.04132 | 0.049891 | 0.05896 | 0.068278 | 0.077487 | 0.086804 | 0.096213 | 0.10573 | 0.1153 | 0.12494 | 0.13465 | 0.14442
Under $5 | Under $5 | HPWH | Under $5 | 2.4863 | Water Heating | Rural | SC-New | M_Input | Residential | Manufactured | Manufactured Tier2_indor2_hp85 | -1.2114 | 2.4863 | R-All-WH-WHConvert-All-All-N |  | 4.4104e-05 | 7.1009e-05 | 0.00010648 | 0.00014834 | 0.00019374 | 0.00023847 | 0.00027887 | 0.00031491 | 0.00034526 | 0.00036891 | 0.00038618 | 0.00039802 | 0.0004058 | 0.00041093 | 0.00041415 | 0.000416 | 0.00041604 | 0.00041608 | 0.00041613 | 0.00041617 | 0.0062056 | 0.0062056 | 4.4104e-05 | 0.00011511 | 0.00022159 | 0.00036993 | 0.00056367 | 0.00080214 | 0.001081 | 0.0013959 | 0.0017412 | 0.0021101 | 0.0024963 | 0.0028943 | 0.0033001 | 0.003711 | 0.0041252 | 0.0045412 | 0.0049572 | 0.0053733 | 0.0057894 | 0.0062056
Under $5 | Under $5 | HPWH | Under $5 | 2.4791 | Water Heating | Rural | SC-New | M_Input | Residential | Single Family | Single Family Tier2_indor2_hp85 | -1.1865 | 2.4791 | R-All-WH-WHConvert-All-All-N |  | 0.0017748 | 0.0027683 | 0.0040313 | 0.0055689 | 0.0071811 | 0.0090159 | 0.010674 | 0.011937 | 0.012744 | 0.013627 | 0.014419 | 0.014815 | 0.014642 | 0.014814 | 0.014959 | 0.015124 | 0.015225 | 0.015327 | 0.01543 | 0.015534 | 0.22961 | 0.22961 | 0.0017748 | 0.0045431 | 0.0085744 | 0.014143 | 0.021324 | 0.03034 | 0.041014 | 0.052952 | 0.065696 | 0.079323 | 0.093742 | 0.10856 | 0.1232 | 0.13801 | 0.15297 | 0.1681 | 0.18332 | 0.19865 | 0.21408 | 0.22961
Under $10 | Under $5 | HPWH | Under $10 | 6.0813 | Water Heating | Rural | SC-New | M_Input | Residential | Manufactured | Manufactured Tier2_indor2_zonl | 0.87773 | 6.0813 | R-All-WH-WHConvert-All-All-N |  | 7.1976e-05 | 0.00011588 | 0.00017376 | 0.00024209 | 0.00031618 | 0.00038918 | 0.00045511 | 0.00051392 | 0.00056346 | 0.00060204 | 0.00063024 | 0.00064955 | 0.00066224 | 0.00067063 | 0.00067588 | 0.0006789 | 0.00067897 | 0.00067903 | 0.0006791 | 0.00067917 | 0.010127 | 0.010127 | 7.1976e-05 | 0.00018786 | 0.00036163 | 0.00060371 | 0.00091989 | 0.0013091 | 0.0017642 | 0.0022781 | 0.0028415 | 0.0034436 | 0.0040738 | 0.0047234 | 0.0053856 | 0.0060563 | 0.0067321 | 0.007411 | 0.00809 | 0.008769 | 0.0094481 | 0.010127
Under $10 | Under $5 | HPWH | Under $10 | 6.2213 | Water Heating | Rural | SC-New | M_Input | Residential | Single Family | Single Family Tier2_indor2_zonl | 0.93143 | 6.2213 | R-All-WH-WHConvert-All-All-N |  | 0.002385 | 0.00372 | 0.0054172 | 0.0074834 | 0.0096499 | 0.012116 | 0.014344 | 0.016041 | 0.017125 | 0.018312 | 0.019376 | 0.019908 | 0.019675 | 0.019906 | 0.020101 | 0.020324 | 0.020459 | 0.020596 | 0.020734 | 0.020874 | 0.30855 | 0.30855 | 0.002385 | 0.006105 | 0.011522 | 0.019006 | 0.028656 | 0.040771 | 0.055115 | 0.071156 | 0.088282 | 0.10659 | 0.12597 | 0.14588 | 0.16555 | 0.18546 | 0.20556 | 0.22588 | 0.24634 | 0.26694 | 0.28767 | 0.30855
Under $10 | Under $5 | HPWH | Under $10 | 7.8096 | Water Heating | Rural | SC-New | M_Input | Residential | Manufactured | Manufactured Tier2_indor2_efaf | 1.9139 | 7.8096 | R-All-WH-WHConvert-All-All-N |  | 0.00012551 | 0.00020208 | 0.000303 | 0.00042214 | 0.00055133 | 0.00067864 | 0.0007936 | 0.00089615 | 0.00098253 | 0.0010498 | 0.001099 | 0.0011327 | 0.0011548 | 0.0011694 | 0.0011786 | 0.0011838 | 0.001184 | 0.0011841 | 0.0011842 | 0.0011843 | 0.01766 | 0.01766 | 0.00012551 | 0.00032758 | 0.00063059 | 0.0010527 | 0.0016041 | 0.0022827 | 0.0030763 | 0.0039725 | 0.004955 | 0.0060048 | 0.0071038 | 0.0082365 | 0.0093913 | 0.010561 | 0.011739 | 0.012923 | 0.014107 | 0.015291 | 0.016475 | 0.01766
Under $10 | Under $5 | HPWH | Under $10 | 7.9808 | Water Heating | Rural | SC-New | M_Input | Residential | Single Family | Single Family Tier2_indor2_efaf | 1.9852 | 7.9808 | R-All-WH-WHConvert-All-All-N |  | 0.00025975 | 0.00040515 | 0.00058999 | 0.00081502 | 0.001051 | 0.0013195 | 0.0015622 | 0.0017471 | 0.0018651 | 0.0019943 | 0.0021102 | 0.0021682 | 0.0021428 | 0.002168 | 0.0021892 | 0.0022135 | 0.0022282 | 0.0022431 | 0.0022582 | 0.0022734 | 0.033604 | 0.033604 | 0.00025975 | 0.0006649 | 0.0012549 | 0.0020699 | 0.0031209 | 0.0044404 | 0.0060026 | 0.0077496 | 0.0096148 | 0.011609 | 0.013719 | 0.015888 | 0.01803 | 0.020198 | 0.022388 | 0.024601 | 0.026829 | 0.029073 | 0.031331 | 0.033604
Under $45 | Under $30 | HPWH | Under $45 | 42.1608 | Water Heating | Rural | SC-NR | M_Input | Residential | Manufactured | Manufactured Tier1_indor2_hp85 | 25.1165 | 42.1608 | R-All-WH-WHConvert-All-All-N |  | 0.006712 | 0.010798 | 0.015918 | 0.021791 | 0.027996 | 0.034067 | 0.039584 | 0.044252 | 0.047926 | 0.050605 | 0.052389 | 0.053439 | 0.053928 | 0.057161 | 0.056779 | 0.056222 | 0.055386 | 0.054532 | 0.053672 | 0.05283 | 0.68491 | 0.68491 | 0.006712 | 0.01751 | 0.033428 | 0.055218 | 0.083215 | 0.11728 | 0.15687 | 0.20112 | 0.24904 | 0.29965 | 0.35204 | 0.40548 | 0.45941 | 0.51657 | 0.57335 | 0.62957 | 0.68491 | 0.68491 | 0.68491 | 0.68491
Under $45 | Under $30 | HPWH | Under $45 | 42.2485 | Water Heating | Rural | SC-NR | M_Input | Residential | Single Family | Single Family Tier1_indor2_hp85 | 25.2173 | 42.2485 | R-All-WH-WHConvert-All-All-N |  | 0.034232 | 0.055715 | 0.082968 | 0.11465 | 0.14864 | 0.18246 | 0.21387 | 0.24116 | 0.26343 | 0.28054 | 0.29292 | 0.30135 | 0.30671 | 0.3664 | 0.3628 | 0.35842 | 0.35293 | 0.34694 | 0.3419 | 0.33669 | 4.3246 | 4.3246 | 0.034232 | 0.089947 | 0.17292 | 0.28757 | 0.4362 | 0.61867 | 0.83253 | 1.0737 | 1.3371 | 1.6177 | 1.9106 | 2.2119 | 2.5186 | 2.885 | 3.2478 | 3.6063 | 3.9592 | 4.3061 | 4.3246 | 4.3246
Under $45 | Under $30 | HPWH | Under $45 | 43.7979 | Water Heating | Rural | SC-NR | M_Input | Residential | Single Family | Single Family Tier1_buffered | 28.1756 | 43.7979 | R-All-WH-WHConvert-All-All-N |  | 0.23792 | 0.38723 | 0.57665 | 0.79685 | 1.033 | 1.2682 | 1.4864 | 1.6761 | 1.8309 | 1.9498 | 2.0359 | 2.0944 | 2.1317 | 2.5466 | 2.5215 | 2.4911 | 2.4529 | 2.4113 | 2.3763 | 2.3401 | 30.057 | 30.057 | 0.23792 | 0.62515 | 1.2018 | 1.9986 | 3.0317 | 4.2999 | 5.7863 | 7.4624 | 9.2933 | 11.2431 | 13.279 | 15.3735 | 17.5052 | 20.0517 | 22.5733 | 25.0643 | 27.5173 | 29.9286 | 30.057 | 30.057
Under $45 | Under $25 | HPWH | Under $45 | 42.5239 | Water Heating | Rural | SC-NR | M_Input | Residential | Manufactured | Manufactured Tier1_indor2_gfac | 21.7879 | 42.5239 | R-All-WH-WHConvert-All-All-N |  | 0.0018569 | 0.0029873 | 0.0044037 | 0.0060285 | 0.0077454 | 0.0094248 | 0.010951 | 0.012243 | 0.013259 | 0.014 | 0.014494 | 0.014784 | 0.01492 | 0.015814 | 0.015708 | 0.015554 | 0.015323 | 0.015086 | 0.014849 | 0.014616 | 0.18948 | 0.18948 | 0.0018569 | 0.0048442 | 0.0092479 | 0.015276 | 0.023022 | 0.032447 | 0.043398 | 0.05564 | 0.0689 | 0.0829 | 0.097393 | 0.11218 | 0.1271 | 0.14291 | 0.15862 | 0.17417 | 0.18948 | 0.18948 | 0.18948 | 0.18948
Under $45 | Under $25 | HPWH | Under $45 | 42.9995 | Water Heating | Rural | SC-NR | M_Input | Residential | Manufactured | Manufactured Tier1_indor2_gfnc | 22.0532 | 42.9995 | R-All-WH-WHConvert-All-All-N |  | 0.013425 | 0.021597 | 0.031837 | 0.043584 | 0.055996 | 0.068138 | 0.079173 | 0.088509 | 0.095858 | 0.10122 | 0.10478 | 0.10688 | 0.10786 | 0.11433 | 0.11356 | 0.11245 | 0.11078 | 0.10907 | 0.10735 | 0.10567 | 1.3699 | 1.3699 | 0.013425 | 0.035021 | 0.066859 | 0.11044 | 0.16644 | 0.23458 | 0.31375 | 0.40226 | 0.49812 | 0.59933 | 0.70412 | 0.811 | 0.91886 | 1.0332 | 1.1468 | 1.2592 | 1.3699 | 1.3699 | 1.3699 | 1.3699
Under $45 | Under $25 | HPWH | Under $45 | 42.9086 | Water Heating | Rural | SC-NR | M_Input | Residential | Single Family | Single Family Tier1_indor2_gfac | 21.9532 | 42.9086 | R-All-WH-WHConvert-All-All-N |  | 0.013204 | 0.02149 | 0.032002 | 0.044222 | 0.05733 | 0.070379 | 0.082491 | 0.093017 | 0.10161 | 0.10821 | 0.11298 | 0.11623 | 0.1183 | 0.14132 | 0.13993 | 0.13825 | 0.13613 | 0.13382 | 0.13188 | 0.12986 | 1.668 | 1.668 | 0.013204 | 0.034693 | 0.066695 | 0.11092 | 0.16825 | 0.23863 | 0.32112 | 0.41413 | 0.51574 | 0.62395 | 0.73693 | 0.85317 | 0.97147 | 1.1128 | 1.2527 | 1.391 | 1.5271 | 1.6609 | 1.668 | 1.668
Under $45 | Under $25 | HPWH | Under $45 | 43.4158 | Water Heating | Rural | SC-NR | M_Input | Residential | Single Family | Single Family Tier1_indor2_gfnc | 22.235 | 43.4158 | R-All-WH-WHConvert-All-All-N |  | 0.021227 | 0.034548 | 0.051448 | 0.071094 | 0.092168 | 0.11315 | 0.13262 | 0.14954 | 0.16335 | 0.17396 | 0.18164 | 0.18686 | 0.19019 | 0.2272 | 0.22497 | 0.22225 | 0.21885 | 0.21514 | 0.21201 | 0.20878 | 2.6817 | 2.6817 | 0.021227 | 0.055775 | 0.10722 | 0.17832 | 0.27049 | 0.38363 | 0.51625 | 0.66579 | 0.82914 | 1.0031 | 1.1847 | 1.3716 | 1.5618 | 1.789 | 2.014 | 2.2362 | 2.4551 | 2.6702 | 2.6817 | 2.6817
Under $55 | Under $35 | HPWH | Under $55 | 50.6617 | Water Heating | Rural | SC-NR | M_Input | Residential | Manufactured | Manufactured Tier1_buffered | 32.7963 | 50.6617 | R-All-WH-WHConvert-All-All-N |  | 0.016807 | 0.027039 | 0.03986 | 0.054566 | 0.070106 | 0.085307 | 0.099123 | 0.11081 | 0.12001 | 0.12672 | 0.13119 | 0.13382 | 0.13504 | 0.14314 | 0.14218 | 0.14078 | 0.13869 | 0.13655 | 0.1344 | 0.13229 | 1.7151 | 1.7151 | 0.016807 | 0.043846 | 0.083706 | 0.13827 | 0.20838 | 0.29369 | 0.39281 | 0.50362 | 0.62363 | 0.75035 | 0.88154 | 1.0154 | 1.1504 | 1.2935 | 1.4357 | 1.5765 | 1.7151 | 1.7151 | 1.7151 | 1.7151
Under $55 | Under $35 | HPWH | Under $55 | 51.2724 | Water Heating | Rural | SC-NR | M_Input | Residential | Manufactured | Manufactured Tier1_indor2_zonl | 30.2312 | 51.2724 | R-All-WH-WHConvert-All-All-N |  | 0.011458 | 0.018433 | 0.027174 | 0.0372 | 0.047795 | 0.058158 | 0.067577 | 0.075546 | 0.081818 | 0.086391 | 0.089437 | 0.091229 | 0.092064 | 0.097582 | 0.09693 | 0.095979 | 0.094553 | 0.093094 | 0.091627 | 0.09019 | 1.1692 | 1.1692 | 0.011458 | 0.029892 | 0.057066 | 0.094267 | 0.14206 | 0.20022 | 0.2678 | 0.34334 | 0.42516 | 0.51155 | 0.60099 | 0.69222 | 0.78428 | 0.88186 | 0.97879 | 1.0748 | 1.1692 | 1.1692 | 1.1692 | 1.1692
Under $55 | Under $35 | HPWH | Under $55 | 51.986 | Water Heating | Rural | SC-NR | M_Input | Residential | Single Family | Single Family Tier1_indor2_zonl | 30.6412 | 51.986 | R-All-WH-WHConvert-All-All-N |  | 0.047941 | 0.078028 | 0.1162 | 0.16057 | 0.20816 | 0.25554 | 0.29952 | 0.33774 | 0.36893 | 0.3929 | 0.41024 | 0.42204 | 0.42955 | 0.51314 | 0.50809 | 0.50196 | 0.49427 | 0.48589 | 0.47883 | 0.47153 | 6.0566 | 6.0566 | 0.047941 | 0.12597 | 0.24217 | 0.40273 | 0.61089 | 0.86643 | 1.166 | 1.5037 | 1.8726 | 2.2655 | 2.6758 | 3.0978 | 3.5273 | 4.0405 | 4.5486 | 5.0505 | 5.5448 | 6.0307 | 6.0566 | 6.0566
Under $55 | Under $35 | HPWH | Under $55 | 54.6526 | Water Heating | Rural | SC-NR | M_Input | Residential | Manufactured | Manufactured Tier1_indor2_efaf | 32.1905 | 54.6526 | R-All-WH-WHConvert-All-All-N |  | 0.02021 | 0.032513 | 0.04793 | 0.065614 | 0.0843 | 0.10258 | 0.11919 | 0.13325 | 0.14431 | 0.15238 | 0.15775 | 0.16091 | 0.16238 | 0.17212 | 0.17097 | 0.16929 | 0.16677 | 0.1642 | 0.16161 | 0.15908 | 2.0623 | 2.0623 | 0.02021 | 0.052723 | 0.10065 | 0.16627 | 0.25057 | 0.35315 | 0.47234 | 0.60559 | 0.7499 | 0.90227 | 1.06 | 1.2209 | 1.3833 | 1.5554 | 1.7264 | 1.8957 | 2.0623 | 2.0623 | 2.0623 | 2.0623
Under $60 | Under $35 | HPWH | Under $60 | 55.4635 | Water Heating | Rural | SC-NR | M_Input | Residential | Single Family | Single Family Tier1_indor2_efaf | 32.6574 | 55.4635 | R-All-WH-WHConvert-All-All-N |  | 0.0052779 | 0.0085902 | 0.012792 | 0.017677 | 0.022917 | 0.028133 | 0.032974 | 0.037182 | 0.040616 | 0.043254 | 0.045163 | 0.046462 | 0.047289 | 0.056492 | 0.055936 | 0.055261 | 0.054415 | 0.053492 | 0.052715 | 0.051911 | 0.66677 | 0.66677 | 0.0052779 | 0.013868 | 0.02666 | 0.044337 | 0.067254 | 0.095386 | 0.12836 | 0.16554 | 0.20616 | 0.24941 | 0.29458 | 0.34104 | 0.38833 | 0.44482 | 0.50075 | 0.55602 | 0.61043 | 0.66392 | 0.66677 | 0.66677
Under $5 | Under $5 | HPWH | Under $5 | -1.3438 | Water Heating | Rural | SC-NR | M_Input | Residential | Manufactured | Manufactured Tier2_buffered | -2.2137 | -1.3438 | R-All-WH-WHConvert-All-All-N |  | 0.01102 | 0.017728 | 0.026134 | 0.035776 | 0.045964 | 0.055931 | 0.064989 | 0.072653 | 0.078685 | 0.083082 | 0.086012 | 0.087735 | 0.088539 | 0.093846 | 0.093219 | 0.092304 | 0.090932 | 0.08953 | 0.088118 | 0.086736 | 1.1245 | 1.1245 | 0.01102 | 0.028747 | 0.054881 | 0.090657 | 0.13662 | 0.19255 | 0.25754 | 0.33019 | 0.40888 | 0.49196 | 0.57797 | 0.66571 | 0.75425 | 0.84809 | 0.94131 | 1.0336 | 1.1245 | 1.1245 | 1.1245 | 1.1245
Under $5 | Under $5 | HPWH | Under $5 | -0.76821 | Water Heating | Rural | SC-NR | M_Input | Residential | Single Family | Single Family Tier2_buffered | -1.8262 | -0.76821 | R-All-WH-WHConvert-All-All-N |  | 0.11215 | 0.18253 | 0.27182 | 0.37562 | 0.48696 | 0.59779 | 0.70067 | 0.79008 | 0.86306 | 0.91912 | 0.95968 | 0.98728 | 1.0049 | 1.2004 | 1.1886 | 1.1743 | 1.1563 | 1.1367 | 1.1201 | 1.1031 | 14.1683 | 14.1683 | 0.11215 | 0.29468 | 0.56651 | 0.94213 | 1.4291 | 2.0269 | 2.7276 | 3.5176 | 4.3807 | 5.2998 | 6.2595 | 7.2468 | 8.2516 | 9.452 | 10.6406 | 11.8149 | 12.9711 | 14.1078 | 14.1683 | 14.1683
Under $10 | Under $5 | HPWH | Under $10 | 7.1174 | Water Heating | Rural | SC-NR | M_Input | Residential | Manufactured | Manufactured Tier2_indor2_gfac | -0.92914 | 7.1174 | R-All-WH-WHConvert-All-All-N |  | 0.00051151 | 0.00082287 | 0.0012131 | 0.0016606 | 0.0021335 | 0.0025962 | 0.0030166 | 0.0033724 | 0.0036524 | 0.0038565 | 0.0039925 | 0.0040725 | 0.0041098 | 0.0043561 | 0.004327 | 0.0042845 | 0.0042209 | 0.0041557 | 0.0040902 | 0.0040261 | 0.052195 | 0.052195 | 0.00051151 | 0.0013344 | 0.0025474 | 0.0042081 | 0.0063416 | 0.0089378 | 0.011954 | 0.015327 | 0.018979 | 0.022836 | 0.026828 | 0.030901 | 0.03501 | 0.039366 | 0.043693 | 0.047978 | 0.052195 | 0.052195 | 0.052195 | 0.052195
Under $10 | Under $5 | HPWH | Under $10 | 7.2596 | Water Heating | Rural | SC-NR | M_Input | Residential | Single Family | Single Family Tier2_indor2_gfac | -0.90966 | 7.2596 | R-All-WH-WHConvert-All-All-N |  | 0.0036322 | 0.0059117 | 0.0088034 | 0.012165 | 0.015771 | 0.019361 | 0.022693 | 0.025588 | 0.027952 | 0.029767 | 0.031081 | 0.031975 | 0.032544 | 0.038877 | 0.038495 | 0.03803 | 0.037448 | 0.036812 | 0.036278 | 0.035724 | 0.45887 | 0.45887 | 0.0036322 | 0.0095439 | 0.018347 | 0.030512 | 0.046283 | 0.065644 | 0.088337 | 0.11392 | 0.14188 | 0.17164 | 0.20272 | 0.2347 | 0.26724 | 0.30612 | 0.34462 | 0.38265 | 0.42009 | 0.45691 | 0.45887 | 0.45887
Under $10 | Under $5 | HPWH | Under $10 | 7.3061 | Water Heating | Rural | SC-NR | M_Input | Residential | Manufactured | Manufactured Tier2_indor2_gfnc | -0.90403 | 7.3061 | R-All-WH-WHConvert-All-All-N |  | 0.0036435 | 0.0058614 | 0.0086407 | 0.011829 | 0.015197 | 0.018493 | 0.021488 | 0.024021 | 0.026016 | 0.02747 | 0.028439 | 0.029008 | 0.029274 | 0.031029 | 0.030821 | 0.030519 | 0.030065 | 0.029602 | 0.029135 | 0.028678 | 0.37179 | 0.37179 | 0.0036435 | 0.0095048 | 0.018146 | 0.029974 | 0.045172 | 0.063664 | 0.085152 | 0.10917 | 0.13519 | 0.16266 | 0.1911 | 0.22011 | 0.24938 | 0.28041 | 0.31123 | 0.34175 | 0.37179 | 0.37179 | 0.37179 | 0.37179
Under $10 | Under $5 | HPWH | Under $10 | 7.4218 | Water Heating | Rural | SC-NR | M_Input | Residential | Single Family | Single Family Tier2_indor2_gfnc | -0.89072 | 7.4218 | R-All-WH-WHConvert-All-All-N |  | 0.0057765 | 0.0094018 | 0.014001 | 0.019347 | 0.025082 | 0.03079 | 0.036089 | 0.040695 | 0.044453 | 0.047341 | 0.04943 | 0.050852 | 0.051757 | 0.061829 | 0.061221 | 0.060482 | 0.059556 | 0.058545 | 0.057695 | 0.056815 | 0.72977 | 0.72977 | 0.0057765 | 0.015178 | 0.029179 | 0.048526 | 0.073608 | 0.1044 | 0.14049 | 0.18118 | 0.22564 | 0.27298 | 0.32241 | 0.37326 | 0.42502 | 0.48684 | 0.54807 | 0.60855 | 0.6681 | 0.72665 | 0.72977 | 0.72977
Under $5 | Under $5 | HPWH | Under $5 | 2.4863 | Water Heating | Rural | SC-NR | M_Input | Residential | Manufactured | Manufactured Tier2_indor2_hp85 | -1.2114 | 2.4863 | R-All-WH-WHConvert-All-All-N |  | 0.0018039 | 0.0029019 | 0.0042779 | 0.0058563 | 0.0075241 | 0.0091556 | 0.010638 | 0.011893 | 0.01288 | 0.0136 | 0.01408 | 0.014362 | 0.014493 | 0.015362 | 0.015259 | 0.01511 | 0.014885 | 0.014656 | 0.014424 | 0.014198 | 0.18407 | 0.18407 | 0.0018039 | 0.0047058 | 0.0089837 | 0.01484 | 0.022364 | 0.03152 | 0.042158 | 0.054051 | 0.066931 | 0.080531 | 0.094611 | 0.10897 | 0.12347 | 0.13883 | 0.15409 | 0.1692 | 0.18407 | 0.18407 | 0.18407 | 0.18407
Under $5 | Under $5 | HPWH | Under $5 | 2.4791 | Water Heating | Rural | SC-NR | M_Input | Residential | Single Family | Single Family Tier2_indor2_hp85 | -1.1865 | 2.4791 | R-All-WH-WHConvert-All-All-N |  | 0.0091843 | 0.014948 | 0.02226 | 0.03076 | 0.039878 | 0.048954 | 0.05738 | 0.064701 | 0.070677 | 0.075268 | 0.07859 | 0.080851 | 0.082289 | 0.098303 | 0.097337 | 0.096162 | 0.09469 | 0.093083 | 0.091731 | 0.090332 | 1.1603 | 1.1603 | 0.0091843 | 0.024132 | 0.046392 | 0.077153 | 0.11703 | 0.16599 | 0.22336 | 0.28807 | 0.35874 | 0.43401 | 0.5126 | 0.59345 | 0.67574 | 0.77405 | 0.87138 | 0.96754 | 1.0622 | 1.1553 | 1.1603 | 1.1603
Under $10 | Under $5 | HPWH | Under $10 | 6.0813 | Water Heating | Rural | SC-NR | M_Input | Residential | Manufactured | Manufactured Tier2_indor2_zonl | 0.87773 | 6.0813 | R-All-WH-WHConvert-All-All-N |  | 0.0029438 | 0.0047358 | 0.0069814 | 0.0095573 | 0.012279 | 0.014942 | 0.017361 | 0.019409 | 0.02102 | 0.022195 | 0.022978 | 0.023438 | 0.023653 | 0.02507 | 0.024903 | 0.024658 | 0.024292 | 0.023917 | 0.02354 | 0.023171 | 0.3004 | 0.3004 | 0.0029438 | 0.0076797 | 0.014661 | 0.024218 | 0.036497 | 0.051439 | 0.0688 | 0.088209 | 0.10923 | 0.13142 | 0.1544 | 0.17784 | 0.20149 | 0.22656 | 0.25147 | 0.27612 | 0.3004 | 0.3004 | 0.3004 | 0.3004
Under $10 | Under $5 | HPWH | Under $10 | 6.2213 | Water Heating | Rural | SC-NR | M_Input | Residential | Single Family | Single Family Tier2_indor2_zonl | 0.93143 | 6.2213 | R-All-WH-WHConvert-All-All-N |  | 0.012342 | 0.020087 | 0.029913 | 0.041335 | 0.053588 | 0.065784 | 0.077106 | 0.086945 | 0.094976 | 0.10114 | 0.10561 | 0.10865 | 0.11058 | 0.1321 | 0.1308 | 0.12922 | 0.12724 | 0.12508 | 0.12327 | 0.12139 | 1.5592 | 1.5592 | 0.012342 | 0.032429 | 0.062342 | 0.10368 | 0.15726 | 0.22305 | 0.30016 | 0.3871 | 0.48208 | 0.58322 | 0.68883 | 0.79748 | 0.90805 | 1.0402 | 1.171 | 1.3002 | 1.4274 | 1.5525 | 1.5592 | 1.5592
Under $10 | Under $5 | HPWH | Under $10 | 7.8096 | Water Heating | Rural | SC-NR | M_Input | Residential | Manufactured | Manufactured Tier2_indor2_efaf | 1.9139 | 7.8096 | R-All-WH-WHConvert-All-All-N |  | 0.0051333 | 0.0082581 | 0.012174 | 0.016666 | 0.021412 | 0.026055 | 0.030274 | 0.033844 | 0.036654 | 0.038703 | 0.040067 | 0.04087 | 0.041245 | 0.043717 | 0.043425 | 0.042998 | 0.042359 | 0.041706 | 0.041049 | 0.040405 | 0.52382 | 0.52382 | 0.0051333 | 0.013391 | 0.025565 | 0.042231 | 0.063643 | 0.089697 | 0.11997 | 0.15382 | 0.19047 | 0.22917 | 0.26924 | 0.31011 | 0.35135 | 0.39507 | 0.4385 | 0.48149 | 0.52382 | 0.52382 | 0.52382 | 0.52382
Under $10 | Under $5 | HPWH | Under $10 | 7.9808 | Water Heating | Rural | SC-NR | M_Input | Residential | Single Family | Single Family Tier2_indor2_efaf | 1.9852 | 7.9808 | R-All-WH-WHConvert-All-All-N |  | 0.0013441 | 0.0021877 | 0.0032578 | 0.0045018 | 0.0058363 | 0.0071646 | 0.0083976 | 0.0094692 | 0.010344 | 0.011016 | 0.011502 | 0.011833 | 0.012043 | 0.014387 | 0.014245 | 0.014074 | 0.013858 | 0.013623 | 0.013425 | 0.01322 | 0.16981 | 0.16981 | 0.0013441 | 0.0035318 | 0.0067896 | 0.011291 | 0.017128 | 0.024292 | 0.03269 | 0.042159 | 0.052503 | 0.063519 | 0.07502 | 0.086853 | 0.098896 | 0.11328 | 0.12753 | 0.1416 | 0.15546 | 0.16908 | 0.16981 | 0.16981
Under $115 | Under $70 | Heat Recovery Ventilation | Under $115 | 103.9725 | HVAC | Rural | SC-New | M_Input | Residential | Single Family | SF RNC HRV ACH3 HZ1CZ1 | 67.878 | 103.9725 | R-All-HVAC-ASHP-All-All-E | 0 | 0.0072953 | 0.013783 | 0.022637 | 0.034592 | 0.049056 | 0.06791 | 0.088555 | 0.10873 | 0.12661 | 0.14639 | 0.16544 | 0.17894 | 0.18344 | 0.19023 | 0.19492 | 0.19831 | 0.19966 | 0.20102 | 0.2024 | 0.20378 | 2.5837 | 2.5837 | 0.0072953 | 0.021079 | 0.043716 | 0.078308 | 0.12736 | 0.19527 | 0.28383 | 0.39256 | 0.51917 | 0.66556 | 0.831 | 1.0099 | 1.1934 | 1.3836 | 1.5785 | 1.7768 | 1.9765 | 2.1775 | 2.3799 | 2.5837
Under $115 | Under $70 | Heat Recovery Ventilation | Under $115 | 100.6164 | HVAC | Rural | SC-New | M_Input | Residential | Single Family | SF RNC HRV ACH3 HZ1CZ2 | 65.6869 | 100.6164 | R-All-HVAC-ASHP-All-All-E | 0 | 8.99e-05 | 0.00016985 | 0.00027896 | 0.00042628 | 0.00060453 | 0.00083687 | 0.0010913 | 0.0013398 | 0.0015602 | 0.001804 | 0.0020388 | 0.0022051 | 0.0022606 | 0.0023442 | 0.0024021 | 0.0024437 | 0.0024604 | 0.0024772 | 0.0024941 | 0.0025112 | 0.031839 | 0.031839 | 8.99e-05 | 0.00025975 | 0.00053871 | 0.00096499 | 0.0015695 | 0.0024064 | 0.0034977 | 0.0048375 | 0.0063978 | 0.0082018 | 0.010241 | 0.012446 | 0.014706 | 0.01705 | 0.019453 | 0.021896 | 0.024357 | 0.026834 | 0.029328 | 0.031839
Under $100 | Under $65 | Heat Recovery Ventilation | Under $100 | 97.0592 | HVAC | Rural | SC-New | M_Input | Residential | Single Family | SF RNC HRV ACH3 HZ1CZ3 | 63.3647 | 97.0592 | R-All-HVAC-ASHP-All-All-E | 0 | 0.00093983 | 0.0017757 | 0.0029163 | 0.0044564 | 0.0063198 | 0.0087487 | 0.011408 | 0.014007 | 0.016311 | 0.01886 | 0.021313 | 0.023053 | 0.023632 | 0.024507 | 0.025111 | 0.025547 | 0.025721 | 0.025897 | 0.026074 | 0.026253 | 0.33285 | 0.33285 | 0.00093983 | 0.0027155 | 0.0056318 | 0.010088 | 0.016408 | 0.025157 | 0.036565 | 0.050572 | 0.066883 | 0.085743 | 0.10706 | 0.13011 | 0.15374 | 0.17825 | 0.20336 | 0.22891 | 0.25463 | 0.28052 | 0.3066 | 0.33285
Under $85 | Under $50 | Heat Recovery Ventilation | Under $85 | 70.2359 | HVAC | Rural | SC-New | M_Input | Residential | Single Family | SF RNC HRV ACH3 HZ2CZ1 | 45.1798 | 70.2359 | R-All-HVAC-ASHP-All-All-E | 0 | 0.0019107 | 0.0036101 | 0.0059291 | 0.0090602 | 0.012849 | 0.017787 | 0.023194 | 0.028477 | 0.033162 | 0.038343 | 0.043332 | 0.046868 | 0.048046 | 0.049824 | 0.051053 | 0.051939 | 0.052293 | 0.05265 | 0.053011 | 0.053374 | 0.67671 | 0.67671 | 0.0019107 | 0.0055208 | 0.01145 | 0.02051 | 0.033359 | 0.051145 | 0.074339 | 0.10282 | 0.13598 | 0.17432 | 0.21765 | 0.26452 | 0.31257 | 0.36239 | 0.41344 | 0.46538 | 0.51768 | 0.57033 | 0.62334 | 0.67671
Under $70 | Under $45 | Heat Recovery Ventilation | Under $70 | 68.6378 | HVAC | Rural | SC-New | M_Input | Residential | Single Family | SF RNC HRV ACH3 HZ2CZ2 | 44.1518 | 68.6378 | R-All-HVAC-ASHP-All-All-E | 0 | 0.001764 | 0.0033327 | 0.0054736 | 0.0083641 | 0.011862 | 0.01642 | 0.021412 | 0.026289 | 0.030614 | 0.035397 | 0.040003 | 0.043267 | 0.044355 | 0.045997 | 0.047131 | 0.047949 | 0.048276 | 0.048605 | 0.048938 | 0.049274 | 0.62472 | 0.62472 | 0.001764 | 0.0050967 | 0.01057 | 0.018934 | 0.030796 | 0.047216 | 0.068628 | 0.094918 | 0.12553 | 0.16093 | 0.20093 | 0.2442 | 0.28855 | 0.33455 | 0.38168 | 0.42963 | 0.47791 | 0.52651 | 0.57545 | 0.62472
Under $70 | Under $45 | Heat Recovery Ventilation | Under $70 | 66.887 | HVAC | Rural | SC-New | M_Input | Residential | Single Family | SF RNC HRV ACH3 HZ2CZ3 | 43.0256 | 66.887 | R-All-HVAC-ASHP-All-All-E | 0 | 0 | 0 | 0 | 0 | 0 | 0 | 0 | 0 | 0 | 0 | 0 | 0 | 0 | 0 | 0 | 0 | 0 | 0 | 0 | 0 | 0 | 0 | 0 | 0 | 0 | 0 | 0 | 0 | 0 | 0 | 0 | 0 | 0 | 0 | 0 | 0 | 0 | 0 | 0 | 0 | 0 | 0
Under $65 | Under $40 | Heat Recovery Ventilation | Under $65 | 62.1838 | HVAC | Rural | SC-New | M_Input | Residential | Single Family | SF RNC HRV ACH3 HZ3CZ1 | 39.7605 | 62.1838 | R-All-HVAC-ASHP-All-All-E | 0 | 0.0023404 | 0.0044217 | 0.0072621 | 0.011097 | 0.015738 | 0.021786 | 0.028409 | 0.03488 | 0.040618 | 0.046964 | 0.053074 | 0.057405 | 0.058849 | 0.061027 | 0.062532 | 0.063617 | 0.064051 | 0.064488 | 0.064929 | 0.065375 | 0.82886 | 0.82886 | 0.0023404 | 0.0067621 | 0.014024 | 0.025121 | 0.040859 | 0.062645 | 0.091054 | 0.12593 | 0.16655 | 0.21351 | 0.26659 | 0.32399 | 0.38284 | 0.44387 | 0.5064 | 0.57002 | 0.63407 | 0.69856 | 0.76349 | 0.82886
Under $65 | Under $40 | Heat Recovery Ventilation | Under $65 | 60.9134 | HVAC | Rural | SC-New | M_Input | Residential | Single Family | SF RNC HRV ACH3 HZ3CZ2 | 38.9482 | 60.9134 | R-All-HVAC-ASHP-All-All-E | 0 | 0.0004254 | 0.00080373 | 0.00132 | 0.0020171 | 0.0028606 | 0.00396 | 0.0051638 | 0.00634 | 0.007383 | 0.0085365 | 0.0096472 | 0.010434 | 0.010697 | 0.011093 | 0.011366 | 0.011564 | 0.011642 | 0.011722 | 0.011802 | 0.011883 | 0.15066 | 0.15066 | 0.0004254 | 0.0012291 | 0.0025492 | 0.0045663 | 0.0074269 | 0.011387 | 0.016551 | 0.022891 | 0.030274 | 0.03881 | 0.048457 | 0.058892 | 0.069589 | 0.080681 | 0.092048 | 0.10361 | 0.11525 | 0.12698 | 0.13878 | 0.15066
Under $60 | Under $40 | Heat Recovery Ventilation | Under $60 | 59.5165 | HVAC | Rural | SC-New | M_Input | Residential | Single Family | SF RNC HRV ACH3 HZ3CZ3 | 38.0549 | 59.5165 | R-All-HVAC-ASHP-All-All-E | 0 | 0 | 0 | 0 | 0 | 0 | 0 | 0 | 0 | 0 | 0 | 0 | 0 | 0 | 0 | 0 | 0 | 0 | 0 | 0 | 0 | 0 | 0 | 0 | 0 | 0 | 0 | 0 | 0 | 0 | 0 | 0 | 0 | 0 | 0 | 0 | 0 | 0 | 0 | 0 | 0 | 0 | 0
Over $160 | Over $160 | LF Lighting | Over $160 | 460.8933 | Lighting | Rural | SC-NR | M_Input | Residential | Single Family | All_NR_LF_FIX_REPL_from LF2018 to LED_FIX_KIT | 308.9751 | 460.8933 | R-All-Lgt-Lighting-All-All-R | R-All-HVAC-ER-All-All-E | 0.019102 | 0.023458 | 0.026913 | 0.029651 | 0.031814 | 0.03352 | 0.034861 | 0.03591 | 0.036727 | 0.037358 | 0.037841 | 0.038205 | 0.038109 | 0.038011 | 0.037913 | 0.037815 | 0.037716 | 0.037618 | 0.037521 | 0.037423 | 0.78911 | 0.68749 | 0.019102 | 0.04256 | 0.069473 | 0.099124 | 0.13094 | 0.16446 | 0.19932 | 0.23523 | 0.27196 | 0.30931 | 0.34715 | 0.38536 | 0.42347 | 0.46148 | 0.49939 | 0.53721 | 0.57492 | 0.61254 | 0.65006 | 0.68749
Over $160 | Over $160 | LF Lighting | Over $160 | 460.8933 | Lighting | Rural | SC-NR | M_Input | Residential | Multifamily - Low Rise | All_NR_LF_FIX_REPL_from LF2018 to LED_FIX_KIT | 308.9751 | 460.8933 | R-All-Lgt-Lighting-All-All-R | R-All-HVAC-ER-All-All-E | 0.00023307 | 0.00028622 | 0.00032838 | 0.00036177 | 0.00038817 | 0.00040899 | 0.00042535 | 0.00043815 | 0.00044811 | 0.00045581 | 0.0004617 | 0.00046615 | 0.00046498 | 0.00046379 | 0.00046259 | 0.00046139 | 0.00046019 | 0.00045899 | 0.0004578 | 0.00045661 | 0.0096282 | 0.0083882 | 0.00023307 | 0.00051929 | 0.00084767 | 0.0012094 | 0.0015976 | 0.0020066 | 0.0024319 | 0.0028701 | 0.0033182 | 0.003774 | 0.0042357 | 0.0047019 | 0.0051669 | 0.0056306 | 0.0060932 | 0.0065546 | 0.0070148 | 0.0074738 | 0.0079316 | 0.0083882
Over $160 | Over $160 | LF Lighting | Over $160 | 460.8933 | Lighting | Rural | SC-NR | M_Input | Residential | Multifamily - High Rise | All_NR_LF_FIX_REPL_from LF2018 to LED_FIX_KIT | 308.9751 | 460.8933 | R-All-Lgt-Lighting-All-All-R | R-All-HVAC-ER-All-All-E | 5.3139e-05 | 6.5256e-05 | 7.4869e-05 | 8.2483e-05 | 8.8502e-05 | 9.3248e-05 | 9.6978e-05 | 9.9896e-05 | 0.00010217 | 0.00010392 | 0.00010527 | 0.00010628 | 0.00010601 | 0.00010574 | 0.00010547 | 0.00010519 | 0.00010492 | 0.00010465 | 0.00010438 | 0.0001041 | 0.0021952 | 0.0019125 | 5.3139e-05 | 0.0001184 | 0.00019326 | 0.00027575 | 0.00036425 | 0.0004575 | 0.00055448 | 0.00065437 | 0.00075654 | 0.00086046 | 0.00096573 | 0.001072 | 0.001178 | 0.0012838 | 0.0013892 | 0.0014944 | 0.0015994 | 0.001704 | 0.0018084 | 0.0019125
Over $160 | Over $160 | LF Lighting | Over $160 | 460.8933 | Lighting | Rural | SC-NR | M_Input | Residential | Manufactured | All_NR_LF_FIX_REPL_from LF2018 to LED_FIX_KIT | 308.9751 | 460.8933 | R-All-Lgt-Lighting-All-All-R | R-All-HVAC-ER-All-All-E | 0.0020451 | 0.0024753 | 0.0028055 | 0.0030566 | 0.0032452 | 0.0033845 | 0.0034849 | 0.0035545 | 0.0035999 | 0.0036263 | 0.0036377 | 0.0036374 | 0.0035932 | 0.0035493 | 0.0035058 | 0.0034627 | 0.0034201 | 0.0033779 | 0.0033362 | 0.0032949 | 0.083494 | 0.066093 | 0.0020451 | 0.0045204 | 0.0073259 | 0.010383 | 0.013628 | 0.017012 | 0.020497 | 0.024052 | 0.027652 | 0.031278 | 0.034916 | 0.038553 | 0.042146 | 0.045695 | 0.049201 | 0.052664 | 0.056084 | 0.059462 | 0.062798 | 0.066093
Under $5 | Under $5 | Lighting | Under $5 | -47.2481 | Lighting | Rural | SC-New (2) | M_Input | Residential | Single Family | 2017 - LEDDecorative and Mini-Base250 to 664 lumensANY | -1.9725 | -47.2481 | R-All-Lgt-Lighting-All-All-R | R-All-HVAC-ER-All-All-E | 0.0038142 | 0.0041053 | 0.0044067 | 0.0047661 | 0.0050313 | 0.0054396 | 0.0057228 | 0.0058195 | 0.005763 | 0.0058801 | 0.0060467 | 0.0060826 | 0.0058848 | 0.005916 | 0.0059623 | 0.0060368 | 0.006089 | 0.0061417 | 0.0061949 | 0.0062486 | 0.11135 | 0.11135 | 0.0038142 | 0.0079195 | 0.012326 | 0.017092 | 0.022124 | 0.027563 | 0.033286 | 0.039105 | 0.044868 | 0.050749 | 0.056795 | 0.062878 | 0.068763 | 0.074679 | 0.080641 | 0.086678 | 0.092767 | 0.098908 | 0.1051 | 0.11135
Under $20 | Under $25 | Lighting | Under $20 | 19.9943 | Lighting | Rural | SC-New (2) | M_Input | Residential | Single Family | 2017 - LEDDecorative and Mini-Base665 to 1439 lumensANY | 22.6568 | 19.9943 | R-All-Lgt-Lighting-All-All-R | R-All-HVAC-ER-All-All-E | 0.0033834 | 0.0036416 | 0.0039089 | 0.0042277 | 0.004463 | 0.0048252 | 0.0050764 | 0.0051622 | 0.0051121 | 0.0052159 | 0.0053638 | 0.0053956 | 0.0052202 | 0.0052478 | 0.0052889 | 0.0053549 | 0.0054013 | 0.005448 | 0.0054952 | 0.0055429 | 0.098775 | 0.098775 | 0.0033834 | 0.007025 | 0.010934 | 0.015162 | 0.019625 | 0.02445 | 0.029526 | 0.034689 | 0.039801 | 0.045017 | 0.05038 | 0.055776 | 0.060996 | 0.066244 | 0.071533 | 0.076888 | 0.082289 | 0.087737 | 0.093232 | 0.098775
Under $85 | Under $55 | Lighting | Under $85 | 74.2874 | Lighting | Rural | SC-New (2) | M_Input | Residential | Single Family | 2017 - LEDDecorative and Mini-Base1440 to 2600 lumensANY | 51.3057 | 74.2874 | R-All-Lgt-Lighting-All-All-R | R-All-HVAC-ER-All-All-E | 0.000134 | 0.00014423 | 0.00015481 | 0.00016744 | 0.00017676 | 0.0001911 | 0.00020105 | 0.00020445 | 0.00020246 | 0.00020658 | 0.00021243 | 0.00021369 | 0.00020674 | 0.00020784 | 0.00020946 | 0.00021208 | 0.00021392 | 0.00021577 | 0.00021764 | 0.00021952 | 0.003912 | 0.003912 | 0.000134 | 0.00027823 | 0.00043304 | 0.00060048 | 0.00077724 | 0.00096834 | 0.0011694 | 0.0013738 | 0.0015763 | 0.0017829 | 0.0019953 | 0.002209 | 0.0024157 | 0.0026236 | 0.002833 | 0.0030451 | 0.003259 | 0.0034748 | 0.0036924 | 0.003912
Under $5 | Under $5 | Lighting | Under $5 | -28.2468 | Lighting | Rural | SC-New (2) | M_Input | Residential | Single Family | 2017 - LEDGeneral Purpose and Dimmable250 to 664 lumensANY | -3.2111 | -28.2468 | R-All-Lgt-Lighting-All-All-R | R-All-HVAC-ER-All-All-E | 0.0035789 | 0.003852 | 0.0041348 | 0.004472 | 0.0047209 | 0.005104 | 0.0053697 | 0.0054604 | 0.0054074 | 0.0055173 | 0.0056737 | 0.0057073 | 0.0055218 | 0.005551 | 0.0055944 | 0.0056643 | 0.0057133 | 0.0057628 | 0.0058127 | 0.0058631 | 0.10448 | 0.10448 | 0.0035789 | 0.0074309 | 0.011566 | 0.016038 | 0.020759 | 0.025863 | 0.031232 | 0.036693 | 0.0421 | 0.047618 | 0.053291 | 0.058998 | 0.06452 | 0.070071 | 0.075666 | 0.08133 | 0.087043 | 0.092806 | 0.098619 | 0.10448
Under $5 | Under $5 | Lighting | Under $5 | -17.1483 | Lighting | Rural | SC-New (2) | M_Input | Residential | Single Family | 2017 - LEDGeneral Purpose and Dimmable665 to 1439 lumensANY | -3.9194 | -17.1483 | R-All-Lgt-Lighting-All-All-R | R-All-HVAC-ER-All-All-E | 0.089692 | 0.096537 | 0.10362 | 0.11207 | 0.11831 | 0.12791 | 0.13457 | 0.13685 | 0.13552 | 0.13827 | 0.14219 | 0.14303 | 0.13838 | 0.13912 | 0.1402 | 0.14195 | 0.14318 | 0.14442 | 0.14567 | 0.14694 | 2.6185 | 2.6185 | 0.089692 | 0.18623 | 0.28985 | 0.40193 | 0.52024 | 0.64815 | 0.78272 | 0.91957 | 1.0551 | 1.1934 | 1.3355 | 1.4786 | 1.617 | 1.7561 | 1.8963 | 2.0382 | 2.1814 | 2.3258 | 2.4715 | 2.6185
Under $15 | Under $15 | Lighting | Under $15 | 10.028 | Lighting | Rural | SC-New (2) | M_Input | Residential | Single Family | 2017 - LEDGeneral Purpose and Dimmable1440 to 2600 lumensANY | 11.9082 | 10.028 | R-All-Lgt-Lighting-All-All-R | R-All-HVAC-ER-All-All-E | 0.017167 | 0.018477 | 0.019833 | 0.021451 | 0.022644 | 0.024482 | 0.025757 | 0.026192 | 0.025937 | 0.026464 | 0.027215 | 0.027376 | 0.026486 | 0.026626 | 0.026835 | 0.02717 | 0.027405 | 0.027642 | 0.027882 | 0.028123 | 0.50116 | 0.50116 | 0.017167 | 0.035644 | 0.055477 | 0.076927 | 0.099572 | 0.12405 | 0.14981 | 0.176 | 0.20194 | 0.2284 | 0.25562 | 0.28299 | 0.30948 | 0.33611 | 0.36294 | 0.39011 | 0.41752 | 0.44516 | 0.47304 | 0.50116
Under $5 | Under $5 | Lighting | Under $5 | -18.5311 | Lighting | Rural | SC-New (2) | M_Input | Residential | Single Family | 2017 - LEDGlobe250 to 664 lumensANY | -2.9392 | -18.5311 | R-All-Lgt-Lighting-All-All-R | R-All-HVAC-ER-All-All-E | 0.0018593 | 0.0020012 | 0.0021481 | 0.0023233 | 0.0024526 | 0.0026517 | 0.0027897 | 0.0028368 | 0.0028093 | 0.0028664 | 0.0029476 | 0.0029651 | 0.0028687 | 0.0028839 | 0.0029064 | 0.0029427 | 0.0029682 | 0.0029939 | 0.0030198 | 0.003046 | 0.054281 | 0.054281 | 0.0018593 | 0.0038605 | 0.0060087 | 0.008332 | 0.010785 | 0.013436 | 0.016226 | 0.019063 | 0.021872 | 0.024738 | 0.027686 | 0.030651 | 0.03352 | 0.036404 | 0.03931 | 0.042253 | 0.045221 | 0.048215 | 0.051235 | 0.054281
Under $5 | Under $5 | Lighting | Under $5 | -12.5002 | Lighting | Rural | SC-New (2) | M_Input | Residential | Single Family | 2017 - LEDGlobe665 to 1439 lumensANY | -3.6708 | -12.5002 | R-All-Lgt-Lighting-All-All-R | R-All-HVAC-ER-All-All-E | 0.0026048 | 0.0028036 | 0.0030094 | 0.0032549 | 0.003436 | 0.0037149 | 0.0039083 | 0.0039743 | 0.0039357 | 0.0040156 | 0.0041295 | 0.0041539 | 0.0040189 | 0.0040402 | 0.0040718 | 0.0041227 | 0.0041583 | 0.0041944 | 0.0042307 | 0.0042674 | 0.076045 | 0.076045 | 0.0026048 | 0.0054085 | 0.0084179 | 0.011673 | 0.015109 | 0.018824 | 0.022732 | 0.026706 | 0.030642 | 0.034658 | 0.038787 | 0.042941 | 0.04696 | 0.051 | 0.055072 | 0.059195 | 0.063353 | 0.067547 | 0.071778 | 0.076045
Under $5 | Under $5 | Lighting | Under $5 | -7.6834 | Lighting | Rural | SC-New (2) | M_Input | Residential | Single Family | 2017 - LEDGlobe1440 to 2600 lumensANY | 2.2744 | -7.6834 | R-All-Lgt-Lighting-All-All-R | R-All-HVAC-ER-All-All-E | 0.00066534 | 0.00071612 | 0.00076869 | 0.00083138 | 0.00087765 | 0.00094888 | 0.00099827 | 0.0010151 | 0.0010053 | 0.0010257 | 0.0010548 | 0.001061 | 0.0010265 | 0.001032 | 0.00104 | 0.001053 | 0.0010621 | 0.0010713 | 0.0010806 | 0.00109 | 0.019424 | 0.019424 | 0.00066534 | 0.0013815 | 0.0021501 | 0.0029815 | 0.0038592 | 0.0048081 | 0.0058063 | 0.0068215 | 0.0078267 | 0.0088524 | 0.0099072 | 0.010968 | 0.011995 | 0.013027 | 0.014067 | 0.01512 | 0.016182 | 0.017253 | 0.018334 | 0.019424
Under $25 | Under $70 | Lighting | Under $25 | 20.9809 | Lighting | Rural | SC-New (2) | M_Input | Residential | Single Family | 2017 - LEDReflectors and Outdoor250 to 664 lumensANY | 68.6311 | 20.9809 | R-All-Lgt-Lighting-All-All-R | R-All-HVAC-ER-All-All-E | 0.00069406 | 0.00074703 | 0.00080186 | 0.00086726 | 0.00091552 | 0.00098983 | 0.0010414 | 0.0010589 | 0.0010487 | 0.00107 | 0.0011003 | 0.0011068 | 0.0010708 | 0.0010765 | 0.0010849 | 0.0010985 | 0.001108 | 0.0011176 | 0.0011273 | 0.001137 | 0.020262 | 0.020262 | 0.00069406 | 0.0014411 | 0.0022429 | 0.0031102 | 0.0040257 | 0.0050156 | 0.0060569 | 0.0071158 | 0.0081645 | 0.0092345 | 0.010335 | 0.011442 | 0.012512 | 0.013589 | 0.014674 | 0.015772 | 0.01688 | 0.017998 | 0.019125 | 0.020262
Under $5 | Under $15 | Lighting | Under $5 | -16.137 | Lighting | Rural | SC-New (2) | M_Input | Residential | Single Family | 2017 - LEDReflectors and Outdoor665 to 1439 lumensANY | 10.1924 | -16.137 | R-All-Lgt-Lighting-All-All-R | R-All-HVAC-ER-All-All-E | 0.022457 | 0.024171 | 0.025946 | 0.028062 | 0.029623 | 0.032028 | 0.033695 | 0.034264 | 0.033931 | 0.034621 | 0.035602 | 0.035813 | 0.034649 | 0.034833 | 0.035105 | 0.035543 | 0.035851 | 0.036161 | 0.036475 | 0.036791 | 0.65562 | 0.65562 | 0.022457 | 0.046629 | 0.072574 | 0.10064 | 0.13026 | 0.16229 | 0.19598 | 0.23025 | 0.26418 | 0.2988 | 0.3344 | 0.37021 | 0.40486 | 0.43969 | 0.4748 | 0.51034 | 0.54619 | 0.58235 | 0.61883 | 0.65562
Under $15 | Under $20 | Lighting | Under $15 | 11.5725 | Lighting | Rural | SC-New (2) | M_Input | Residential | Single Family | 2017 - LEDReflectors and Outdoor1440 to 2600 lumensANY | 17.4898 | 11.5725 | R-All-Lgt-Lighting-All-All-R | R-All-HVAC-ER-All-All-E | 0.0059628 | 0.0064179 | 0.006889 | 0.0074509 | 0.0078655 | 0.0085039 | 0.0089465 | 0.0090977 | 0.0090094 | 0.0091924 | 0.0094529 | 0.009509 | 0.0091999 | 0.0092486 | 0.0093209 | 0.0094373 | 0.009519 | 0.0096015 | 0.0096846 | 0.0097686 | 0.17408 | 0.17408 | 0.0059628 | 0.012381 | 0.01927 | 0.026721 | 0.034586 | 0.04309 | 0.052037 | 0.061134 | 0.070144 | 0.079336 | 0.088789 | 0.098298 | 0.1075 | 0.11675 | 0.12607 | 0.1355 | 0.14502 | 0.15463 | 0.16431 | 0.17408
Over $160 | Over $160 | Lighting | Over $160 | 228.2462 | Lighting | Rural | SC-New (2) | M_Input | Residential | Single Family | 2017 - LEDThree-Way250 to 664 lumensANY | 169.5081 | 228.2462 | R-All-Lgt-Lighting-All-All-R | R-All-HVAC-ER-All-All-E | 7.7523e-06 | 8.344e-06 | 8.9564e-06 | 9.6869e-06 | 1.0226e-05 | 1.1056e-05 | 1.1631e-05 | 1.1828e-05 | 1.1713e-05 | 1.1951e-05 | 1.229e-05 | 1.2363e-05 | 1.1961e-05 | 1.2024e-05 | 1.2118e-05 | 1.227e-05 | 1.2376e-05 | 1.2483e-05 | 1.2591e-05 | 1.27e-05 | 0.00022632 | 0.00022632 | 7.7523e-06 | 1.6096e-05 | 2.5053e-05 | 3.474e-05 | 4.4966e-05 | 5.6021e-05 | 6.7653e-05 | 7.9481e-05 | 9.1194e-05 | 0.00010314 | 0.00011543 | 0.0001278 | 0.00013976 | 0.00015178 | 0.0001639 | 0.00017617 | 0.00018855 | 0.00020103 | 0.00021362 | 0.00022632
Under $20 | Under $20 | Lighting | Under $20 | 16.5527 | Lighting | Rural | SC-New (2) | M_Input | Residential | Single Family | 2017 - LEDThree-Way665 to 1439 lumensANY | 17.6995 | 16.5527 | R-All-Lgt-Lighting-All-All-R | R-All-HVAC-ER-All-All-E | 0.00044672 | 0.00048082 | 0.00051611 | 0.0005582 | 0.00058927 | 0.00063709 | 0.00067025 | 0.00068158 | 0.00067496 | 0.00068867 | 0.00070819 | 0.00071239 | 0.00068923 | 0.00069289 | 0.0006983 | 0.00070702 | 0.00071314 | 0.00071932 | 0.00072555 | 0.00073184 | 0.013042 | 0.013042 | 0.00044672 | 0.00092754 | 0.0014436 | 0.0020018 | 0.0025911 | 0.0032282 | 0.0038985 | 0.00458 | 0.005255 | 0.0059437 | 0.0066519 | 0.0073642 | 0.0080535 | 0.0087464 | 0.0094447 | 0.010152 | 0.010865 | 0.011584 | 0.01231 | 0.013042
Under $35 | Under $30 | Lighting | Under $35 | 34.0051 | Lighting | Rural | SC-New (2) | M_Input | Residential | Single Family | 2017 - LEDThree-Way1440 to 2600 lumensANY | 27.2461 | 34.0051 | R-All-Lgt-Lighting-All-All-R | R-All-HVAC-ER-All-All-E | 0.003025 | 0.0032558 | 0.0034948 | 0.0037798 | 0.0039902 | 0.004314 | 0.0045386 | 0.0046153 | 0.0045705 | 0.0046633 | 0.0047955 | 0.0048239 | 0.0046671 | 0.0046919 | 0.0047285 | 0.0047876 | 0.004829 | 0.0048708 | 0.004913 | 0.0049556 | 0.08831 | 0.08831 | 0.003025 | 0.0062808 | 0.0097756 | 0.013555 | 0.017546 | 0.02186 | 0.026398 | 0.031014 | 0.035584 | 0.040247 | 0.045043 | 0.049867 | 0.054534 | 0.059226 | 0.063954 | 0.068742 | 0.073571 | 0.078442 | 0.083355 | 0.08831
Under $5 | Under $5 | Lighting | Under $5 | -47.2481 | Lighting | Rural | SC-New (2) | M_Input | Residential | Multifamily - Low Rise | 2017 - LEDDecorative and Mini-Base250 to 664 lumensANY | -1.9725 | -47.2481 | R-All-Lgt-Lighting-All-All-R | R-All-HVAC-ER-All-All-E | 0.00017284 | 0.00018599 | 0.00020443 | 0.00022502 | 0.00024598 | 0.00026453 | 0.00027651 | 0.00028233 | 0.00028723 | 0.00028631 | 0.00028513 | 0.00028243 | 0.00027924 | 0.00027805 | 0.00027221 | 0.00027297 | 0.00027286 | 0.00027294 | 0.00027319 | 0.00027362 | 0.0051938 | 0.0051938 | 0.00017284 | 0.00035883 | 0.00056326 | 0.00078828 | 0.0010343 | 0.0012988 | 0.0015753 | 0.0018576 | 0.0021449 | 0.0024312 | 0.0027163 | 0.0029987 | 0.003278 | 0.003556 | 0.0038282 | 0.0041012 | 0.004374 | 0.004647 | 0.0049202 | 0.0051938
Under $20 | Under $25 | Lighting | Under $20 | 19.9943 | Lighting | Rural | SC-New (2) | M_Input | Residential | Multifamily - Low Rise | 2017 - LEDDecorative and Mini-Base665 to 1439 lumensANY | 22.6568 | 19.9943 | R-All-Lgt-Lighting-All-All-R | R-All-HVAC-ER-All-All-E | 0.00015332 | 0.00016498 | 0.00018134 | 0.0001996 | 0.0002182 | 0.00023465 | 0.00024528 | 0.00025044 | 0.00025479 | 0.00025397 | 0.00025292 | 0.00025053 | 0.0002477 | 0.00024664 | 0.00024147 | 0.00024213 | 0.00024204 | 0.00024211 | 0.00024234 | 0.00024272 | 0.0046072 | 0.0046072 | 0.00015332 | 0.0003183 | 0.00049965 | 0.00069925 | 0.00091744 | 0.0011521 | 0.0013974 | 0.0016478 | 0.0019026 | 0.0021566 | 0.0024095 | 0.00266 | 0.0029077 | 0.0031544 | 0.0033958 | 0.003638 | 0.00388 | 0.0041221 | 0.0043645 | 0.0046072
Under $85 | Under $55 | Lighting | Under $85 | 74.2874 | Lighting | Rural | SC-New (2) | M_Input | Residential | Multifamily - Low Rise | 2017 - LEDDecorative and Mini-Base1440 to 2600 lumensANY | 51.3057 | 74.2874 | R-All-Lgt-Lighting-All-All-R | R-All-HVAC-ER-All-All-E | 6.0723e-06 | 6.534e-06 | 7.1821e-06 | 7.9051e-06 | 8.6416e-06 | 9.2934e-06 | 9.7143e-06 | 9.9187e-06 | 1.0091e-05 | 1.0059e-05 | 1.0017e-05 | 9.9221e-06 | 9.81e-06 | 9.7682e-06 | 9.5633e-06 | 9.5897e-06 | 9.586e-06 | 9.5887e-06 | 9.5977e-06 | 9.6128e-06 | 0.00018247 | 0.00018247 | 6.0723e-06 | 1.2606e-05 | 1.9788e-05 | 2.7694e-05 | 3.6335e-05 | 4.5628e-05 | 5.5343e-05 | 6.5261e-05 | 7.5352e-05 | 8.5411e-05 | 9.5428e-05 | 0.00010535 | 0.00011516 | 0.00012493 | 0.00013449 | 0.00014408 | 0.00015367 | 0.00016326 | 0.00017285 | 0.00018247
Under $5 | Under $5 | Lighting | Under $5 | -28.2468 | Lighting | Rural | SC-New (2) | M_Input | Residential | Multifamily - Low Rise | 2017 - LEDGeneral Purpose and Dimmable250 to 664 lumensANY | -3.2111 | -28.2468 | R-All-Lgt-Lighting-All-All-R | R-All-HVAC-ER-All-All-E | 0.00016218 | 0.00017451 | 0.00019182 | 0.00021113 | 0.0002308 | 0.00024821 | 0.00025945 | 0.00026491 | 0.00026951 | 0.00026865 | 0.00026754 | 0.000265 | 0.00026201 | 0.00026089 | 0.00025542 | 0.00025612 | 0.00025603 | 0.0002561 | 0.00025634 | 0.00025674 | 0.0048734 | 0.0048734 | 0.00016218 | 0.00033669 | 0.00052851 | 0.00073965 | 0.00097045 | 0.0012187 | 0.0014781 | 0.001743 | 0.0020125 | 0.0022812 | 0.0025487 | 0.0028137 | 0.0030757 | 0.0033366 | 0.003592 | 0.0038482 | 0.0041042 | 0.0043603 | 0.0046166 | 0.0048734
Under $5 | Under $5 | Lighting | Under $5 | -17.1483 | Lighting | Rural | SC-New (2) | M_Input | Residential | Multifamily - Low Rise | 2017 - LEDGeneral Purpose and Dimmable665 to 1439 lumensANY | -3.9194 | -17.1483 | R-All-Lgt-Lighting-All-All-R | R-All-HVAC-ER-All-All-E | 0.0040644 | 0.0043735 | 0.0048073 | 0.0052913 | 0.0057842 | 0.0062205 | 0.0065022 | 0.006639 | 0.0067542 | 0.0067327 | 0.0067048 | 0.0066413 | 0.0065662 | 0.0065383 | 0.0064011 | 0.0064188 | 0.0064163 | 0.0064181 | 0.0064241 | 0.0064343 | 0.12213 | 0.12213 | 0.0040644 | 0.0084379 | 0.013245 | 0.018536 | 0.024321 | 0.030541 | 0.037043 | 0.043682 | 0.050437 | 0.057169 | 0.063874 | 0.070515 | 0.077082 | 0.08362 | 0.090021 | 0.09644 | 0.10286 | 0.10927 | 0.1157 | 0.12213
Under $15 | Under $15 | Lighting | Under $15 | 10.028 | Lighting | Rural | SC-New (2) | M_Input | Residential | Multifamily - Low Rise | 2017 - LEDGeneral Purpose and Dimmable1440 to 2600 lumensANY | 11.9082 | 10.028 | R-All-Lgt-Lighting-All-All-R | R-All-HVAC-ER-All-All-E | 0.00077792 | 0.00083707 | 0.0009201 | 0.0010127 | 0.0011071 | 0.0011906 | 0.0012445 | 0.0012707 | 0.0012927 | 0.0012886 | 0.0012833 | 0.0012711 | 0.0012568 | 0.0012514 | 0.0012252 | 0.0012285 | 0.0012281 | 0.0012284 | 0.0012296 | 0.0012315 | 0.023376 | 0.023376 | 0.00077792 | 0.001615 | 0.0025351 | 0.0035478 | 0.0046549 | 0.0058455 | 0.00709 | 0.0083607 | 0.0096534 | 0.010942 | 0.012225 | 0.013496 | 0.014753 | 0.016005 | 0.01723 | 0.018458 | 0.019686 | 0.020915 | 0.022144 | 0.023376
Under $5 | Under $5 | Lighting | Under $5 | -18.5311 | Lighting | Rural | SC-New (2) | M_Input | Residential | Multifamily - Low Rise | 2017 - LEDGlobe250 to 664 lumensANY | -2.9392 | -18.5311 | R-All-Lgt-Lighting-All-All-R | R-All-HVAC-ER-All-All-E | 8.4256e-05 | 9.0663e-05 | 9.9656e-05 | 0.00010969 | 0.00011991 | 0.00012895 | 0.00013479 | 0.00013763 | 0.00014002 | 0.00013957 | 0.00013899 | 0.00013768 | 0.00013612 | 0.00013554 | 0.0001327 | 0.00013306 | 0.00013301 | 0.00013305 | 0.00013317 | 0.00013338 | 0.0025318 | 0.0025318 | 8.4256e-05 | 0.00017492 | 0.00027457 | 0.00038426 | 0.00050417 | 0.00063312 | 0.00076791 | 0.00090554 | 0.0010456 | 0.0011851 | 0.0013241 | 0.0014618 | 0.0015979 | 0.0017334 | 0.0018661 | 0.0019992 | 0.0021322 | 0.0022653 | 0.0023984 | 0.0025318
Under $5 | Under $5 | Lighting | Under $5 | -12.5002 | Lighting | Rural | SC-New (2) | M_Input | Residential | Multifamily - Low Rise | 2017 - LEDGlobe665 to 1439 lumensANY | -3.6708 | -12.5002 | R-All-Lgt-Lighting-All-All-R | R-All-HVAC-ER-All-All-E | 0.00011804 | 0.00012701 | 0.00013961 | 0.00015367 | 0.00016799 | 0.00018065 | 0.00018884 | 0.00019281 | 0.00019616 | 0.00019553 | 0.00019472 | 0.00019288 | 0.0001907 | 0.00018988 | 0.0001859 | 0.00018642 | 0.00018634 | 0.0001864 | 0.00018657 | 0.00018686 | 0.003547 | 0.003547 | 0.00011804 | 0.00024505 | 0.00038467 | 0.00053834 | 0.00070632 | 0.00088698 | 0.0010758 | 0.0012686 | 0.0014648 | 0.0016603 | 0.001855 | 0.0020479 | 0.0022386 | 0.0024285 | 0.0026144 | 0.0028008 | 0.0029872 | 0.0031736 | 0.0033601 | 0.003547
Under $5 | Under $5 | Lighting | Under $5 | -7.6834 | Lighting | Rural | SC-New (2) | M_Input | Residential | Multifamily - Low Rise | 2017 - LEDGlobe1440 to 2600 lumensANY | 2.2744 | -7.6834 | R-All-Lgt-Lighting-All-All-R | R-All-HVAC-ER-All-All-E | 3.0151e-05 | 3.2443e-05 | 3.5661e-05 | 3.9251e-05 | 4.2908e-05 | 4.6144e-05 | 4.8234e-05 | 4.9249e-05 | 5.0104e-05 | 4.9944e-05 | 4.9737e-05 | 4.9266e-05 | 4.8709e-05 | 4.8501e-05 | 4.7484e-05 | 4.7615e-05 | 4.7597e-05 | 4.761e-05 | 4.7655e-05 | 4.773e-05 | 0.00090599 | 0.00090599 | 3.0151e-05 | 6.2593e-05 | 9.8254e-05 | 0.00013751 | 0.00018041 | 0.00022656 | 0.00027479 | 0.00032404 | 0.00037414 | 0.00042409 | 0.00047382 | 0.00052309 | 0.0005718 | 0.0006203 | 0.00066779 | 0.0007154 | 0.000763 | 0.00081061 | 0.00085826 | 0.00090599
Under $25 | Under $70 | Lighting | Under $25 | 20.9809 | Lighting | Rural | SC-New (2) | M_Input | Residential | Multifamily - Low Rise | 2017 - LEDReflectors and Outdoor250 to 664 lumensANY | 68.6311 | 20.9809 | R-All-Lgt-Lighting-All-All-R | R-All-HVAC-ER-All-All-E | 3.1452e-05 | 3.3843e-05 | 3.72e-05 | 4.0945e-05 | 4.476e-05 | 4.8135e-05 | 5.0316e-05 | 5.1374e-05 | 5.2266e-05 | 5.2099e-05 | 5.1884e-05 | 5.1392e-05 | 5.0811e-05 | 5.0595e-05 | 4.9533e-05 | 4.967e-05 | 4.9651e-05 | 4.9665e-05 | 4.9712e-05 | 4.979e-05 | 0.00094509 | 0.00094509 | 3.1452e-05 | 6.5295e-05 | 0.00010249 | 0.00014344 | 0.0001882 | 0.00023633 | 0.00028665 | 0.00033802 | 0.00039029 | 0.00044239 | 0.00049427 | 0.00054567 | 0.00059648 | 0.00064707 | 0.0006966 | 0.00074627 | 0.00079593 | 0.00084559 | 0.0008953 | 0.00094509
Under $5 | Under $15 | Lighting | Under $5 | -16.137 | Lighting | Rural | SC-New (2) | M_Input | Residential | Multifamily - Low Rise | 2017 - LEDReflectors and Outdoor665 to 1439 lumensANY | 10.1924 | -16.137 | R-All-Lgt-Lighting-All-All-R | R-All-HVAC-ER-All-All-E | 0.0010177 | 0.001095 | 0.0012037 | 0.0013248 | 0.0014483 | 0.0015575 | 0.0016281 | 0.0016623 | 0.0016912 | 0.0016858 | 0.0016788 | 0.0016629 | 0.0016441 | 0.0016371 | 0.0016027 | 0.0016072 | 0.0016066 | 0.001607 | 0.0016085 | 0.001611 | 0.03058 | 0.03058 | 0.0010177 | 0.0021127 | 0.0033164 | 0.0046412 | 0.0060895 | 0.007647 | 0.0092751 | 0.010937 | 0.012629 | 0.014314 | 0.015993 | 0.017656 | 0.0193 | 0.020937 | 0.02254 | 0.024147 | 0.025754 | 0.027361 | 0.028969 | 0.03058
Under $15 | Under $20 | Lighting | Under $15 | 11.5725 | Lighting | Rural | SC-New (2) | M_Input | Residential | Multifamily - Low Rise | 2017 - LEDReflectors and Outdoor1440 to 2600 lumensANY | 17.4898 | 11.5725 | R-All-Lgt-Lighting-All-All-R | R-All-HVAC-ER-All-All-E | 0.00027021 | 0.00029075 | 0.0003196 | 0.00035177 | 0.00038454 | 0.00041354 | 0.00043228 | 0.00044137 | 0.00044903 | 0.0004476 | 0.00044575 | 0.00044152 | 0.00043653 | 0.00043467 | 0.00042556 | 0.00042673 | 0.00042657 | 0.00042669 | 0.00042709 | 0.00042776 | 0.0081195 | 0.0081195 | 0.00027021 | 0.00056096 | 0.00088056 | 0.0012323 | 0.0016169 | 0.0020304 | 0.0024627 | 0.0029041 | 0.0033531 | 0.0038007 | 0.0042464 | 0.004688 | 0.0051245 | 0.0055592 | 0.0059847 | 0.0064114 | 0.006838 | 0.0072647 | 0.0076918 | 0.0081195
Over $160 | Over $160 | Lighting | Over $160 | 228.2462 | Lighting | Rural | SC-New (2) | M_Input | Residential | Multifamily - Low Rise | 2017 - LEDThree-Way250 to 664 lumensANY | 169.5081 | 228.2462 | R-All-Lgt-Lighting-All-All-R | R-All-HVAC-ER-All-All-E | 3.513e-07 | 3.7801e-07 | 4.1551e-07 | 4.5734e-07 | 4.9994e-07 | 5.3765e-07 | 5.62e-07 | 5.7383e-07 | 5.8379e-07 | 5.8192e-07 | 5.7952e-07 | 5.7403e-07 | 5.6754e-07 | 5.6512e-07 | 5.5327e-07 | 5.5479e-07 | 5.5458e-07 | 5.5474e-07 | 5.5526e-07 | 5.5613e-07 | 1.0556e-05 | 1.0556e-05 | 3.513e-07 | 7.2931e-07 | 1.1448e-06 | 1.6022e-06 | 2.1021e-06 | 2.6398e-06 | 3.2018e-06 | 3.7756e-06 | 4.3594e-06 | 4.9413e-06 | 5.5208e-06 | 6.0948e-06 | 6.6624e-06 | 7.2275e-06 | 7.7808e-06 | 8.3355e-06 | 8.8901e-06 | 9.4449e-06 | 1e-05 | 1.0556e-05
Under $20 | Under $20 | Lighting | Under $20 | 16.5527 | Lighting | Rural | SC-New (2) | M_Input | Residential | Multifamily - Low Rise | 2017 - LEDThree-Way665 to 1439 lumensANY | 17.6995 | 16.5527 | R-All-Lgt-Lighting-All-All-R | R-All-HVAC-ER-All-All-E | 2.0244e-05 | 2.1783e-05 | 2.3943e-05 | 2.6354e-05 | 2.8809e-05 | 3.0982e-05 | 3.2385e-05 | 3.3066e-05 | 3.364e-05 | 3.3533e-05 | 3.3394e-05 | 3.3078e-05 | 3.2704e-05 | 3.2565e-05 | 3.1882e-05 | 3.197e-05 | 3.1957e-05 | 3.1966e-05 | 3.1996e-05 | 3.2047e-05 | 0.0006083 | 0.0006083 | 2.0244e-05 | 4.2026e-05 | 6.597e-05 | 9.2323e-05 | 0.00012113 | 0.00015211 | 0.0001845 | 0.00021757 | 0.00025121 | 0.00028474 | 0.00031813 | 0.00035121 | 0.00038391 | 0.00041648 | 0.00044836 | 0.00048033 | 0.00051229 | 0.00054425 | 0.00057625 | 0.0006083
Under $35 | Under $30 | Lighting | Under $35 | 34.0051 | Lighting | Rural | SC-New (2) | M_Input | Residential | Multifamily - High Rise | 2017 - LEDThree-Way1440 to 2600 lumensANY | 27.2461 | 34.0051 | R-All-Lgt-Lighting-All-All-R | R-All-HVAC-ER-All-All-E | 2.9834e-05 | 3.3133e-05 | 3.6628e-05 | 4.1051e-05 | 4.4303e-05 | 4.7652e-05 | 4.8677e-05 | 4.9707e-05 | 5.0007e-05 | 5.051e-05 | 5.0629e-05 | 5e-05 | 4.963e-05 | 4.8551e-05 | 4.8688e-05 | 4.8778e-05 | 4.8722e-05 | 4.8705e-05 | 4.8727e-05 | 4.8786e-05 | 0.00092272 | 0.00092272 | 2.9834e-05 | 6.2967e-05 | 9.9595e-05 | 0.00014065 | 0.00018495 | 0.0002326 | 0.00028128 | 0.00033099 | 0.00038099 | 0.0004315 | 0.00048213 | 0.00053213 | 0.00058176 | 0.00063031 | 0.000679 | 0.00072778 | 0.0007765 | 0.0008252 | 0.00087393 | 0.00092272
Under $5 | Under $5 | Lighting | Under $5 | -47.2481 | Lighting | Rural | SC-New (2) | M_Input | Residential | Multifamily - High Rise | 2017 - LEDDecorative and Mini-Base250 to 664 lumensANY | -1.9725 | -47.2481 | R-All-Lgt-Lighting-All-All-R | R-All-HVAC-ER-All-All-E | 3.7618e-05 | 4.1777e-05 | 4.6185e-05 | 5.1762e-05 | 5.5863e-05 | 6.0085e-05 | 6.1377e-05 | 6.2676e-05 | 6.3055e-05 | 6.3689e-05 | 6.3839e-05 | 6.3046e-05 | 6.2579e-05 | 6.1219e-05 | 6.1391e-05 | 6.1505e-05 | 6.1434e-05 | 6.1413e-05 | 6.144e-05 | 6.1514e-05 | 0.0011635 | 0.0011635 | 3.7618e-05 | 7.9396e-05 | 0.00012558 | 0.00017734 | 0.00023321 | 0.00029329 | 0.00035467 | 0.00041734 | 0.0004804 | 0.00054409 | 0.00060793 | 0.00067097 | 0.00073355 | 0.00079477 | 0.00085616 | 0.00091767 | 0.0009791 | 0.0010405 | 0.001102 | 0.0011635
Under $20 | Under $25 | Lighting | Under $20 | 19.9943 | Lighting | Rural | SC-New (2) | M_Input | Residential | Multifamily - High Rise | 2017 - LEDDecorative and Mini-Base665 to 1439 lumensANY | 22.6568 | 19.9943 | R-All-Lgt-Lighting-All-All-R | R-All-HVAC-ER-All-All-E | 3.3369e-05 | 3.7059e-05 | 4.0968e-05 | 4.5916e-05 | 4.9553e-05 | 5.3299e-05 | 5.4445e-05 | 5.5597e-05 | 5.5933e-05 | 5.6495e-05 | 5.6628e-05 | 5.5925e-05 | 5.5511e-05 | 5.4304e-05 | 5.4457e-05 | 5.4558e-05 | 5.4495e-05 | 5.4477e-05 | 5.4501e-05 | 5.4567e-05 | 0.0010321 | 0.0010321 | 3.3369e-05 | 7.0428e-05 | 0.0001114 | 0.00015731 | 0.00020687 | 0.00026016 | 0.00031461 | 0.00037021 | 0.00042614 | 0.00048263 | 0.00053926 | 0.00059519 | 0.0006507 | 0.000705 | 0.00075946 | 0.00081402 | 0.00086851 | 0.00092299 | 0.00097749 | 0.0010321
Under $85 | Under $55 | Lighting | Under $85 | 74.2874 | Lighting | Rural | SC-New (2) | M_Input | Residential | Multifamily - High Rise | 2017 - LEDDecorative and Mini-Base1440 to 2600 lumensANY | 51.3057 | 74.2874 | R-All-Lgt-Lighting-All-All-R | R-All-HVAC-ER-All-All-E | 1.3216e-06 | 1.4677e-06 | 1.6225e-06 | 1.8185e-06 | 1.9625e-06 | 2.1109e-06 | 2.1563e-06 | 2.2019e-06 | 2.2152e-06 | 2.2375e-06 | 2.2428e-06 | 2.2149e-06 | 2.1985e-06 | 2.1507e-06 | 2.1568e-06 | 2.1608e-06 | 2.1583e-06 | 2.1575e-06 | 2.1585e-06 | 2.1611e-06 | 4.0874e-05 | 4.0874e-05 | 1.3216e-06 | 2.7893e-06 | 4.4118e-06 | 6.2303e-06 | 8.1929e-06 | 1.0304e-05 | 1.246e-05 | 1.4662e-05 | 1.6877e-05 | 1.9115e-05 | 2.1357e-05 | 2.3572e-05 | 2.5771e-05 | 2.7922e-05 | 3.0078e-05 | 3.2239e-05 | 3.4397e-05 | 3.6555e-05 | 3.8713e-05 | 4.0874e-05
Under $5 | Under $5 | Lighting | Under $5 | -28.2468 | Lighting | Rural | SC-New (2) | M_Input | Residential | Multifamily - High Rise | 2017 - LEDGeneral Purpose and Dimmable250 to 664 lumensANY | -3.2111 | -28.2468 | R-All-Lgt-Lighting-All-All-R | R-All-HVAC-ER-All-All-E | 3.5297e-05 | 3.92e-05 | 4.3335e-05 | 4.8569e-05 | 5.2416e-05 | 5.6378e-05 | 5.7591e-05 | 5.881e-05 | 5.9164e-05 | 5.976e-05 | 5.99e-05 | 5.9156e-05 | 5.8718e-05 | 5.7442e-05 | 5.7604e-05 | 5.771e-05 | 5.7644e-05 | 5.7624e-05 | 5.765e-05 | 5.7719e-05 | 0.0010917 | 0.0010917 | 3.5297e-05 | 7.4497e-05 | 0.00011783 | 0.0001664 | 0.00021882 | 0.0002752 | 0.00033279 | 0.0003916 | 0.00045076 | 0.00051052 | 0.00057042 | 0.00062958 | 0.00068829 | 0.00074574 | 0.00080334 | 0.00086105 | 0.00091869 | 0.00097632 | 0.001034 | 0.0010917
Under $5 | Under $5 | Lighting | Under $5 | -17.1483 | Lighting | Rural | SC-New (2) | M_Input | Residential | Multifamily - High Rise | 2017 - LEDGeneral Purpose and Dimmable665 to 1439 lumensANY | -3.9194 | -17.1483 | R-All-Lgt-Lighting-All-All-R | R-All-HVAC-ER-All-All-E | 0.0008846 | 0.0009824 | 0.001086 | 0.0012172 | 0.0013136 | 0.0014129 | 0.0014433 | 0.0014738 | 0.0014827 | 0.0014977 | 0.0015012 | 0.0014825 | 0.0014716 | 0.0014396 | 0.0014436 | 0.0014463 | 0.0014446 | 0.0014441 | 0.0014448 | 0.0014465 | 0.027359 | 0.027359 | 0.0008846 | 0.001867 | 0.002953 | 0.0041702 | 0.0054839 | 0.0068968 | 0.0083401 | 0.0098139 | 0.011297 | 0.012794 | 0.014295 | 0.015778 | 0.01725 | 0.018689 | 0.020133 | 0.021579 | 0.023024 | 0.024468 | 0.025913 | 0.027359
Under $15 | Under $15 | Lighting | Under $15 | 10.028 | Lighting | Rural | SC-New (2) | M_Input | Residential | Multifamily - High Rise | 2017 - LEDGeneral Purpose and Dimmable1440 to 2600 lumensANY | 11.9082 | 10.028 | R-All-Lgt-Lighting-All-All-R | R-All-HVAC-ER-All-All-E | 0.00016931 | 0.00018803 | 0.00020786 | 0.00023297 | 0.00025142 | 0.00027043 | 0.00027624 | 0.00028209 | 0.00028379 | 0.00028665 | 0.00028732 | 0.00028375 | 0.00028165 | 0.00027553 | 0.0002763 | 0.00027681 | 0.0002765 | 0.0002764 | 0.00027653 | 0.00027686 | 0.0052364 | 0.0052364 | 0.00016931 | 0.00035734 | 0.0005652 | 0.00079817 | 0.0010496 | 0.00132 | 0.0015963 | 0.0018783 | 0.0021621 | 0.0024488 | 0.0027361 | 0.0030199 | 0.0033015 | 0.003577 | 0.0038533 | 0.0041302 | 0.0044066 | 0.0046831 | 0.0049596 | 0.0052364
Under $5 | Under $5 | Lighting | Under $5 | -18.5311 | Lighting | Rural | SC-New (2) | M_Input | Residential | Multifamily - High Rise | 2017 - LEDGlobe250 to 664 lumensANY | -2.9392 | -18.5311 | R-All-Lgt-Lighting-All-All-R | R-All-HVAC-ER-All-All-E | 1.8338e-05 | 2.0365e-05 | 2.2514e-05 | 2.5233e-05 | 2.7231e-05 | 2.929e-05 | 2.992e-05 | 3.0553e-05 | 3.0737e-05 | 3.1047e-05 | 3.1119e-05 | 3.0733e-05 | 3.0506e-05 | 2.9842e-05 | 2.9926e-05 | 2.9982e-05 | 2.9947e-05 | 2.9937e-05 | 2.995e-05 | 2.9986e-05 | 0.00056716 | 0.00056716 | 1.8338e-05 | 3.8703e-05 | 6.1217e-05 | 8.6449e-05 | 0.00011368 | 0.00014297 | 0.00017289 | 0.00020344 | 0.00023418 | 0.00026523 | 0.00029635 | 0.00032708 | 0.00035758 | 0.00038743 | 0.00041735 | 0.00044734 | 0.00047728 | 0.00050722 | 0.00053717 | 0.00056716
Under $5 | Under $5 | Lighting | Under $5 | -12.5002 | Lighting | Rural | SC-New (2) | M_Input | Residential | Multifamily - High Rise | 2017 - LEDGlobe665 to 1439 lumensANY | -3.6708 | -12.5002 | R-All-Lgt-Lighting-All-All-R | R-All-HVAC-ER-All-All-E | 2.5691e-05 | 2.8531e-05 | 3.1541e-05 | 3.535e-05 | 3.815e-05 | 4.1034e-05 | 4.1916e-05 | 4.2803e-05 | 4.3062e-05 | 4.3495e-05 | 4.3597e-05 | 4.3056e-05 | 4.2737e-05 | 4.1808e-05 | 4.1926e-05 | 4.2003e-05 | 4.1955e-05 | 4.1941e-05 | 4.1959e-05 | 4.201e-05 | 0.00079456 | 0.00079456 | 2.5691e-05 | 5.4221e-05 | 8.5762e-05 | 0.00012111 | 0.00015926 | 0.0002003 | 0.00024221 | 0.00028502 | 0.00032808 | 0.00037157 | 0.00041517 | 0.00045823 | 0.00050096 | 0.00054277 | 0.0005847 | 0.0006267 | 0.00066865 | 0.0007106 | 0.00075255 | 0.00079456
Under $5 | Under $5 | Lighting | Under $5 | -7.6834 | Lighting | Rural | SC-New (2) | M_Input | Residential | Multifamily - High Rise | 2017 - LEDGlobe1440 to 2600 lumensANY | 2.2744 | -7.6834 | R-All-Lgt-Lighting-All-All-R | R-All-HVAC-ER-All-All-E | 6.562e-06 | 7.2875e-06 | 8.0564e-06 | 9.0293e-06 | 9.7446e-06 | 1.0481e-05 | 1.0707e-05 | 1.0933e-05 | 1.0999e-05 | 1.111e-05 | 1.1136e-05 | 1.0998e-05 | 1.0916e-05 | 1.0679e-05 | 1.0709e-05 | 1.0729e-05 | 1.0716e-05 | 1.0713e-05 | 1.0717e-05 | 1.073e-05 | 0.00020295 | 0.00020295 | 6.562e-06 | 1.385e-05 | 2.1906e-05 | 3.0935e-05 | 4.068e-05 | 5.1161e-05 | 6.1867e-05 | 7.2801e-05 | 8.38e-05 | 9.4909e-05 | 0.00010605 | 0.00011704 | 0.00012796 | 0.00013864 | 0.00014935 | 0.00016008 | 0.00017079 | 0.0001815 | 0.00019222 | 0.00020295
Under $25 | Under $70 | Lighting | Under $25 | 20.9809 | Lighting | Rural | SC-New (2) | M_Input | Residential | Multifamily - High Rise | 2017 - LEDReflectors and Outdoor250 to 664 lumensANY | 68.6311 | 20.9809 | R-All-Lgt-Lighting-All-All-R | R-All-HVAC-ER-All-All-E | 6.8452e-06 | 7.602e-06 | 8.404e-06 | 9.419e-06 | 1.0165e-05 | 1.0933e-05 | 1.1169e-05 | 1.1405e-05 | 1.1474e-05 | 1.1589e-05 | 1.1616e-05 | 1.1472e-05 | 1.1387e-05 | 1.114e-05 | 1.1171e-05 | 1.1192e-05 | 1.1179e-05 | 1.1175e-05 | 1.118e-05 | 1.1194e-05 | 0.00021171 | 0.00021171 | 6.8452e-06 | 1.4447e-05 | 2.2851e-05 | 3.227e-05 | 4.2435e-05 | 5.3369e-05 | 6.4537e-05 | 7.5942e-05 | 8.7416e-05 | 9.9005e-05 | 0.00011062 | 0.00012209 | 0.00013348 | 0.00014462 | 0.00015579 | 0.00016698 | 0.00017816 | 0.00018934 | 0.00020052 | 0.00021171
Under $5 | Under $15 | Lighting | Under $5 | -16.137 | Lighting | Rural | SC-New (2) | M_Input | Residential | Multifamily - High Rise | 2017 - LEDReflectors and Outdoor665 to 1439 lumensANY | 10.1924 | -16.137 | R-All-Lgt-Lighting-All-All-R | R-All-HVAC-ER-All-All-E | 0.00022149 | 0.00024598 | 0.00027193 | 0.00030477 | 0.00032891 | 0.00035377 | 0.00036138 | 0.00036903 | 0.00037125 | 0.00037499 | 0.00037587 | 0.0003712 | 0.00036846 | 0.00036044 | 0.00036146 | 0.00036213 | 0.00036171 | 0.00036159 | 0.00036175 | 0.00036219 | 0.0068503 | 0.0068503 | 0.00022149 | 0.00046747 | 0.00073939 | 0.0010442 | 0.0013731 | 0.0017268 | 0.0020882 | 0.0024572 | 0.0028285 | 0.0032035 | 0.0035794 | 0.0039506 | 0.004319 | 0.0046795 | 0.0050409 | 0.0054031 | 0.0057648 | 0.0061264 | 0.0064881 | 0.0068503
Under $15 | Under $20 | Lighting | Under $15 | 11.5725 | Lighting | Rural | SC-New (2) | M_Input | Residential | Multifamily - High Rise | 2017 - LEDReflectors and Outdoor1440 to 2600 lumensANY | 17.4898 | 11.5725 | R-All-Lgt-Lighting-All-All-R | R-All-HVAC-ER-All-All-E | 5.8809e-05 | 6.5311e-05 | 7.2201e-05 | 8.0921e-05 | 8.7331e-05 | 9.3932e-05 | 9.5952e-05 | 9.7983e-05 | 9.8574e-05 | 9.9566e-05 | 9.98e-05 | 9.856e-05 | 9.7831e-05 | 9.5704e-05 | 9.5974e-05 | 9.6151e-05 | 9.6041e-05 | 9.6008e-05 | 9.6051e-05 | 9.6166e-05 | 0.0018189 | 0.0018189 | 5.8809e-05 | 0.00012412 | 0.00019632 | 0.00027724 | 0.00036457 | 0.00045851 | 0.00055446 | 0.00065244 | 0.00075102 | 0.00085058 | 0.00095038 | 0.0010489 | 0.0011468 | 0.0012425 | 0.0013385 | 0.0014346 | 0.0015306 | 0.0016267 | 0.0017227 | 0.0018189
Over $160 | Over $160 | Lighting | Over $160 | 228.2462 | Lighting | Rural | SC-New (2) | M_Input | Residential | Multifamily - High Rise | 2017 - LEDThree-Way250 to 664 lumensANY | 169.5081 | 228.2462 | R-All-Lgt-Lighting-All-All-R | R-All-HVAC-ER-All-All-E | 7.6458e-08 | 8.4911e-08 | 9.3869e-08 | 1.0521e-07 | 1.1354e-07 | 1.2212e-07 | 1.2475e-07 | 1.2739e-07 | 1.2816e-07 | 1.2945e-07 | 1.2975e-07 | 1.2814e-07 | 1.2719e-07 | 1.2443e-07 | 1.2478e-07 | 1.2501e-07 | 1.2486e-07 | 1.2482e-07 | 1.2488e-07 | 1.2503e-07 | 2.3647e-06 | 2.3647e-06 | 7.6458e-08 | 1.6137e-07 | 2.5524e-07 | 3.6044e-07 | 4.7398e-07 | 5.9611e-07 | 7.2085e-07 | 8.4824e-07 | 9.764e-07 | 1.1058e-06 | 1.2356e-06 | 1.3637e-06 | 1.4909e-06 | 1.6153e-06 | 1.7401e-06 | 1.8651e-06 | 1.99e-06 | 2.1148e-06 | 2.2397e-06 | 2.3647e-06
Under $20 | Under $20 | Lighting | Under $20 | 16.5527 | Lighting | Rural | SC-New (2) | M_Input | Residential | Multifamily - High Rise | 2017 - LEDThree-Way665 to 1439 lumensANY | 17.6995 | 16.5527 | R-All-Lgt-Lighting-All-All-R | R-All-HVAC-ER-All-All-E | 4.4059e-06 | 4.893e-06 | 5.4092e-06 | 6.0624e-06 | 6.5426e-06 | 7.0372e-06 | 7.1885e-06 | 7.3407e-06 | 7.3849e-06 | 7.4593e-06 | 7.4768e-06 | 7.3839e-06 | 7.3293e-06 | 7.1699e-06 | 7.1902e-06 | 7.2034e-06 | 7.1952e-06 | 7.1927e-06 | 7.1959e-06 | 7.2046e-06 | 0.00013627 | 0.00013627 | 4.4059e-06 | 9.2988e-06 | 1.4708e-05 | 2.077e-05 | 2.7313e-05 | 3.435e-05 | 4.1539e-05 | 4.8879e-05 | 5.6264e-05 | 6.3724e-05 | 7.12e-05 | 7.8584e-05 | 8.5914e-05 | 9.3083e-05 | 0.00010027 | 0.00010748 | 0.00011467 | 0.00012186 | 0.00012906 | 0.00013627
Under $35 | Under $30 | Lighting | Under $35 | 34.0051 | Lighting | Rural | SC-New (2) | M_Input | Residential | Multifamily - High Rise | 2017 - LEDThree-Way1440 to 2600 lumensANY | 27.2461 | 34.0051 | R-All-Lgt-Lighting-All-All-R | R-All-HVAC-ER-All-All-E | 2.9834e-05 | 3.3133e-05 | 3.6628e-05 | 4.1051e-05 | 4.4303e-05 | 4.7652e-05 | 4.8677e-05 | 4.9707e-05 | 5.0007e-05 | 5.051e-05 | 5.0629e-05 | 5e-05 | 4.963e-05 | 4.8551e-05 | 4.8688e-05 | 4.8778e-05 | 4.8722e-05 | 4.8705e-05 | 4.8727e-05 | 4.8786e-05 | 0.00092272 | 0.00092272 | 2.9834e-05 | 6.2967e-05 | 9.9595e-05 | 0.00014065 | 0.00018495 | 0.0002326 | 0.00028128 | 0.00033099 | 0.00038099 | 0.0004315 | 0.00048213 | 0.00053213 | 0.00058176 | 0.00063031 | 0.000679 | 0.00072778 | 0.0007765 | 0.0008252 | 0.00087393 | 0.00092272
Under $5 | Under $5 | Lighting | Under $5 | -47.2481 | Lighting | Rural | SC-New (2) | M_Input | Residential | Manufactured | 2017 - LEDDecorative and Mini-Base250 to 664 lumensANY | -1.9725 | -47.2481 | R-All-Lgt-Lighting-All-All-R | R-All-HVAC-ER-All-All-E | 8.1664e-05 | 9.2091e-05 | 0.00010308 | 0.00011284 | 0.0001212 | 0.00012762 | 0.00013213 | 0.00013609 | 0.00013955 | 0.00014224 | 0.00014425 | 0.00014568 | 0.00014676 | 0.0001477 | 0.00014847 | 0.00014905 | 0.00014907 | 0.00014909 | 0.00014911 | 0.00014913 | 0.0026668 | 0.0026668 | 8.1664e-05 | 0.00017375 | 0.00027684 | 0.00038967 | 0.00051087 | 0.00063849 | 0.00077061 | 0.0009067 | 0.0010463 | 0.0011885 | 0.0013327 | 0.0014784 | 0.0016252 | 0.0017729 | 0.0019214 | 0.0020704 | 0.0022195 | 0.0023686 | 0.0025177 | 0.0026668
Under $20 | Under $25 | Lighting | Under $20 | 19.9943 | Lighting | Rural | SC-New (2) | M_Input | Residential | Manufactured | 2017 - LEDDecorative and Mini-Base665 to 1439 lumensANY | 22.6568 | 19.9943 | R-All-Lgt-Lighting-All-All-R | R-All-HVAC-ER-All-All-E | 7.244e-05 | 8.169e-05 | 9.144e-05 | 0.00010009 | 0.00010751 | 0.0001132 | 0.0001172 | 0.00012072 | 0.00012379 | 0.00012618 | 0.00012796 | 0.00012923 | 0.00013018 | 0.00013102 | 0.0001317 | 0.00013222 | 0.00013223 | 0.00013225 | 0.00013227 | 0.00013228 | 0.0023656 | 0.0023656 | 7.244e-05 | 0.00015413 | 0.00024557 | 0.00034566 | 0.00045317 | 0.00056637 | 0.00068357 | 0.00080429 | 0.00092808 | 0.0010543 | 0.0011822 | 0.0013114 | 0.0014416 | 0.0015726 | 0.0017043 | 0.0018366 | 0.0019688 | 0.002101 | 0.0022333 | 0.0023656
Under $85 | Under $55 | Lighting | Under $85 | 74.2874 | Lighting | Rural | SC-New (2) | M_Input | Residential | Manufactured | 2017 - LEDDecorative and Mini-Base1440 to 2600 lumensANY | 51.3057 | 74.2874 | R-All-Lgt-Lighting-All-All-R | R-All-HVAC-ER-All-All-E | 2.869e-06 | 3.2353e-06 | 3.6215e-06 | 3.9641e-06 | 4.2578e-06 | 4.4834e-06 | 4.6418e-06 | 4.7811e-06 | 4.9027e-06 | 4.9972e-06 | 5.0677e-06 | 5.1181e-06 | 5.1558e-06 | 5.189e-06 | 5.2161e-06 | 5.2364e-06 | 5.2371e-06 | 5.2377e-06 | 5.2384e-06 | 5.2391e-06 | 9.3689e-05 | 9.3689e-05 | 2.869e-06 | 6.1043e-06 | 9.7257e-06 | 1.369e-05 | 1.7948e-05 | 2.2431e-05 | 2.7073e-05 | 3.1854e-05 | 3.6757e-05 | 4.1754e-05 | 4.6821e-05 | 5.194e-05 | 5.7095e-05 | 6.2284e-05 | 6.75e-05 | 7.2737e-05 | 7.7974e-05 | 8.3212e-05 | 8.845e-05 | 9.3689e-05
Under $5 | Under $5 | Lighting | Under $5 | -28.2468 | Lighting | Rural | SC-New (2) | M_Input | Residential | Manufactured | 2017 - LEDGeneral Purpose and Dimmable250 to 664 lumensANY | -3.2111 | -28.2468 | R-All-Lgt-Lighting-All-All-R | R-All-HVAC-ER-All-All-E | 7.6625e-05 | 8.6409e-05 | 9.6723e-05 | 0.00010587 | 0.00011372 | 0.00011974 | 0.00012397 | 0.0001277 | 0.00013094 | 0.00013347 | 0.00013535 | 0.00013669 | 0.0001377 | 0.00013859 | 0.00013931 | 0.00013986 | 0.00013987 | 0.00013989 | 0.00013991 | 0.00013993 | 0.0025023 | 0.0025023 | 7.6625e-05 | 0.00016303 | 0.00025976 | 0.00036563 | 0.00047935 | 0.00059909 | 0.00072307 | 0.00085076 | 0.00098171 | 0.0011152 | 0.0012505 | 0.0013872 | 0.0015249 | 0.0016635 | 0.0018028 | 0.0019427 | 0.0020825 | 0.0022224 | 0.0023623 | 0.0025023
Under $5 | Under $5 | Lighting | Under $5 | -17.1483 | Lighting | Rural | SC-New (2) | M_Input | Residential | Manufactured | 2017 - LEDGeneral Purpose and Dimmable665 to 1439 lumensANY | -3.9194 | -17.1483 | R-All-Lgt-Lighting-All-All-R | R-All-HVAC-ER-All-All-E | 0.0019203 | 0.0021655 | 0.002424 | 0.0026533 | 0.0028499 | 0.003001 | 0.003107 | 0.0032002 | 0.0032816 | 0.0033448 | 0.003392 | 0.0034257 | 0.003451 | 0.0034732 | 0.0034913 | 0.0035049 | 0.0035054 | 0.0035058 | 0.0035063 | 0.0035067 | 0.06271 | 0.06271 | 0.0019203 | 0.0040859 | 0.0065099 | 0.0091632 | 0.012013 | 0.015014 | 0.018121 | 0.021321 | 0.024603 | 0.027948 | 0.03134 | 0.034765 | 0.038216 | 0.04169 | 0.045181 | 0.048686 | 0.052191 | 0.055697 | 0.059203 | 0.06271
Under $15 | Under $15 | Lighting | Under $15 | 10.028 | Lighting | Rural | SC-New (2) | M_Input | Residential | Manufactured | 2017 - LEDGeneral Purpose and Dimmable1440 to 2600 lumensANY | 11.9082 | 10.028 | R-All-Lgt-Lighting-All-All-R | R-All-HVAC-ER-All-All-E | 0.00036754 | 0.00041448 | 0.00046395 | 0.00050784 | 0.00054547 | 0.00057437 | 0.00059466 | 0.00061251 | 0.00062808 | 0.00064019 | 0.00064922 | 0.00065568 | 0.00066051 | 0.00066476 | 0.00066823 | 0.00067084 | 0.00067092 | 0.00067101 | 0.00067109 | 0.00067118 | 0.012003 | 0.012003 | 0.00036754 | 0.00078202 | 0.001246 | 0.0017538 | 0.0022993 | 0.0028736 | 0.0034683 | 0.0040808 | 0.0047089 | 0.0053491 | 0.0059983 | 0.006654 | 0.0073145 | 0.0079792 | 0.0086475 | 0.0093183 | 0.0099892 | 0.01066 | 0.011331 | 0.012003
Under $5 | Under $5 | Lighting | Under $5 | -18.5311 | Lighting | Rural | SC-New (2) | M_Input | Residential | Manufactured | 2017 - LEDGlobe250 to 664 lumensANY | -2.9392 | -18.5311 | R-All-Lgt-Lighting-All-All-R | R-All-HVAC-ER-All-All-E | 3.9809e-05 | 4.4892e-05 | 5.025e-05 | 5.5004e-05 | 5.9079e-05 | 6.221e-05 | 6.4408e-05 | 6.6341e-05 | 6.8027e-05 | 6.9338e-05 | 7.0317e-05 | 7.1016e-05 | 7.154e-05 | 7.2e-05 | 7.2376e-05 | 7.2658e-05 | 7.2667e-05 | 7.2677e-05 | 7.2686e-05 | 7.2695e-05 | 0.0013 | 0.0013 | 3.9809e-05 | 8.47e-05 | 0.00013495 | 0.00018995 | 0.00024903 | 0.00031124 | 0.00037565 | 0.00044199 | 0.00051002 | 0.00057936 | 0.00064967 | 0.00072069 | 0.00079223 | 0.00086423 | 0.00093661 | 0.0010093 | 0.0010819 | 0.0011546 | 0.0012273 | 0.0013
Under $5 | Under $5 | Lighting | Under $5 | -12.5002 | Lighting | Rural | SC-New (2) | M_Input | Residential | Manufactured | 2017 - LEDGlobe665 to 1439 lumensANY | -3.6708 | -12.5002 | R-All-Lgt-Lighting-All-All-R | R-All-HVAC-ER-All-All-E | 5.577e-05 | 6.2892e-05 | 7.0398e-05 | 7.7058e-05 | 8.2768e-05 | 8.7154e-05 | 9.0232e-05 | 9.2941e-05 | 9.5303e-05 | 9.714e-05 | 9.8511e-05 | 9.9491e-05 | 0.00010022 | 0.00010087 | 0.0001014 | 0.00010179 | 0.0001018 | 0.00010182 | 0.00010183 | 0.00010184 | 0.0018212 | 0.0018212 | 5.577e-05 | 0.00011866 | 0.00018906 | 0.00026612 | 0.00034889 | 0.00043604 | 0.00052627 | 0.00061921 | 0.00071452 | 0.00081166 | 0.00091017 | 0.0010097 | 0.0011099 | 0.0012108 | 0.0013121 | 0.0014139 | 0.0015157 | 0.0016176 | 0.0017194 | 0.0018212
Under $5 | Under $5 | Lighting | Under $5 | -7.6834 | Lighting | Rural | SC-New (2) | M_Input | Residential | Manufactured | 2017 - LEDGlobe1440 to 2600 lumensANY | 2.2744 | -7.6834 | R-All-Lgt-Lighting-All-All-R | R-All-HVAC-ER-All-All-E | 1.4245e-05 | 1.6064e-05 | 1.7981e-05 | 1.9683e-05 | 2.1141e-05 | 2.2261e-05 | 2.3048e-05 | 2.3739e-05 | 2.4343e-05 | 2.4812e-05 | 2.5162e-05 | 2.5413e-05 | 2.56e-05 | 2.5764e-05 | 2.5899e-05 | 2.6e-05 | 2.6003e-05 | 2.6007e-05 | 2.601e-05 | 2.6013e-05 | 0.00046519 | 0.00046519 | 1.4245e-05 | 3.0309e-05 | 4.8291e-05 | 6.7974e-05 | 8.9115e-05 | 0.00011138 | 0.00013442 | 0.00015816 | 0.00018251 | 0.00020732 | 0.00023248 | 0.00025789 | 0.00028349 | 0.00030926 | 0.00033516 | 0.00036116 | 0.00038716 | 0.00041317 | 0.00043918 | 0.00046519
Under $25 | Under $70 | Lighting | Under $25 | 20.9809 | Lighting | Rural | SC-New (2) | M_Input | Residential | Manufactured | 2017 - LEDReflectors and Outdoor250 to 664 lumensANY | 68.6311 | 20.9809 | R-All-Lgt-Lighting-All-All-R | R-All-HVAC-ER-All-All-E | 1.486e-05 | 1.6757e-05 | 1.8758e-05 | 2.0532e-05 | 2.2053e-05 | 2.3222e-05 | 2.4042e-05 | 2.4764e-05 | 2.5394e-05 | 2.5883e-05 | 2.6248e-05 | 2.6509e-05 | 2.6705e-05 | 2.6876e-05 | 2.7017e-05 | 2.7122e-05 | 2.7126e-05 | 2.7129e-05 | 2.7133e-05 | 2.7136e-05 | 0.00048527 | 0.00048527 | 1.486e-05 | 3.1617e-05 | 5.0375e-05 | 7.0907e-05 | 9.296e-05 | 0.00011618 | 0.00014022 | 0.00016499 | 0.00019038 | 0.00021627 | 0.00024251 | 0.00026902 | 0.00029573 | 0.0003226 | 0.00034962 | 0.00037674 | 0.00040387 | 0.000431 | 0.00045813 | 0.00048527
Under $5 | Under $15 | Lighting | Under $5 | -16.137 | Lighting | Rural | SC-New (2) | M_Input | Residential | Manufactured | 2017 - LEDReflectors and Outdoor665 to 1439 lumensANY | 10.1924 | -16.137 | R-All-Lgt-Lighting-All-All-R | R-All-HVAC-ER-All-All-E | 0.00048082 | 0.00054222 | 0.00060693 | 0.00066435 | 0.00071358 | 0.00075139 | 0.00077793 | 0.00080128 | 0.00082165 | 0.00083749 | 0.00084931 | 0.00085775 | 0.00086408 | 0.00086963 | 0.00087418 | 0.00087758 | 0.0008777 | 0.00087781 | 0.00087792 | 0.00087804 | 0.015702 | 0.015702 | 0.00048082 | 0.001023 | 0.00163 | 0.0022943 | 0.0030079 | 0.0037593 | 0.0045372 | 0.0053385 | 0.0061602 | 0.0069976 | 0.007847 | 0.0087047 | 0.0095688 | 0.010438 | 0.011313 | 0.01219 | 0.013068 | 0.013946 | 0.014824 | 0.015702
Under $15 | Under $20 | Lighting | Under $15 | 11.5725 | Lighting | Rural | SC-New (2) | M_Input | Residential | Manufactured | 2017 - LEDReflectors and Outdoor1440 to 2600 lumensANY | 17.4898 | 11.5725 | R-All-Lgt-Lighting-All-All-R | R-All-HVAC-ER-All-All-E | 0.00012767 | 0.00014397 | 0.00016115 | 0.0001764 | 0.00018947 | 0.00019951 | 0.00020655 | 0.00021275 | 0.00021816 | 0.00022237 | 0.00022551 | 0.00022775 | 0.00022943 | 0.0002309 | 0.00023211 | 0.00023301 | 0.00023304 | 0.00023307 | 0.0002331 | 0.00023313 | 0.0041691 | 0.0041691 | 0.00012767 | 0.00027163 | 0.00043278 | 0.00060918 | 0.00079865 | 0.00099816 | 0.0012047 | 0.0014175 | 0.0016356 | 0.001858 | 0.0020835 | 0.0023112 | 0.0025407 | 0.0027716 | 0.0030037 | 0.0032367 | 0.0034697 | 0.0037028 | 0.0039359 | 0.0041691
Over $160 | Over $160 | Lighting | Over $160 | 228.2462 | Lighting | Rural | SC-New (2) | M_Input | Residential | Manufactured | 2017 - LEDThree-Way250 to 664 lumensANY | 169.5081 | 228.2462 | R-All-Lgt-Lighting-All-All-R | R-All-HVAC-ER-All-All-E | 1.6598e-07 | 1.8717e-07 | 2.0951e-07 | 2.2933e-07 | 2.4633e-07 | 2.5938e-07 | 2.6854e-07 | 2.766e-07 | 2.8363e-07 | 2.891e-07 | 2.9318e-07 | 2.961e-07 | 2.9828e-07 | 3.002e-07 | 3.0177e-07 | 3.0294e-07 | 3.0298e-07 | 3.0302e-07 | 3.0306e-07 | 3.031e-07 | 5.4202e-06 | 5.4202e-06 | 1.6598e-07 | 3.5315e-07 | 5.6266e-07 | 7.92e-07 | 1.0383e-06 | 1.2977e-06 | 1.5662e-06 | 1.8429e-06 | 2.1265e-06 | 2.4156e-06 | 2.7088e-06 | 3.0049e-06 | 3.3031e-06 | 3.6033e-06 | 3.9051e-06 | 4.2081e-06 | 4.511e-06 | 4.8141e-06 | 5.1171e-06 | 5.4202e-06
Under $20 | Under $20 | Lighting | Under $20 | 16.5527 | Lighting | Rural | SC-New (2) | M_Input | Residential | Manufactured | 2017 - LEDThree-Way665 to 1439 lumensANY | 17.6995 | 16.5527 | R-All-Lgt-Lighting-All-All-R | R-All-HVAC-ER-All-All-E | 9.5644e-06 | 1.0786e-05 | 1.2073e-05 | 1.3215e-05 | 1.4194e-05 | 1.4947e-05 | 1.5475e-05 | 1.5939e-05 | 1.6344e-05 | 1.6659e-05 | 1.6894e-05 | 1.7062e-05 | 1.7188e-05 | 1.7299e-05 | 1.7389e-05 | 1.7457e-05 | 1.7459e-05 | 1.7461e-05 | 1.7464e-05 | 1.7466e-05 | 0.00031234 | 0.00031234 | 9.5644e-06 | 2.035e-05 | 3.2423e-05 | 4.5638e-05 | 5.9833e-05 | 7.4779e-05 | 9.0254e-05 | 0.00010619 | 0.00012254 | 0.0001392 | 0.00015609 | 0.00017315 | 0.00019034 | 0.00020764 | 0.00022503 | 0.00024249 | 0.00025995 | 0.00027741 | 0.00029487 | 0.00031234
Under $35 | Under $30 | Lighting | Under $35 | 34.0051 | Lighting | Rural | SC-New (2) | M_Input | Residential | Manufactured | 2017 - LEDThree-Way1440 to 2600 lumensANY | 27.2461 | 34.0051 | R-All-Lgt-Lighting-All-All-R | R-All-HVAC-ER-All-All-E | 6.4765e-05 | 7.3035e-05 | 8.1752e-05 | 8.9487e-05 | 9.6117e-05 | 0.00010121 | 0.00010479 | 0.00010793 | 0.00011067 | 0.00011281 | 0.0001144 | 0.00011554 | 0.00011639 | 0.00011714 | 0.00011775 | 0.00011821 | 0.00011822 | 0.00011824 | 0.00011825 | 0.00011827 | 0.002115 | 0.002115 | 6.4765e-05 | 0.0001378 | 0.00021955 | 0.00030904 | 0.00040516 | 0.00050637 | 0.00061115 | 0.00071908 | 0.00082976 | 0.00094257 | 0.001057 | 0.0011725 | 0.0012889 | 0.001406 | 0.0015238 | 0.001642 | 0.0017602 | 0.0018785 | 0.0019967 | 0.002115
Under $5 | Under $5 | Lighting | Under $5 | -47.2481 | Lighting | Rural | SC-NR (2) | M_Input | Residential | Single Family | 2017 - LEDDecorative and Mini-Base250 to 664 lumensANY | -1.9725 | -47.2481 | R-All-Lgt-Lighting-All-All-R | R-All-HVAC-ER-All-All-E | 0.027633 | 0.030799 | 0.033487 | 0.035747 | 0.037631 | 0.039188 | 0.040464 | 0.04143 | 0.045933 | 0.045925 | 0.045906 | 0.045889 | 0.045814 | 0.045769 | 0.045674 | 0.045543 | 0.045276 | 0.045081 | 0.044918 | 0.044749 | 0.31602 | 0.31602 | 0.027633 | 0.058432 | 0.091919 | 0.12767 | 0.1653 | 0.20448 | 0.24495 | 0.28638 | 0.31602 | 0.31602 | 0.31602 | 0.31602 | 0.31602 | 0.31602 | 0.31602 | 0.31602 | 0.31602 | 0.31602 | 0.31602 | 0.31602
Under $20 | Under $25 | Lighting | Under $20 | 19.9943 | Lighting | Rural | SC-NR (2) | M_Input | Residential | Single Family | 2017 - LEDDecorative and Mini-Base665 to 1439 lumensANY | 22.6568 | 19.9943 | R-All-Lgt-Lighting-All-All-R | R-All-HVAC-ER-All-All-E | 0.024512 | 0.02732 | 0.029705 | 0.03171 | 0.033381 | 0.034762 | 0.035894 | 0.036751 | 0.040745 | 0.040738 | 0.040721 | 0.040706 | 0.04064 | 0.0406 | 0.040515 | 0.040399 | 0.040162 | 0.039989 | 0.039844 | 0.039695 | 0.28032 | 0.28032 | 0.024512 | 0.051832 | 0.081537 | 0.11325 | 0.14663 | 0.18139 | 0.21728 | 0.25403 | 0.28032 | 0.28032 | 0.28032 | 0.28032 | 0.28032 | 0.28032 | 0.28032 | 0.28032 | 0.28032 | 0.28032 | 0.28032 | 0.28032
Under $85 | Under $55 | Lighting | Under $85 | 74.2874 | Lighting | Rural | SC-NR (2) | M_Input | Residential | Single Family | 2017 - LEDDecorative and Mini-Base1440 to 2600 lumensANY | 51.3057 | 74.2874 | R-All-Lgt-Lighting-All-All-R | R-All-HVAC-ER-All-All-E | 0.00097078 | 0.001082 | 0.0011765 | 0.0012559 | 0.001322 | 0.0013767 | 0.0014216 | 0.0014555 | 0.0016137 | 0.0016134 | 0.0016128 | 0.0016121 | 0.0016095 | 0.0016079 | 0.0016046 | 0.0016 | 0.0015906 | 0.0015838 | 0.001578 | 0.0015721 | 0.011102 | 0.011102 | 0.00097078 | 0.0020528 | 0.0032293 | 0.0044851 | 0.0058071 | 0.0071839 | 0.0086054 | 0.010061 | 0.011102 | 0.011102 | 0.011102 | 0.011102 | 0.011102 | 0.011102 | 0.011102 | 0.011102 | 0.011102 | 0.011102 | 0.011102 | 0.011102
Under $5 | Under $5 | Lighting | Under $5 | -28.2468 | Lighting | Rural | SC-NR (2) | M_Input | Residential | Single Family | 2017 - LEDGeneral Purpose and Dimmable250 to 664 lumensANY | -3.2111 | -28.2468 | R-All-Lgt-Lighting-All-All-R | R-All-HVAC-ER-All-All-E | 0.025928 | 0.028899 | 0.031421 | 0.033542 | 0.035309 | 0.03677 | 0.037967 | 0.038874 | 0.043099 | 0.043091 | 0.043074 | 0.043057 | 0.042988 | 0.042945 | 0.042856 | 0.042733 | 0.042483 | 0.042299 | 0.042147 | 0.041988 | 0.29652 | 0.29652 | 0.025928 | 0.054827 | 0.086248 | 0.11979 | 0.1551 | 0.19187 | 0.22984 | 0.26871 | 0.29652 | 0.29652 | 0.29652 | 0.29652 | 0.29652 | 0.29652 | 0.29652 | 0.29652 | 0.29652 | 0.29652 | 0.29652 | 0.29652
Under $5 | Under $5 | Lighting | Under $5 | -17.1483 | Lighting | Rural | SC-NR (2) | M_Input | Residential | Single Family | 2017 - LEDGeneral Purpose and Dimmable665 to 1439 lumensANY | -3.9194 | -17.1483 | R-All-Lgt-Lighting-All-All-R | R-All-HVAC-ER-All-All-E | 0.64979 | 0.72424 | 0.78745 | 0.8406 | 0.88489 | 0.9215 | 0.95151 | 0.97423 | 1.0801 | 1.0799 | 1.0795 | 1.0791 | 1.0773 | 1.0763 | 1.074 | 1.071 | 1.0647 | 1.0601 | 1.0562 | 1.0523 | 7.4311 | 7.4311 | 0.64979 | 1.374 | 2.1615 | 3.0021 | 3.887 | 4.8085 | 5.76 | 6.7342 | 7.4311 | 7.4311 | 7.4311 | 7.4311 | 7.4311 | 7.4311 | 7.4311 | 7.4311 | 7.4311 | 7.4311 | 7.4311 | 7.4311
Under $15 | Under $15 | Lighting | Under $15 | 10.028 | Lighting | Rural | SC-NR (2) | M_Input | Residential | Single Family | 2017 - LEDGeneral Purpose and Dimmable1440 to 2600 lumensANY | 11.9082 | 10.028 | R-All-Lgt-Lighting-All-All-R | R-All-HVAC-ER-All-All-E | 0.12437 | 0.13862 | 0.15072 | 0.16089 | 0.16937 | 0.17637 | 0.18212 | 0.18647 | 0.20673 | 0.20669 | 0.20661 | 0.20653 | 0.2062 | 0.20599 | 0.20557 | 0.20498 | 0.20378 | 0.2029 | 0.20216 | 0.2014 | 1.4223 | 1.4223 | 0.12437 | 0.26298 | 0.4137 | 0.57459 | 0.74395 | 0.92033 | 1.1024 | 1.2889 | 1.4223 | 1.4223 | 1.4223 | 1.4223 | 1.4223 | 1.4223 | 1.4223 | 1.4223 | 1.4223 | 1.4223 | 1.4223 | 1.4223
Under $5 | Under $5 | Lighting | Under $5 | -18.5311 | Lighting | Rural | SC-NR (2) | M_Input | Residential | Single Family | 2017 - LEDGlobe250 to 664 lumensANY | -2.9392 | -18.5311 | R-All-Lgt-Lighting-All-All-R | R-All-HVAC-ER-All-All-E | 0.01347 | 0.015014 | 0.016324 | 0.017426 | 0.018344 | 0.019103 | 0.019725 | 0.020196 | 0.022391 | 0.022387 | 0.022378 | 0.022369 | 0.022333 | 0.022311 | 0.022265 | 0.022201 | 0.022071 | 0.021976 | 0.021896 | 0.021814 | 0.15405 | 0.15405 | 0.01347 | 0.028484 | 0.044808 | 0.062234 | 0.080577 | 0.09968 | 0.11941 | 0.1396 | 0.15405 | 0.15405 | 0.15405 | 0.15405 | 0.15405 | 0.15405 | 0.15405 | 0.15405 | 0.15405 | 0.15405 | 0.15405 | 0.15405
Under $5 | Under $5 | Lighting | Under $5 | -12.5002 | Lighting | Rural | SC-NR (2) | M_Input | Residential | Single Family | 2017 - LEDGlobe665 to 1439 lumensANY | -3.6708 | -12.5002 | R-All-Lgt-Lighting-All-All-R | R-All-HVAC-ER-All-All-E | 0.018871 | 0.021033 | 0.022869 | 0.024413 | 0.025699 | 0.026762 | 0.027634 | 0.028294 | 0.031369 | 0.031363 | 0.031351 | 0.031338 | 0.031288 | 0.031257 | 0.031192 | 0.031103 | 0.03092 | 0.030787 | 0.030676 | 0.03056 | 0.21582 | 0.21582 | 0.018871 | 0.039905 | 0.062774 | 0.087187 | 0.11289 | 0.13965 | 0.16728 | 0.19558 | 0.21582 | 0.21582 | 0.21582 | 0.21582 | 0.21582 | 0.21582 | 0.21582 | 0.21582 | 0.21582 | 0.21582 | 0.21582 | 0.21582
Under $5 | Under $5 | Lighting | Under $5 | -7.6834 | Lighting | Rural | SC-NR (2) | M_Input | Residential | Single Family | 2017 - LEDGlobe1440 to 2600 lumensANY | 2.2744 | -7.6834 | R-All-Lgt-Lighting-All-All-R | R-All-HVAC-ER-All-All-E | 0.0048202 | 0.0053725 | 0.0058414 | 0.0062357 | 0.0065642 | 0.0068358 | 0.0070584 | 0.007227 | 0.0080124 | 0.008011 | 0.0080078 | 0.0080047 | 0.0079917 | 0.0079839 | 0.0079673 | 0.0079444 | 0.0078979 | 0.0078638 | 0.0078353 | 0.0078059 | 0.055125 | 0.055125 | 0.0048202 | 0.010193 | 0.016034 | 0.02227 | 0.028834 | 0.03567 | 0.042728 | 0.049955 | 0.055125 | 0.055125 | 0.055125 | 0.055125 | 0.055125 | 0.055125 | 0.055125 | 0.055125 | 0.055125 | 0.055125 | 0.055125 | 0.055125
Under $25 | Under $70 | Lighting | Under $25 | 20.9809 | Lighting | Rural | SC-NR (2) | M_Input | Residential | Single Family | 2017 - LEDReflectors and Outdoor250 to 664 lumensANY | 68.6311 | 20.9809 | R-All-Lgt-Lighting-All-All-R | R-All-HVAC-ER-All-All-E | 0.0050282 | 0.0056043 | 0.0060935 | 0.0065048 | 0.0068475 | 0.0071308 | 0.007363 | 0.0075389 | 0.0083581 | 0.0083567 | 0.0083533 | 0.0083501 | 0.0083366 | 0.0083284 | 0.0083111 | 0.0082873 | 0.0082387 | 0.0082031 | 0.0081735 | 0.0081427 | 0.057504 | 0.057504 | 0.0050282 | 0.010633 | 0.016726 | 0.023231 | 0.030078 | 0.037209 | 0.044572 | 0.052111 | 0.057504 | 0.057504 | 0.057504 | 0.057504 | 0.057504 | 0.057504 | 0.057504 | 0.057504 | 0.057504 | 0.057504 | 0.057504 | 0.057504
Under $5 | Under $15 | Lighting | Under $5 | -16.137 | Lighting | Rural | SC-NR (2) | M_Input | Residential | Single Family | 2017 - LEDReflectors and Outdoor665 to 1439 lumensANY | 10.1924 | -16.137 | R-All-Lgt-Lighting-All-All-R | R-All-HVAC-ER-All-All-E | 0.1627 | 0.18134 | 0.19717 | 0.21047 | 0.22156 | 0.23073 | 0.23824 | 0.24393 | 0.27044 | 0.2704 | 0.27029 | 0.27018 | 0.26975 | 0.26948 | 0.26892 | 0.26815 | 0.26658 | 0.26543 | 0.26447 | 0.26347 | 1.8606 | 1.8606 | 0.1627 | 0.34403 | 0.5412 | 0.75167 | 0.97324 | 1.204 | 1.4422 | 1.6861 | 1.8606 | 1.8606 | 1.8606 | 1.8606 | 1.8606 | 1.8606 | 1.8606 | 1.8606 | 1.8606 | 1.8606 | 1.8606 | 1.8606
Under $15 | Under $20 | Lighting | Under $15 | 11.5725 | Lighting | Rural | SC-NR (2) | M_Input | Residential | Single Family | 2017 - LEDReflectors and Outdoor1440 to 2600 lumensANY | 17.4898 | 11.5725 | R-All-Lgt-Lighting-All-All-R | R-All-HVAC-ER-All-All-E | 0.043199 | 0.048148 | 0.052351 | 0.055884 | 0.058829 | 0.061263 | 0.063258 | 0.064768 | 0.071807 | 0.071795 | 0.071766 | 0.071738 | 0.071622 | 0.071552 | 0.071403 | 0.071198 | 0.070781 | 0.070475 | 0.070221 | 0.069956 | 0.49403 | 0.49403 | 0.043199 | 0.091347 | 0.1437 | 0.19958 | 0.25841 | 0.31967 | 0.38293 | 0.4477 | 0.49403 | 0.49403 | 0.49403 | 0.49403 | 0.49403 | 0.49403 | 0.49403 | 0.49403 | 0.49403 | 0.49403 | 0.49403 | 0.49403
Over $160 | Over $160 | Lighting | Over $160 | 228.2462 | Lighting | Rural | SC-NR (2) | M_Input | Residential | Single Family | 2017 - LEDThree-Way250 to 664 lumensANY | 169.5081 | 228.2462 | R-All-Lgt-Lighting-All-All-R | R-All-HVAC-ER-All-All-E | 5.6163e-05 | 6.2598e-05 | 6.8062e-05 | 7.2656e-05 | 7.6484e-05 | 7.9648e-05 | 8.2242e-05 | 8.4206e-05 | 9.3357e-05 | 9.334e-05 | 9.3303e-05 | 9.3267e-05 | 9.3116e-05 | 9.3025e-05 | 9.2831e-05 | 9.2565e-05 | 9.2023e-05 | 9.1625e-05 | 9.1294e-05 | 9.0951e-05 | 0.00064229 | 0.00064229 | 5.6163e-05 | 0.00011876 | 0.00018682 | 0.00025948 | 0.00033596 | 0.00041561 | 0.00049785 | 0.00058206 | 0.00064229 | 0.00064229 | 0.00064229 | 0.00064229 | 0.00064229 | 0.00064229 | 0.00064229 | 0.00064229 | 0.00064229 | 0.00064229 | 0.00064229 | 0.00064229
Under $20 | Under $20 | Lighting | Under $20 | 16.5527 | Lighting | Rural | SC-NR (2) | M_Input | Residential | Single Family | 2017 - LEDThree-Way665 to 1439 lumensANY | 17.6995 | 16.5527 | R-All-Lgt-Lighting-All-All-R | R-All-HVAC-ER-All-All-E | 0.0032363 | 0.0036072 | 0.003922 | 0.0041867 | 0.0044073 | 0.0045897 | 0.0047391 | 0.0048523 | 0.0053796 | 0.0053787 | 0.0053765 | 0.0053745 | 0.0053658 | 0.0053605 | 0.0053493 | 0.005334 | 0.0053028 | 0.0052798 | 0.0052608 | 0.005241 | 0.037012 | 0.037012 | 0.0032363 | 0.0068435 | 0.010766 | 0.014952 | 0.01936 | 0.023949 | 0.028688 | 0.033541 | 0.037012 | 0.037012 | 0.037012 | 0.037012 | 0.037012 | 0.037012 | 0.037012 | 0.037012 | 0.037012 | 0.037012 | 0.037012 | 0.037012
Under $35 | Under $30 | Lighting | Under $35 | 34.0051 | Lighting | Rural | SC-NR (2) | M_Input | Residential | Single Family | 2017 - LEDThree-Way1440 to 2600 lumensANY | 27.2461 | 34.0051 | R-All-Lgt-Lighting-All-All-R | R-All-HVAC-ER-All-All-E | 0.021915 | 0.024426 | 0.026558 | 0.02835 | 0.029844 | 0.031079 | 0.032091 | 0.032857 | 0.036428 | 0.036422 | 0.036407 | 0.036393 | 0.036334 | 0.036298 | 0.036223 | 0.036119 | 0.035907 | 0.035752 | 0.035623 | 0.035489 | 0.25062 | 0.25062 | 0.021915 | 0.046341 | 0.072898 | 0.10125 | 0.13109 | 0.16217 | 0.19426 | 0.22712 | 0.25062 | 0.25062 | 0.25062 | 0.25062 | 0.25062 | 0.25062 | 0.25062 | 0.25062 | 0.25062 | 0.25062 | 0.25062 | 0.25062
Under $5 | Under $5 | Lighting | Under $5 | -47.2481 | Lighting | Rural | SC-NR (2) | M_Input | Residential | Multifamily - Low Rise | 2017 - LEDDecorative and Mini-Base250 to 664 lumensANY | -1.9725 | -47.2481 | R-All-Lgt-Lighting-All-All-R | R-All-HVAC-ER-All-All-E | 0.00093352 | 0.001041 | 0.0011322 | 0.0012089 | 0.0012729 | 0.0013257 | 0.001369 | 0.0014018 | 0.0015992 | 0.0015924 | 0.0015891 | 0.0015862 | 0.001583 | 0.0015787 | 0.0015727 | 0.0015662 | 0.0015566 | 0.0015473 | 0.0015394 | 0.0015321 | 0.010995 | 0.010995 | 0.00093352 | 0.0019745 | 0.0031067 | 0.0043157 | 0.0055886 | 0.0069143 | 0.0082833 | 0.0096852 | 0.010995 | 0.010995 | 0.010995 | 0.010995 | 0.010995 | 0.010995 | 0.010995 | 0.010995 | 0.010995 | 0.010995 | 0.010995 | 0.010995
Under $20 | Under $25 | Lighting | Under $20 | 19.9943 | Lighting | Rural | SC-NR (2) | M_Input | Residential | Multifamily - Low Rise | 2017 - LEDDecorative and Mini-Base665 to 1439 lumensANY | 22.6568 | 19.9943 | R-All-Lgt-Lighting-All-All-R | R-All-HVAC-ER-All-All-E | 0.00082808 | 0.00092341 | 0.0010043 | 0.0010724 | 0.0011291 | 0.001176 | 0.0012144 | 0.0012435 | 0.0014186 | 0.0014126 | 0.0014096 | 0.0014071 | 0.0014042 | 0.0014004 | 0.001395 | 0.0013893 | 0.0013808 | 0.0013726 | 0.0013655 | 0.001359 | 0.0097531 | 0.0097531 | 0.00082808 | 0.0017515 | 0.0027558 | 0.0038282 | 0.0049573 | 0.0061333 | 0.0073477 | 0.0085912 | 0.0097531 | 0.0097531 | 0.0097531 | 0.0097531 | 0.0097531 | 0.0097531 | 0.0097531 | 0.0097531 | 0.0097531 | 0.0097531 | 0.0097531 | 0.0097531
Under $85 | Under $55 | Lighting | Under $85 | 74.2874 | Lighting | Rural | SC-NR (2) | M_Input | Residential | Multifamily - Low Rise | 2017 - LEDDecorative and Mini-Base1440 to 2600 lumensANY | 51.3057 | 74.2874 | R-All-Lgt-Lighting-All-All-R | R-All-HVAC-ER-All-All-E | 3.2796e-05 | 3.6571e-05 | 3.9777e-05 | 4.2472e-05 | 4.4718e-05 | 4.6575e-05 | 4.8096e-05 | 4.9249e-05 | 5.6184e-05 | 5.5944e-05 | 5.5826e-05 | 5.5726e-05 | 5.5613e-05 | 5.5461e-05 | 5.525e-05 | 5.5024e-05 | 5.4685e-05 | 5.4361e-05 | 5.408e-05 | 5.3824e-05 | 0.00038627 | 0.00038627 | 3.2796e-05 | 6.9367e-05 | 0.00010914 | 0.00015162 | 0.00019634 | 0.00024291 | 0.00029101 | 0.00034025 | 0.00038627 | 0.00038627 | 0.00038627 | 0.00038627 | 0.00038627 | 0.00038627 | 0.00038627 | 0.00038627 | 0.00038627 | 0.00038627 | 0.00038627 | 0.00038627
Under $5 | Under $5 | Lighting | Under $5 | -28.2468 | Lighting | Rural | SC-NR (2) | M_Input | Residential | Multifamily - Low Rise | 2017 - LEDGeneral Purpose and Dimmable250 to 664 lumensANY | -3.2111 | -28.2468 | R-All-Lgt-Lighting-All-All-R | R-All-HVAC-ER-All-All-E | 0.00087592 | 0.00097676 | 0.0010624 | 0.0011344 | 0.0011943 | 0.0012439 | 0.0012846 | 0.0013153 | 0.0015006 | 0.0014942 | 0.001491 | 0.0014884 | 0.0014853 | 0.0014813 | 0.0014756 | 0.0014696 | 0.0014605 | 0.0014519 | 0.0014444 | 0.0014376 | 0.010317 | 0.010317 | 0.00087592 | 0.0018527 | 0.0029151 | 0.0040494 | 0.0052438 | 0.0064877 | 0.0077723 | 0.0090876 | 0.010317 | 0.010317 | 0.010317 | 0.010317 | 0.010317 | 0.010317 | 0.010317 | 0.010317 | 0.010317 | 0.010317 | 0.010317 | 0.010317
Under $5 | Under $5 | Lighting | Under $5 | -17.1483 | Lighting | Rural | SC-NR (2) | M_Input | Residential | Multifamily - Low Rise | 2017 - LEDGeneral Purpose and Dimmable665 to 1439 lumensANY | -3.9194 | -17.1483 | R-All-Lgt-Lighting-All-All-R | R-All-HVAC-ER-All-All-E | 0.021952 | 0.024479 | 0.026625 | 0.028429 | 0.029932 | 0.031174 | 0.032193 | 0.032964 | 0.037606 | 0.037446 | 0.037367 | 0.0373 | 0.037224 | 0.037123 | 0.036981 | 0.03683 | 0.036603 | 0.036386 | 0.036198 | 0.036027 | 0.25855 | 0.25855 | 0.021952 | 0.046431 | 0.073055 | 0.10148 | 0.13142 | 0.16259 | 0.19478 | 0.22775 | 0.25855 | 0.25855 | 0.25855 | 0.25855 | 0.25855 | 0.25855 | 0.25855 | 0.25855 | 0.25855 | 0.25855 | 0.25855 | 0.25855
Under $15 | Under $15 | Lighting | Under $15 | 10.028 | Lighting | Rural | SC-NR (2) | M_Input | Residential | Multifamily - Low Rise | 2017 - LEDGeneral Purpose and Dimmable1440 to 2600 lumensANY | 11.9082 | 10.028 | R-All-Lgt-Lighting-All-All-R | R-All-HVAC-ER-All-All-E | 0.0042015 | 0.0046852 | 0.0050958 | 0.0054411 | 0.0057289 | 0.0059667 | 0.0061616 | 0.0063093 | 0.0071977 | 0.007167 | 0.0071519 | 0.0071391 | 0.0071245 | 0.0071052 | 0.0070781 | 0.0070491 | 0.0070057 | 0.0069641 | 0.0069282 | 0.0068954 | 0.049485 | 0.049485 | 0.0042015 | 0.0088867 | 0.013983 | 0.019424 | 0.025153 | 0.031119 | 0.037281 | 0.04359 | 0.049485 | 0.049485 | 0.049485 | 0.049485 | 0.049485 | 0.049485 | 0.049485 | 0.049485 | 0.049485 | 0.049485 | 0.049485 | 0.049485
Under $5 | Under $5 | Lighting | Under $5 | -18.5311 | Lighting | Rural | SC-NR (2) | M_Input | Residential | Multifamily - Low Rise | 2017 - LEDGlobe250 to 664 lumensANY | -2.9392 | -18.5311 | R-All-Lgt-Lighting-All-All-R | R-All-HVAC-ER-All-All-E | 0.00045506 | 0.00050745 | 0.00055193 | 0.00058933 | 0.00062049 | 0.00064625 | 0.00066737 | 0.00068335 | 0.00077958 | 0.00077626 | 0.00077462 | 0.00077323 | 0.00077165 | 0.00076956 | 0.00076663 | 0.00076349 | 0.00075878 | 0.00075428 | 0.00075039 | 0.00074684 | 0.0053597 | 0.0053597 | 0.00045506 | 0.00096251 | 0.0015144 | 0.0021038 | 0.0027243 | 0.0033705 | 0.0040379 | 0.0047212 | 0.0053597 | 0.0053597 | 0.0053597 | 0.0053597 | 0.0053597 | 0.0053597 | 0.0053597 | 0.0053597 | 0.0053597 | 0.0053597 | 0.0053597 | 0.0053597
Under $5 | Under $5 | Lighting | Under $5 | -12.5002 | Lighting | Rural | SC-NR (2) | M_Input | Residential | Multifamily - Low Rise | 2017 - LEDGlobe665 to 1439 lumensANY | -3.6708 | -12.5002 | R-All-Lgt-Lighting-All-All-R | R-All-HVAC-ER-All-All-E | 0.00063752 | 0.00071092 | 0.00077323 | 0.00082562 | 0.00086928 | 0.00090537 | 0.00093495 | 0.00095735 | 0.0010922 | 0.0010875 | 0.0010852 | 0.0010833 | 0.0010811 | 0.0010781 | 0.001074 | 0.0010696 | 0.001063 | 0.0010567 | 0.0010513 | 0.0010463 | 0.0075088 | 0.0075088 | 0.00063752 | 0.0013484 | 0.0021217 | 0.0029473 | 0.0038166 | 0.004722 | 0.0056569 | 0.0066143 | 0.0075088 | 0.0075088 | 0.0075088 | 0.0075088 | 0.0075088 | 0.0075088 | 0.0075088 | 0.0075088 | 0.0075088 | 0.0075088 | 0.0075088 | 0.0075088
Under $5 | Under $5 | Lighting | Under $5 | -7.6834 | Lighting | Rural | SC-NR (2) | M_Input | Residential | Multifamily - Low Rise | 2017 - LEDGlobe1440 to 2600 lumensANY | 2.2744 | -7.6834 | R-All-Lgt-Lighting-All-All-R | R-All-HVAC-ER-All-All-E | 0.00016284 | 0.00018159 | 0.0001975 | 0.00021089 | 0.00022204 | 0.00023126 | 0.00023881 | 0.00024453 | 0.00027897 | 0.00027778 | 0.00027719 | 0.0002767 | 0.00027613 | 0.00027538 | 0.00027433 | 0.00027321 | 0.00027152 | 0.00026991 | 0.00026852 | 0.00026725 | 0.0019179 | 0.0019179 | 0.00016284 | 0.00034443 | 0.00054193 | 0.00075282 | 0.00097485 | 0.0012061 | 0.0014449 | 0.0016895 | 0.0019179 | 0.0019179 | 0.0019179 | 0.0019179 | 0.0019179 | 0.0019179 | 0.0019179 | 0.0019179 | 0.0019179 | 0.0019179 | 0.0019179 | 0.0019179
Under $25 | Under $70 | Lighting | Under $25 | 20.9809 | Lighting | Rural | SC-NR (2) | M_Input | Residential | Multifamily - Low Rise | 2017 - LEDReflectors and Outdoor250 to 664 lumensANY | 68.6311 | 20.9809 | R-All-Lgt-Lighting-All-All-R | R-All-HVAC-ER-All-All-E | 0.00016987 | 0.00018942 | 0.00020603 | 0.00021999 | 0.00023162 | 0.00024124 | 0.00024912 | 0.00025509 | 0.00029101 | 0.00028977 | 0.00028915 | 0.00028864 | 0.00028805 | 0.00028726 | 0.00028617 | 0.000285 | 0.00028324 | 0.00028156 | 0.00028011 | 0.00027879 | 0.0020007 | 0.0020007 | 0.00016987 | 0.00035929 | 0.00056532 | 0.00078531 | 0.0010169 | 0.0012582 | 0.0015073 | 0.0017624 | 0.0020007 | 0.0020007 | 0.0020007 | 0.0020007 | 0.0020007 | 0.0020007 | 0.0020007 | 0.0020007 | 0.0020007 | 0.0020007 | 0.0020007 | 0.0020007
Under $5 | Under $15 | Lighting | Under $5 | -16.137 | Lighting | Rural | SC-NR (2) | M_Input | Residential | Multifamily - Low Rise | 2017 - LEDReflectors and Outdoor665 to 1439 lumensANY | 10.1924 | -16.137 | R-All-Lgt-Lighting-All-All-R | R-All-HVAC-ER-All-All-E | 0.0054964 | 0.0061291 | 0.0066664 | 0.0071181 | 0.0074945 | 0.0078056 | 0.0080606 | 0.0082538 | 0.009416 | 0.0093759 | 0.0093561 | 0.0093393 | 0.0093203 | 0.009295 | 0.0092595 | 0.0092216 | 0.0091648 | 0.0091105 | 0.0090635 | 0.0090206 | 0.064736 | 0.064736 | 0.0054964 | 0.011626 | 0.018292 | 0.02541 | 0.032904 | 0.04071 | 0.048771 | 0.057024 | 0.064736 | 0.064736 | 0.064736 | 0.064736 | 0.064736 | 0.064736 | 0.064736 | 0.064736 | 0.064736 | 0.064736 | 0.064736 | 0.064736
Under $15 | Under $20 | Lighting | Under $15 | 11.5725 | Lighting | Rural | SC-NR (2) | M_Input | Residential | Multifamily - Low Rise | 2017 - LEDReflectors and Outdoor1440 to 2600 lumensANY | 17.4898 | 11.5725 | R-All-Lgt-Lighting-All-All-R | R-All-HVAC-ER-All-All-E | 0.0014594 | 0.0016274 | 0.00177 | 0.00189 | 0.0019899 | 0.0020725 | 0.0021402 | 0.0021915 | 0.0025001 | 0.0024895 | 0.0024842 | 0.0024798 | 0.0024747 | 0.002468 | 0.0024586 | 0.0024485 | 0.0024334 | 0.002419 | 0.0024065 | 0.0023951 | 0.017189 | 0.017189 | 0.0014594 | 0.0030868 | 0.0048568 | 0.0067468 | 0.0087367 | 0.010809 | 0.012949 | 0.015141 | 0.017189 | 0.017189 | 0.017189 | 0.017189 | 0.017189 | 0.017189 | 0.017189 | 0.017189 | 0.017189 | 0.017189 | 0.017189 | 0.017189
Over $160 | Over $160 | Lighting | Over $160 | 228.2462 | Lighting | Rural | SC-NR (2) | M_Input | Residential | Multifamily - Low Rise | 2017 - LEDThree-Way250 to 664 lumensANY | 169.5081 | 228.2462 | R-All-Lgt-Lighting-All-All-R | R-All-HVAC-ER-All-All-E | 1.8973e-06 | 2.1158e-06 | 2.3012e-06 | 2.4572e-06 | 2.5871e-06 | 2.6945e-06 | 2.7825e-06 | 2.8492e-06 | 3.2504e-06 | 3.2366e-06 | 3.2297e-06 | 3.2239e-06 | 3.2174e-06 | 3.2086e-06 | 3.1964e-06 | 3.1833e-06 | 3.1637e-06 | 3.1449e-06 | 3.1287e-06 | 3.1139e-06 | 2.2347e-05 | 2.2347e-05 | 1.8973e-06 | 4.0131e-06 | 6.3144e-06 | 8.7715e-06 | 1.1359e-05 | 1.4053e-05 | 1.6836e-05 | 1.9685e-05 | 2.2347e-05 | 2.2347e-05 | 2.2347e-05 | 2.2347e-05 | 2.2347e-05 | 2.2347e-05 | 2.2347e-05 | 2.2347e-05 | 2.2347e-05 | 2.2347e-05 | 2.2347e-05 | 2.2347e-05
Under $20 | Under $20 | Lighting | Under $20 | 16.5527 | Lighting | Rural | SC-NR (2) | M_Input | Residential | Multifamily - Low Rise | 2017 - LEDThree-Way665 to 1439 lumensANY | 17.6995 | 16.5527 | R-All-Lgt-Lighting-All-All-R | R-All-HVAC-ER-All-All-E | 0.00010933 | 0.00012192 | 0.00013261 | 0.00014159 | 0.00014908 | 0.00015527 | 0.00016034 | 0.00016418 | 0.0001873 | 0.0001865 | 0.00018611 | 0.00018578 | 0.0001854 | 0.00018489 | 0.00018419 | 0.00018344 | 0.00018231 | 0.00018122 | 0.00018029 | 0.00017944 | 0.0012877 | 0.0012877 | 0.00010933 | 0.00023125 | 0.00036386 | 0.00050545 | 0.00065453 | 0.0008098 | 0.00097014 | 0.0011343 | 0.0012877 | 0.0012877 | 0.0012877 | 0.0012877 | 0.0012877 | 0.0012877 | 0.0012877 | 0.0012877 | 0.0012877 | 0.0012877 | 0.0012877 | 0.0012877
Under $35 | Under $30 | Lighting | Under $35 | 34.0051 | Lighting | Rural | SC-NR (2) | M_Input | Residential | Multifamily - Low Rise | 2017 - LEDThree-Way1440 to 2600 lumensANY | 27.2461 | 34.0051 | R-All-Lgt-Lighting-All-All-R | R-All-HVAC-ER-All-All-E | 0.00074035 | 0.00082558 | 0.00089794 | 0.00095879 | 0.0010095 | 0.0010514 | 0.0010857 | 0.0011118 | 0.0012683 | 0.0012629 | 0.0012602 | 0.001258 | 0.0012554 | 0.001252 | 0.0012472 | 0.0012421 | 0.0012345 | 0.0012272 | 0.0012208 | 0.0012151 | 0.0087198 | 0.0087198 | 0.00074035 | 0.0015659 | 0.0024639 | 0.0034227 | 0.0044321 | 0.0054835 | 0.0065693 | 0.007681 | 0.0087198 | 0.0087198 | 0.0087198 | 0.0087198 | 0.0087198 | 0.0087198 | 0.0087198 | 0.0087198 | 0.0087198 | 0.0087198 | 0.0087198 | 0.0087198
Under $5 | Under $5 | Lighting | Under $5 | -47.2481 | Lighting | Rural | SC-NR (2) | M_Input | Residential | Multifamily - High Rise | 2017 - LEDDecorative and Mini-Base250 to 664 lumensANY | -1.9725 | -47.2481 | R-All-Lgt-Lighting-All-All-R | R-All-HVAC-ER-All-All-E | 0.0002129 | 0.00023741 | 0.00025821 | 0.0002757 | 0.00029028 | 0.00030232 | 0.0003122 | 0.00031968 | 0.00036326 | 0.00036261 | 0.00036202 | 0.00036176 | 0.00036079 | 0.00035984 | 0.00035812 | 0.00035669 | 0.00035437 | 0.00035248 | 0.00035075 | 0.00034907 | 0.0025028 | 0.0025028 | 0.0002129 | 0.00045031 | 0.00070852 | 0.00098422 | 0.0012745 | 0.0015768 | 0.001889 | 0.0022087 | 0.0025028 | 0.0025028 | 0.0025028 | 0.0025028 | 0.0025028 | 0.0025028 | 0.0025028 | 0.0025028 | 0.0025028 | 0.0025028 | 0.0025028 | 0.0025028
Under $20 | Under $25 | Lighting | Under $20 | 19.9943 | Lighting | Rural | SC-NR (2) | M_Input | Residential | Multifamily - High Rise | 2017 - LEDDecorative and Mini-Base665 to 1439 lumensANY | 22.6568 | 19.9943 | R-All-Lgt-Lighting-All-All-R | R-All-HVAC-ER-All-All-E | 0.00018886 | 0.00021059 | 0.00022905 | 0.00024456 | 0.00025749 | 0.00026818 | 0.00027694 | 0.00028357 | 0.00032223 | 0.00032165 | 0.00032113 | 0.0003209 | 0.00032004 | 0.00031919 | 0.00031767 | 0.0003164 | 0.00031435 | 0.00031266 | 0.00031114 | 0.00030965 | 0.0022201 | 0.0022201 | 0.00018886 | 0.00039945 | 0.00062849 | 0.00087306 | 0.0011305 | 0.0013987 | 0.0016757 | 0.0019592 | 0.0022201 | 0.0022201 | 0.0022201 | 0.0022201 | 0.0022201 | 0.0022201 | 0.0022201 | 0.0022201 | 0.0022201 | 0.0022201 | 0.0022201 | 0.0022201
Under $85 | Under $55 | Lighting | Under $85 | 74.2874 | Lighting | Rural | SC-NR (2) | M_Input | Residential | Multifamily - High Rise | 2017 - LEDDecorative and Mini-Base1440 to 2600 lumensANY | 51.3057 | 74.2874 | R-All-Lgt-Lighting-All-All-R | R-All-HVAC-ER-All-All-E | 7.4796e-06 | 8.3405e-06 | 9.0713e-06 | 9.6858e-06 | 1.0198e-05 | 1.0621e-05 | 1.0968e-05 | 1.1231e-05 | 1.2762e-05 | 1.2739e-05 | 1.2718e-05 | 1.2709e-05 | 1.2675e-05 | 1.2642e-05 | 1.2581e-05 | 1.2531e-05 | 1.245e-05 | 1.2383e-05 | 1.2323e-05 | 1.2264e-05 | 8.7929e-05 | 8.7929e-05 | 7.4796e-06 | 1.582e-05 | 2.4891e-05 | 3.4577e-05 | 4.4775e-05 | 5.5396e-05 | 6.6364e-05 | 7.7595e-05 | 8.7929e-05 | 8.7929e-05 | 8.7929e-05 | 8.7929e-05 | 8.7929e-05 | 8.7929e-05 | 8.7929e-05 | 8.7929e-05 | 8.7929e-05 | 8.7929e-05 | 8.7929e-05 | 8.7929e-05
Under $5 | Under $5 | Lighting | Under $5 | -28.2468 | Lighting | Rural | SC-NR (2) | M_Input | Residential | Multifamily - High Rise | 2017 - LEDGeneral Purpose and Dimmable250 to 664 lumensANY | -3.2111 | -28.2468 | R-All-Lgt-Lighting-All-All-R | R-All-HVAC-ER-All-All-E | 0.00019977 | 0.00022276 | 0.00024228 | 0.00025869 | 0.00027237 | 0.00028367 | 0.00029294 | 0.00029996 | 0.00034085 | 0.00034023 | 0.00033968 | 0.00033944 | 0.00033853 | 0.00033763 | 0.00033602 | 0.00033469 | 0.00033251 | 0.00033073 | 0.00032911 | 0.00032754 | 0.0023484 | 0.0023484 | 0.00019977 | 0.00042253 | 0.00066481 | 0.0009235 | 0.0011959 | 0.0014795 | 0.0017725 | 0.0020724 | 0.0023484 | 0.0023484 | 0.0023484 | 0.0023484 | 0.0023484 | 0.0023484 | 0.0023484 | 0.0023484 | 0.0023484 | 0.0023484 | 0.0023484 | 0.0023484
Under $5 | Under $5 | Lighting | Under $5 | -17.1483 | Lighting | Rural | SC-NR (2) | M_Input | Residential | Multifamily - High Rise | 2017 - LEDGeneral Purpose and Dimmable665 to 1439 lumensANY | -3.9194 | -17.1483 | R-All-Lgt-Lighting-All-All-R | R-All-HVAC-ER-All-All-E | 0.0050065 | 0.0055826 | 0.0060718 | 0.0064831 | 0.0068259 | 0.0071092 | 0.0073414 | 0.0075173 | 0.0085421 | 0.0085267 | 0.0085129 | 0.0085069 | 0.0084841 | 0.0084616 | 0.0084211 | 0.0083876 | 0.0083331 | 0.0082885 | 0.008248 | 0.0082085 | 0.058854 | 0.058854 | 0.0050065 | 0.010589 | 0.016661 | 0.023144 | 0.02997 | 0.037079 | 0.044421 | 0.051938 | 0.058854 | 0.058854 | 0.058854 | 0.058854 | 0.058854 | 0.058854 | 0.058854 | 0.058854 | 0.058854 | 0.058854 | 0.058854 | 0.058854
Under $15 | Under $15 | Lighting | Under $15 | 10.028 | Lighting | Rural | SC-NR (2) | M_Input | Residential | Multifamily - High Rise | 2017 - LEDGeneral Purpose and Dimmable1440 to 2600 lumensANY | 11.9082 | 10.028 | R-All-Lgt-Lighting-All-All-R | R-All-HVAC-ER-All-All-E | 0.00095822 | 0.0010685 | 0.0011621 | 0.0012409 | 0.0013065 | 0.0013607 | 0.0014051 | 0.0014388 | 0.0016349 | 0.001632 | 0.0016293 | 0.0016282 | 0.0016238 | 0.0016195 | 0.0016118 | 0.0016054 | 0.0015949 | 0.0015864 | 0.0015786 | 0.0015711 | 0.011265 | 0.011265 | 0.00095822 | 0.0020267 | 0.0031888 | 0.0044297 | 0.0057361 | 0.0070968 | 0.008502 | 0.0099407 | 0.011265 | 0.011265 | 0.011265 | 0.011265 | 0.011265 | 0.011265 | 0.011265 | 0.011265 | 0.011265 | 0.011265 | 0.011265 | 0.011265
Under $5 | Under $5 | Lighting | Under $5 | -18.5311 | Lighting | Rural | SC-NR (2) | M_Input | Residential | Multifamily - High Rise | 2017 - LEDGlobe250 to 664 lumensANY | -2.9392 | -18.5311 | R-All-Lgt-Lighting-All-All-R | R-All-HVAC-ER-All-All-E | 0.00010378 | 0.00011573 | 0.00012587 | 0.0001344 | 0.0001415 | 0.00014737 | 0.00015219 | 0.00015583 | 0.00017708 | 0.00017676 | 0.00017647 | 0.00017635 | 0.00017588 | 0.00017541 | 0.00017457 | 0.00017388 | 0.00017275 | 0.00017182 | 0.00017098 | 0.00017016 | 0.0012201 | 0.0012201 | 0.00010378 | 0.00021951 | 0.00034538 | 0.00047978 | 0.00062128 | 0.00076865 | 0.00092084 | 0.0010767 | 0.0012201 | 0.0012201 | 0.0012201 | 0.0012201 | 0.0012201 | 0.0012201 | 0.0012201 | 0.0012201 | 0.0012201 | 0.0012201 | 0.0012201 | 0.0012201
Under $5 | Under $5 | Lighting | Under $5 | -12.5002 | Lighting | Rural | SC-NR (2) | M_Input | Residential | Multifamily - High Rise | 2017 - LEDGlobe665 to 1439 lumensANY | -3.6708 | -12.5002 | R-All-Lgt-Lighting-All-All-R | R-All-HVAC-ER-All-All-E | 0.0001454 | 0.00016213 | 0.00017634 | 0.00018828 | 0.00019824 | 0.00020647 | 0.00021321 | 0.00021832 | 0.00024808 | 0.00024763 | 0.00024723 | 0.00024706 | 0.0002464 | 0.00024574 | 0.00024457 | 0.00024359 | 0.00024201 | 0.00024071 | 0.00023954 | 0.00023839 | 0.0017093 | 0.0017093 | 0.0001454 | 0.00030753 | 0.00048387 | 0.00067215 | 0.00087039 | 0.0010769 | 0.0012901 | 0.0015084 | 0.0017093 | 0.0017093 | 0.0017093 | 0.0017093 | 0.0017093 | 0.0017093 | 0.0017093 | 0.0017093 | 0.0017093 | 0.0017093 | 0.0017093 | 0.0017093
Under $5 | Under $5 | Lighting | Under $5 | -7.6834 | Lighting | Rural | SC-NR (2) | M_Input | Residential | Multifamily - High Rise | 2017 - LEDGlobe1440 to 2600 lumensANY | 2.2744 | -7.6834 | R-All-Lgt-Lighting-All-All-R | R-All-HVAC-ER-All-All-E | 3.7138e-05 | 4.1413e-05 | 4.5041e-05 | 4.8093e-05 | 5.0635e-05 | 5.2737e-05 | 5.446e-05 | 5.5764e-05 | 6.3366e-05 | 6.3252e-05 | 6.315e-05 | 6.3105e-05 | 6.2936e-05 | 6.2769e-05 | 6.2469e-05 | 6.222e-05 | 6.1816e-05 | 6.1485e-05 | 6.1185e-05 | 6.0892e-05 | 0.00043659 | 0.00043659 | 3.7138e-05 | 7.8551e-05 | 0.00012359 | 0.00017168 | 0.00022232 | 0.00027506 | 0.00032952 | 0.00038528 | 0.00043659 | 0.00043659 | 0.00043659 | 0.00043659 | 0.00043659 | 0.00043659 | 0.00043659 | 0.00043659 | 0.00043659 | 0.00043659 | 0.00043659 | 0.00043659
Under $25 | Under $70 | Lighting | Under $25 | 20.9809 | Lighting | Rural | SC-NR (2) | M_Input | Residential | Multifamily - High Rise | 2017 - LEDReflectors and Outdoor250 to 664 lumensANY | 68.6311 | 20.9809 | R-All-Lgt-Lighting-All-All-R | R-All-HVAC-ER-All-All-E | 3.8741e-05 | 4.32e-05 | 4.6985e-05 | 5.0168e-05 | 5.2821e-05 | 5.5013e-05 | 5.681e-05 | 5.8171e-05 | 6.6101e-05 | 6.5982e-05 | 6.5875e-05 | 6.5828e-05 | 6.5652e-05 | 6.5478e-05 | 6.5165e-05 | 6.4906e-05 | 6.4484e-05 | 6.4138e-05 | 6.3825e-05 | 6.3519e-05 | 0.00045543 | 0.00045543 | 3.8741e-05 | 8.1941e-05 | 0.00012893 | 0.00017909 | 0.00023191 | 0.00028693 | 0.00034374 | 0.00040191 | 0.00045543 | 0.00045543 | 0.00045543 | 0.00045543 | 0.00045543 | 0.00045543 | 0.00045543 | 0.00045543 | 0.00045543 | 0.00045543 | 0.00045543 | 0.00045543
Under $5 | Under $15 | Lighting | Under $5 | -16.137 | Lighting | Rural | SC-NR (2) | M_Input | Residential | Multifamily - High Rise | 2017 - LEDReflectors and Outdoor665 to 1439 lumensANY | 10.1924 | -16.137 | R-All-Lgt-Lighting-All-All-R | R-All-HVAC-ER-All-All-E | 0.0012535 | 0.0013978 | 0.0015203 | 0.0016233 | 0.0017091 | 0.00178 | 0.0018382 | 0.0018822 | 0.0021388 | 0.002135 | 0.0021315 | 0.00213 | 0.0021243 | 0.0021186 | 0.0021085 | 0.0021001 | 0.0020865 | 0.0020753 | 0.0020652 | 0.0020553 | 0.014736 | 0.014736 | 0.0012535 | 0.0026513 | 0.0041716 | 0.0057949 | 0.007504 | 0.009284 | 0.011122 | 0.013004 | 0.014736 | 0.014736 | 0.014736 | 0.014736 | 0.014736 | 0.014736 | 0.014736 | 0.014736 | 0.014736 | 0.014736 | 0.014736 | 0.014736
Under $15 | Under $20 | Lighting | Under $15 | 11.5725 | Lighting | Rural | SC-NR (2) | M_Input | Residential | Multifamily - High Rise | 2017 - LEDReflectors and Outdoor1440 to 2600 lumensANY | 17.4898 | 11.5725 | R-All-Lgt-Lighting-All-All-R | R-All-HVAC-ER-All-All-E | 0.00033284 | 0.00037114 | 0.00040366 | 0.00043101 | 0.0004538 | 0.00047263 | 0.00048807 | 0.00049976 | 0.00056789 | 0.00056687 | 0.00056595 | 0.00056555 | 0.00056404 | 0.00056254 | 0.00055985 | 0.00055762 | 0.000554 | 0.00055103 | 0.00054834 | 0.00054571 | 0.0039127 | 0.0039127 | 0.00033284 | 0.00070398 | 0.0011076 | 0.0015386 | 0.0019924 | 0.0024651 | 0.0029531 | 0.0034529 | 0.0039127 | 0.0039127 | 0.0039127 | 0.0039127 | 0.0039127 | 0.0039127 | 0.0039127 | 0.0039127 | 0.0039127 | 0.0039127 | 0.0039127 | 0.0039127
Over $160 | Over $160 | Lighting | Over $160 | 228.2462 | Lighting | Rural | SC-NR (2) | M_Input | Residential | Multifamily - High Rise | 2017 - LEDThree-Way250 to 664 lumensANY | 169.5081 | 228.2462 | R-All-Lgt-Lighting-All-All-R | R-All-HVAC-ER-All-All-E | 4.3272e-07 | 4.8252e-07 | 5.248e-07 | 5.6035e-07 | 5.8998e-07 | 6.1447e-07 | 6.3454e-07 | 6.4974e-07 | 7.3832e-07 | 7.3699e-07 | 7.358e-07 | 7.3527e-07 | 7.3331e-07 | 7.3136e-07 | 7.2786e-07 | 7.2497e-07 | 7.2026e-07 | 7.164e-07 | 7.129e-07 | 7.0948e-07 | 5.0869e-06 | 5.0869e-06 | 4.3272e-07 | 9.1524e-07 | 1.44e-06 | 2.0004e-06 | 2.5904e-06 | 3.2048e-06 | 3.8394e-06 | 4.4891e-06 | 5.0869e-06 | 5.0869e-06 | 5.0869e-06 | 5.0869e-06 | 5.0869e-06 | 5.0869e-06 | 5.0869e-06 | 5.0869e-06 | 5.0869e-06 | 5.0869e-06 | 5.0869e-06 | 5.0869e-06
Under $20 | Under $20 | Lighting | Under $20 | 16.5527 | Lighting | Rural | SC-NR (2) | M_Input | Residential | Multifamily - High Rise | 2017 - LEDThree-Way665 to 1439 lumensANY | 17.6995 | 16.5527 | R-All-Lgt-Lighting-All-All-R | R-All-HVAC-ER-All-All-E | 2.4935e-05 | 2.7805e-05 | 3.0242e-05 | 3.229e-05 | 3.3997e-05 | 3.5408e-05 | 3.6565e-05 | 3.7441e-05 | 4.2545e-05 | 4.2468e-05 | 4.24e-05 | 4.237e-05 | 4.2256e-05 | 4.2144e-05 | 4.1943e-05 | 4.1776e-05 | 4.1504e-05 | 4.1282e-05 | 4.108e-05 | 4.0884e-05 | 0.00029313 | 0.00029313 | 2.4935e-05 | 5.274e-05 | 8.2982e-05 | 0.00011527 | 0.00014927 | 0.00018468 | 0.00022124 | 0.00025868 | 0.00029313 | 0.00029313 | 0.00029313 | 0.00029313 | 0.00029313 | 0.00029313 | 0.00029313 | 0.00029313 | 0.00029313 | 0.00029313 | 0.00029313 | 0.00029313
Under $35 | Under $30 | Lighting | Under $35 | 34.0051 | Lighting | Rural | SC-NR (2) | M_Input | Residential | Multifamily - High Rise | 2017 - LEDThree-Way1440 to 2600 lumensANY | 27.2461 | 34.0051 | R-All-Lgt-Lighting-All-All-R | R-All-HVAC-ER-All-All-E | 0.00016885 | 0.00018828 | 0.00020478 | 0.00021865 | 0.00023021 | 0.00023977 | 0.0002476 | 0.00025353 | 0.00028809 | 0.00028757 | 0.00028711 | 0.0002869 | 0.00028614 | 0.00028538 | 0.00028401 | 0.00028288 | 0.00028105 | 0.00027954 | 0.00027817 | 0.00027684 | 0.0019849 | 0.0019849 | 0.00016885 | 0.00035713 | 0.00056191 | 0.00078056 | 0.0010108 | 0.0012505 | 0.0014981 | 0.0017517 | 0.0019849 | 0.0019849 | 0.0019849 | 0.0019849 | 0.0019849 | 0.0019849 | 0.0019849 | 0.0019849 | 0.0019849 | 0.0019849 | 0.0019849 | 0.0019849
Under $5 | Under $5 | Lighting | Under $5 | -47.2481 | Lighting | Rural | SC-NR (2) | M_Input | Residential | Manufactured | 2017 - LEDDecorative and Mini-Base250 to 664 lumensANY | -1.9725 | -47.2481 | R-All-Lgt-Lighting-All-All-R | R-All-HVAC-ER-All-All-E | 0.0028791 | 0.0031671 | 0.0034028 | 0.0035922 | 0.0037416 | 0.0038566 | 0.0039425 | 0.0039973 | 0.0041122 | 0.0041149 | 0.004106 | 0.0040875 | 0.0040619 | 0.0040307 | 0.0039955 | 0.0039579 | 0.0039089 | 0.0038609 | 0.0038139 | 0.0037677 | 0.025801 | 0.025801 | 0.0028791 | 0.0060462 | 0.0094489 | 0.013041 | 0.016783 | 0.020639 | 0.024582 | 0.025801 | 0.025801 | 0.025801 | 0.025801 | 0.025801 | 0.025801 | 0.025801 | 0.025801 | 0.025801 | 0.025801 | 0.025801 | 0.025801 | 0.025801
Under $20 | Under $25 | Lighting | Under $20 | 19.9943 | Lighting | Rural | SC-NR (2) | M_Input | Residential | Manufactured | 2017 - LEDDecorative and Mini-Base665 to 1439 lumensANY | 22.6568 | 19.9943 | R-All-Lgt-Lighting-All-All-R | R-All-HVAC-ER-All-All-E | 0.0025539 | 0.0028094 | 0.0030184 | 0.0031865 | 0.003319 | 0.003421 | 0.0034972 | 0.0035458 | 0.0036478 | 0.0036501 | 0.0036423 | 0.0036259 | 0.0036031 | 0.0035754 | 0.0035442 | 0.0035109 | 0.0034674 | 0.0034248 | 0.0033831 | 0.0033421 | 0.022887 | 0.022887 | 0.0025539 | 0.0053633 | 0.0083817 | 0.011568 | 0.014887 | 0.018308 | 0.021805 | 0.022887 | 0.022887 | 0.022887 | 0.022887 | 0.022887 | 0.022887 | 0.022887 | 0.022887 | 0.022887 | 0.022887 | 0.022887 | 0.022887 | 0.022887
Under $85 | Under $55 | Lighting | Under $85 | 74.2874 | Lighting | Rural | SC-NR (2) | M_Input | Residential | Manufactured | 2017 - LEDDecorative and Mini-Base1440 to 2600 lumensANY | 51.3057 | 74.2874 | R-All-Lgt-Lighting-All-All-R | R-All-HVAC-ER-All-All-E | 0.00010115 | 0.00011127 | 0.00011954 | 0.0001262 | 0.00013145 | 0.00013549 | 0.00013851 | 0.00014043 | 0.00014447 | 0.00014456 | 0.00014425 | 0.0001436 | 0.0001427 | 0.0001416 | 0.00014037 | 0.00013905 | 0.00013733 | 0.00013564 | 0.00013399 | 0.00013236 | 0.00090644 | 0.00090644 | 0.00010115 | 0.00021241 | 0.00033196 | 0.00045816 | 0.0005896 | 0.00072509 | 0.0008636 | 0.00090644 | 0.00090644 | 0.00090644 | 0.00090644 | 0.00090644 | 0.00090644 | 0.00090644 | 0.00090644 | 0.00090644 | 0.00090644 | 0.00090644 | 0.00090644 | 0.00090644
Under $5 | Under $5 | Lighting | Under $5 | -28.2468 | Lighting | Rural | SC-NR (2) | M_Input | Residential | Manufactured | 2017 - LEDGeneral Purpose and Dimmable250 to 664 lumensANY | -3.2111 | -28.2468 | R-All-Lgt-Lighting-All-All-R | R-All-HVAC-ER-All-All-E | 0.0027014 | 0.0029717 | 0.0031928 | 0.0033706 | 0.0035107 | 0.0036186 | 0.0036993 | 0.0037507 | 0.0038585 | 0.003861 | 0.0038527 | 0.0038354 | 0.0038113 | 0.003782 | 0.0037489 | 0.0037137 | 0.0036677 | 0.0036227 | 0.0035786 | 0.0035352 | 0.024209 | 0.024209 | 0.0027014 | 0.0056731 | 0.008866 | 0.012237 | 0.015747 | 0.019366 | 0.023065 | 0.024209 | 0.024209 | 0.024209 | 0.024209 | 0.024209 | 0.024209 | 0.024209 | 0.024209 | 0.024209 | 0.024209 | 0.024209 | 0.024209 | 0.024209
Under $5 | Under $5 | Lighting | Under $5 | -17.1483 | Lighting | Rural | SC-NR (2) | M_Input | Residential | Manufactured | 2017 - LEDGeneral Purpose and Dimmable665 to 1439 lumensANY | -3.9194 | -17.1483 | R-All-Lgt-Lighting-All-All-R | R-All-HVAC-ER-All-All-E | 0.067701 | 0.074475 | 0.080017 | 0.084471 | 0.087983 | 0.090688 | 0.092709 | 0.093998 | 0.0967 | 0.096762 | 0.096553 | 0.096119 | 0.095515 | 0.094781 | 0.093953 | 0.093071 | 0.091918 | 0.09079 | 0.089684 | 0.088597 | 0.60672 | 0.60672 | 0.067701 | 0.14218 | 0.22219 | 0.30666 | 0.39465 | 0.48534 | 0.57804 | 0.60672 | 0.60672 | 0.60672 | 0.60672 | 0.60672 | 0.60672 | 0.60672 | 0.60672 | 0.60672 | 0.60672 | 0.60672 | 0.60672 | 0.60672
Under $15 | Under $15 | Lighting | Under $15 | 10.028 | Lighting | Rural | SC-NR (2) | M_Input | Residential | Manufactured | 2017 - LEDGeneral Purpose and Dimmable1440 to 2600 lumensANY | 11.9082 | 10.028 | R-All-Lgt-Lighting-All-All-R | R-All-HVAC-ER-All-All-E | 0.012958 | 0.014254 | 0.015315 | 0.016168 | 0.01684 | 0.017357 | 0.017744 | 0.017991 | 0.018508 | 0.01852 | 0.01848 | 0.018397 | 0.018281 | 0.018141 | 0.017982 | 0.017813 | 0.017593 | 0.017377 | 0.017165 | 0.016957 | 0.11612 | 0.11612 | 0.012958 | 0.027212 | 0.042527 | 0.058694 | 0.075534 | 0.092891 | 0.11064 | 0.11612 | 0.11612 | 0.11612 | 0.11612 | 0.11612 | 0.11612 | 0.11612 | 0.11612 | 0.11612 | 0.11612 | 0.11612 | 0.11612 | 0.11612
Under $5 | Under $5 | Lighting | Under $5 | -18.5311 | Lighting | Rural | SC-NR (2) | M_Input | Residential | Manufactured | 2017 - LEDGlobe250 to 664 lumensANY | -2.9392 | -18.5311 | R-All-Lgt-Lighting-All-All-R | R-All-HVAC-ER-All-All-E | 0.0014035 | 0.0015439 | 0.0016588 | 0.0017511 | 0.0018239 | 0.00188 | 0.0019219 | 0.0019486 | 0.0020046 | 0.0020059 | 0.0020016 | 0.0019926 | 0.00198 | 0.0019648 | 0.0019477 | 0.0019294 | 0.0019055 | 0.0018821 | 0.0018592 | 0.0018366 | 0.012577 | 0.012577 | 0.0014035 | 0.0029473 | 0.0046061 | 0.0063572 | 0.0081811 | 0.010061 | 0.011983 | 0.012577 | 0.012577 | 0.012577 | 0.012577 | 0.012577 | 0.012577 | 0.012577 | 0.012577 | 0.012577 | 0.012577 | 0.012577 | 0.012577 | 0.012577
Under $5 | Under $5 | Lighting | Under $5 | -12.5002 | Lighting | Rural | SC-NR (2) | M_Input | Residential | Manufactured | 2017 - LEDGlobe665 to 1439 lumensANY | -3.6708 | -12.5002 | R-All-Lgt-Lighting-All-All-R | R-All-HVAC-ER-All-All-E | 0.0019662 | 0.0021629 | 0.0023238 | 0.0024532 | 0.0025552 | 0.0026338 | 0.0026925 | 0.0027299 | 0.0028084 | 0.0028102 | 0.0028041 | 0.0027915 | 0.002774 | 0.0027526 | 0.0027286 | 0.002703 | 0.0026695 | 0.0026367 | 0.0026046 | 0.0025731 | 0.01762 | 0.01762 | 0.0019662 | 0.0041291 | 0.0064529 | 0.0089062 | 0.011461 | 0.014095 | 0.016788 | 0.01762 | 0.01762 | 0.01762 | 0.01762 | 0.01762 | 0.01762 | 0.01762 | 0.01762 | 0.01762 | 0.01762 | 0.01762 | 0.01762 | 0.01762
Under $5 | Under $5 | Lighting | Under $5 | -7.6834 | Lighting | Rural | SC-NR (2) | M_Input | Residential | Manufactured | 2017 - LEDGlobe1440 to 2600 lumensANY | 2.2744 | -7.6834 | R-All-Lgt-Lighting-All-All-R | R-All-HVAC-ER-All-All-E | 0.00050221 | 0.00055246 | 0.00059357 | 0.00062662 | 0.00065267 | 0.00067273 | 0.00068773 | 0.00069729 | 0.00071733 | 0.00071779 | 0.00071624 | 0.00071302 | 0.00070854 | 0.0007031 | 0.00069696 | 0.00069041 | 0.00068186 | 0.00067349 | 0.00066529 | 0.00065722 | 0.0045007 | 0.0045007 | 0.00050221 | 0.0010547 | 0.0016482 | 0.0022749 | 0.0029275 | 0.0036003 | 0.004288 | 0.0045007 | 0.0045007 | 0.0045007 | 0.0045007 | 0.0045007 | 0.0045007 | 0.0045007 | 0.0045007 | 0.0045007 | 0.0045007 | 0.0045007 | 0.0045007 | 0.0045007
Under $25 | Under $70 | Lighting | Under $25 | 20.9809 | Lighting | Rural | SC-NR (2) | M_Input | Residential | Manufactured | 2017 - LEDReflectors and Outdoor250 to 664 lumensANY | 68.6311 | 20.9809 | R-All-Lgt-Lighting-All-All-R | R-All-HVAC-ER-All-All-E | 0.00052389 | 0.0005763 | 0.00061919 | 0.00065366 | 0.00068084 | 0.00070177 | 0.0007174 | 0.00072738 | 0.00074829 | 0.00074877 | 0.00074715 | 0.00074379 | 0.00073912 | 0.00073344 | 0.00072703 | 0.00072021 | 0.00071128 | 0.00070255 | 0.000694 | 0.00068559 | 0.004695 | 0.004695 | 0.00052389 | 0.0011002 | 0.0017194 | 0.002373 | 0.0030539 | 0.0037556 | 0.004473 | 0.004695 | 0.004695 | 0.004695 | 0.004695 | 0.004695 | 0.004695 | 0.004695 | 0.004695 | 0.004695 | 0.004695 | 0.004695 | 0.004695 | 0.004695
Under $5 | Under $15 | Lighting | Under $5 | -16.137 | Lighting | Rural | SC-NR (2) | M_Input | Residential | Manufactured | 2017 - LEDReflectors and Outdoor665 to 1439 lumensANY | 10.1924 | -16.137 | R-All-Lgt-Lighting-All-All-R | R-All-HVAC-ER-All-All-E | 0.016951 | 0.018647 | 0.020035 | 0.02115 | 0.02203 | 0.022707 | 0.023213 | 0.023536 | 0.024212 | 0.024228 | 0.024175 | 0.024067 | 0.023915 | 0.023732 | 0.023524 | 0.023303 | 0.023015 | 0.022732 | 0.022455 | 0.022183 | 0.15191 | 0.15191 | 0.016951 | 0.035599 | 0.055634 | 0.076784 | 0.098814 | 0.12152 | 0.14473 | 0.15191 | 0.15191 | 0.15191 | 0.15191 | 0.15191 | 0.15191 | 0.15191 | 0.15191 | 0.15191 | 0.15191 | 0.15191 | 0.15191 | 0.15191
Under $15 | Under $20 | Lighting | Under $15 | 11.5725 | Lighting | Rural | SC-NR (2) | M_Input | Residential | Manufactured | 2017 - LEDReflectors and Outdoor1440 to 2600 lumensANY | 17.4898 | 11.5725 | R-All-Lgt-Lighting-All-All-R | R-All-HVAC-ER-All-All-E | 0.0045009 | 0.0049512 | 0.0053196 | 0.0056158 | 0.0058492 | 0.0060291 | 0.0061634 | 0.0062491 | 0.0064287 | 0.0064329 | 0.006419 | 0.0063901 | 0.00635 | 0.0063012 | 0.0062461 | 0.0061875 | 0.0061108 | 0.0060358 | 0.0059623 | 0.0058901 | 0.040336 | 0.040336 | 0.0045009 | 0.009452 | 0.014772 | 0.020387 | 0.026237 | 0.032266 | 0.038429 | 0.040336 | 0.040336 | 0.040336 | 0.040336 | 0.040336 | 0.040336 | 0.040336 | 0.040336 | 0.040336 | 0.040336 | 0.040336 | 0.040336 | 0.040336
Over $160 | Over $160 | Lighting | Over $160 | 228.2462 | Lighting | Rural | SC-NR (2) | M_Input | Residential | Manufactured | 2017 - LEDThree-Way250 to 664 lumensANY | 169.5081 | 228.2462 | R-All-Lgt-Lighting-All-All-R | R-All-HVAC-ER-All-All-E | 5.8516e-06 | 6.437e-06 | 6.916e-06 | 7.3011e-06 | 7.6046e-06 | 7.8384e-06 | 8.0131e-06 | 8.1245e-06 | 8.358e-06 | 8.3634e-06 | 8.3454e-06 | 8.3078e-06 | 8.2556e-06 | 8.1922e-06 | 8.1206e-06 | 8.0444e-06 | 7.9447e-06 | 7.8472e-06 | 7.7516e-06 | 7.6577e-06 | 5.244e-05 | 5.244e-05 | 5.8516e-06 | 1.2289e-05 | 1.9205e-05 | 2.6506e-05 | 3.411e-05 | 4.1949e-05 | 4.9962e-05 | 5.244e-05 | 5.244e-05 | 5.244e-05 | 5.244e-05 | 5.244e-05 | 5.244e-05 | 5.244e-05 | 5.244e-05 | 5.244e-05 | 5.244e-05 | 5.244e-05 | 5.244e-05 | 5.244e-05
Under $20 | Under $20 | Lighting | Under $20 | 16.5527 | Lighting | Rural | SC-NR (2) | M_Input | Residential | Manufactured | 2017 - LEDThree-Way665 to 1439 lumensANY | 17.6995 | 16.5527 | R-All-Lgt-Lighting-All-All-R | R-All-HVAC-ER-All-All-E | 0.00033719 | 0.00037093 | 0.00039853 | 0.00042072 | 0.00043821 | 0.00045168 | 0.00046175 | 0.00046817 | 0.00048163 | 0.00048194 | 0.0004809 | 0.00047873 | 0.00047572 | 0.00047207 | 0.00046795 | 0.00046355 | 0.00045781 | 0.00045219 | 0.00044668 | 0.00044127 | 0.0030219 | 0.0030219 | 0.00033719 | 0.00070813 | 0.0011067 | 0.0015274 | 0.0019656 | 0.0024173 | 0.002879 | 0.0030219 | 0.0030219 | 0.0030219 | 0.0030219 | 0.0030219 | 0.0030219 | 0.0030219 | 0.0030219 | 0.0030219 | 0.0030219 | 0.0030219 | 0.0030219 | 0.0030219
Under $35 | Under $30 | Lighting | Under $35 | 34.0051 | Lighting | Rural | SC-NR (2) | M_Input | Residential | Manufactured | 2017 - LEDThree-Way1440 to 2600 lumensANY | 27.2461 | 34.0051 | R-All-Lgt-Lighting-All-All-R | R-All-HVAC-ER-All-All-E | 0.0022833 | 0.0025117 | 0.0026987 | 0.0028489 | 0.0029673 | 0.0030586 | 0.0031267 | 0.0031702 | 0.0032613 | 0.0032634 | 0.0032564 | 0.0032417 | 0.0032214 | 0.0031966 | 0.0031687 | 0.0031389 | 0.0031 | 0.003062 | 0.0030247 | 0.0029881 | 0.020462 | 0.020462 | 0.0022833 | 0.004795 | 0.0074937 | 0.010343 | 0.01331 | 0.016368 | 0.019495 | 0.020462 | 0.020462 | 0.020462 | 0.020462 | 0.020462 | 0.020462 | 0.020462 | 0.020462 | 0.020462 | 0.020462 | 0.020462 | 0.020462 | 0.020462
Under $25 | Under $15 | ResWx | Under $25 | 24.4936 | HVAC | Rural | SC-Retro | M_Input | Residential | Multifamily - Low Rise | Low E Storm Window Single Pane Wood Frame_Electric Zonal | 13.0389 | 24.4936 | R-All-HVAC-ER-All-All-E | 0 | 0 | 0 | 0 | 0 | 0 | 0 | 0 | 0 | 0 | 0 | 0 | 0 | 0 | 0 | 0 | 0 | 0 | 0 | 0 | 0 | 0 | 0 | 0 | 0 | 0 | 0 | 0 | 0 | 0 | 0 | 0 | 0 | 0 | 0 | 0 | 0 | 0 | 0 | 0 | 0 | 0 | 0
Under $25 | Under $15 | ResWx | Under $25 | 24.4936 | HVAC | Rural | SC-Retro | M_Input | Residential | Multifamily - Low Rise | Low E Storm Window Single Pane Metal Frame_Electric Zonal | 13.0389 | 24.4936 | R-All-HVAC-ER-All-All-E | 0 | 0.012624 | 0.012595 | 0.012567 | 0.012538 | 0.01251 | 0.011233 | 0.008966 | 0.0071565 | 0.0057122 | 0.0045594 | 0.0036392 | 0.0029048 | 0.0023185 | 0.0018506 | 0.0014771 | 0.001179 | 8.0236e-06 | 2.8591e-06 | 9.7247e-07 | 3.1639e-07 | 0.11054 | 0.11054 | 0.012624 | 0.025219 | 0.037786 | 0.050324 | 0.062833 | 0.074066 | 0.083032 | 0.090189 | 0.095901 | 0.10046 | 0.1041 | 0.107 | 0.10932 | 0.11054 | 0.11054 | 0.11054 | 0.11054 | 0.11054 | 0.11054 | 0.11054
Under $25 | Under $15 | ResWx | Under $25 | 24.4936 | HVAC | Rural | SC-Retro | M_Input | Residential | Multifamily - Low Rise | Low E Storm Window Double Pane Metal Frame_Electric Zonal | 13.0389 | 24.4936 | R-All-HVAC-ER-All-All-E | 0 | 0.091062 | 0.090855 | 0.090649 | 0.090443 | 0.090238 | 0.081029 | 0.064676 | 0.051624 | 0.041205 | 0.032889 | 0.026252 | 0.020954 | 0.016725 | 0.013349 | 0.010655 | 0.0085049 | 5.7878e-05 | 2.0624e-05 | 7.0149e-06 | 2.2823e-06 | 0.79737 | 0.79737 | 0.091062 | 0.18192 | 0.27257 | 0.36301 | 0.45325 | 0.53428 | 0.59895 | 0.65058 | 0.69178 | 0.72467 | 0.75092 | 0.77188 | 0.7886 | 0.79737 | 0.79737 | 0.79737 | 0.79737 | 0.79737 | 0.79737 | 0.79737
Under $30 | Under $15 | ResWx | Under $30 | 25.5575 | HVAC | Rural | SC-Retro | M_Input | Residential | Multifamily - Low Rise | Low E Storm Window Single Pane Wood Frame_Electric FAF | 13.7552 | 25.5575 | R-All-HVAC-ER-All-All-E | 0 | 0 | 0 | 0 | 0 | 0 | 0 | 0 | 0 | 0 | 0 | 0 | 0 | 0 | 0 | 0 | 0 | 0 | 0 | 0 | 0 | 0 | 0 | 0 | 0 | 0 | 0 | 0 | 0 | 0 | 0 | 0 | 0 | 0 | 0 | 0 | 0 | 0 | 0 | 0 | 0 | 0 | 0
Under $30 | Under $15 | ResWx | Under $30 | 25.5575 | HVAC | Rural | SC-Retro | M_Input | Residential | Multifamily - Low Rise | Low E Storm Window Single Pane Metal Frame_Electric FAF | 13.7552 | 25.5575 | R-All-HVAC-ER-All-All-E | 0 | 0.00010823 | 0.00010798 | 0.00010774 | 0.00010749 | 0.00010725 | 9.6305e-05 | 7.6869e-05 | 6.1355e-05 | 4.8973e-05 | 3.9089e-05 | 3.12e-05 | 2.4904e-05 | 1.9878e-05 | 1.5866e-05 | 1.2664e-05 | 1.0108e-05 | 6.8789e-08 | 2.4512e-08 | 8.3373e-09 | 2.7125e-09 | 0.00094769 | 0.00094769 | 0.00010823 | 0.00021621 | 0.00032395 | 0.00043144 | 0.00053869 | 0.00063499 | 0.00071186 | 0.00077322 | 0.00082219 | 0.00086128 | 0.00089248 | 0.00091738 | 0.00093726 | 0.00094769 | 0.00094769 | 0.00094769 | 0.00094769 | 0.00094769 | 0.00094769 | 0.00094769
Under $30 | Under $15 | ResWx | Under $30 | 25.5575 | HVAC | Rural | SC-Retro | M_Input | Residential | Multifamily - Low Rise | Low E Storm Window Double Pane Metal Frame_Electric FAF | 13.7552 | 25.5575 | R-All-HVAC-ER-All-All-E | 0 | 0.0007807 | 0.00077893 | 0.00077716 | 0.0007754 | 0.00077364 | 0.00069469 | 0.00055449 | 0.00044259 | 0.00035326 | 0.00028197 | 0.00022506 | 0.00017964 | 0.00014339 | 0.00011445 | 9.1352e-05 | 7.2915e-05 | 4.9621e-07 | 1.7682e-07 | 6.0141e-08 | 1.9567e-08 | 0.0068361 | 0.0068361 | 0.0007807 | 0.0015596 | 0.0023368 | 0.0031122 | 0.0038858 | 0.0045805 | 0.005135 | 0.0055776 | 0.0059309 | 0.0062128 | 0.0064379 | 0.0066175 | 0.0067609 | 0.0068361 | 0.0068361 | 0.0068361 | 0.0068361 | 0.0068361 | 0.0068361 | 0.0068361
Under $85 | Under $50 | ResWx | Under $85 | 76.2818 | HVAC | Rural | SC-Retro | M_Input | Residential | Multifamily - Low Rise | Low E Storm Window Single Pane Wood Frame_Heat Pump | 47.9027 | 76.2818 | R-All-HVAC-ER-All-All-E | 0 | 0 | 0 | 0 | 0 | 0 | 0 | 0 | 0 | 0 | 0 | 0 | 0 | 0 | 0 | 0 | 0 | 0 | 0 | 0 | 0 | 0 | 0 | 0 | 0 | 0 | 0 | 0 | 0 | 0 | 0 | 0 | 0 | 0 | 0 | 0 | 0 | 0 | 0 | 0 | 0 | 0 | 0
Under $85 | Under $50 | ResWx | Under $85 | 76.2818 | HVAC | Rural | SC-Retro | M_Input | Residential | Multifamily - Low Rise | Low E Storm Window Single Pane Metal Frame_Heat Pump | 47.9027 | 76.2818 | R-All-HVAC-ER-All-All-E | 0 | 9.4497e-06 | 9.4283e-06 | 9.4068e-06 | 9.3855e-06 | 9.3642e-06 | 8.4086e-06 | 6.7116e-06 | 5.3571e-06 | 4.2759e-06 | 3.413e-06 | 2.7242e-06 | 2.1744e-06 | 1.7356e-06 | 1.3853e-06 | 1.1057e-06 | 8.8257e-07 | 6.0062e-09 | 2.1402e-09 | 7.2795e-10 | 2.3684e-10 | 8.2745e-05 | 8.2745e-05 | 9.4497e-06 | 1.8878e-05 | 2.8285e-05 | 3.767e-05 | 4.7034e-05 | 5.5443e-05 | 6.2155e-05 | 6.7512e-05 | 7.1788e-05 | 7.5201e-05 | 7.7925e-05 | 8.0099e-05 | 8.1835e-05 | 8.2745e-05 | 8.2745e-05 | 8.2745e-05 | 8.2745e-05 | 8.2745e-05 | 8.2745e-05 | 8.2745e-05
Under $85 | Under $50 | ResWx | Under $85 | 76.2818 | HVAC | Rural | SC-Retro | M_Input | Residential | Multifamily - Low Rise | Low E Storm Window Double Pane Metal Frame_Heat Pump | 47.9027 | 76.2818 | R-All-HVAC-ER-All-All-E | 0 | 6.8165e-05 | 6.8011e-05 | 6.7856e-05 | 6.7702e-05 | 6.7548e-05 | 6.0655e-05 | 4.8414e-05 | 3.8643e-05 | 3.0845e-05 | 2.462e-05 | 1.9651e-05 | 1.5685e-05 | 1.252e-05 | 9.9929e-06 | 7.9762e-06 | 6.3664e-06 | 4.3325e-08 | 1.5438e-08 | 5.2511e-09 | 1.7084e-09 | 0.00059688 | 0.00059688 | 6.8165e-05 | 0.00013618 | 0.00020403 | 0.00027173 | 0.00033928 | 0.00039994 | 0.00044835 | 0.000487 | 0.00051784 | 0.00054246 | 0.00056211 | 0.0005778 | 0.00059032 | 0.00059688 | 0.00059688 | 0.00059688 | 0.00059688 | 0.00059688 | 0.00059688 | 0.00059688
Under $40 | Under $25 | ResWx | Under $40 | 38.7021 | HVAC | Rural | SC-Retro | M_Input | Residential | Multifamily - Low Rise | Low E Storm Window Single Pane Wood Frame_DHP | 22.6041 | 38.7021 | R-All-HVAC-ER-All-All-E | 0 | 0 | 0 | 0 | 0 | 0 | 0 | 0 | 0 | 0 | 0 | 0 | 0 | 0 | 0 | 0 | 0 | 0 | 0 | 0 | 0 | 0 | 0 | 0 | 0 | 0 | 0 | 0 | 0 | 0 | 0 | 0 | 0 | 0 | 0 | 0 | 0 | 0 | 0 | 0 | 0 | 0 | 0
Under $40 | Under $25 | ResWx | Under $40 | 38.7021 | HVAC | Rural | SC-Retro | M_Input | Residential | Multifamily - Low Rise | Low E Storm Window Single Pane Metal Frame_DHP | 22.6041 | 38.7021 | R-All-HVAC-ER-All-All-E | 0 | 0 | 0 | 0 | 0 | 0 | 0 | 0 | 0 | 0 | 0 | 0 | 0 | 0 | 0 | 0 | 0 | 0 | 0 | 0 | 0 | 0 | 0 | 0 | 0 | 0 | 0 | 0 | 0 | 0 | 0 | 0 | 0 | 0 | 0 | 0 | 0 | 0 | 0 | 0 | 0 | 0 | 0
Under $40 | Under $25 | ResWx | Under $40 | 38.7021 | HVAC | Rural | SC-Retro | M_Input | Residential | Multifamily - Low Rise | Low E Storm Window Double Pane Metal Frame_DHP | 22.6041 | 38.7021 | R-All-HVAC-ER-All-All-E | 0 | 0 | 0 | 0 | 0 | 0 | 0 | 0 | 0 | 0 | 0 | 0 | 0 | 0 | 0 | 0 | 0 | 0 | 0 | 0 | 0 | 0 | 0 | 0 | 0 | 0 | 0 | 0 | 0 | 0 | 0 | 0 | 0 | 0 | 0 | 0 | 0 | 0 | 0 | 0 | 0 | 0 | 0
Under $10 | Under $5 | ResWx | Under $10 | 5.6502 | HVAC | Rural | SC-Retro | M_Input | Residential | Multifamily - Low Rise | WALL R0 - R11_Electric Zonal | 1.0312 | 5.6502 | R-All-HVAC-ER-All-All-E | 0 | 0.034363 | 0.034284 | 0.034204 | 0.034124 | 0.034045 | 0.030483 | 0.024158 | 0.019109 | 0.01508 | 0.011863 | 0.0092959 | 0.0072467 | 0.0056111 | 0.0043056 | 0.0032635 | 0.0024318 | 0 | 0 | 0 | 0 | 0.29126 | 0.29126 | 0.034363 | 0.068647 | 0.10285 | 0.13697 | 0.17102 | 0.2015 | 0.22566 | 0.24477 | 0.25985 | 0.27171 | 0.28101 | 0.28826 | 0.29126 | 0.29126 | 0.29126 | 0.29126 | 0.29126 | 0.29126 | 0.29126 | 0.29126
Under $20 | Under $10 | ResWx | Under $20 | 17.1501 | HVAC | Rural | SC-Retro | M_Input | Residential | Multifamily - Low Rise | FLOOR R0 - R19_Electric Zonal | 9.2537 | 17.1501 | R-All-HVAC-ER-All-All-E | 0 | 0.0038229 | 0.003814 | 0.0038051 | 0.0037962 | 0.0037874 | 0.0033912 | 0.0026875 | 0.0021259 | 0.0016776 | 0.0013198 | 0.0010341 | 0.00080618 | 0.00062422 | 0.00047899 | 0.00036306 | 0.00027053 | 0 | 0 | 0 | 0 | 0.032401 | 0.032401 | 0.0038229 | 0.0076368 | 0.011442 | 0.015238 | 0.019026 | 0.022417 | 0.025104 | 0.02723 | 0.028908 | 0.030227 | 0.031262 | 0.032068 | 0.032401 | 0.032401 | 0.032401 | 0.032401 | 0.032401 | 0.032401 | 0.032401 | 0.032401
Under $15 | Under $10 | ResWx | Under $15 | 11.6221 | HVAC | Rural | SC-Retro | M_Input | Residential | Multifamily - Low Rise | FLOOR R0 - R30_Electric Zonal | 5.3011 | 11.6221 | R-All-HVAC-ER-All-All-E | 0 | 0.056587 | 0.056455 | 0.056324 | 0.056193 | 0.056062 | 0.050197 | 0.039781 | 0.031468 | 0.024832 | 0.019535 | 0.015308 | 0.011933 | 0.0092399 | 0.0070901 | 0.0053741 | 0.0040044 | 0 | 0 | 0 | 0 | 0.47962 | 0.47962 | 0.056587 | 0.11304 | 0.16937 | 0.22556 | 0.28162 | 0.33182 | 0.3716 | 0.40307 | 0.4279 | 0.44743 | 0.46274 | 0.47468 | 0.47962 | 0.47962 | 0.47962 | 0.47962 | 0.47962 | 0.47962 | 0.47962 | 0.47962
Under $20 | Under $15 | ResWx | Under $20 | 18.4398 | HVAC | Rural | SC-Retro | M_Input | Residential | Multifamily - Low Rise | ATTIC R0 - R19_Electric Zonal | 10.1758 | 18.4398 | R-All-HVAC-ER-All-All-E | 0 | 0.005985 | 0.0059711 | 0.0059572 | 0.0059433 | 0.0059295 | 0.0053091 | 0.0042075 | 0.0033282 | 0.0026264 | 0.0020662 | 0.001619 | 0.0012621 | 0.00097727 | 0.00074989 | 0.0005684 | 0.00042353 | 0 | 0 | 0 | 0 | 0.050727 | 0.050727 | 0.005985 | 0.011956 | 0.017913 | 0.023856 | 0.029786 | 0.035095 | 0.039303 | 0.042631 | 0.045257 | 0.047323 | 0.048942 | 0.050205 | 0.050727 | 0.050727 | 0.050727 | 0.050727 | 0.050727 | 0.050727 | 0.050727 | 0.050727
Under $20 | Under $10 | ResWx | Under $20 | 18.1924 | HVAC | Rural | SC-Retro | M_Input | Residential | Multifamily - Low Rise | ATTIC R0 - R38_Electric Zonal | 9.9989 | 18.1924 | R-All-HVAC-ER-All-All-E | 0 | 0.0015287 | 0.0015251 | 0.0015216 | 0.001518 | 0.0015145 | 0.0013561 | 0.0010747 | 0.00085009 | 0.00067083 | 0.00052774 | 0.00041353 | 0.00032238 | 0.00024961 | 0.00019154 | 0.00014518 | 0.00010818 | 0 | 0 | 0 | 0 | 0.012957 | 0.012957 | 0.0015287 | 0.0030538 | 0.0045754 | 0.0060934 | 0.0076079 | 0.008964 | 0.010039 | 0.010889 | 0.01156 | 0.012087 | 0.012501 | 0.012823 | 0.012957 | 0.012957 | 0.012957 | 0.012957 | 0.012957 | 0.012957 | 0.012957 | 0.012957
Under $25 | Under $15 | ResWx | Under $25 | 20.4293 | HVAC | Rural | SC-Retro | M_Input | Residential | Multifamily - Low Rise | ATTIC R0 - R49_Electric Zonal | 11.5983 | 20.4293 | R-All-HVAC-ER-All-All-E | 0 | 0.009597 | 0.0095746 | 0.0095523 | 0.0095301 | 0.0095079 | 0.0085132 | 0.0067468 | 0.0053368 | 0.0042114 | 0.0033131 | 0.0025961 | 0.0020238 | 0.0015671 | 0.0012024 | 0.00091143 | 0.00067914 | 0 | 0 | 0 | 0 | 0.081341 | 0.081341 | 0.009597 | 0.019172 | 0.028724 | 0.038254 | 0.047762 | 0.056275 | 0.063022 | 0.068359 | 0.07257 | 0.075883 | 0.078479 | 0.080503 | 0.081341 | 0.081341 | 0.081341 | 0.081341 | 0.081341 | 0.081341 | 0.081341 | 0.081341
Under $100 | Under $60 | ResWx | Under $100 | 87.4445 | HVAC | Rural | SC-Retro | M_Input | Residential | Multifamily - Low Rise | ATTIC R19 - R30_Electric Zonal | 59.5145 | 87.4445 | R-All-HVAC-ER-All-All-E | 0 | 0.0017761 | 0.001772 | 0.0017678 | 0.0017637 | 0.0017596 | 0.0015755 | 0.0012486 | 0.00098768 | 0.0007794 | 0.00061316 | 0.00048047 | 0.00037455 | 0.00029001 | 0.00022254 | 0.00016868 | 0.00012569 | 0 | 0 | 0 | 0 | 0.015054 | 0.015054 | 0.0017761 | 0.0035481 | 0.0053159 | 0.0070796 | 0.0088393 | 0.010415 | 0.011663 | 0.012651 | 0.01343 | 0.014044 | 0.014524 | 0.014899 | 0.015054 | 0.015054 | 0.015054 | 0.015054 | 0.015054 | 0.015054 | 0.015054 | 0.015054
Under $85 | Under $50 | ResWx | Under $85 | 73.9816 | HVAC | Rural | SC-Retro | M_Input | Residential | Multifamily - Low Rise | ATTIC R19 - R38_Electric Zonal | 49.8884 | 73.9816 | R-All-HVAC-ER-All-All-E | 0 | 0.00037068 | 0.00036982 | 0.00036896 | 0.0003681 | 0.00036724 | 0.00032882 | 0.00026059 | 0.00020613 | 0.00016266 | 0.00012797 | 0.00010028 | 7.817e-05 | 6.0527e-05 | 4.6444e-05 | 3.5204e-05 | 2.6232e-05 | 0 | 0 | 0 | 0 | 0.0031418 | 0.0031418 | 0.00037068 | 0.0007405 | 0.0011095 | 0.0014775 | 0.0018448 | 0.0021736 | 0.0024342 | 0.0026403 | 0.002803 | 0.002931 | 0.0030312 | 0.0031094 | 0.0031418 | 0.0031418 | 0.0031418 | 0.0031418 | 0.0031418 | 0.0031418 | 0.0031418 | 0.0031418
Under $85 | Under $50 | ResWx | Under $85 | 72.8377 | HVAC | Rural | SC-Retro | M_Input | Residential | Multifamily - Low Rise | ATTIC R19 - R49_Electric Zonal | 49.0705 | 72.8377 | R-All-HVAC-ER-All-All-E | 0 | 0.0065577 | 0.0065424 | 0.0065272 | 0.006512 | 0.0064969 | 0.0058172 | 0.0046101 | 0.0036467 | 0.0028777 | 0.0022639 | 0.001774 | 0.0013829 | 0.0010708 | 0.00082165 | 0.00062279 | 0.00046406 | 0 | 0 | 0 | 0 | 0.055581 | 0.055581 | 0.0065577 | 0.0131 | 0.019627 | 0.026139 | 0.032636 | 0.038453 | 0.043064 | 0.04671 | 0.049588 | 0.051852 | 0.053626 | 0.055009 | 0.055581 | 0.055581 | 0.055581 | 0.055581 | 0.055581 | 0.055581 | 0.055581 | 0.055581
Under $15 | Under $10 | ResWx | Under $15 | 14.8852 | HVAC | Rural | SC-Retro | M_Input | Residential | Multifamily - Low Rise | WINDOW CL22 Prime Window Replacement of Single Pane Base_Electric Zonal | 7.6342 | 14.8852 | R-All-HVAC-ER-All-All-E | 0 | 0.058382 | 0.058246 | 0.05811 | 0.057975 | 0.05784 | 0.051789 | 0.041043 | 0.032466 | 0.025619 | 0.020155 | 0.015793 | 0.012312 | 0.0095329 | 0.0073149 | 0.0055445 | 0.0041314 | 0 | 0 | 0 | 0 | 0.49482 | 0.49482 | 0.058382 | 0.11663 | 0.17474 | 0.23271 | 0.29055 | 0.34234 | 0.38338 | 0.41585 | 0.44147 | 0.46162 | 0.47742 | 0.48973 | 0.49482 | 0.49482 | 0.49482 | 0.49482 | 0.49482 | 0.49482 | 0.49482 | 0.49482
Under $35 | Under $25 | ResWx | Under $35 | 34.6372 | HVAC | Rural | SC-Retro | M_Input | Residential | Multifamily - Low Rise | WINDOW CL22 Prime Window Replacement of Double Pane Base_Electric Zonal | 21.7571 | 34.6372 | R-All-HVAC-ER-All-All-E | 0 | 0.17781 | 0.17739 | 0.17698 | 0.17657 | 0.17616 | 0.15773 | 0.125 | 0.098879 | 0.078027 | 0.061384 | 0.0481 | 0.037497 | 0.029034 | 0.022279 | 0.016887 | 0.012583 | 0 | 0 | 0 | 0 | 1.5071 | 1.5071 | 0.17781 | 0.3552 | 0.53219 | 0.70876 | 0.88491 | 1.0426 | 1.1676 | 1.2665 | 1.3446 | 1.4059 | 1.454 | 1.4915 | 1.5071 | 1.5071 | 1.5071 | 1.5071 | 1.5071 | 1.5071 | 1.5071 | 1.5071
Under $15 | Under $10 | ResWx | Under $15 | 14.8735 | HVAC | Rural | SC-Retro | M_Input | Residential | Multifamily - Low Rise | WINDOW CL30 Prime Window Replacement of Single Pane Base_Electric Zonal | 7.6259 | 14.8735 | R-All-HVAC-ER-All-All-E | 0 | 0.20901 | 0.20853 | 0.20804 | 0.20756 | 0.20707 | 0.18541 | 0.14694 | 0.11623 | 0.091721 | 0.072157 | 0.056542 | 0.044078 | 0.034129 | 0.026188 | 0.01985 | 0.014791 | 0 | 0 | 0 | 0 | 1.7715 | 1.7715 | 0.20901 | 0.41754 | 0.62558 | 0.83314 | 1.0402 | 1.2256 | 1.3726 | 1.4888 | 1.5805 | 1.6527 | 1.7092 | 1.7533 | 1.7715 | 1.7715 | 1.7715 | 1.7715 | 1.7715 | 1.7715 | 1.7715 | 1.7715
Under $40 | Under $25 | ResWx | Under $40 | 39.1415 | HVAC | Rural | SC-Retro | M_Input | Residential | Multifamily - Low Rise | WINDOW CL30 Prime Window Replacement of Double Pane Base_Electric Zonal | 24.9777 | 39.1415 | R-All-HVAC-ER-All-All-E | 0 | 0.57862 | 0.57727 | 0.57593 | 0.57459 | 0.57325 | 0.51328 | 0.40678 | 0.32177 | 0.25391 | 0.19976 | 0.15653 | 0.12202 | 0.094481 | 0.072498 | 0.054952 | 0.040947 | 0 | 0 | 0 | 0 | 4.9042 | 4.9042 | 0.57862 | 1.1559 | 1.7318 | 2.3064 | 2.8797 | 3.3929 | 3.7997 | 4.1215 | 4.3754 | 4.5752 | 4.7317 | 4.8537 | 4.9042 | 4.9042 | 4.9042 | 4.9042 | 4.9042 | 4.9042 | 4.9042 | 4.9042
Under $5 | Under $5 | ResWx | Under $5 | 4.6412 | HVAC | Rural | SC-Retro | M_Input | Residential | Multifamily - Low Rise | WALL R0 - R11_Electric FAF | 0.30979 | 4.6412 | R-All-HVAC-ER-All-All-E | 0 | 0.0003237 | 0.00032295 | 0.0003222 | 0.00032145 | 0.0003207 | 0.00028715 | 0.00022757 | 0.00018001 | 0.00014205 | 0.00011175 | 8.7568e-05 | 6.8264e-05 | 5.2857e-05 | 4.0558e-05 | 3.0742e-05 | 2.2907e-05 | 0 | 0 | 0 | 0 | 0.0027436 | 0.0027436 | 0.0003237 | 0.00064665 | 0.00096885 | 0.0012903 | 0.001611 | 0.0018982 | 0.0021257 | 0.0023057 | 0.0024478 | 0.0025595 | 0.0026471 | 0.0027154 | 0.0027436 | 0.0027436 | 0.0027436 | 0.0027436 | 0.0027436 | 0.0027436 | 0.0027436 | 0.0027436
Under $20 | Under $10 | ResWx | Under $20 | 18.1129 | HVAC | Rural | SC-Retro | M_Input | Residential | Multifamily - Low Rise | FLOOR R0 - R19_Electric FAF | 9.9421 | 18.1129 | R-All-HVAC-ER-All-All-E | 0 | 3.2636e-05 | 3.256e-05 | 3.2484e-05 | 3.2408e-05 | 3.2333e-05 | 2.895e-05 | 2.2943e-05 | 1.8148e-05 | 1.4321e-05 | 1.1267e-05 | 8.8285e-06 | 6.8823e-06 | 5.3289e-06 | 4.0891e-06 | 3.0994e-06 | 2.3095e-06 | 0 | 0 | 0 | 0 | 0.00027661 | 0.00027661 | 3.2636e-05 | 6.5195e-05 | 9.7679e-05 | 0.00013009 | 0.00016242 | 0.00019137 | 0.00021431 | 0.00023246 | 0.00024678 | 0.00025805 | 0.00026688 | 0.00027376 | 0.00027661 | 0.00027661 | 0.00027661 | 0.00027661 | 0.00027661 | 0.00027661 | 0.00027661 | 0.00027661
Under $15 | Under $10 | ResWx | Under $15 | 12.3653 | HVAC | Rural | SC-Retro | M_Input | Residential | Multifamily - Low Rise | FLOOR R0 - R30_Electric FAF | 5.8325 | 12.3653 | R-All-HVAC-ER-All-All-E | 0 | 0.00048366 | 0.00048253 | 0.00048141 | 0.00048029 | 0.00047917 | 0.00042904 | 0.00034002 | 0.00026896 | 0.00021224 | 0.00016697 | 0.00013084 | 0.000102 | 7.8975e-05 | 6.06e-05 | 4.5933e-05 | 3.4227e-05 | 0 | 0 | 0 | 0 | 0.0040994 | 0.0040994 | 0.00048366 | 0.00096619 | 0.0014476 | 0.0019279 | 0.0024071 | 0.0028361 | 0.0031761 | 0.0034451 | 0.0036573 | 0.0038243 | 0.0039551 | 0.0040571 | 0.0040994 | 0.0040994 | 0.0040994 | 0.0040994 | 0.0040994 | 0.0040994 | 0.0040994 | 0.0040994
Under $20 | Under $10 | ResWx | Under $20 | 15.7778 | HVAC | Rural | SC-Retro | M_Input | Residential | Multifamily - Low Rise | ATTIC R0 - R19_Electric FAF | 8.2725 | 15.7778 | R-All-HVAC-ER-All-All-E | 0 | 5.8213e-05 | 5.8078e-05 | 5.7942e-05 | 5.7808e-05 | 5.7673e-05 | 5.164e-05 | 4.0925e-05 | 3.2372e-05 | 2.5546e-05 | 2.0097e-05 | 1.5748e-05 | 1.2276e-05 | 9.5054e-06 | 7.2938e-06 | 5.5285e-06 | 4.1195e-06 | 0 | 0 | 0 | 0 | 0.0004934 | 0.0004934 | 5.8213e-05 | 0.00011629 | 0.00017423 | 0.00023204 | 0.00028971 | 0.00034135 | 0.00038228 | 0.00041465 | 0.0004402 | 0.00046029 | 0.00047604 | 0.00048832 | 0.0004934 | 0.0004934 | 0.0004934 | 0.0004934 | 0.0004934 | 0.0004934 | 0.0004934 | 0.0004934
Under $20 | Under $10 | ResWx | Under $20 | 15.5432 | HVAC | Rural | SC-Retro | M_Input | Residential | Multifamily - Low Rise | ATTIC R0 - R38_Electric FAF | 8.1048 | 15.5432 | R-All-HVAC-ER-All-All-E | 0 | 1.4874e-05 | 1.484e-05 | 1.4805e-05 | 1.4771e-05 | 1.4736e-05 | 1.3195e-05 | 1.0457e-05 | 8.2716e-06 | 6.5273e-06 | 5.135e-06 | 4.0238e-06 | 3.1368e-06 | 2.4288e-06 | 1.8637e-06 | 1.4126e-06 | 1.0526e-06 | 0 | 0 | 0 | 0 | 0.00012607 | 0.00012607 | 1.4874e-05 | 2.9714e-05 | 4.4519e-05 | 5.929e-05 | 7.4026e-05 | 8.7221e-05 | 9.7678e-05 | 0.00010595 | 0.00011248 | 0.00011761 | 0.00012164 | 0.00012477 | 0.00012607 | 0.00012607 | 0.00012607 | 0.00012607 | 0.00012607 | 0.00012607 | 0.00012607 | 0.00012607
Under $20 | Under $10 | ResWx | Under $20 | 17.5719 | HVAC | Rural | SC-Retro | M_Input | Residential | Multifamily - Low Rise | ATTIC R0 - R49_Electric FAF | 9.5553 | 17.5719 | R-All-HVAC-ER-All-All-E | 0 | 9.3387e-05 | 9.317e-05 | 9.2953e-05 | 9.2737e-05 | 9.2521e-05 | 8.2842e-05 | 6.5652e-05 | 5.1932e-05 | 4.0981e-05 | 3.224e-05 | 2.5263e-05 | 1.9694e-05 | 1.5249e-05 | 1.1701e-05 | 8.869e-06 | 6.6086e-06 | 0 | 0 | 0 | 0 | 0.00079152 | 0.00079152 | 9.3387e-05 | 0.00018656 | 0.00027951 | 0.00037225 | 0.00046477 | 0.00054761 | 0.00061326 | 0.00066519 | 0.00070617 | 0.00073841 | 0.00076368 | 0.00078337 | 0.00079152 | 0.00079152 | 0.00079152 | 0.00079152 | 0.00079152 | 0.00079152 | 0.00079152 | 0.00079152
Under $85 | Under $55 | ResWx | Under $85 | 78.3268 | HVAC | Rural | SC-Retro | M_Input | Residential | Multifamily - Low Rise | ATTIC R19 - R30_Electric FAF | 52.9953 | 78.3268 | R-All-HVAC-ER-All-All-E | 0 | 1.7299e-05 | 1.7258e-05 | 1.7218e-05 | 1.7178e-05 | 1.7138e-05 | 1.5345e-05 | 1.2161e-05 | 9.6197e-06 | 7.5912e-06 | 5.972e-06 | 4.6796e-06 | 3.648e-06 | 2.8247e-06 | 2.1674e-06 | 1.6429e-06 | 1.2242e-06 | 0 | 0 | 0 | 0 | 0.00014662 | 0.00014662 | 1.7299e-05 | 3.4557e-05 | 5.1775e-05 | 6.8954e-05 | 8.6092e-05 | 0.00010144 | 0.0001136 | 0.00012322 | 0.00013081 | 0.00013678 | 0.00014146 | 0.00014511 | 0.00014662 | 0.00014662 | 0.00014662 | 0.00014662 | 0.00014662 | 0.00014662 | 0.00014662 | 0.00014662
Under $70 | Under $45 | ResWx | Under $70 | 66.1082 | HVAC | Rural | SC-Retro | M_Input | Residential | Multifamily - Low Rise | ATTIC R19 - R38_Electric FAF | 44.2589 | 66.1082 | R-All-HVAC-ER-All-All-E | 0 | 3.6107e-06 | 3.6023e-06 | 3.5939e-06 | 3.5855e-06 | 3.5772e-06 | 3.203e-06 | 2.5384e-06 | 2.0079e-06 | 1.5845e-06 | 1.2465e-06 | 9.7676e-07 | 7.6144e-07 | 5.8958e-07 | 4.524e-07 | 3.4291e-07 | 2.5552e-07 | 0 | 0 | 0 | 0 | 3.0603e-05 | 3.0603e-05 | 3.6107e-06 | 7.213e-06 | 1.0807e-05 | 1.4392e-05 | 1.797e-05 | 2.1173e-05 | 2.3711e-05 | 2.5719e-05 | 2.7303e-05 | 2.855e-05 | 2.9527e-05 | 3.0288e-05 | 3.0603e-05 | 3.0603e-05 | 3.0603e-05 | 3.0603e-05 | 3.0603e-05 | 3.0603e-05 | 3.0603e-05 | 3.0603e-05
Under $70 | Under $45 | ResWx | Under $70 | 65.0654 | HVAC | Rural | SC-Retro | M_Input | Residential | Multifamily - Low Rise | ATTIC R19 - R49_Electric FAF | 43.5133 | 65.0654 | R-All-HVAC-ER-All-All-E | 0 | 6.3882e-05 | 6.3733e-05 | 6.3585e-05 | 6.3437e-05 | 6.3289e-05 | 5.6668e-05 | 4.491e-05 | 3.5524e-05 | 2.8033e-05 | 2.2054e-05 | 1.7281e-05 | 1.3472e-05 | 1.0431e-05 | 8.0041e-06 | 6.0669e-06 | 4.5207e-06 | 0 | 0 | 0 | 0 | 0.00054144 | 0.00054144 | 6.3882e-05 | 0.00012761 | 0.0001912 | 0.00025464 | 0.00031793 | 0.00037459 | 0.0004195 | 0.00045503 | 0.00048306 | 0.00050511 | 0.00052239 | 0.00053587 | 0.00054144 | 0.00054144 | 0.00054144 | 0.00054144 | 0.00054144 | 0.00054144 | 0.00054144 | 0.00054144
Under $15 | Under $10 | ResWx | Under $15 | 13.4564 | HVAC | Rural | SC-Retro | M_Input | Residential | Multifamily - Low Rise | WINDOW CL22 Prime Window Replacement of Single Pane Base_Electric FAF | 6.6127 | 13.4564 | R-All-HVAC-ER-All-All-E | 0 | 0.0005464 | 0.00054513 | 0.00054386 | 0.0005426 | 0.00054133 | 0.0004847 | 0.00038413 | 0.00030385 | 0.00023978 | 0.00018863 | 0.00014781 | 0.00011523 | 8.922e-05 | 6.8461e-05 | 5.1892e-05 | 3.8667e-05 | 0 | 0 | 0 | 0 | 0.0046311 | 0.0046311 | 0.0005464 | 0.0010915 | 0.0016354 | 0.002178 | 0.0027193 | 0.003204 | 0.0035881 | 0.003892 | 0.0041318 | 0.0043204 | 0.0044682 | 0.0045834 | 0.0046311 | 0.0046311 | 0.0046311 | 0.0046311 | 0.0046311 | 0.0046311 | 0.0046311 | 0.0046311
Under $35 | Under $25 | ResWx | Under $35 | 32.3785 | HVAC | Rural | SC-Retro | M_Input | Residential | Multifamily - Low Rise | WINDOW CL22 Prime Window Replacement of Double Pane Base_Electric FAF | 20.1421 | 32.3785 | R-All-HVAC-ER-All-All-E | 0 | 0.0016533 | 0.0016495 | 0.0016456 | 0.0016418 | 0.001638 | 0.0014666 | 0.0011623 | 0.0009194 | 0.00072552 | 0.00057077 | 0.00044725 | 0.00034866 | 0.00026996 | 0.00020715 | 0.00015702 | 0.000117 | 0 | 0 | 0 | 0 | 0.014013 | 0.014013 | 0.0016533 | 0.0033028 | 0.0049484 | 0.0065902 | 0.0082282 | 0.0096948 | 0.010857 | 0.011777 | 0.012502 | 0.013073 | 0.01352 | 0.013869 | 0.014013 | 0.014013 | 0.014013 | 0.014013 | 0.014013 | 0.014013 | 0.014013 | 0.014013
Under $15 | Under $10 | ResWx | Under $15 | 13.4624 | HVAC | Rural | SC-Retro | M_Input | Residential | Multifamily - Low Rise | WINDOW CL30 Prime Window Replacement of Single Pane Base_Electric FAF | 6.617 | 13.4624 | R-All-HVAC-ER-All-All-E | 0 | 0.0019548 | 0.0019503 | 0.0019457 | 0.0019412 | 0.0019367 | 0.0017341 | 0.0013743 | 0.0010871 | 0.00085782 | 0.00067485 | 0.00052881 | 0.00041224 | 0.00031919 | 0.00024493 | 0.00018565 | 0.00013833 | 0 | 0 | 0 | 0 | 0.016568 | 0.016568 | 0.0019548 | 0.0039051 | 0.0058508 | 0.007792 | 0.0097286 | 0.011463 | 0.012837 | 0.013924 | 0.014782 | 0.015457 | 0.015985 | 0.016398 | 0.016568 | 0.016568 | 0.016568 | 0.016568 | 0.016568 | 0.016568 | 0.016568 | 0.016568
Under $40 | Under $25 | ResWx | Under $40 | 36.7947 | HVAC | Rural | SC-Retro | M_Input | Residential | Multifamily - Low Rise | WINDOW CL30 Prime Window Replacement of Double Pane Base_Electric FAF | 23.2996 | 36.7947 | R-All-HVAC-ER-All-All-E | 0 | 0.0053646 | 0.0053521 | 0.0053397 | 0.0053272 | 0.0053148 | 0.0047588 | 0.0037714 | 0.0029832 | 0.0023541 | 0.001852 | 0.0014512 | 0.0011313 | 0.00087597 | 0.00067216 | 0.00050948 | 0.00037963 | 0 | 0 | 0 | 0 | 0.045469 | 0.045469 | 0.0053646 | 0.010717 | 0.016056 | 0.021384 | 0.026698 | 0.031457 | 0.035229 | 0.038212 | 0.040566 | 0.042418 | 0.043869 | 0.045001 | 0.045469 | 0.045469 | 0.045469 | 0.045469 | 0.045469 | 0.045469 | 0.045469 | 0.045469
Under $30 | Under $20 | ResWx | Under $30 | 29.8204 | HVAC | Rural | SC-Retro | M_Input | Residential | Multifamily - Low Rise | WALL R0 - R11_Heat Pump | 18.313 | 29.8204 | R-All-HVAC-ER-All-All-E | 0 | 2.5581e-05 | 2.5521e-05 | 2.5462e-05 | 2.5402e-05 | 2.5343e-05 | 2.2692e-05 | 1.7984e-05 | 1.4225e-05 | 1.1226e-05 | 8.8312e-06 | 6.92e-06 | 5.3946e-06 | 4.177e-06 | 3.2051e-06 | 2.4294e-06 | 1.8102e-06 | 0 | 0 | 0 | 0 | 0.00021681 | 0.00021681 | 2.5581e-05 | 5.1102e-05 | 7.6564e-05 | 0.00010197 | 0.00012731 | 0.00015 | 0.00016798 | 0.00018221 | 0.00019344 | 0.00020227 | 0.00020919 | 0.00021458 | 0.00021681 | 0.00021681 | 0.00021681 | 0.00021681 | 0.00021681 | 0.00021681 | 0.00021681 | 0.00021681
Under $85 | Under $50 | ResWx | Under $85 | 72.3477 | HVAC | Rural | SC-Retro | M_Input | Residential | Multifamily - Low Rise | FLOOR R0 - R19_Heat Pump | 48.7202 | 72.3477 | R-All-HVAC-ER-All-All-E | 0 | 2.3694e-06 | 2.3639e-06 | 2.3584e-06 | 2.3529e-06 | 2.3475e-06 | 2.1019e-06 | 1.6658e-06 | 1.3176e-06 | 1.0398e-06 | 8.18e-07 | 6.4098e-07 | 4.9968e-07 | 3.869e-07 | 2.9688e-07 | 2.2503e-07 | 1.6768e-07 | 0 | 0 | 0 | 0 | 2.0083e-05 | 2.0083e-05 | 2.3694e-06 | 4.7334e-06 | 7.0918e-06 | 9.4447e-06 | 1.1792e-05 | 1.3894e-05 | 1.556e-05 | 1.6877e-05 | 1.7917e-05 | 1.8735e-05 | 1.9376e-05 | 1.9876e-05 | 2.0083e-05 | 2.0083e-05 | 2.0083e-05 | 2.0083e-05 | 2.0083e-05 | 2.0083e-05 | 2.0083e-05 | 2.0083e-05
Under $60 | Under $40 | ResWx | Under $60 | 56.0478 | HVAC | Rural | SC-Retro | M_Input | Residential | Multifamily - Low Rise | FLOOR R0 - R30_Heat Pump | 37.0657 | 56.0478 | R-All-HVAC-ER-All-All-E | 0 | 3.4946e-05 | 3.4865e-05 | 3.4784e-05 | 3.4703e-05 | 3.4622e-05 | 3.1e-05 | 2.4568e-05 | 1.9433e-05 | 1.5335e-05 | 1.2064e-05 | 9.4536e-06 | 7.3696e-06 | 5.7063e-06 | 4.3786e-06 | 3.3189e-06 | 2.473e-06 | 0 | 0 | 0 | 0 | 0.0002962 | 0.0002962 | 3.4946e-05 | 6.9811e-05 | 0.0001046 | 0.0001393 | 0.00017392 | 0.00020492 | 0.00022949 | 0.00024892 | 0.00026426 | 0.00027632 | 0.00028578 | 0.00029314 | 0.0002962 | 0.0002962 | 0.0002962 | 0.0002962 | 0.0002962 | 0.0002962 | 0.0002962 | 0.0002962
Under $60 | Under $40 | ResWx | Under $60 | 58.4753 | HVAC | Rural | SC-Retro | M_Input | Residential | Multifamily - Low Rise | ATTIC R0 - R19_Heat Pump | 38.8014 | 58.4753 | R-All-HVAC-ER-All-All-E | 0 | 4.6624e-06 | 4.6515e-06 | 4.6407e-06 | 4.6299e-06 | 4.6191e-06 | 4.1359e-06 | 3.2777e-06 | 2.5927e-06 | 2.046e-06 | 1.6096e-06 | 1.2613e-06 | 9.8322e-07 | 7.6131e-07 | 5.8417e-07 | 4.4279e-07 | 3.2994e-07 | 0 | 0 | 0 | 0 | 3.9517e-05 | 3.9517e-05 | 4.6624e-06 | 9.3139e-06 | 1.3955e-05 | 1.8585e-05 | 2.3204e-05 | 2.734e-05 | 3.0617e-05 | 3.321e-05 | 3.5256e-05 | 3.6866e-05 | 3.8127e-05 | 3.911e-05 | 3.9517e-05 | 3.9517e-05 | 3.9517e-05 | 3.9517e-05 | 3.9517e-05 | 3.9517e-05 | 3.9517e-05 | 3.9517e-05
Under $60 | Under $40 | ResWx | Under $60 | 58.1854 | HVAC | Rural | SC-Retro | M_Input | Residential | Multifamily - Low Rise | ATTIC R0 - R38_Heat Pump | 38.5941 | 58.1854 | R-All-HVAC-ER-All-All-E | 0 | 1.1857e-06 | 1.1829e-06 | 1.1802e-06 | 1.1774e-06 | 1.1747e-06 | 1.0518e-06 | 8.3355e-07 | 6.5935e-07 | 5.2031e-07 | 4.0933e-07 | 3.2075e-07 | 2.5004e-07 | 1.9361e-07 | 1.4856e-07 | 1.126e-07 | 8.3906e-08 | 0 | 0 | 0 | 0 | 1.0049e-05 | 1.0049e-05 | 1.1857e-06 | 2.3686e-06 | 3.5488e-06 | 4.7262e-06 | 5.9009e-06 | 6.9527e-06 | 7.7862e-06 | 8.4456e-06 | 8.9659e-06 | 9.3752e-06 | 9.6959e-06 | 9.946e-06 | 1.0049e-05 | 1.0049e-05 | 1.0049e-05 | 1.0049e-05 | 1.0049e-05 | 1.0049e-05 | 1.0049e-05 | 1.0049e-05
Under $65 | Under $45 | ResWx | Under $65 | 63.6998 | HVAC | Rural | SC-Retro | M_Input | Residential | Multifamily - Low Rise | ATTIC R0 - R49_Heat Pump | 42.5369 | 63.6998 | R-All-HVAC-ER-All-All-E | 0 | 7.427e-06 | 7.4097e-06 | 7.3925e-06 | 7.3753e-06 | 7.3581e-06 | 6.5883e-06 | 5.2213e-06 | 4.1301e-06 | 3.2592e-06 | 2.564e-06 | 2.0091e-06 | 1.5662e-06 | 1.2127e-06 | 9.3057e-07 | 7.0535e-07 | 5.2558e-07 | 0 | 0 | 0 | 0 | 6.2949e-05 | 6.2949e-05 | 7.427e-06 | 1.4837e-05 | 2.2229e-05 | 2.9604e-05 | 3.6963e-05 | 4.3551e-05 | 4.8772e-05 | 5.2902e-05 | 5.6161e-05 | 5.8725e-05 | 6.0735e-05 | 6.2301e-05 | 6.2949e-05 | 6.2949e-05 | 6.2949e-05 | 6.2949e-05 | 6.2949e-05 | 6.2949e-05 | 6.2949e-05 | 6.2949e-05
Over $160 | Over $160 | ResWx | Over $160 | 224.1628 | HVAC | Rural | SC-Retro | M_Input | Residential | Multifamily - Low Rise | ATTIC R19 - R30_Heat Pump | 157.2686 | 224.1628 | R-All-HVAC-ER-All-All-E | 0 | 1.3753e-06 | 1.3721e-06 | 1.3689e-06 | 1.3657e-06 | 1.3625e-06 | 1.22e-06 | 9.6685e-07 | 7.648e-07 | 6.0352e-07 | 4.7479e-07 | 3.7204e-07 | 2.9003e-07 | 2.2457e-07 | 1.7232e-07 | 1.3061e-07 | 9.7325e-08 | 0 | 0 | 0 | 0 | 1.1657e-05 | 1.1657e-05 | 1.3753e-06 | 2.7474e-06 | 4.1163e-06 | 5.482e-06 | 6.8446e-06 | 8.0645e-06 | 9.0314e-06 | 9.7962e-06 | 1.04e-05 | 1.0875e-05 | 1.1247e-05 | 1.1537e-05 | 1.1657e-05 | 1.1657e-05 | 1.1657e-05 | 1.1657e-05 | 1.1657e-05 | 1.1657e-05 | 1.1657e-05 | 1.1657e-05
Over $160 | Over $160 | ResWx | Over $160 | 194.1743 | HVAC | Rural | SC-Retro | M_Input | Residential | Multifamily - Low Rise | ATTIC R19 - R38_Heat Pump | 135.8267 | 194.1743 | R-All-HVAC-ER-All-All-E | 0 | 2.8387e-07 | 2.8321e-07 | 2.8255e-07 | 2.8189e-07 | 2.8123e-07 | 2.5181e-07 | 1.9956e-07 | 1.5786e-07 | 1.2457e-07 | 9.7999e-08 | 7.6791e-08 | 5.9863e-08 | 4.6352e-08 | 3.5567e-08 | 2.6959e-08 | 2.0088e-08 | 0 | 0 | 0 | 0 | 2.406e-06 | 2.406e-06 | 2.8387e-07 | 5.6707e-07 | 8.4962e-07 | 1.1315e-06 | 1.4127e-06 | 1.6646e-06 | 1.8641e-06 | 2.022e-06 | 2.1465e-06 | 2.2445e-06 | 2.3213e-06 | 2.3812e-06 | 2.406e-06 | 2.406e-06 | 2.406e-06 | 2.406e-06 | 2.406e-06 | 2.406e-06 | 2.406e-06 | 2.406e-06
Over $160 | Over $160 | ResWx | Over $160 | 192.5249 | HVAC | Rural | SC-Retro | M_Input | Residential | Multifamily - Low Rise | ATTIC R19 - R49_Heat Pump | 134.6473 | 192.5249 | R-All-HVAC-ER-All-All-E | 0 | 4.9942e-06 | 4.9826e-06 | 4.971e-06 | 4.9594e-06 | 4.9479e-06 | 4.4302e-06 | 3.511e-06 | 2.7773e-06 | 2.1916e-06 | 1.7241e-06 | 1.351e-06 | 1.0532e-06 | 8.1549e-07 | 6.2575e-07 | 4.743e-07 | 3.5342e-07 | 0 | 0 | 0 | 0 | 4.2329e-05 | 4.2329e-05 | 4.9942e-06 | 9.9768e-06 | 1.4948e-05 | 1.9907e-05 | 2.4855e-05 | 2.9285e-05 | 3.2796e-05 | 3.5573e-05 | 3.7765e-05 | 3.9489e-05 | 4.084e-05 | 4.1893e-05 | 4.2329e-05 | 4.2329e-05 | 4.2329e-05 | 4.2329e-05 | 4.2329e-05 | 4.2329e-05 | 4.2329e-05 | 4.2329e-05
Under $50 | Under $30 | ResWx | Under $50 | 45.4786 | HVAC | Rural | SC-Retro | M_Input | Residential | Multifamily - Low Rise | WINDOW CL22 Prime Window Replacement of Single Pane Base_Heat Pump | 29.5087 | 45.4786 | R-All-HVAC-ER-All-All-E | 0 | 4.916e-05 | 4.9046e-05 | 4.8931e-05 | 4.8818e-05 | 4.8704e-05 | 4.3609e-05 | 3.456e-05 | 2.7338e-05 | 2.1573e-05 | 1.6971e-05 | 1.3299e-05 | 1.0367e-05 | 8.0272e-06 | 6.1595e-06 | 4.6688e-06 | 3.4789e-06 | 0 | 0 | 0 | 0 | 0.00041667 | 0.00041667 | 4.916e-05 | 9.8206e-05 | 0.00014714 | 0.00019595 | 0.00024466 | 0.00028827 | 0.00032283 | 0.00035016 | 0.00037174 | 0.00038871 | 0.00040201 | 0.00041237 | 0.00041667 | 0.00041667 | 0.00041667 | 0.00041667 | 0.00041667 | 0.00041667 | 0.00041667 | 0.00041667
Under $100 | Under $65 | ResWx | Under $100 | 88.6111 | HVAC | Rural | SC-Retro | M_Input | Residential | Multifamily - Low Rise | WINDOW CL22 Prime Window Replacement of Double Pane Base_Heat Pump | 60.3486 | 88.6111 | R-All-HVAC-ER-All-All-E | 0 | 0.00015028 | 0.00014993 | 0.00014958 | 0.00014924 | 0.00014889 | 0.00013331 | 0.00010565 | 8.3572e-05 | 6.5949e-05 | 5.1882e-05 | 4.0654e-05 | 3.1692e-05 | 2.4539e-05 | 1.883e-05 | 1.4272e-05 | 1.0635e-05 | 0 | 0 | 0 | 0 | 0.0012738 | 0.0012738 | 0.00015028 | 0.00030022 | 0.0004498 | 0.00059904 | 0.00074793 | 0.00088124 | 0.00098689 | 0.0010705 | 0.0011364 | 0.0011883 | 0.0012289 | 0.0012606 | 0.0012738 | 0.0012738 | 0.0012738 | 0.0012738 | 0.0012738 | 0.0012738 | 0.0012738 | 0.0012738
Under $45 | Under $30 | ResWx | Under $45 | 44.6008 | HVAC | Rural | SC-Retro | M_Input | Residential | Multifamily - Low Rise | WINDOW CL30 Prime Window Replacement of Single Pane Base_Heat Pump | 28.881 | 44.6008 | R-All-HVAC-ER-All-All-E | 0 | 0.00017872 | 0.0001783 | 0.00017789 | 0.00017747 | 0.00017706 | 0.00015854 | 0.00012564 | 9.9384e-05 | 7.8427e-05 | 6.1698e-05 | 4.8346e-05 | 3.7689e-05 | 2.9182e-05 | 2.2393e-05 | 1.6973e-05 | 1.2647e-05 | 0 | 0 | 0 | 0 | 0.0015148 | 0.0015148 | 0.00017872 | 0.00035702 | 0.00053491 | 0.00071238 | 0.00088944 | 0.001048 | 0.0011736 | 0.001273 | 0.0013514 | 0.0014131 | 0.0014615 | 0.0014992 | 0.0015148 | 0.0015148 | 0.0015148 | 0.0015148 | 0.0015148 | 0.0015148 | 0.0015148 | 0.0015148
Under $100 | Under $70 | ResWx | Under $100 | 95.2226 | HVAC | Rural | SC-Retro | M_Input | Residential | Multifamily - Low Rise | WINDOW CL30 Prime Window Replacement of Double Pane Base_Heat Pump | 65.0758 | 95.2226 | R-All-HVAC-ER-All-All-E | 0 | 0.00050417 | 0.000503 | 0.00050183 | 0.00050066 | 0.0004995 | 0.00044724 | 0.00035444 | 0.00028037 | 0.00022125 | 0.00017405 | 0.00013639 | 0.00010632 | 8.2325e-05 | 6.3171e-05 | 4.7882e-05 | 3.5678e-05 | 0 | 0 | 0 | 0 | 0.0042732 | 0.0042732 | 0.00050417 | 0.0010072 | 0.001509 | 0.0020097 | 0.0025092 | 0.0029564 | 0.0033108 | 0.0035912 | 0.0038125 | 0.0039865 | 0.0041229 | 0.0042292 | 0.0042732 | 0.0042732 | 0.0042732 | 0.0042732 | 0.0042732 | 0.0042732 | 0.0042732 | 0.0042732
Under $65 | Under $50 | ASHP | Under $65 | 60.5288 | HVAC | Rural | SC-New | M_Input | Residential | Manufactured | HVAC Conversion - FAF w/CAC to ASHP 8.5 HSPF/14SEER + HZ23 | 45.9626 | 60.5288 | R-All-HVAC-ASHP-All-All-E | 0 | 0.00029432 | 0.00046932 | 0.00067414 | 0.00088683 | 0.001089 | 0.0012583 | 0.0013812 | 0.0014689 | 0.0015247 | 0.0015539 | 0.0015662 | 0.0015694 | 0.0015695 | 0.00157 | 0.0015705 | 0.0015707 | 0.0015709 | 0.0015711 | 0.0015713 | 0.0015715 | 0.026302 | 0.026302 | 0.00029432 | 0.00076365 | 0.0014378 | 0.0023246 | 0.0034137 | 0.004672 | 0.0060532 | 0.007522 | 0.0090467 | 0.010601 | 0.012167 | 0.013736 | 0.015306 | 0.016876 | 0.018446 | 0.020017 | 0.021588 | 0.023159 | 0.02473 | 0.026302
Under $85 | Under $70 | ASHP | Under $85 | 79.342 | HVAC | Rural | SC-New | M_Input | Residential | Manufactured | HVAC Conversion - FAF to ASHP 8.5 HSPF/14SEER + HZ23CZ23 | 65.6751 | 79.342 | R-All-HVAC-ASHP-All-All-E | 0 | 0.00041805 | 0.00066661 | 0.00095753 | 0.0012596 | 0.0015468 | 0.0017872 | 0.0019618 | 0.0020863 | 0.0021656 | 0.0022071 | 0.0022246 | 0.0022292 | 0.0022293 | 0.0022299 | 0.0022307 | 0.002231 | 0.0022313 | 0.0022315 | 0.0022318 | 0.002232 | 0.037358 | 0.037358 | 0.00041805 | 0.0010847 | 0.0020422 | 0.0033018 | 0.0048486 | 0.0066359 | 0.0085977 | 0.010684 | 0.01285 | 0.015057 | 0.017281 | 0.01951 | 0.02174 | 0.02397 | 0.0262 | 0.028431 | 0.030663 | 0.032894 | 0.035126 | 0.037358
Under $60 | Under $50 | ASHP | Under $60 | 59.8855 | HVAC | Rural | SC-New | M_Input | Residential | Manufactured | HVAC Conversion - FAF to ASHP 8.5 HSPF/14SEER + HZ23CZ1 | 48.9194 | 59.8855 | R-All-HVAC-ASHP-All-All-E | 0 | 0.00046886 | 0.00074763 | 0.0010739 | 0.0014127 | 0.0017348 | 0.0020045 | 0.0022002 | 0.0023399 | 0.0024289 | 0.0024754 | 0.0024949 | 0.0025001 | 0.0025002 | 0.002501 | 0.0025019 | 0.0025022 | 0.0025025 | 0.0025027 | 0.002503 | 0.0025033 | 0.041899 | 0.041899 | 0.00046886 | 0.0012165 | 0.0022904 | 0.0037031 | 0.005438 | 0.0074424 | 0.0096427 | 0.011983 | 0.014411 | 0.016887 | 0.019382 | 0.021882 | 0.024382 | 0.026883 | 0.029385 | 0.031887 | 0.03439 | 0.036892 | 0.039395 | 0.041899
Under $70 | Under $50 | ASHP | Under $70 | 67.7103 | HVAC | Rural | SC-New | M_Input | Residential | Manufactured | HVAC Conversion - FAF w/CAC to ASHP 8.5 HSPF/14SEER + HZ1 | 46.9286 | 67.7103 | R-All-HVAC-ASHP-All-All-E | 0 | 0 | 0 | 0 | 0 | 0 | 0 | 0 | 0 | 0 | 0 | 0 | 0 | 0 | 0 | 0 | 0 | 0 | 0 | 0 | 0 | 0 | 0 | 0 | 0 | 0 | 0 | 0 | 0 | 0 | 0 | 0 | 0 | 0 | 0 | 0 | 0 | 0 | 0 | 0 | 0 | 0 | 0
Under $85 | Under $65 | ASHP | Under $85 | 78.543 | HVAC | Rural | SC-New | M_Input | Residential | Manufactured | HVAC Conversion - FAF to ASHP 8.5 HSPF/14SEER + HZ1CZ23 | 61.7077 | 78.543 | R-All-HVAC-ASHP-All-All-E | 0 | 0 | 0 | 0 | 0 | 0 | 0 | 0 | 0 | 0 | 0 | 0 | 0 | 0 | 0 | 0 | 0 | 0 | 0 | 0 | 0 | 0 | 0 | 0 | 0 | 0 | 0 | 0 | 0 | 0 | 0 | 0 | 0 | 0 | 0 | 0 | 0 | 0 | 0 | 0 | 0 | 0 | 0
Under $100 | Under $65 | ASHP | Under $100 | 86.2606 | HVAC | Rural | SC-New | M_Input | Residential | Manufactured | HVAC Conversion - FAF to ASHP 8.5 HSPF/14SEER + HZ1CZ1 | 63.3088 | 86.2606 | R-All-HVAC-ASHP-All-All-E | 0 | 0.0013567 | 0.0021634 | 0.0031076 | 0.004088 | 0.0050201 | 0.0058004 | 0.0063668 | 0.006771 | 0.0070284 | 0.007163 | 0.0072196 | 0.0072346 | 0.007235 | 0.007237 | 0.0072396 | 0.0072405 | 0.0072413 | 0.0072422 | 0.0072431 | 0.0072439 | 0.12124 | 0.12124 | 0.0013567 | 0.0035202 | 0.0066277 | 0.010716 | 0.015736 | 0.021536 | 0.027903 | 0.034674 | 0.041702 | 0.048865 | 0.056085 | 0.06332 | 0.070555 | 0.077792 | 0.085031 | 0.092272 | 0.099513 | 0.10676 | 0.114 | 0.12124
Over $160 | Over $160 | ASHP | Over $160 | 754.4169 | HVAC | Rural | SC-New (2) | M_Input | Residential | Manufactured | HVAC Upgrade - Heat Pump Upgrade to 9.0 HSPF/14 SEER + HZ23CZ1 | 512.9169 | 754.4169 | R-All-HVAC-ASHP-All-All-E | 0 | 1.1097e-06 | 1.7695e-06 | 2.5418e-06 | 3.3437e-06 | 4.1061e-06 | 4.7443e-06 | 5.2076e-06 | 5.5381e-06 | 5.7487e-06 | 5.8588e-06 | 5.9051e-06 | 5.9174e-06 | 5.9177e-06 | 5.9193e-06 | 5.9214e-06 | 5.9222e-06 | 5.9229e-06 | 5.9236e-06 | 5.9243e-06 | 5.925e-06 | 9.9167e-05 | 9.9167e-05 | 1.1097e-06 | 2.8792e-06 | 5.421e-06 | 8.7647e-06 | 1.2871e-05 | 1.7615e-05 | 2.2823e-05 | 2.8361e-05 | 3.4109e-05 | 3.9968e-05 | 4.5873e-05 | 5.1791e-05 | 5.7708e-05 | 6.3628e-05 | 6.9549e-05 | 7.5471e-05 | 8.1394e-05 | 8.7318e-05 | 9.3242e-05 | 9.9167e-05
Over $160 | Over $160 | ASHP | Over $160 | 249.3764 | HVAC | Rural | SC-New (2) | M_Input | Residential | Manufactured | HVAC Upgrade - Heat Pump Upgrade to 9.0 HSPF/14 SEER + HZ23CZ23 | 172.9296 | 249.3764 | R-All-HVAC-ASHP-All-All-E | 0 | 4.1409e-06 | 6.6029e-06 | 9.4846e-06 | 1.2477e-05 | 1.5322e-05 | 1.7703e-05 | 1.9432e-05 | 2.0666e-05 | 2.1451e-05 | 2.1862e-05 | 2.2035e-05 | 2.2081e-05 | 2.2082e-05 | 2.2088e-05 | 2.2096e-05 | 2.2099e-05 | 2.2101e-05 | 2.2104e-05 | 2.2106e-05 | 2.2109e-05 | 0.00037004 | 0.00037004 | 4.1409e-06 | 1.0744e-05 | 2.0228e-05 | 3.2705e-05 | 4.8027e-05 | 6.573e-05 | 8.5162e-05 | 0.00010583 | 0.00012728 | 0.00014914 | 0.00017118 | 0.00019326 | 0.00021534 | 0.00023743 | 0.00025952 | 0.00028162 | 0.00030372 | 0.00032583 | 0.00034793 | 0.00037004
Under $65 | Under $45 | ASHP | Under $65 | 60.6212 | HVAC | Rural | SC-New (2) | M_Input | Residential | Manufactured | HVAC Upgrade - Heat Pump Upgrade to 9.0 HSPF/14 SEER + HZ1CZ23 | 42.176 | 60.6212 | R-All-HVAC-ASHP-All-All-E | 0 | 0 | 0 | 0 | 0 | 0 | 0 | 0 | 0 | 0 | 0 | 0 | 0 | 0 | 0 | 0 | 0 | 0 | 0 | 0 | 0 | 0 | 0 | 0 | 0 | 0 | 0 | 0 | 0 | 0 | 0 | 0 | 0 | 0 | 0 | 0 | 0 | 0 | 0 | 0 | 0 | 0 | 0
Under $65 | Under $45 | ASHP | Under $65 | 61.2643 | HVAC | Rural | SC-New (2) | M_Input | Residential | Manufactured | HVAC Upgrade - Heat Pump Upgrade to 9.0 HSPF/14 SEER + HZ1CZ1 | 42.6234 | 61.2643 | R-All-HVAC-ASHP-All-All-E | 0 | 4.4327e-05 | 7.0684e-05 | 0.00010153 | 0.00013356 | 0.00016402 | 0.00018951 | 0.00020802 | 0.00022122 | 0.00022963 | 0.00023403 | 0.00023588 | 0.00023637 | 0.00023638 | 0.00023645 | 0.00023653 | 0.00023656 | 0.00023659 | 0.00023662 | 0.00023665 | 0.00023667 | 0.0039612 | 0.0039612 | 4.4327e-05 | 0.00011501 | 0.00021654 | 0.00035011 | 0.00051412 | 0.00070363 | 0.00091165 | 0.0011329 | 0.0013625 | 0.0015965 | 0.0018324 | 0.0020688 | 0.0023052 | 0.0025416 | 0.0027781 | 0.0030147 | 0.0032513 | 0.0034879 | 0.0037246 | 0.0039612
Under $65 | Under $50 | ASHP | Under $65 | 60.5288 | HVAC | Rural | SC-NR | M_Input | Residential | Manufactured | HVAC Conversion - FAF w/CAC to ASHP 8.5 HSPF/14SEER + HZ23 | 45.9626 | 60.5288 | R-All-HVAC-ASHP-All-All-E | 0 | 0.0039656 | 0.0058176 | 0.0078135 | 0.0098102 | 0.011643 | 0.013163 | 0.014275 | 0.014966 | 0.015295 | 0.015368 | 0.01529 | 0.015141 | 0.014965 | 0.014784 | 0.014602 | 0.015364 | 0.015078 | 0.014801 | 0.014524 | 0.014253 | 0.19562 | 0.19562 | 0.0039656 | 0.0097832 | 0.017597 | 0.027407 | 0.03905 | 0.052213 | 0.066488 | 0.081454 | 0.09675 | 0.11212 | 0.12741 | 0.14255 | 0.15751 | 0.1723 | 0.1869 | 0.19562 | 0.19562 | 0.19562 | 0.19562 | 0.19562
Under $85 | Under $70 | ASHP | Under $85 | 79.342 | HVAC | Rural | SC-NR | M_Input | Residential | Manufactured | HVAC Conversion - FAF to ASHP 8.5 HSPF/14SEER + HZ23CZ23 | 65.6751 | 79.342 | R-All-HVAC-ASHP-All-All-E | 0 | 0.0056326 | 0.0082631 | 0.011098 | 0.013934 | 0.016537 | 0.018696 | 0.020276 | 0.021257 | 0.021725 | 0.021828 | 0.021717 | 0.021505 | 0.021256 | 0.020998 | 0.02074 | 0.021823 | 0.021416 | 0.021023 | 0.020629 | 0.020245 | 0.27786 | 0.27786 | 0.0056326 | 0.013896 | 0.024994 | 0.038928 | 0.055465 | 0.074161 | 0.094438 | 0.11569 | 0.13742 | 0.15925 | 0.18096 | 0.20247 | 0.22373 | 0.24472 | 0.26546 | 0.27786 | 0.27786 | 0.27786 | 0.27786 | 0.27786
Under $60 | Under $50 | ASHP | Under $60 | 59.8855 | HVAC | Rural | SC-NR | M_Input | Residential | Manufactured | HVAC Conversion - FAF to ASHP 8.5 HSPF/14SEER + HZ23CZ1 | 48.9194 | 59.8855 | R-All-HVAC-ASHP-All-All-E | 0 | 0.0063172 | 0.0092675 | 0.012447 | 0.015628 | 0.018548 | 0.020969 | 0.022741 | 0.023841 | 0.024365 | 0.024481 | 0.024357 | 0.024119 | 0.02384 | 0.02355 | 0.023261 | 0.024475 | 0.024019 | 0.023578 | 0.023137 | 0.022706 | 0.31163 | 0.31163 | 0.0063172 | 0.015585 | 0.028032 | 0.043659 | 0.062207 | 0.083175 | 0.10592 | 0.12976 | 0.15412 | 0.1786 | 0.20296 | 0.22708 | 0.25092 | 0.27447 | 0.29773 | 0.31163 | 0.31163 | 0.31163 | 0.31163 | 0.31163
Under $70 | Under $50 | ASHP | Under $70 | 67.7103 | HVAC | Rural | SC-NR | M_Input | Residential | Manufactured | HVAC Conversion - FAF w/CAC to ASHP 8.5 HSPF/14SEER + HZ1 | 46.9286 | 67.7103 | R-All-HVAC-ASHP-All-All-E | 0 | 0 | 0 | 0 | 0 | 0 | 0 | 0 | 0 | 0 | 0 | 0 | 0 | 0 | 0 | 0 | 0 | 0 | 0 | 0 | 0 | 0 | 0 | 0 | 0 | 0 | 0 | 0 | 0 | 0 | 0 | 0 | 0 | 0 | 0 | 0 | 0 | 0 | 0 | 0 | 0 | 0 | 0
Under $85 | Under $65 | ASHP | Under $85 | 78.543 | HVAC | Rural | SC-NR | M_Input | Residential | Manufactured | HVAC Conversion - FAF to ASHP 8.5 HSPF/14SEER + HZ1CZ23 | 61.7077 | 78.543 | R-All-HVAC-ASHP-All-All-E | 0 | 0 | 0 | 0 | 0 | 0 | 0 | 0 | 0 | 0 | 0 | 0 | 0 | 0 | 0 | 0 | 0 | 0 | 0 | 0 | 0 | 0 | 0 | 0 | 0 | 0 | 0 | 0 | 0 | 0 | 0 | 0 | 0 | 0 | 0 | 0 | 0 | 0 | 0 | 0 | 0 | 0 | 0
Under $100 | Under $65 | ASHP | Under $100 | 86.2606 | HVAC | Rural | SC-NR | M_Input | Residential | Manufactured | HVAC Conversion - FAF to ASHP 8.5 HSPF/14SEER + HZ1CZ1 | 63.3088 | 86.2606 | R-All-HVAC-ASHP-All-All-E | 0 | 0.01828 | 0.026817 | 0.036018 | 0.045222 | 0.053671 | 0.060677 | 0.065805 | 0.068988 | 0.070506 | 0.07084 | 0.070481 | 0.069793 | 0.068985 | 0.068147 | 0.06731 | 0.070824 | 0.069505 | 0.068228 | 0.06695 | 0.065704 | 0.90176 | 0.90176 | 0.01828 | 0.045097 | 0.081115 | 0.12634 | 0.18001 | 0.24068 | 0.30649 | 0.37548 | 0.44598 | 0.51682 | 0.58731 | 0.6571 | 0.72608 | 0.79423 | 0.86154 | 0.90176 | 0.90176 | 0.90176 | 0.90176 | 0.90176
Over $160 | Over $160 | ASHP | Over $160 | 754.4169 | HVAC | Rural | SC-NR (2) | M_Input | Residential | Manufactured | HVAC Upgrade - Heat Pump Upgrade to 9.0 HSPF/14 SEER + HZ23CZ1 | 512.9169 | 754.4169 | R-All-HVAC-ASHP-All-All-E | 0 | 1.8606e-05 | 2.7295e-05 | 3.6659e-05 | 4.6027e-05 | 5.4627e-05 | 6.1758e-05 | 6.6977e-05 | 7.0217e-05 | 7.1762e-05 | 7.2102e-05 | 7.1736e-05 | 7.1037e-05 | 7.0214e-05 | 6.9361e-05 | 6.8509e-05 | 7.2085e-05 | 7.0743e-05 | 6.9443e-05 | 6.8143e-05 | 6.6874e-05 | 0.00091783 | 0.00091783 | 1.8606e-05 | 4.5901e-05 | 8.256e-05 | 0.00012859 | 0.00018321 | 0.00024497 | 0.00031195 | 0.00038217 | 0.00045393 | 0.00052603 | 0.00059777 | 0.0006688 | 0.00073902 | 0.00080838 | 0.00087689 | 0.00091783 | 0.00091783 | 0.00091783 | 0.00091783 | 0.00091783
Over $160 | Over $160 | ASHP | Over $160 | 249.3764 | HVAC | Rural | SC-NR (2) | M_Input | Residential | Manufactured | HVAC Upgrade - Heat Pump Upgrade to 9.0 HSPF/14 SEER + HZ23CZ23 | 172.9296 | 249.3764 | R-All-HVAC-ASHP-All-All-E | 0 | 4.353e-05 | 6.3859e-05 | 8.5767e-05 | 0.00010768 | 0.0001278 | 0.00014449 | 0.0001567 | 0.00016428 | 0.00016789 | 0.00016869 | 0.00016783 | 0.0001662 | 0.00016427 | 0.00016228 | 0.00016028 | 0.00016865 | 0.00016551 | 0.00016247 | 0.00015943 | 0.00015646 | 0.0021473 | 0.0021473 | 4.353e-05 | 0.00010739 | 0.00019316 | 0.00030084 | 0.00042864 | 0.00057313 | 0.00072983 | 0.00089411 | 0.001062 | 0.0012307 | 0.0013985 | 0.0015647 | 0.001729 | 0.0018913 | 0.0020516 | 0.0021473 | 0.0021473 | 0.0021473 | 0.0021473 | 0.0021473
Under $65 | Under $45 | ASHP | Under $65 | 60.6212 | HVAC | Rural | SC-NR (2) | M_Input | Residential | Manufactured | HVAC Upgrade - Heat Pump Upgrade to 9.0 HSPF/14 SEER + HZ1CZ23 | 42.176 | 60.6212 | R-All-HVAC-ASHP-All-All-E | 0 | 0 | 0 | 0 | 0 | 0 | 0 | 0 | 0 | 0 | 0 | 0 | 0 | 0 | 0 | 0 | 0 | 0 | 0 | 0 | 0 | 0 | 0 | 0 | 0 | 0 | 0 | 0 | 0 | 0 | 0 | 0 | 0 | 0 | 0 | 0 | 0 | 0 | 0 | 0 | 0 | 0 | 0
Under $65 | Under $45 | ASHP | Under $65 | 61.2643 | HVAC | Rural | SC-NR (2) | M_Input | Residential | Manufactured | HVAC Upgrade - Heat Pump Upgrade to 9.0 HSPF/14 SEER + HZ1CZ1 | 42.6234 | 61.2643 | R-All-HVAC-ASHP-All-All-E | 0 | 0.00059751 | 0.00087656 | 0.0011773 | 0.0014781 | 0.0017543 | 0.0019833 | 0.0021509 | 0.002255 | 0.0023046 | 0.0023155 | 0.0023038 | 0.0022813 | 0.0022549 | 0.0022275 | 0.0022001 | 0.002315 | 0.0022719 | 0.0022301 | 0.0021884 | 0.0021476 | 0.029476 | 0.029476 | 0.00059751 | 0.0014741 | 0.0026514 | 0.0041295 | 0.0058838 | 0.0078672 | 0.010018 | 0.012273 | 0.014578 | 0.016893 | 0.019197 | 0.021478 | 0.023733 | 0.025961 | 0.028161 | 0.029476 | 0.029476 | 0.029476 | 0.029476 | 0.029476
Under $85 | Under $55 | ResWx | Under $85 | 73.0797 | HVAC | Rural | SC-Retro | M_Input | Residential | Manufactured | Manufactured Home Weatherization - Add a Low-e Storm Window to an existing Single Pane Wood Framed Window_Electric FAF | 53.9693 | 73.0797 | R-All-HVAC-ER-All-All-E | 0 | 0.00023664 | 0.00023411 | 0.00023161 | 0.00022914 | 0.00022669 | 0.00020184 | 0.00015975 | 0.00012643 | 0.00010006 | 7.9195e-05 | 6.2679e-05 | 4.9607e-05 | 3.9262e-05 | 3.1074e-05 | 2.4593e-05 | 1.9464e-05 | 1.3134e-07 | 4.6407e-08 | 1.5652e-08 | 5.0492e-09 | 0.0017641 | 0.0017641 | 0.00023664 | 0.00047076 | 0.00070237 | 0.0009315 | 0.0011582 | 0.00136 | 0.0015198 | 0.0016462 | 0.0017463 | 0.0017641 | 0.0017641 | 0.0017641 | 0.0017641 | 0.0017641 | 0.0017641 | 0.0017641 | 0.0017641 | 0.0017641 | 0.0017641 | 0.0017641
Under $30 | Under $25 | ResWx | Under $30 | 26.0452 | HVAC | Rural | SC-Retro | M_Input | Residential | Manufactured | Manufactured Home Weatherization - Add a Low-e Storm Window to an existing Single Pane Metal Framed Window_Electric FAF | 21.8274 | 26.0452 | R-All-HVAC-ER-All-All-E | 0 | 0.0014145 | 0.0013994 | 0.0013845 | 0.0013697 | 0.001355 | 0.0012065 | 0.00095488 | 0.00075574 | 0.00059813 | 0.00047339 | 0.00037467 | 0.00029653 | 0.00023469 | 0.00018574 | 0.00014701 | 0.00011635 | 7.8511e-07 | 2.774e-07 | 9.3557e-08 | 3.0182e-08 | 0.010545 | 0.010545 | 0.0014145 | 0.002814 | 0.0041984 | 0.0055681 | 0.0069231 | 0.0081296 | 0.0090845 | 0.0098403 | 0.010438 | 0.010545 | 0.010545 | 0.010545 | 0.010545 | 0.010545 | 0.010545 | 0.010545 | 0.010545 | 0.010545 | 0.010545 | 0.010545
Under $130 | Under $100 | ResWx | Under $130 | 126.909 | HVAC | Rural | SC-Retro | M_Input | Residential | Manufactured | Manufactured Home Weatherization - Add a Low-e Storm Window to an existing Double Pane Metal Framed Window_Electric FAF | 90.1389 | 126.909 | R-All-HVAC-ER-All-All-E | 0 | 3.0852e-05 | 3.0522e-05 | 3.0196e-05 | 2.9873e-05 | 2.9554e-05 | 2.6315e-05 | 2.0827e-05 | 1.6483e-05 | 1.3046e-05 | 1.0325e-05 | 8.1717e-06 | 6.4675e-06 | 5.1187e-06 | 4.0512e-06 | 3.2063e-06 | 2.5377e-06 | 1.7124e-08 | 6.0503e-09 | 2.0406e-09 | 6.5829e-10 | 0.00022999 | 0.00022999 | 3.0852e-05 | 6.1374e-05 | 9.1571e-05 | 0.00012144 | 0.000151 | 0.00017731 | 0.00019814 | 0.00021462 | 0.00022767 | 0.00022999 | 0.00022999 | 0.00022999 | 0.00022999 | 0.00022999 | 0.00022999 | 0.00022999 | 0.00022999 | 0.00022999 | 0.00022999 | 0.00022999
Under $115 | Under $85 | ResWx | Under $115 | 100.6806 | HVAC | Rural | SC-Retro | M_Input | Residential | Manufactured | Manufactured Home Weatherization - Add a Low-e Storm Window to an existing Single Pane Wood Framed Window_Heat Pump | 71.3192 | 100.6806 | R-All-HVAC-ER-All-All-E | 0 | 5.2538e-05 | 5.1976e-05 | 5.1421e-05 | 5.0871e-05 | 5.0328e-05 | 4.4811e-05 | 3.5466e-05 | 2.8069e-05 | 2.2215e-05 | 1.7582e-05 | 1.3916e-05 | 1.1014e-05 | 8.7167e-06 | 6.8988e-06 | 5.4601e-06 | 4.3214e-06 | 2.916e-08 | 1.0303e-08 | 3.4748e-09 | 1.121e-09 | 0.00039165 | 0.00039165 | 5.2538e-05 | 0.00010451 | 0.00015594 | 0.00020681 | 0.00025713 | 0.00030195 | 0.00033741 | 0.00036548 | 0.0003877 | 0.00039165 | 0.00039165 | 0.00039165 | 0.00039165 | 0.00039165 | 0.00039165 | 0.00039165 | 0.00039165 | 0.00039165 | 0.00039165 | 0.00039165
Under $35 | Under $30 | ResWx | Under $35 | 34.2721 | HVAC | Rural | SC-Retro | M_Input | Residential | Manufactured | Manufactured Home Weatherization - Add a Low-e Storm Window to an existing Single Pane Metal Framed Window_Heat Pump | 26.2055 | 34.2721 | R-All-HVAC-ER-All-All-E | 0 | 0.00035103 | 0.00034728 | 0.00034357 | 0.0003399 | 0.00033626 | 0.0002994 | 0.00023696 | 0.00018754 | 0.00014843 | 0.00011748 | 9.2977e-05 | 7.3587e-05 | 5.824e-05 | 4.6094e-05 | 3.6481e-05 | 2.8873e-05 | 1.9483e-07 | 6.8839e-08 | 2.3217e-08 | 7.4899e-09 | 0.0026168 | 0.0026168 | 0.00035103 | 0.00069831 | 0.0010419 | 0.0013818 | 0.001718 | 0.0020174 | 0.0022544 | 0.002442 | 0.0025904 | 0.0026168 | 0.0026168 | 0.0026168 | 0.0026168 | 0.0026168 | 0.0026168 | 0.0026168 | 0.0026168 | 0.0026168 | 0.0026168 | 0.0026168
Over $160 | Under $130 | ResWx | Over $160 | 169.6428 | HVAC | Rural | SC-Retro | M_Input | Residential | Manufactured | Manufactured Home Weatherization - Add a Low-e Storm Window to an existing Double Pane Metal Framed Window_Heat Pump | 117.6191 | 169.6428 | R-All-HVAC-ER-All-All-E | 0 | 6.8279e-06 | 6.755e-06 | 6.6828e-06 | 6.6114e-06 | 6.5407e-06 | 5.8237e-06 | 4.6092e-06 | 3.6479e-06 | 2.8872e-06 | 2.285e-06 | 1.8085e-06 | 1.4313e-06 | 1.1328e-06 | 8.9658e-07 | 7.096e-07 | 5.6161e-07 | 3.7897e-09 | 1.339e-09 | 4.516e-10 | 1.4569e-10 | 5.09e-05 | 5.09e-05 | 6.8279e-06 | 1.3583e-05 | 2.0266e-05 | 2.6877e-05 | 3.3418e-05 | 3.9241e-05 | 4.3851e-05 | 4.7499e-05 | 5.0386e-05 | 5.09e-05 | 5.09e-05 | 5.09e-05 | 5.09e-05 | 5.09e-05 | 5.09e-05 | 5.09e-05 | 5.09e-05 | 5.09e-05 | 5.09e-05 | 5.09e-05
Under $20 | Under $15 | ResWx | Under $20 | 15.8014 | HVAC | Rural | SC-Retro | M_Input | Residential | Manufactured | Attic R0 - R22_Electric FAF | 13.7843 | 15.8014 | R-All-HVAC-ER-All-All-E | 0 | 0.010088 | 0.0099776 | 0.0098687 | 0.0097609 | 0.0096543 | 0.0085726 | 0.0067403 | 0.00529 | 0.0041423 | 0.0032339 | 0.0025149 | 0.0019459 | 0.0014955 | 0.0011391 | 0.00085699 | 0.00063372 | 0 | 0 | 0 | 0 | 0.07252 | 0.07252 | 0.010088 | 0.020065 | 0.029934 | 0.039695 | 0.049349 | 0.057922 | 0.064662 | 0.069952 | 0.07252 | 0.07252 | 0.07252 | 0.07252 | 0.07252 | 0.07252 | 0.07252 | 0.07252 | 0.07252 | 0.07252 | 0.07252 | 0.07252
Under $30 | Under $25 | ResWx | Under $30 | 27.8633 | HVAC | Rural | SC-Retro | M_Input | Residential | Manufactured | Attic R0 - R30_Electric FAF | 22.5313 | 27.8633 | R-All-HVAC-ER-All-All-E | 0 | 0.022577 | 0.02233 | 0.022087 | 0.021845 | 0.021607 | 0.019186 | 0.015085 | 0.011839 | 0.0092706 | 0.0072375 | 0.0056284 | 0.0043549 | 0.003347 | 0.0025493 | 0.001918 | 0.0014183 | 0 | 0 | 0 | 0 | 0.1623 | 0.1623 | 0.022577 | 0.044907 | 0.066994 | 0.088839 | 0.11045 | 0.12963 | 0.14472 | 0.15656 | 0.1623 | 0.1623 | 0.1623 | 0.1623 | 0.1623 | 0.1623 | 0.1623 | 0.1623 | 0.1623 | 0.1623 | 0.1623 | 0.1623
Under $35 | Under $25 | ResWx | Under $35 | 30.9895 | HVAC | Rural | SC-Retro | M_Input | Residential | Manufactured | Attic R0 - R22_Heat Pump | 21.1316 | 30.9895 | R-All-HVAC-ASHP-All-All-E | 0 | 0.0025176 | 0.0024901 | 0.0024629 | 0.0024361 | 0.0024095 | 0.0021395 | 0.0016822 | 0.0013202 | 0.0010338 | 0.00080708 | 0.00062765 | 0.00048563 | 0.00037324 | 0.00028428 | 0.00021388 | 0.00015816 | 0 | 0 | 0 | 0 | 0.018099 | 0.018099 | 0.0025176 | 0.0050077 | 0.0074707 | 0.0099067 | 0.012316 | 0.014456 | 0.016138 | 0.017458 | 0.018099 | 0.018099 | 0.018099 | 0.018099 | 0.018099 | 0.018099 | 0.018099 | 0.018099 | 0.018099 | 0.018099 | 0.018099 | 0.018099
Under $55 | Under $40 | ResWx | Under $55 | 51.9351 | HVAC | Rural | SC-Retro | M_Input | Residential | Manufactured | Attic R0 - R30_Heat Pump | 36.6868 | 51.9351 | R-All-HVAC-ASHP-All-All-E | 0 | 0.0048905 | 0.0048371 | 0.0047843 | 0.0047321 | 0.0046804 | 0.004156 | 0.0032677 | 0.0025646 | 0.0020082 | 0.0015678 | 0.0012192 | 0.00094336 | 0.00072503 | 0.00055223 | 0.00041547 | 0.00030723 | 0 | 0 | 0 | 0 | 0.035158 | 0.035158 | 0.0048905 | 0.0097276 | 0.014512 | 0.019244 | 0.023924 | 0.028081 | 0.031348 | 0.033913 | 0.035158 | 0.035158 | 0.035158 | 0.035158 | 0.035158 | 0.035158 | 0.035158 | 0.035158 | 0.035158 | 0.035158 | 0.035158 | 0.035158
Over $160 | Under $130 | ResWx | Over $160 | 170.3055 | HVAC | Rural | SC-Retro | M_Input | Residential | Manufactured | Floor R11 - R22_Electric FAF | 119.5747 | 170.3055 | R-All-HVAC-ER-All-All-E | 0 | 0.0037504 | 0.0037095 | 0.003669 | 0.003629 | 0.0035893 | 0.0031872 | 0.0025059 | 0.0019668 | 0.00154 | 0.0012023 | 0.000935 | 0.00072344 | 0.00055601 | 0.00042349 | 0.00031861 | 0.00023561 | 0 | 0 | 0 | 0 | 0.026962 | 0.026962 | 0.0037504 | 0.0074599 | 0.011129 | 0.014758 | 0.018347 | 0.021534 | 0.02404 | 0.026007 | 0.026962 | 0.026962 | 0.026962 | 0.026962 | 0.026962 | 0.026962 | 0.026962 | 0.026962 | 0.026962 | 0.026962 | 0.026962 | 0.026962
Under $65 | Under $50 | ResWx | Under $65 | 63.0917 | HVAC | Rural | SC-Retro | M_Input | Residential | Manufactured | Floor R0 - R22_Electric FAF | 46.1579 | 63.0917 | R-All-HVAC-ER-All-All-E | 0 | 0.0056534 | 0.0055917 | 0.0055306 | 0.0054703 | 0.0054105 | 0.0048043 | 0.0037774 | 0.0029647 | 0.0023214 | 0.0018123 | 0.0014094 | 0.0010905 | 0.00083812 | 0.00063837 | 0.00048028 | 0.00035515 | 0 | 0 | 0 | 0 | 0.040642 | 0.040642 | 0.0056534 | 0.011245 | 0.016776 | 0.022246 | 0.027656 | 0.032461 | 0.036238 | 0.039203 | 0.040642 | 0.040642 | 0.040642 | 0.040642 | 0.040642 | 0.040642 | 0.040642 | 0.040642 | 0.040642 | 0.040642 | 0.040642 | 0.040642
Under $85 | Under $65 | ResWx | Under $85 | 83.8232 | HVAC | Rural | SC-Retro | M_Input | Residential | Manufactured | CFM50 Infiltration Reduction_Electric FAF | 60.4669 | 83.8232 | R-All-HVAC-ER-All-All-E | 0 | 0.022368 | 0.022124 | 0.021883 | 0.021644 | 0.021407 | 0.019009 | 0.014946 | 0.01173 | 0.0091851 | 0.0071707 | 0.0055765 | 0.0043148 | 0.0033162 | 0.0025258 | 0.0019003 | 0.0014052 | 0 | 0 | 0 | 0 | 0.16081 | 0.16081 | 0.022368 | 0.044493 | 0.066375 | 0.088019 | 0.10943 | 0.12844 | 0.14338 | 0.15511 | 0.16081 | 0.16081 | 0.16081 | 0.16081 | 0.16081 | 0.16081 | 0.16081 | 0.16081 | 0.16081 | 0.16081 | 0.16081 | 0.16081
Over $160 | Under $115 | ResWx | Over $160 | 151.4486 | HVAC | Rural | SC-Retro | M_Input | Residential | Manufactured | Attic R11 - R30_Electric FAF | 110.5345 | 151.4486 | R-All-HVAC-ER-All-All-E | 0 | 0.00012099 | 0.00011967 | 0.00011836 | 0.00011707 | 0.00011579 | 0.00010282 | 8.0839e-05 | 6.3446e-05 | 4.968e-05 | 3.8785e-05 | 3.0162e-05 | 2.3338e-05 | 1.7936e-05 | 1.3662e-05 | 1.0278e-05 | 7.6005e-06 | 0 | 0 | 0 | 0 | 0.00086977 | 0.00086977 | 0.00012099 | 0.00024065 | 0.00035901 | 0.00047608 | 0.00059187 | 0.00069469 | 0.00077553 | 0.00083897 | 0.00086977 | 0.00086977 | 0.00086977 | 0.00086977 | 0.00086977 | 0.00086977 | 0.00086977 | 0.00086977 | 0.00086977 | 0.00086977 | 0.00086977 | 0.00086977
Under $55 | Under $40 | ResWx | Under $55 | 50.3665 | HVAC | Rural | SC-Retro | M_Input | Residential | Manufactured | WINDOW CL30 Prime Window Replacement of Single Pane Base_Electric FAF | 36.7099 | 50.3665 | R-All-HVAC-ER-All-All-E | 0 | 0.016193 | 0.016017 | 0.015842 | 0.015669 | 0.015498 | 0.013761 | 0.01082 | 0.008492 | 0.0066495 | 0.0051912 | 0.0040371 | 0.0031237 | 0.0024007 | 0.0018285 | 0.0013757 | 0.0010173 | 0 | 0 | 0 | 0 | 0.11641 | 0.11641 | 0.016193 | 0.03221 | 0.048052 | 0.063721 | 0.079219 | 0.09298 | 0.1038 | 0.11229 | 0.11641 | 0.11641 | 0.11641 | 0.11641 | 0.11641 | 0.11641 | 0.11641 | 0.11641 | 0.11641 | 0.11641 | 0.11641 | 0.11641
Under $70 | Under $50 | ResWx | Under $70 | 67.9904 | HVAC | Rural | SC-Retro | M_Input | Residential | Manufactured | WINDOW CL22 Prime Window Replacement of Single Pane Base_Electric FAF | 48.7917 | 67.9904 | R-All-HVAC-ER-All-All-E | 0 | 0.0042126 | 0.0041666 | 0.0041211 | 0.0040761 | 0.0040316 | 0.0035799 | 0.0028147 | 0.0022091 | 0.0017298 | 0.0013504 | 0.0010502 | 0.00081259 | 0.00062452 | 0.00047568 | 0.00035787 | 0.00026464 | 0 | 0 | 0 | 0 | 0.030284 | 0.030284 | 0.0042126 | 0.0083792 | 0.0125 | 0.016576 | 0.020608 | 0.024188 | 0.027003 | 0.029212 | 0.030284 | 0.030284 | 0.030284 | 0.030284 | 0.030284 | 0.030284 | 0.030284 | 0.030284 | 0.030284 | 0.030284 | 0.030284 | 0.030284
Under $130 | Under $100 | ResWx | Under $130 | 122.3944 | HVAC | Rural | SC-Retro | M_Input | Residential | Manufactured | WINDOW CL22 Prime Window Replacement of Double Pane Base_Electric FAF | 86.1183 | 122.3944 | R-All-HVAC-ER-All-All-E | 0 | 0.00013154 | 0.0001301 | 0.00012868 | 0.00012728 | 0.00012589 | 0.00011178 | 8.7889e-05 | 6.8979e-05 | 5.4013e-05 | 4.2168e-05 | 3.2793e-05 | 2.5373e-05 | 1.9501e-05 | 1.4853e-05 | 1.1175e-05 | 8.2633e-06 | 0 | 0 | 0 | 0 | 0.00094562 | 0.00094562 | 0.00013154 | 0.00026164 | 0.00039032 | 0.0005176 | 0.00064348 | 0.00075527 | 0.00084316 | 0.00091213 | 0.00094562 | 0.00094562 | 0.00094562 | 0.00094562 | 0.00094562 | 0.00094562 | 0.00094562 | 0.00094562 | 0.00094562 | 0.00094562 | 0.00094562 | 0.00094562
Under $100 | Under $70 | ResWx | Under $100 | 95.0659 | HVAC | Rural | SC-Retro | M_Input | Residential | Manufactured | WINDOW CL30 Prime Window Replacement of Double Pane Base_Electric FAF | 67.4629 | 95.0659 | R-All-HVAC-ER-All-All-E | 0 | 0.000499 | 0.00049355 | 0.00048816 | 0.00048283 | 0.00047756 | 0.00042405 | 0.00033341 | 0.00026168 | 0.0002049 | 0.00015997 | 0.0001244 | 9.6255e-05 | 7.3977e-05 | 5.6346e-05 | 4.2392e-05 | 3.1348e-05 | 0 | 0 | 0 | 0 | 0.0035873 | 0.0035873 | 0.000499 | 0.00099255 | 0.0014807 | 0.0019636 | 0.0024411 | 0.0028652 | 0.0031986 | 0.0034603 | 0.0035873 | 0.0035873 | 0.0035873 | 0.0035873 | 0.0035873 | 0.0035873 | 0.0035873 | 0.0035873 | 0.0035873 | 0.0035873 | 0.0035873 | 0.0035873
Under $115 | Under $85 | ResWx | Under $115 | 113.2584 | HVAC | Rural | SC-Retro | M_Input | Residential | Manufactured | CFM50 Infiltration Reduction_Heat Pump | 77.6604 | 113.2584 | R-All-HVAC-ASHP-All-All-E | 0 | 0.0053277 | 0.0052695 | 0.005212 | 0.0051551 | 0.0050988 | 0.0045275 | 0.0035598 | 0.0027939 | 0.0021877 | 0.0017079 | 0.0013282 | 0.0010277 | 0.00078984 | 0.00060159 | 0.00045261 | 0.00033469 | 0 | 0 | 0 | 0 | 0.038301 | 0.038301 | 0.0053277 | 0.010597 | 0.015809 | 0.020964 | 0.026063 | 0.030591 | 0.03415 | 0.036944 | 0.038301 | 0.038301 | 0.038301 | 0.038301 | 0.038301 | 0.038301 | 0.038301 | 0.038301 | 0.038301 | 0.038301 | 0.038301 | 0.038301
Under $100 | Under $65 | ResWx | Under $100 | 91.169 | HVAC | Rural | SC-Retro | M_Input | Residential | Manufactured | WINDOW CL22 Prime Window Replacement of Single Pane Base_Heat Pump | 62.096 | 91.169 | R-All-HVAC-ASHP-All-All-E | 0 | 0.0010291 | 0.0010178 | 0.0010067 | 0.00099575 | 0.00098487 | 0.00087452 | 0.0006876 | 0.00053966 | 0.00042257 | 0.0003299 | 0.00025655 | 0.0001985 | 0.00015256 | 0.0001162 | 8.7424e-05 | 6.4648e-05 | 0 | 0 | 0 | 0 | 0.007398 | 0.007398 | 0.0010291 | 0.0020469 | 0.0030537 | 0.0040494 | 0.0050343 | 0.0059088 | 0.0065964 | 0.0071361 | 0.007398 | 0.007398 | 0.007398 | 0.007398 | 0.007398 | 0.007398 | 0.007398 | 0.007398 | 0.007398 | 0.007398 | 0.007398 | 0.007398
Under $85 | Under $50 | ResWx | Under $85 | 70.4609 | HVAC | Rural | SC-Retro | M_Input | Residential | Manufactured | WINDOW CL30 Prime Window Replacement of Single Pane Base_Heat Pump | 47.8369 | 70.4609 | R-All-HVAC-ASHP-All-All-E | 0 | 0.0039797 | 0.0039363 | 0.0038933 | 0.0038508 | 0.0038087 | 0.003382 | 0.0026591 | 0.002087 | 0.0016342 | 0.0012758 | 0.00099216 | 0.00076767 | 0.00059 | 0.00044938 | 0.00033809 | 0.00025001 | 0 | 0 | 0 | 0 | 0.02861 | 0.02861 | 0.0039797 | 0.007916 | 0.011809 | 0.01566 | 0.019469 | 0.022851 | 0.02551 | 0.027597 | 0.02861 | 0.02861 | 0.02861 | 0.02861 | 0.02861 | 0.02861 | 0.02861 | 0.02861 | 0.02861 | 0.02861 | 0.02861 | 0.02861
Under $100 | Under $65 | ResWx | Under $100 | 91.0109 | HVAC | Rural | SC-Retro | M_Input | Residential | Manufactured | Floor R0 - R22_Heat Pump | 61.3235 | 91.0109 | R-All-HVAC-ASHP-All-All-E | 0 | 0.0013348 | 0.0013203 | 0.0013058 | 0.0012916 | 0.0012775 | 0.0011344 | 0.00089189 | 0.00069999 | 0.00054811 | 0.00042791 | 0.00033278 | 0.00025748 | 0.00019789 | 0.00015073 | 0.0001134 | 8.3855e-05 | 0 | 0 | 0 | 0 | 0.009596 | 0.009596 | 0.0013348 | 0.0026551 | 0.0039609 | 0.0052525 | 0.00653 | 0.0076644 | 0.0085563 | 0.0092562 | 0.009596 | 0.009596 | 0.009596 | 0.009596 | 0.009596 | 0.009596 | 0.009596 | 0.009596 | 0.009596 | 0.009596 | 0.009596 | 0.009596
Over $160 | Under $130 | ResWx | Over $160 | 184.0141 | HVAC | Rural | SC-Retro | M_Input | Residential | Manufactured | WINDOW CL22 Prime Window Replacement of Double Pane Base_Heat Pump | 125.6032 | 184.0141 | R-All-HVAC-ASHP-All-All-E | 0 | 2.715e-05 | 2.6853e-05 | 2.656e-05 | 2.627e-05 | 2.5983e-05 | 2.3072e-05 | 1.8141e-05 | 1.4237e-05 | 1.1148e-05 | 8.7035e-06 | 6.7685e-06 | 5.2371e-06 | 4.025e-06 | 3.0657e-06 | 2.3065e-06 | 1.7056e-06 | 0 | 0 | 0 | 0 | 0.00019518 | 0.00019518 | 2.715e-05 | 5.4003e-05 | 8.0563e-05 | 0.00010683 | 0.00013282 | 0.00015589 | 0.00017403 | 0.00018827 | 0.00019518 | 0.00019518 | 0.00019518 | 0.00019518 | 0.00019518 | 0.00019518 | 0.00019518 | 0.00019518 | 0.00019518 | 0.00019518 | 0.00019518 | 0.00019518
Over $160 | Under $115 | ResWx | Over $160 | 148.9279 | HVAC | Rural | SC-Retro | M_Input | Residential | Manufactured | WINDOW CL30 Prime Window Replacement of Double Pane Base_Heat Pump | 101.5229 | 148.9279 | R-All-HVAC-ASHP-All-All-E | 0 | 0.00010168 | 0.00010057 | 9.9468e-05 | 9.8382e-05 | 9.7308e-05 | 8.6405e-05 | 6.7936e-05 | 5.3319e-05 | 4.1751e-05 | 3.2595e-05 | 2.5348e-05 | 1.9613e-05 | 1.5074e-05 | 1.1481e-05 | 8.6377e-06 | 6.3874e-06 | 0 | 0 | 0 | 0 | 0.00073094 | 0.00073094 | 0.00010168 | 0.00020224 | 0.00030171 | 0.00040009 | 0.0004974 | 0.0005838 | 0.00065174 | 0.00070506 | 0.00073094 | 0.00073094 | 0.00073094 | 0.00073094 | 0.00073094 | 0.00073094 | 0.00073094 | 0.00073094 | 0.00073094 | 0.00073094 | 0.00073094 | 0.00073094
Over $160 | Over $160 | ResWx | Over $160 | 225.2938 | HVAC | Rural | SC-Retro | M_Input | Residential | Manufactured | Floor R11 - R22_Heat Pump | 153.5878 | 225.2938 | R-All-HVAC-ASHP-All-All-E | 0 | 0.00085967 | 0.00085029 | 0.000841 | 0.00083182 | 0.00082274 | 0.00073056 | 0.0005744 | 0.00045082 | 0.000353 | 0.00027559 | 0.00021432 | 0.00016583 | 0.00012745 | 9.7072e-05 | 7.3032e-05 | 5.4005e-05 | 0 | 0 | 0 | 0 | 0.0061801 | 0.0061801 | 0.00085967 | 0.00171 | 0.002551 | 0.0033828 | 0.0042055 | 0.0049361 | 0.0055105 | 0.0059613 | 0.0061801 | 0.0061801 | 0.0061801 | 0.0061801 | 0.0061801 | 0.0061801 | 0.0061801 | 0.0061801 | 0.0061801 | 0.0061801 | 0.0061801 | 0.0061801
Over $160 | Over $160 | ResWx | Over $160 | 220.3025 | HVAC | Rural | SC-Retro | M_Input | Residential | Manufactured | Attic R11 - R30_Heat Pump | 151.5189 | 220.3025 | R-All-HVAC-ASHP-All-All-E | 0 | 2.6144e-05 | 2.5859e-05 | 2.5576e-05 | 2.5297e-05 | 2.5021e-05 | 2.2217e-05 | 1.7469e-05 | 1.371e-05 | 1.0735e-05 | 8.3811e-06 | 6.5178e-06 | 5.0431e-06 | 3.8759e-06 | 2.9521e-06 | 2.221e-06 | 1.6424e-06 | 0 | 0 | 0 | 0 | 0.00018795 | 0.00018795 | 2.6144e-05 | 5.2003e-05 | 7.7579e-05 | 0.00010288 | 0.0001279 | 0.00015011 | 0.00016758 | 0.00018129 | 0.00018795 | 0.00018795 | 0.00018795 | 0.00018795 | 0.00018795 | 0.00018795 | 0.00018795 | 0.00018795 | 0.00018795 | 0.00018795 | 0.00018795 | 0.00018795
Under $25 | Under $15 | Microwave | Under $25 | 21.5505 | Food Preparation | Rural | SC-New | M_Input | Residential | Single Family | Microwave Top Tier | 11.4306 | 21.5505 | R-All-Food-Oven-All-All-R | 0 | 0.0015845 | 0.0020726 | 0.0024762 | 0.0028673 | 0.0031824 | 0.0035709 | 0.0038284 | 0.0039345 | 0.0039142 | 0.0041233 | 0.0042795 | 0.0043259 | 0.0041239 | 0.004119 | 0.0041258 | 0.004175 | 0.0042802 | 0.0043233 | 0.0044305 | 0.0044748 | 0.074212 | 0.074212 | 0.0015845 | 0.0036571 | 0.0061332 | 0.0090005 | 0.012183 | 0.015754 | 0.019582 | 0.023517 | 0.027431 | 0.031554 | 0.035834 | 0.04016 | 0.044283 | 0.048402 | 0.052528 | 0.056703 | 0.060983 | 0.065307 | 0.069737 | 0.074212
Under $25 | Under $15 | Microwave | Under $25 | 21.5505 | Food Preparation | Rural | SC-New | M_Input | Residential | Multifamily - Low Rise | Microwave Top Tier | 11.4306 | 21.5505 | R-All-Food-Oven-All-All-R | 0 | 0.00023608 | 0.00031041 | 0.0003839 | 0.00045471 | 0.00052661 | 0.00058632 | 0.00062341 | 0.00064361 | 0.00066087 | 0.00067694 | 0.00067678 | 0.00067198 | 0.00065698 | 0.00064894 | 0.00062827 | 0.00062861 | 0.00063784 | 0.00063805 | 0.00064828 | 0.00064947 | 0.011588 | 0.011588 | 0.00023608 | 0.00054649 | 0.00093039 | 0.0013851 | 0.0019117 | 0.002498 | 0.0031214 | 0.0037651 | 0.0044259 | 0.0051029 | 0.0057796 | 0.0064516 | 0.0071086 | 0.0077575 | 0.0083858 | 0.0090144 | 0.0096523 | 0.01029 | 0.010939 | 0.011588
Under $25 | Under $15 | Microwave | Under $25 | 21.5505 | Food Preparation | Rural | SC-New | M_Input | Residential | Multifamily - High Rise | Microwave Top Tier | 11.4306 | 21.5505 | R-All-Food-Oven-All-All-R | 0 | 5.0414e-05 | 6.9807e-05 | 8.6971e-05 | 0.00010534 | 0.00011996 | 0.00013354 | 0.00013814 | 0.00014265 | 0.00014457 | 0.00015041 | 0.00015151 | 0.00014992 | 0.00014724 | 0.00014246 | 0.00014186 | 0.00014178 | 0.00014373 | 0.00014367 | 0.00014589 | 0.00014609 | 0.002596 | 0.002596 | 5.0414e-05 | 0.00012022 | 0.00020719 | 0.00031253 | 0.0004325 | 0.00056603 | 0.00070417 | 0.00084682 | 0.00099139 | 0.0011418 | 0.0012933 | 0.0014432 | 0.0015905 | 0.0017329 | 0.0018748 | 0.0020166 | 0.0021603 | 0.002304 | 0.0024499 | 0.002596
Under $25 | Under $15 | Microwave | Under $25 | 21.5505 | Food Preparation | Rural | SC-New | M_Input | Residential | Manufactured | Microwave Top Tier | 11.4306 | 21.5505 | R-All-Food-Oven-All-All-R | 0 | 7.0119e-05 | 0.00010069 | 0.00012816 | 0.00015092 | 0.00017123 | 0.00018607 | 0.00019576 | 0.00020434 | 0.00021188 | 0.0002229 | 0.00022761 | 0.00023115 | 0.00023097 | 0.00023102 | 0.00023072 | 0.00023115 | 0.0002346 | 0.00023464 | 0.00023809 | 0.00023813 | 0.0039701 | 0.0039701 | 7.0119e-05 | 0.00017081 | 0.00029896 | 0.00044988 | 0.00062111 | 0.00080718 | 0.0010029 | 0.0012073 | 0.0014191 | 0.001642 | 0.0018697 | 0.0021008 | 0.0023318 | 0.0025628 | 0.0027935 | 0.0030247 | 0.0032593 | 0.0034939 | 0.003732 | 0.0039701
Under $25 | Under $15 | Microwave | Under $25 | 21.5505 | Food Preparation | Rural | SC-NR | M_Input | Residential | Single Family | Microwave Top Tier | 11.4306 | 21.5505 | R-All-Food-Oven-All-All-R | 0 | 0.01921 | 0.024215 | 0.028185 | 0.03133 | 0.034079 | 0.036182 | 0.037737 | 0.038953 | 0.0399 | 0.045006 | 0.044897 | 0.044837 | 0.044359 | 0.043915 | 0.043527 | 0.043295 | 0.043526 | 0.043261 | 0.043475 | 0.04329 | 0.30473 | 0.30473 | 0.01921 | 0.043424 | 0.071609 | 0.10294 | 0.13702 | 0.1732 | 0.21094 | 0.24989 | 0.28979 | 0.30473 | 0.30473 | 0.30473 | 0.30473 | 0.30473 | 0.30473 | 0.30473 | 0.30473 | 0.30473 | 0.30473 | 0.30473
Under $25 | Under $15 | Microwave | Under $25 | 21.5505 | Food Preparation | Rural | SC-NR | M_Input | Residential | Multifamily - Low Rise | Microwave Top Tier | 11.4306 | 21.5505 | R-All-Food-Oven-All-All-R | 0 | 0.0015851 | 0.0020053 | 0.0023387 | 0.0026028 | 0.0028337 | 0.0030103 | 0.0031408 | 0.0032429 | 0.0033224 | 0.0040025 | 0.0039462 | 0.0039135 | 0.0038515 | 0.0037973 | 0.0037473 | 0.0037133 | 0.0037218 | 0.0036918 | 0.0036937 | 0.0036696 | 0.026533 | 0.026533 | 0.0015851 | 0.0035904 | 0.0059291 | 0.0085319 | 0.011366 | 0.014376 | 0.017517 | 0.02076 | 0.024082 | 0.026533 | 0.026533 | 0.026533 | 0.026533 | 0.026533 | 0.026533 | 0.026533 | 0.026533 | 0.026533 | 0.026533 | 0.026533
Under $25 | Under $15 | Microwave | Under $25 | 21.5505 | Food Preparation | Rural | SC-NR | M_Input | Residential | Multifamily - High Rise | Microwave Top Tier | 11.4306 | 21.5505 | R-All-Food-Oven-All-All-R | 0 | 0.00036164 | 0.00045746 | 0.00053347 | 0.00059367 | 0.00064631 | 0.00068658 | 0.00071634 | 0.00073963 | 0.00075775 | 0.00090822 | 0.00089836 | 0.00089151 | 0.0008785 | 0.00086554 | 0.0008542 | 0.00084564 | 0.0008477 | 0.00084064 | 0.00084163 | 0.00083636 | 0.0060411 | 0.0060411 | 0.00036164 | 0.0008191 | 0.0013526 | 0.0019462 | 0.0025926 | 0.0032791 | 0.0039955 | 0.0047351 | 0.0054928 | 0.0060411 | 0.0060411 | 0.0060411 | 0.0060411 | 0.0060411 | 0.0060411 | 0.0060411 | 0.0060411 | 0.0060411 | 0.0060411 | 0.0060411
Under $25 | Under $15 | Microwave | Under $25 | 21.5505 | Food Preparation | Rural | SC-NR | M_Input | Residential | Manufactured | Microwave Top Tier | 11.4306 | 21.5505 | R-All-Food-Oven-All-All-R | 0 | 0.0036069 | 0.0044277 | 0.0050577 | 0.0055367 | 0.0059409 | 0.0062301 | 0.0064233 | 0.0065574 | 0.0066449 | 0.0069952 | 0.0069883 | 0.0069662 | 0.0068616 | 0.0067596 | 0.0066524 | 0.0065672 | 0.0065523 | 0.0064628 | 0.0064455 | 0.0063591 | 0.043841 | 0.043841 | 0.0036069 | 0.0080347 | 0.013092 | 0.018629 | 0.02457 | 0.0308 | 0.037223 | 0.043781 | 0.043841 | 0.043841 | 0.043841 | 0.043841 | 0.043841 | 0.043841 | 0.043841 | 0.043841 | 0.043841 | 0.043841 | 0.043841 | 0.043841
Over $160 | Over $160 | Electric Oven | Over $160 | 308.8909 | Food Preparation | Rural | SC-New | M_Input | Residential | Single Family | Self-Cleaning Oven | 203.1085 | 308.8909 | R-All-Food-Oven-All-All-R | 0 | 0.0084503 | 0.0089548 | 0.009477 | 0.0101 | 0.01056 | 0.011267 | 0.011758 | 0.011926 | 0.011828 | 0.012031 | 0.012319 | 0.012381 | 0.012039 | 0.012093 | 0.012173 | 0.012302 | 0.012393 | 0.012484 | 0.012576 | 0.012669 | 0.22978 | 0.22978 | 0.0084503 | 0.017405 | 0.026882 | 0.036982 | 0.047542 | 0.058809 | 0.070567 | 0.082492 | 0.09432 | 0.10635 | 0.11867 | 0.13105 | 0.14309 | 0.15518 | 0.16736 | 0.17966 | 0.19205 | 0.20453 | 0.21711 | 0.22978
Over $160 | Over $160 | Electric Oven | Over $160 | 308.8909 | Food Preparation | Rural | SC-New | M_Input | Residential | Multifamily - Low Rise | Self-Cleaning Oven | 203.1085 | 308.8909 | R-All-Food-Oven-All-All-R | 0 | 0.0014089 | 0.0014921 | 0.001609 | 0.0017394 | 0.0018722 | 0.0019898 | 0.0020657 | 0.0021025 | 0.0021336 | 0.0021278 | 0.0021203 | 0.0021031 | 0.0020829 | 0.0020754 | 0.0020384 | 0.0020432 | 0.0020425 | 0.002043 | 0.0020446 | 0.0020474 | 0.039182 | 0.039182 | 0.0014089 | 0.002901 | 0.00451 | 0.0062494 | 0.0081216 | 0.010111 | 0.012177 | 0.01428 | 0.016413 | 0.018541 | 0.020661 | 0.022764 | 0.024847 | 0.026923 | 0.028961 | 0.031004 | 0.033047 | 0.03509 | 0.037134 | 0.039182
Over $160 | Over $160 | Electric Oven | Over $160 | 308.8909 | Food Preparation | Rural | SC-New | M_Input | Residential | Multifamily - High Rise | Self-Cleaning Oven | 203.1085 | 308.8909 | R-All-Food-Oven-All-All-R | 0 | 0.00030862 | 0.00033498 | 0.0003629 | 0.00039824 | 0.00042422 | 0.00045097 | 0.00045916 | 0.00046739 | 0.00046978 | 0.0004738 | 0.00047475 | 0.00046973 | 0.00046677 | 0.00045815 | 0.00045924 | 0.00045996 | 0.00045952 | 0.00045938 | 0.00045956 | 0.00046002 | 0.0087771 | 0.0087771 | 0.00030862 | 0.0006436 | 0.0010065 | 0.0014047 | 0.001829 | 0.0022799 | 0.0027391 | 0.0032065 | 0.0036762 | 0.0041501 | 0.0046248 | 0.0050945 | 0.0055613 | 0.0060195 | 0.0064787 | 0.0069387 | 0.0073982 | 0.0078576 | 0.0083171 | 0.0087771
Over $160 | Over $160 | Electric Oven | Over $160 | 308.8909 | Food Preparation | Rural | SC-New | M_Input | Residential | Manufactured | Self-Cleaning Oven | 203.1085 | 308.8909 | R-All-Food-Oven-All-All-R | 0 | 0.00043395 | 0.00047621 | 0.00052075 | 0.00056027 | 0.00059415 | 0.00062017 | 0.00063844 | 0.00065451 | 0.00066853 | 0.00067943 | 0.00068756 | 0.00069337 | 0.00069773 | 0.00070155 | 0.00070468 | 0.00070702 | 0.0007071 | 0.00070718 | 0.00070726 | 0.00070733 | 0.012867 | 0.012867 | 0.00043395 | 0.00091016 | 0.0014309 | 0.0019912 | 0.0025853 | 0.0032055 | 0.0038439 | 0.0044984 | 0.005167 | 0.0058464 | 0.006534 | 0.0072273 | 0.0079251 | 0.0086266 | 0.0093313 | 0.010038 | 0.010745 | 0.011453 | 0.01216 | 0.012867
Over $160 | Over $160 | Electric Oven | Over $160 | 262.1228 | Food Preparation | Rural | SC-New | M_Input | Residential | Single Family | Non self-cleaning oven | 171.6244 | 262.1228 | R-All-Food-Oven-All-All-R | 0 | 0.012823 | 0.013589 | 0.014381 | 0.015326 | 0.016024 | 0.017098 | 0.017842 | 0.018097 | 0.017948 | 0.018256 | 0.018694 | 0.018788 | 0.018269 | 0.018351 | 0.018472 | 0.018668 | 0.018805 | 0.018944 | 0.019084 | 0.019225 | 0.34868 | 0.34868 | 0.012823 | 0.026412 | 0.040793 | 0.056119 | 0.072143 | 0.08924 | 0.10708 | 0.12518 | 0.14313 | 0.16138 | 0.18008 | 0.19887 | 0.21713 | 0.23549 | 0.25396 | 0.27263 | 0.29143 | 0.31037 | 0.32946 | 0.34868
Over $160 | Over $160 | Electric Oven | Over $160 | 262.1228 | Food Preparation | Rural | SC-New | M_Input | Residential | Multifamily - Low Rise | Non self-cleaning oven | 171.6244 | 262.1228 | R-All-Food-Oven-All-All-R | 0 | 0.0021379 | 0.0022642 | 0.0024416 | 0.0026395 | 0.002841 | 0.0030194 | 0.0031346 | 0.0031905 | 0.0032376 | 0.0032288 | 0.0032174 | 0.0031915 | 0.0031608 | 0.0031493 | 0.0030933 | 0.0031005 | 0.0030995 | 0.0031002 | 0.0031027 | 0.0031068 | 0.059457 | 0.059457 | 0.0021379 | 0.0044021 | 0.0068437 | 0.0094832 | 0.012324 | 0.015344 | 0.018478 | 0.021669 | 0.024906 | 0.028135 | 0.031353 | 0.034544 | 0.037705 | 0.040854 | 0.043947 | 0.047048 | 0.050147 | 0.053247 | 0.05635 | 0.059457
Over $160 | Over $160 | Electric Oven | Over $160 | 262.1228 | Food Preparation | Rural | SC-New | M_Input | Residential | Multifamily - High Rise | Non self-cleaning oven | 171.6244 | 262.1228 | R-All-Food-Oven-All-All-R | 0 | 0.00046833 | 0.00050831 | 0.00055069 | 0.00060431 | 0.00064374 | 0.00068433 | 0.00069676 | 0.00070924 | 0.00071288 | 0.00071898 | 0.00072042 | 0.00071279 | 0.00070831 | 0.00069523 | 0.00069689 | 0.00069798 | 0.0006973 | 0.0006971 | 0.00069736 | 0.00069807 | 0.013319 | 0.013319 | 0.00046833 | 0.00097664 | 0.0015273 | 0.0021316 | 0.0027754 | 0.0034597 | 0.0041565 | 0.0048657 | 0.0055786 | 0.0062976 | 0.007018 | 0.0077308 | 0.0084391 | 0.0091343 | 0.0098312 | 0.010529 | 0.011226 | 0.011924 | 0.012621 | 0.013319
Over $160 | Over $160 | Electric Oven | Over $160 | 262.1228 | Food Preparation | Rural | SC-New | M_Input | Residential | Manufactured | Non self-cleaning oven | 171.6244 | 262.1228 | R-All-Food-Oven-All-All-R | 0 | 0.00065851 | 0.00072263 | 0.00079022 | 0.00085019 | 0.0009016 | 0.00094109 | 0.00096881 | 0.00099319 | 0.0010145 | 0.001031 | 0.0010434 | 0.0010522 | 0.0010588 | 0.0010646 | 0.0010693 | 0.0010729 | 0.001073 | 0.0010731 | 0.0010732 | 0.0010734 | 0.019526 | 0.019526 | 0.00065851 | 0.0013811 | 0.0021714 | 0.0030216 | 0.0039231 | 0.0048642 | 0.005833 | 0.0068262 | 0.0078407 | 0.0088717 | 0.0099151 | 0.010967 | 0.012026 | 0.013091 | 0.01416 | 0.015233 | 0.016306 | 0.017379 | 0.018452 | 0.019526
Over $160 | Over $160 | Electric Oven | Over $160 | 308.8909 | Food Preparation | Rural | SC-NR | M_Input | Residential | Single Family | Self-Cleaning Oven | 203.1085 | 308.8909 | R-All-Food-Oven-All-All-R | 0 | 0.028137 | 0.031307 | 0.033998 | 0.036261 | 0.038147 | 0.039706 | 0.040983 | 0.041951 | 0.042677 | 0.043217 | 0.04361 | 0.043891 | 0.044084 | 0.044209 | 0.044281 | 0.044312 | 0.044201 | 0.04409 | 0.043979 | 0.043868 | 0.8884 | 0.81691 | 0.028137 | 0.059444 | 0.093442 | 0.1297 | 0.16785 | 0.20756 | 0.24854 | 0.29049 | 0.33317 | 0.37638 | 0.41999 | 0.46389 | 0.50797 | 0.55218 | 0.59646 | 0.64077 | 0.68497 | 0.72906 | 0.77304 | 0.81691
Over $160 | Over $160 | Electric Oven | Over $160 | 308.8909 | Food Preparation | Rural | SC-NR | M_Input | Residential | Multifamily - Low Rise | Self-Cleaning Oven | 203.1085 | 308.8909 | R-All-Food-Oven-All-All-R | 0 | 0.00258 | 0.0028707 | 0.0031175 | 0.003325 | 0.0034979 | 0.0036408 | 0.003758 | 0.0038467 | 0.0039133 | 0.0039627 | 0.0039988 | 0.0040246 | 0.0040423 | 0.0040537 | 0.0040603 | 0.0040632 | 0.004053 | 0.0040428 | 0.0040326 | 0.0040225 | 0.081461 | 0.074906 | 0.00258 | 0.0054507 | 0.0085681 | 0.011893 | 0.015391 | 0.019032 | 0.02279 | 0.026636 | 0.03055 | 0.034512 | 0.038511 | 0.042536 | 0.046578 | 0.050632 | 0.054692 | 0.058755 | 0.062808 | 0.066851 | 0.070884 | 0.074906
Over $160 | Over $160 | Electric Oven | Over $160 | 308.8909 | Food Preparation | Rural | SC-NR | M_Input | Residential | Multifamily - High Rise | Self-Cleaning Oven | 203.1085 | 308.8909 | R-All-Food-Oven-All-All-R | 0 | 0.00058823 | 0.0006545 | 0.00071077 | 0.00075808 | 0.0007975 | 0.00083009 | 0.0008568 | 0.00087703 | 0.00089221 | 0.00090348 | 0.00091171 | 0.00091758 | 0.00092162 | 0.00092423 | 0.00092574 | 0.00092639 | 0.00092406 | 0.00092174 | 0.00091942 | 0.00091711 | 0.018573 | 0.017078 | 0.00058823 | 0.0012427 | 0.0019535 | 0.0027116 | 0.0035091 | 0.0043392 | 0.005196 | 0.006073 | 0.0069652 | 0.0078687 | 0.0087804 | 0.009698 | 0.01062 | 0.011544 | 0.01247 | 0.013396 | 0.01432 | 0.015242 | 0.016161 | 0.017078
Over $160 | Over $160 | Electric Oven | Over $160 | 308.8909 | Food Preparation | Rural | SC-NR | M_Input | Residential | Manufactured | Self-Cleaning Oven | 203.1085 | 308.8909 | R-All-Food-Oven-All-All-R | 0 | 0.0051919 | 0.0057135 | 0.0061404 | 0.0064835 | 0.0067539 | 0.0069622 | 0.0071179 | 0.0072171 | 0.0072732 | 0.0072961 | 0.0072937 | 0.0072721 | 0.0072358 | 0.0071885 | 0.0071329 | 0.007071 | 0.006987 | 0.0069039 | 0.0068217 | 0.0067403 | 0.13652 | 0.13652 | 0.0051919 | 0.010905 | 0.017046 | 0.023529 | 0.030283 | 0.037245 | 0.044363 | 0.05158 | 0.058854 | 0.06615 | 0.073443 | 0.080715 | 0.087951 | 0.09514 | 0.10227 | 0.10934 | 0.11633 | 0.12323 | 0.13006 | 0.13652
Over $160 | Over $160 | Electric Oven | Over $160 | 262.1228 | Food Preparation | Rural | SC-NR | M_Input | Residential | Single Family | Non self-cleaning oven | 171.6244 | 262.1228 | R-All-Food-Oven-All-All-R | 0 | 0.042697 | 0.047507 | 0.051591 | 0.055025 | 0.057887 | 0.060252 | 0.062191 | 0.063659 | 0.064761 | 0.06558 | 0.066177 | 0.066603 | 0.066896 | 0.067086 | 0.067195 | 0.067242 | 0.067073 | 0.066905 | 0.066737 | 0.066569 | 1.3481 | 1.2396 | 0.042697 | 0.090204 | 0.1418 | 0.19682 | 0.25471 | 0.31496 | 0.37715 | 0.44081 | 0.50557 | 0.57115 | 0.63733 | 0.70393 | 0.77083 | 0.83791 | 0.90511 | 0.97235 | 1.0394 | 1.1063 | 1.1731 | 1.2396
Over $160 | Over $160 | Electric Oven | Over $160 | 262.1228 | Food Preparation | Rural | SC-NR | M_Input | Residential | Multifamily - Low Rise | Non self-cleaning oven | 171.6244 | 262.1228 | R-All-Food-Oven-All-All-R | 0 | 0.0039151 | 0.0043561 | 0.0047306 | 0.0050455 | 0.0053079 | 0.0055248 | 0.0057026 | 0.0058372 | 0.0059383 | 0.0060133 | 0.0060681 | 0.0061071 | 0.006134 | 0.0061514 | 0.0061614 | 0.0061657 | 0.0061502 | 0.0061348 | 0.0061194 | 0.006104 | 0.12362 | 0.11367 | 0.0039151 | 0.0082712 | 0.013002 | 0.018047 | 0.023355 | 0.02888 | 0.034583 | 0.04042 | 0.046358 | 0.052371 | 0.058439 | 0.064547 | 0.070681 | 0.076832 | 0.082993 | 0.089159 | 0.095309 | 0.10144 | 0.10756 | 0.11367
Over $160 | Over $160 | Electric Oven | Over $160 | 262.1228 | Food Preparation | Rural | SC-NR | M_Input | Residential | Multifamily - High Rise | Non self-cleaning oven | 171.6244 | 262.1228 | R-All-Food-Oven-All-All-R | 0 | 0.00089262 | 0.00099319 | 0.0010786 | 0.0011504 | 0.0012102 | 0.0012596 | 0.0013002 | 0.0013309 | 0.0013539 | 0.001371 | 0.0013835 | 0.0013924 | 0.0013985 | 0.0014025 | 0.0014048 | 0.0014058 | 0.0014022 | 0.0013987 | 0.0013952 | 0.0013917 | 0.028184 | 0.025916 | 0.00089262 | 0.0018858 | 0.0029644 | 0.0041147 | 0.0053249 | 0.0065845 | 0.0078847 | 0.0092156 | 0.010569 | 0.01194 | 0.013324 | 0.014716 | 0.016115 | 0.017517 | 0.018922 | 0.020328 | 0.02173 | 0.023129 | 0.024524 | 0.025916
Over $160 | Over $160 | Electric Oven | Over $160 | 262.1228 | Food Preparation | Rural | SC-NR | M_Input | Residential | Manufactured | Non self-cleaning oven | 171.6244 | 262.1228 | R-All-Food-Oven-All-All-R | 0 | 0.0078785 | 0.0086701 | 0.0093178 | 0.0098384 | 0.010249 | 0.010565 | 0.010801 | 0.010952 | 0.011037 | 0.011072 | 0.011068 | 0.011035 | 0.01098 | 0.010908 | 0.010824 | 0.01073 | 0.010603 | 0.010476 | 0.010352 | 0.010228 | 0.20716 | 0.20716 | 0.0078785 | 0.016549 | 0.025866 | 0.035705 | 0.045954 | 0.056519 | 0.06732 | 0.078272 | 0.089308 | 0.10038 | 0.11145 | 0.12248 | 0.13346 | 0.14437 | 0.1552 | 0.16593 | 0.17653 | 0.187 | 0.19736 | 0.20716
Under $15 | Under $10 | Advanced Power Strips | Under $15 | 11.0519 | Electronics | Rural | SC-New | M_Input | Residential | Single Family | Occupancy sensing advanced power strip | 7.268 | 11.0519 | R-All-Elec-CompAcc-All-All-R | 0 | 0 | 0.00046334 | 0.0012295 | 0.0021489 | 0.0030951 | 0.0041611 | 0.0051014 | 0.0057901 | 0.0061971 | 0.0066395 | 0.00702 | 0.0071663 | 0.0069868 | 0.0070023 | 0.0070009 | 0.0069909 | 0.0069438 | 0.0068959 | 0.0068472 | 0.0069018 | 0.10443 | 0.10443 | 0 | 0.00046334 | 0.0016928 | 0.0038417 | 0.0069368 | 0.011098 | 0.016199 | 0.021989 | 0.028186 | 0.034826 | 0.041846 | 0.049012 | 0.055999 | 0.063001 | 0.070002 | 0.076993 | 0.083937 | 0.090833 | 0.09768 | 0.10443
Under $15 | Under $10 | Advanced Power Strips | Under $15 | 11.0519 | Electronics | Rural | SC-New | M_Input | Residential | Multifamily - Low Rise | Occupancy sensing advanced power strip | 7.268 | 11.0519 | R-All-Elec-CompAcc-All-All-R | 0 | 0 | 1.906e-05 | 5.4271e-05 | 9.6945e-05 | 0.00014459 | 0.00019283 | 0.00023464 | 0.00026715 | 0.00029299 | 0.00030712 | 0.00031531 | 0.00031738 | 0.00031558 | 0.00031355 | 0.00030534 | 0.00030222 | 0.00029771 | 0.00029337 | 0.00028921 | 0.00028963 | 0.0046414 | 0.0046414 | 0 | 1.906e-05 | 7.333e-05 | 0.00017028 | 0.00031487 | 0.00050769 | 0.00074233 | 0.0010095 | 0.0013025 | 0.0016096 | 0.0019249 | 0.0022423 | 0.0025579 | 0.0028714 | 0.0031768 | 0.003479 | 0.0037767 | 0.0040701 | 0.0043593 | 0.0046414
Under $15 | Under $10 | Advanced Power Strips | Under $15 | 11.0519 | Electronics | Rural | SC-New | M_Input | Residential | Multifamily - High Rise | Occupancy sensing advanced power strip | 7.268 | 11.0519 | R-All-Elec-CompAcc-All-All-R | 0 | 0 | 4.3067e-06 | 1.2313e-05 | 2.2401e-05 | 3.2861e-05 | 4.3795e-05 | 5.2109e-05 | 5.9344e-05 | 6.442e-05 | 6.8363e-05 | 7.0603e-05 | 7.0875e-05 | 7.0727e-05 | 6.9151e-05 | 6.8825e-05 | 6.8065e-05 | 6.7003e-05 | 6.5991e-05 | 6.5026e-05 | 6.5097e-05 | 0.0010394 | 0.0010394 | 0 | 4.3067e-06 | 1.662e-05 | 3.9021e-05 | 7.1882e-05 | 0.00011568 | 0.00016779 | 0.00022713 | 0.00029155 | 0.00035991 | 0.00043052 | 0.00050139 | 0.00057212 | 0.00064127 | 0.00071009 | 0.00077816 | 0.00084516 | 0.00091115 | 0.00097618 | 0.0010394
Under $15 | Under $10 | Advanced Power Strips | Under $15 | 11.0519 | Electronics | Rural | SC-New | M_Input | Residential | Manufactured | Occupancy sensing advanced power strip | 7.268 | 11.0519 | R-All-Elec-CompAcc-All-All-R | 0 | 0 | 1.0884e-05 | 3.3988e-05 | 6.0842e-05 | 8.9454e-05 | 0.0001172 | 0.00014164 | 0.00016285 | 0.00018006 | 0.00019274 | 0.00020121 | 0.00020616 | 0.00020851 | 0.00020919 | 0.00020867 | 0.00020678 | 0.00020381 | 0.00020084 | 0.00019786 | 0.00019789 | 0.0030237 | 0.0030237 | 0 | 1.0884e-05 | 4.4872e-05 | 0.00010571 | 0.00019517 | 0.00031237 | 0.00045401 | 0.00061686 | 0.00079692 | 0.00098965 | 0.0011909 | 0.001397 | 0.0016055 | 0.0018147 | 0.0020234 | 0.0022302 | 0.002434 | 0.0026348 | 0.0028327 | 0.0030237
Under $5 | Under $5 | Advanced Power Strips | Under $5 | 1.6179 | Electronics | Rural | SC-New | M_Input | Residential | Single Family | Infrared sensing advanced power strip | 0.56107 | 1.6179 | R-All-Elec-TV-All-All-R | 0 | 0 | 0 | 0.015339 | 0.035949 | 0.06939 | 0.096094 | 0.12049 | 0.13944 | 0.15193 | 0.1656 | 0.17802 | 0.18472 | 0.18304 | 0.18642 | 0.18943 | 0.19241 | 0.19444 | 0.19647 | 0.19852 | 0.20058 | 2.6831 | 2.6831 | 0 | 0 | 0.015339 | 0.051289 | 0.12068 | 0.21677 | 0.33726 | 0.4767 | 0.62863 | 0.79423 | 0.97225 | 1.157 | 1.34 | 1.5264 | 1.7159 | 1.9083 | 2.1027 | 2.2992 | 2.4977 | 2.6831
Under $5 | Under $5 | Advanced Power Strips | Under $5 | 1.6179 | Electronics | Rural | SC-New | M_Input | Residential | Multifamily - Low Rise | Infrared sensing advanced power strip | 0.56107 | 1.6179 | R-All-Elec-TV-All-All-R | 0 | 0 | 0 | 0.00096647 | 0.002326 | 0.0046418 | 0.0063688 | 0.0079212 | 0.0091936 | 0.010265 | 0.010943 | 0.011421 | 0.011685 | 0.011808 | 0.011922 | 0.011802 | 0.011884 | 0.011912 | 0.011946 | 0.011987 | 0.012035 | 0.17001 | 0.17001 | 0 | 0 | 0.00096647 | 0.0032925 | 0.0079342 | 0.014303 | 0.022224 | 0.031418 | 0.041683 | 0.052626 | 0.064046 | 0.075731 | 0.087539 | 0.099461 | 0.11126 | 0.12315 | 0.13506 | 0.147 | 0.15899 | 0.17001
Under $5 | Under $5 | Advanced Power Strips | Under $5 | 1.6179 | Electronics | Rural | SC-New | M_Input | Residential | Multifamily - High Rise | Infrared sensing advanced power strip | 0.56107 | 1.6179 | R-All-Elec-TV-All-All-R | 0 | 0 | 0 | 0.00022084 | 0.00054075 | 0.0010556 | 0.001447 | 0.0017589 | 0.0020421 | 0.0022567 | 0.0024358 | 0.0025573 | 0.0026093 | 0.0026462 | 0.0026296 | 0.00266 | 0.0026762 | 0.0026808 | 0.002687 | 0.002695 | 0.0027049 | 0.038071 | 0.038071 | 0 | 0 | 0.00022084 | 0.00076159 | 0.0018171 | 0.0032641 | 0.005023 | 0.0070651 | 0.0093217 | 0.011758 | 0.014315 | 0.016924 | 0.01957 | 0.0222 | 0.02486 | 0.027536 | 0.030217 | 0.032904 | 0.035599 | 0.038071
Under $5 | Under $5 | Advanced Power Strips | Under $5 | 1.6179 | Electronics | Rural | SC-New | M_Input | Residential | Manufactured | Infrared sensing advanced power strip | 0.56107 | 1.6179 | R-All-Elec-TV-All-All-R | 0 | 0 | 0 | 0.00041983 | 0.0010313 | 0.0020424 | 0.0027549 | 0.0034053 | 0.0039938 | 0.0044973 | 0.0048975 | 0.0051983 | 0.0054139 | 0.0055646 | 0.0056732 | 0.005751 | 0.0057968 | 0.0058132 | 0.0058291 | 0.0058448 | 0.0058604 | 0.079245 | 0.079245 | 0 | 0 | 0.00041983 | 0.0014511 | 0.0034936 | 0.0062484 | 0.0096538 | 0.013648 | 0.018145 | 0.023042 | 0.028241 | 0.033655 | 0.039219 | 0.044892 | 0.050643 | 0.05644 | 0.062254 | 0.068083 | 0.073927 | 0.079245
Under $60 | Under $40 | Advanced Power Strips | Under $60 | 58.8864 | Electronics | Rural | SC-New | M_Input | Residential | Single Family | Load sensing advanced power strip | 39.47 | 58.8864 | R-All-Elec-CompAcc-All-All-R | 0 | 0 | 0.00050349 | 0.003396 | 0.0069421 | 0.011938 | 0.016359 | 0.020351 | 0.023394 | 0.025334 | 0.027454 | 0.02935 | 0.030291 | 0.029856 | 0.030251 | 0.030579 | 0.030894 | 0.031052 | 0.03121 | 0.031367 | 0.03167 | 0.44045 | 0.44045 | 0 | 0.00050349 | 0.0038995 | 0.010842 | 0.02278 | 0.039139 | 0.05949 | 0.082883 | 0.10822 | 0.13567 | 0.16502 | 0.19531 | 0.22517 | 0.25542 | 0.286 | 0.31689 | 0.34794 | 0.37915 | 0.41052 | 0.44045
Under $60 | Under $40 | Advanced Power Strips | Under $60 | 58.8864 | Electronics | Rural | SC-New | M_Input | Residential | Multifamily - Low Rise | Load sensing advanced power strip | 39.47 | 58.8864 | R-All-Elec-CompAcc-All-All-R | 0 | 0 | 2.2851e-05 | 0.00019668 | 0.00041203 | 0.00073321 | 0.00099588 | 0.0012292 | 0.0014172 | 0.0015727 | 0.0016671 | 0.0017303 | 0.0017608 | 0.00177 | 0.0017779 | 0.0017507 | 0.0017533 | 0.001748 | 0.0017436 | 0.0017401 | 0.0017457 | 0.025662 | 0.025662 | 0 | 2.2851e-05 | 0.00021954 | 0.00063156 | 0.0013648 | 0.0023606 | 0.0035898 | 0.005007 | 0.0065796 | 0.0082467 | 0.009977 | 0.011738 | 0.013508 | 0.015286 | 0.017036 | 0.01879 | 0.020538 | 0.022281 | 0.024021 | 0.025662
Under $60 | Under $40 | Advanced Power Strips | Under $60 | 58.8864 | Electronics | Rural | SC-New | M_Input | Residential | Multifamily - High Rise | Load sensing advanced power strip | 39.47 | 58.8864 | R-All-Elec-CompAcc-All-All-R | 0 | 0 | 5.2889e-06 | 4.4783e-05 | 9.554e-05 | 0.0001667 | 0.00022623 | 0.00027295 | 0.00031479 | 0.00034576 | 0.00037107 | 0.00038745 | 0.00039321 | 0.00039667 | 0.00039212 | 0.0003946 | 0.00039486 | 0.00039339 | 0.00039217 | 0.00039123 | 0.00039236 | 0.0057467 | 0.0057467 | 0 | 5.2889e-06 | 5.0072e-05 | 0.00014561 | 0.00031231 | 0.00053854 | 0.00081149 | 0.0011263 | 0.001472 | 0.0018431 | 0.0022306 | 0.0026238 | 0.0030204 | 0.0034126 | 0.0038072 | 0.004202 | 0.0045954 | 0.0049876 | 0.0053788 | 0.0057467
Under $60 | Under $40 | Advanced Power Strips | Under $60 | 58.8864 | Electronics | Rural | SC-New | M_Input | Residential | Manufactured | Load sensing advanced power strip | 39.47 | 58.8864 | R-All-Elec-CompAcc-All-All-R | 0 | 0 | 5.9288e-06 | 9.3838e-05 | 0.00019864 | 0.00034969 | 0.00046681 | 0.00057249 | 0.00066681 | 0.00074621 | 0.00080789 | 0.00085278 | 0.00088337 | 0.00090319 | 0.00091604 | 0.00092385 | 0.0009262 | 0.00092381 | 0.00092137 | 0.00091891 | 0.00092065 | 0.012939 | 0.012939 | 0 | 5.9288e-06 | 9.9767e-05 | 0.0002984 | 0.0006481 | 0.0011149 | 0.0016874 | 0.0023542 | 0.0031004 | 0.0039083 | 0.0047611 | 0.0056445 | 0.0065476 | 0.0074637 | 0.0083875 | 0.0093137 | 0.010238 | 0.011159 | 0.012078 | 0.012939
Under $5 | Under $5 | Advanced Power Strips | Under $5 | 1.1442 | Electronics | Rural | SC-New | M_Input | Residential | Single Family | PC-interaction-sensing Home Office APS | 0.59817 | 1.1442 | R-All-Elec-CompAcc-All-All-R | 0 | 0 | 0.001946 | 0.0051638 | 0.0090255 | 0.012999 | 0.017476 | 0.021426 | 0.024318 | 0.026028 | 0.027886 | 0.029484 | 0.030099 | 0.029345 | 0.02941 | 0.029404 | 0.029362 | 0.029164 | 0.028963 | 0.028758 | 0.028988 | 0.43862 | 0.43862 | 0 | 0.001946 | 0.0071098 | 0.016135 | 0.029135 | 0.046611 | 0.068037 | 0.092355 | 0.11838 | 0.14627 | 0.17575 | 0.20585 | 0.2352 | 0.26461 | 0.29401 | 0.32337 | 0.35254 | 0.3815 | 0.41026 | 0.43862
Under $5 | Under $5 | Advanced Power Strips | Under $5 | 1.1442 | Electronics | Rural | SC-New | M_Input | Residential | Multifamily - Low Rise | PC-interaction-sensing Home Office APS | 0.59817 | 1.1442 | R-All-Elec-CompAcc-All-All-R | 0 | 0 | 8.0051e-05 | 0.00022794 | 0.00040717 | 0.00060728 | 0.00080988 | 0.00098549 | 0.001122 | 0.0012305 | 0.0012899 | 0.0013243 | 0.001333 | 0.0013254 | 0.0013169 | 0.0012824 | 0.0012693 | 0.0012504 | 0.0012322 | 0.0012147 | 0.0012164 | 0.019494 | 0.019494 | 0 | 8.0051e-05 | 0.00030799 | 0.00071516 | 0.0013224 | 0.0021323 | 0.0031178 | 0.0042398 | 0.0054703 | 0.0067603 | 0.0080846 | 0.0094176 | 0.010743 | 0.01206 | 0.013342 | 0.014612 | 0.015862 | 0.017094 | 0.018309 | 0.019494
Under $5 | Under $5 | Advanced Power Strips | Under $5 | 1.1442 | Electronics | Rural | SC-New | M_Input | Residential | Multifamily - High Rise | PC-interaction-sensing Home Office APS | 0.59817 | 1.1442 | R-All-Elec-CompAcc-All-All-R | 0 | 0 | 1.8088e-05 | 5.1715e-05 | 9.4084e-05 | 0.00013802 | 0.00018394 | 0.00021886 | 0.00024925 | 0.00027057 | 0.00028712 | 0.00029653 | 0.00029768 | 0.00029705 | 0.00029043 | 0.00028906 | 0.00028587 | 0.00028141 | 0.00027716 | 0.00027311 | 0.00027341 | 0.0043654 | 0.0043654 | 0 | 1.8088e-05 | 6.9804e-05 | 0.00016389 | 0.0003019 | 0.00048584 | 0.0007047 | 0.00095394 | 0.0012245 | 0.0015116 | 0.0018082 | 0.0021058 | 0.0024029 | 0.0026933 | 0.0029824 | 0.0032683 | 0.0035497 | 0.0038268 | 0.0040999 | 0.0043654
Under $5 | Under $5 | Advanced Power Strips | Under $5 | 1.1442 | Electronics | Rural | SC-New | M_Input | Residential | Manufactured | PC-interaction-sensing Home Office APS | 0.59817 | 1.1442 | R-All-Elec-CompAcc-All-All-R | 0 | 0 | 4.5714e-05 | 0.00014275 | 0.00025554 | 0.00037571 | 0.00049224 | 0.00059491 | 0.00068396 | 0.00075625 | 0.00080949 | 0.00084508 | 0.00086586 | 0.00087574 | 0.0008786 | 0.00087642 | 0.00086846 | 0.00085598 | 0.00084351 | 0.00083103 | 0.00083113 | 0.012699 | 0.012699 | 0 | 4.5714e-05 | 0.00018846 | 0.000444 | 0.00081971 | 0.0013119 | 0.0019069 | 0.0025908 | 0.0033471 | 0.0041565 | 0.0050016 | 0.0058675 | 0.0067432 | 0.0076218 | 0.0084982 | 0.0093667 | 0.010223 | 0.011066 | 0.011897 | 0.012699
Under $15 | Under $10 | Advanced Power Strips | Under $15 | 11.0519 | Electronics | Rural | SC-Retro | M_Input | Residential | Single Family | Occupancy sensing advanced power strip | 7.268 | 11.0519 | R-All-Elec-CompAcc-All-All-R | 0 | 0 | 0.0004245 | 0.0065343 | 0.015545 | 0.027012 | 0.039617 | 0.051353 | 0.060108 | 0.064336 | 0.063488 | 0.058102 | 0.049451 | 0.039148 | 0.028719 | 0.019316 | 0.011517 | 0.0055631 | 0.0013093 | 0 | 0 | 0.46298 | 0.46298 | 0 | 0.0004245 | 0.0069588 | 0.022504 | 0.049516 | 0.089133 | 0.14049 | 0.20059 | 0.26493 | 0.32842 | 0.38652 | 0.43597 | 0.46298 | 0.46298 | 0.46298 | 0.46298 | 0.46298 | 0.46298 | 0.46298 | 0.46298
Under $15 | Under $10 | Advanced Power Strips | Under $15 | 11.0519 | Electronics | Rural | SC-Retro | M_Input | Residential | Multifamily - Low Rise | Occupancy sensing advanced power strip | 7.268 | 11.0519 | R-All-Elec-CompAcc-All-All-R | 0 | 0 | 1.0541e-05 | 0.00015821 | 0.00037614 | 0.0006536 | 0.00095893 | 0.001243 | 0.0014546 | 0.0015567 | 0.0015363 | 0.0014054 | 0.0011956 | 0.0009462 | 0.00069419 | 0.00046685 | 0.0002782 | 0.00013438 | 3.163e-05 | 0 | 0 | 0.011181 | 0.011181 | 0 | 1.0541e-05 | 0.00016875 | 0.00054489 | 0.0011985 | 0.0021574 | 0.0034004 | 0.004855 | 0.0064116 | 0.007948 | 0.0093533 | 0.010549 | 0.011181 | 0.011181 | 0.011181 | 0.011181 | 0.011181 | 0.011181 | 0.011181 | 0.011181
Under $15 | Under $10 | Advanced Power Strips | Under $15 | 11.0519 | Electronics | Rural | SC-Retro | M_Input | Residential | Multifamily - High Rise | Occupancy sensing advanced power strip | 7.268 | 11.0519 | R-All-Elec-CompAcc-All-All-R | 0 | 0 | 2.3805e-06 | 3.6054e-05 | 8.5735e-05 | 0.00014903 | 0.0002186 | 0.00028335 | 0.00033145 | 0.00035471 | 0.00035001 | 0.00032025 | 0.00027248 | 0.00021564 | 0.00015821 | 0.00010636 | 6.3414e-05 | 3.0631e-05 | 7.2102e-06 | 0 | 0 | 0.0025486 | 0.0025486 | 0 | 2.3805e-06 | 3.8435e-05 | 0.00012417 | 0.0002732 | 0.0004918 | 0.00077515 | 0.0011066 | 0.0014613 | 0.0018113 | 0.0021316 | 0.002404 | 0.0025486 | 0.0025486 | 0.0025486 | 0.0025486 | 0.0025486 | 0.0025486 | 0.0025486 | 0.0025486
Under $15 | Under $10 | Advanced Power Strips | Under $15 | 11.0519 | Electronics | Rural | SC-Retro | M_Input | Residential | Manufactured | Occupancy sensing advanced power strip | 7.268 | 11.0519 | R-All-Elec-CompAcc-All-All-R | 0 | 0 | 0.00011331 | 0.00066588 | 0.001472 | 0.0024852 | 0.0035834 | 0.0045853 | 0.0053099 | 0.0056303 | 0.0055088 | 0.0049991 | 0.0042203 | 0.0033161 | 0.0024168 | 0.0016158 | 0.00095941 | 0.00046382 | 0.00011341 | 0 | 0 | 0.036648 | 0.036648 | 0 | 0.00011331 | 0.00077919 | 0.0022512 | 0.0047365 | 0.0083199 | 0.012905 | 0.018215 | 0.023845 | 0.029354 | 0.034353 | 0.036648 | 0.036648 | 0.036648 | 0.036648 | 0.036648 | 0.036648 | 0.036648 | 0.036648 | 0.036648
Under $5 | Under $5 | Advanced Power Strips | Under $5 | 1.6179 | Electronics | Rural | SC-Retro | M_Input | Residential | Single Family | Infrared sensing advanced power strip | 0.56107 | 1.6179 | R-All-Elec-TV-All-All-R | 0 | 0 | 0 | 0.064967 | 0.22798 | 0.51553 | 0.77879 | 1.0314 | 1.2293 | 1.3373 | 1.3396 | 1.2435 | 1.0731 | 0.86087 | 0.63973 | 0.43584 | 0.26358 | 0.12961 | 0.032134 | 0 | 0 | 11.2966 | 11.2031 | 0 | 0 | 0.064967 | 0.29295 | 0.80848 | 1.5873 | 2.6187 | 3.8479 | 5.1852 | 6.5248 | 7.7683 | 8.8414 | 9.7022 | 10.342 | 10.7778 | 11.0414 | 11.171 | 11.2031 | 11.2031 | 11.2031
Under $5 | Under $5 | Advanced Power Strips | Under $5 | 1.6179 | Electronics | Rural | SC-Retro | M_Input | Residential | Multifamily - Low Rise | Infrared sensing advanced power strip | 0.56107 | 1.6179 | R-All-Elec-TV-All-All-R | 0 | 0 | 0 | 0.0026344 | 0.009252 | 0.020929 | 0.031635 | 0.041898 | 0.049931 | 0.054313 | 0.054418 | 0.050494 | 0.043552 | 0.034928 | 0.025957 | 0.01768 | 0.010685 | 0.00525 | 0.0012967 | 0 | 0 | 0.45791 | 0.45485 | 0 | 0 | 0.0026344 | 0.011886 | 0.032816 | 0.064451 | 0.10635 | 0.15628 | 0.21059 | 0.26501 | 0.3155 | 0.35906 | 0.39398 | 0.41994 | 0.43762 | 0.44831 | 0.45356 | 0.45485 | 0.45485 | 0.45485
Under $5 | Under $5 | Advanced Power Strips | Under $5 | 1.6179 | Electronics | Rural | SC-Retro | M_Input | Residential | Multifamily - High Rise | Infrared sensing advanced power strip | 0.56107 | 1.6179 | R-All-Elec-TV-All-All-R | 0 | 0 | 0 | 0.00060045 | 0.002109 | 0.0047726 | 0.0072118 | 0.0095513 | 0.011377 | 0.012376 | 0.012398 | 0.011507 | 0.0099259 | 0.00796 | 0.0059162 | 0.0040283 | 0.0024356 | 0.0011969 | 0.00029573 | 0 | 0 | 0.10437 | 0.10366 | 0 | 0 | 0.00060045 | 0.0027095 | 0.0074821 | 0.014694 | 0.024245 | 0.035623 | 0.047999 | 0.060396 | 0.071903 | 0.081829 | 0.089789 | 0.095705 | 0.099733 | 0.10217 | 0.10337 | 0.10366 | 0.10366 | 0.10366
Under $5 | Under $5 | Advanced Power Strips | Under $5 | 1.6179 | Electronics | Rural | SC-Retro | M_Input | Residential | Manufactured | Infrared sensing advanced power strip | 0.56107 | 1.6179 | R-All-Elec-TV-All-All-R | 0 | 0 | 0 | 0.0087651 | 0.026253 | 0.056836 | 0.084345 | 0.11023 | 0.12997 | 0.14005 | 0.13908 | 0.12798 | 0.10949 | 0.087118 | 0.064237 | 0.043402 | 0.026015 | 0.012641 | 0.0030142 | 0 | 0 | 1.0651 | 1.0651 | 0 | 0 | 0.0087651 | 0.035018 | 0.091854 | 0.1762 | 0.28643 | 0.4164 | 0.55645 | 0.69553 | 0.82351 | 0.93301 | 1.0201 | 1.0651 | 1.0651 | 1.0651 | 1.0651 | 1.0651 | 1.0651 | 1.0651
Under $60 | Under $40 | Advanced Power Strips | Under $60 | 58.8864 | Electronics | Rural | SC-Retro | M_Input | Residential | Single Family | Load sensing advanced power strip | 39.47 | 58.8864 | R-All-Elec-CompAcc-All-All-R | 0 | 0 | 0 | 0.015196 | 0.045144 | 0.092497 | 0.13845 | 0.18211 | 0.21576 | 0.23345 | 0.23266 | 0.21492 | 0.18456 | 0.14734 | 0.10893 | 0.073784 | 0.044267 | 0.021449 | 0.0049449 | 0 | 0 | 1.8681 | 1.8681 | 0 | 0 | 0.015196 | 0.06034 | 0.15284 | 0.29129 | 0.4734 | 0.68916 | 0.9226 | 1.1553 | 1.3702 | 1.5547 | 1.7021 | 1.811 | 1.8681 | 1.8681 | 1.8681 | 1.8681 | 1.8681 | 1.8681
Under $60 | Under $40 | Advanced Power Strips | Under $60 | 58.8864 | Electronics | Rural | SC-Retro | M_Input | Residential | Multifamily - Low Rise | Load sensing advanced power strip | 39.47 | 58.8864 | R-All-Elec-CompAcc-All-All-R | 0 | 0 | 0 | 0.000542 | 0.0016088 | 0.0032961 | 0.0049359 | 0.006492 | 0.0076906 | 0.0083201 | 0.0082937 | 0.0076579 | 0.0065731 | 0.005246 | 0.003879 | 0.0026271 | 0.0015754 | 0.00076331 | 0.00017601 | 0 | 0 | 0.066458 | 0.066458 | 0 | 0 | 0.000542 | 0.0021508 | 0.0054469 | 0.010383 | 0.016875 | 0.024565 | 0.032886 | 0.041179 | 0.048837 | 0.05541 | 0.060656 | 0.064535 | 0.066458 | 0.066458 | 0.066458 | 0.066458 | 0.066458 | 0.066458
Under $60 | Under $40 | Advanced Power Strips | Under $60 | 58.8864 | Electronics | Rural | SC-Retro | M_Input | Residential | Multifamily - High Rise | Load sensing advanced power strip | 39.47 | 58.8864 | R-All-Elec-CompAcc-All-All-R | 0 | 0 | 0 | 0.00012351 | 0.0003667 | 0.0007516 | 0.0011252 | 0.0014799 | 0.0017524 | 0.0018958 | 0.0018895 | 0.0017451 | 0.0014981 | 0.0011955 | 0.00088406 | 0.00059853 | 0.00035909 | 0.00017399 | 4.0122e-05 | 0 | 0 | 0.015148 | 0.015148 | 0 | 0 | 0.00012351 | 0.00049021 | 0.0012418 | 0.002367 | 0.0038469 | 0.0055993 | 0.0074952 | 0.0093846 | 0.01113 | 0.012628 | 0.013823 | 0.014707 | 0.015148 | 0.015148 | 0.015148 | 0.015148 | 0.015148 | 0.015148
Under $60 | Under $40 | Advanced Power Strips | Under $60 | 58.8864 | Electronics | Rural | SC-Retro | M_Input | Residential | Manufactured | Load sensing advanced power strip | 39.47 | 58.8864 | R-All-Elec-CompAcc-All-All-R | 0 | 0 | 0 | 0.0018976 | 0.0049484 | 0.0097255 | 0.014285 | 0.018532 | 0.021714 | 0.02327 | 0.022992 | 0.02106 | 0.017937 | 0.014213 | 0.01044 | 0.0070299 | 0.0042009 | 0.0020379 | 0.00048989 | 0 | 0 | 0.16829 | 0.16829 | 0 | 0 | 0.0018976 | 0.0068461 | 0.016572 | 0.030857 | 0.049389 | 0.071103 | 0.094373 | 0.11737 | 0.13842 | 0.15636 | 0.16829 | 0.16829 | 0.16829 | 0.16829 | 0.16829 | 0.16829 | 0.16829 | 0.16829
Under $5 | Under $5 | Advanced Power Strips | Under $5 | 1.1442 | Electronics | Rural | SC-Retro | M_Input | Residential | Single Family | PC-interaction-sensing Home Office APS | 0.59817 | 1.1442 | R-All-Elec-CompAcc-All-All-R | 0 | 0 | 0.0017829 | 0.027444 | 0.065289 | 0.11345 | 0.16639 | 0.21568 | 0.25245 | 0.27021 | 0.26665 | 0.24403 | 0.20769 | 0.16442 | 0.12062 | 0.081129 | 0.048369 | 0.023365 | 0.005499 | 0 | 0 | 1.9445 | 1.9445 | 0 | 0.0017829 | 0.029227 | 0.094516 | 0.20797 | 0.37436 | 0.59004 | 0.8425 | 1.1127 | 1.3794 | 1.6234 | 1.8311 | 1.9445 | 1.9445 | 1.9445 | 1.9445 | 1.9445 | 1.9445 | 1.9445 | 1.9445
Under $5 | Under $5 | Advanced Power Strips | Under $5 | 1.1442 | Electronics | Rural | SC-Retro | M_Input | Residential | Multifamily - Low Rise | PC-interaction-sensing Home Office APS | 0.59817 | 1.1442 | R-All-Elec-CompAcc-All-All-R | 0 | 0 | 4.427e-05 | 0.00066448 | 0.0015798 | 0.0027451 | 0.0040275 | 0.0052204 | 0.0061093 | 0.006538 | 0.0064526 | 0.0059025 | 0.0050214 | 0.0039741 | 0.0029156 | 0.0019608 | 0.0011684 | 0.0005644 | 0.00013285 | 0 | 0 | 0.046962 | 0.046962 | 0 | 4.427e-05 | 0.00070875 | 0.0022885 | 0.0050336 | 0.0090611 | 0.014282 | 0.020391 | 0.026929 | 0.033382 | 0.039284 | 0.044305 | 0.046962 | 0.046962 | 0.046962 | 0.046962 | 0.046962 | 0.046962 | 0.046962 | 0.046962
Under $5 | Under $5 | Advanced Power Strips | Under $5 | 1.1442 | Electronics | Rural | SC-Retro | M_Input | Residential | Multifamily - High Rise | PC-interaction-sensing Home Office APS | 0.59817 | 1.1442 | R-All-Elec-CompAcc-All-All-R | 0 | 0 | 9.9979e-06 | 0.00015143 | 0.00036009 | 0.00062594 | 0.00091811 | 0.0011901 | 0.0013921 | 0.0014898 | 0.00147 | 0.0013451 | 0.0011444 | 0.00090567 | 0.0006645 | 0.00044672 | 0.00026634 | 0.00012865 | 3.0283e-05 | 0 | 0 | 0.010704 | 0.010704 | 0 | 9.9979e-06 | 0.00016143 | 0.00052151 | 0.0011475 | 0.0020656 | 0.0032556 | 0.0046477 | 0.0061375 | 0.0076075 | 0.0089526 | 0.010097 | 0.010704 | 0.010704 | 0.010704 | 0.010704 | 0.010704 | 0.010704 | 0.010704 | 0.010704
Under $5 | Under $5 | Advanced Power Strips | Under $5 | 1.1442 | Electronics | Rural | SC-Retro | M_Input | Residential | Manufactured | PC-interaction-sensing Home Office APS | 0.59817 | 1.1442 | R-All-Elec-CompAcc-All-All-R | 0 | 0 | 0.0004759 | 0.0027967 | 0.0061826 | 0.010438 | 0.01505 | 0.019258 | 0.022301 | 0.023647 | 0.023137 | 0.020996 | 0.017725 | 0.013927 | 0.01015 | 0.0067865 | 0.0040295 | 0.001948 | 0.00047631 | 0 | 0 | 0.15392 | 0.15392 | 0 | 0.0004759 | 0.0032726 | 0.0094552 | 0.019893 | 0.034943 | 0.054202 | 0.076503 | 0.10015 | 0.12329 | 0.14428 | 0.15392 | 0.15392 | 0.15392 | 0.15392 | 0.15392 | 0.15392 | 0.15392 | 0.15392 | 0.15392
Over $160 | Under $130 | Refrigerator | Over $160 | 182.7403 | Refrigeration | Rural | SC-New | M_Input | Residential | Single Family | Std Size Refrig and Refrig-Freezer - CEE Tier 1 | 120.8217 | 182.7403 | R-All-Ref-Refrig-All-All-C | 0 | 0 | 3.6143e-05 | 0.00040573 | 0.00090475 | 0.0015085 | 0.0022955 | 0.0031573 | 0.0039993 | 0.0047459 | 0.0055716 | 0.0063667 | 0.0069303 | 0.0071181 | 0.0074015 | 0.0075974 | 0.0077386 | 0.007795 | 0.0078519 | 0.0079093 | 0.0079672 | 0.097066 | 0.097066 | 0 | 3.6143e-05 | 0.00044187 | 0.0013466 | 0.0028552 | 0.0051507 | 0.008308 | 0.012307 | 0.017053 | 0.022625 | 0.028992 | 0.035922 | 0.04304 | 0.050441 | 0.058039 | 0.065777 | 0.073572 | 0.081424 | 0.089334 | 0.097066
Over $160 | Under $130 | Refrigerator | Over $160 | 185.1819 | Refrigeration | Rural | SC-New | M_Input | Residential | Single Family | Std Size Refrig and Refrig-Freezer - CEE Tier 2 | 122.4669 | 185.1819 | R-All-Ref-Refrig-All-All-C | 0 | 0 | 0.00012342 | 0.0013854 | 0.0030894 | 0.0051511 | 0.0078384 | 0.010781 | 0.013656 | 0.016205 | 0.019025 | 0.02174 | 0.023664 | 0.024306 | 0.025273 | 0.025942 | 0.026424 | 0.026617 | 0.026811 | 0.027007 | 0.027205 | 0.33144 | 0.33144 | 0 | 0.00012342 | 0.0015088 | 0.0045982 | 0.0097493 | 0.017588 | 0.028369 | 0.042025 | 0.05823 | 0.077255 | 0.098995 | 0.12266 | 0.14697 | 0.17224 | 0.19818 | 0.22461 | 0.25122 | 0.27803 | 0.30504 | 0.33144
Under $115 | Under $70 | Refrigerator | Under $115 | 100.6799 | Refrigeration | Rural | SC-New | M_Input | Residential | Single Family | Std Size Refrig and Refrig-Freezer - CEE Tier 3 | 65.5278 | 100.6799 | R-All-Ref-Refrig-All-All-C | 0 | 0 | 0.0002152 | 0.0024157 | 0.0053869 | 0.0089819 | 0.013668 | 0.018799 | 0.023812 | 0.028257 | 0.033174 | 0.037908 | 0.041263 | 0.042381 | 0.044069 | 0.045235 | 0.046076 | 0.046412 | 0.046751 | 0.047092 | 0.047437 | 0.57794 | 0.57794 | 0 | 0.0002152 | 0.0026309 | 0.0080179 | 0.017 | 0.030668 | 0.049466 | 0.073278 | 0.10154 | 0.13471 | 0.17262 | 0.21388 | 0.25626 | 0.30033 | 0.34557 | 0.39164 | 0.43805 | 0.4848 | 0.5319 | 0.57794
Over $160 | Under $130 | Refrigerator | Over $160 | 182.7403 | Refrigeration | Rural | SC-New | M_Input | Residential | Multifamily - Low Rise | Std Size Refrig and Refrig-Freezer - CEE Tier 1 | 120.8217 | 182.7403 | R-All-Ref-Refrig-All-All-C | 0 | 0 | 3.2989e-06 | 5.4639e-05 | 0.00012447 | 0.00021466 | 0.00032311 | 0.00044053 | 0.00055926 | 0.00067893 | 0.00078026 | 0.00086698 | 0.00093128 | 0.00097419 | 0.0010048 | 0.0010066 | 0.001017 | 0.0010167 | 0.0010169 | 0.0010177 | 0.0010191 | 0.013018 | 0.013018 | 0 | 3.2989e-06 | 5.7938e-05 | 0.00018241 | 0.00039708 | 0.00072018 | 0.0011607 | 0.00172 | 0.0023989 | 0.0031792 | 0.0040461 | 0.0049774 | 0.0059516 | 0.0069564 | 0.007963 | 0.00898 | 0.0099967 | 0.011014 | 0.012031 | 0.013018
Over $160 | Under $130 | Refrigerator | Over $160 | 185.1819 | Refrigeration | Rural | SC-New | M_Input | Residential | Multifamily - Low Rise | Std Size Refrig and Refrig-Freezer - CEE Tier 2 | 122.4669 | 185.1819 | R-All-Ref-Refrig-All-All-C | 0 | 0 | 1.1265e-05 | 0.00018657 | 0.00042503 | 0.000733 | 0.0011033 | 0.0015043 | 0.0019097 | 0.0023183 | 0.0026643 | 0.0029604 | 0.00318 | 0.0033265 | 0.003431 | 0.0034371 | 0.0034727 | 0.0034716 | 0.0034724 | 0.0034751 | 0.0034797 | 0.044452 | 0.044452 | 0 | 1.1265e-05 | 0.00019784 | 0.00062287 | 0.0013559 | 0.0024592 | 0.0039634 | 0.0058731 | 0.0081914 | 0.010856 | 0.013816 | 0.016996 | 0.020323 | 0.023754 | 0.027191 | 0.030663 | 0.034135 | 0.037607 | 0.041083 | 0.044452
Under $115 | Under $70 | Refrigerator | Under $115 | 100.6799 | Refrigeration | Rural | SC-New | M_Input | Residential | Multifamily - Low Rise | Std Size Refrig and Refrig-Freezer - CEE Tier 3 | 65.5278 | 100.6799 | R-All-Ref-Refrig-All-All-C | 0 | 0 | 1.9642e-05 | 0.00032532 | 0.00074113 | 0.0012781 | 0.0019238 | 0.002623 | 0.0033299 | 0.0040424 | 0.0046457 | 0.005162 | 0.0055449 | 0.0058004 | 0.0059827 | 0.0059933 | 0.0060553 | 0.0060534 | 0.0060548 | 0.0060595 | 0.0060675 | 0.07751 | 0.07751 | 0 | 1.9642e-05 | 0.00034496 | 0.0010861 | 0.0023642 | 0.004288 | 0.006911 | 0.010241 | 0.014283 | 0.018929 | 0.024091 | 0.029636 | 0.035436 | 0.041419 | 0.047412 | 0.053468 | 0.059521 | 0.065576 | 0.071635 | 0.07751
Over $160 | Under $130 | Refrigerator | Over $160 | 182.7403 | Refrigeration | Rural | SC-New | M_Input | Residential | Multifamily - High Rise | Std Size Refrig and Refrig-Freezer - CEE Tier 1 | 120.8217 | 182.7403 | R-All-Ref-Refrig-All-All-C | 0 | 0 | 7.906e-07 | 1.2456e-05 | 2.8875e-05 | 4.8819e-05 | 7.3389e-05 | 9.7848e-05 | 0.00012427 | 0.0001494 | 0.00017373 | 0.00019413 | 0.000208 | 0.00021832 | 0.00022185 | 0.00022677 | 0.00022894 | 0.00022872 | 0.00022866 | 0.00022874 | 0.00022897 | 0.0029152 | 0.0029152 | 0 | 7.906e-07 | 1.3246e-05 | 4.2121e-05 | 9.094e-05 | 0.00016433 | 0.00026218 | 0.00038645 | 0.00053585 | 0.00070958 | 0.00090371 | 0.0011117 | 0.00133 | 0.0015519 | 0.0017787 | 0.0020076 | 0.0022363 | 0.002465 | 0.0026937 | 0.0029152
Over $160 | Under $130 | Refrigerator | Over $160 | 185.1819 | Refrigeration | Rural | SC-New | M_Input | Residential | Multifamily - High Rise | Std Size Refrig and Refrig-Freezer - CEE Tier 2 | 122.4669 | 185.1819 | R-All-Ref-Refrig-All-All-C | 0 | 0 | 2.6996e-06 | 4.2532e-05 | 9.8597e-05 | 0.0001667 | 0.0002506 | 0.00033412 | 0.00042433 | 0.00051015 | 0.00059323 | 0.00066289 | 0.00071026 | 0.00074548 | 0.00075754 | 0.00077435 | 0.00078176 | 0.00078101 | 0.00078078 | 0.00078107 | 0.00078186 | 0.0099542 | 0.0099542 | 0 | 2.6996e-06 | 4.5232e-05 | 0.00014383 | 0.00031053 | 0.00056112 | 0.00089524 | 0.0013196 | 0.0018297 | 0.002423 | 0.0030858 | 0.0037961 | 0.0045416 | 0.0052991 | 0.0060735 | 0.0068552 | 0.0076362 | 0.008417 | 0.0091981 | 0.0099542
Under $115 | Under $70 | Refrigerator | Under $115 | 100.6799 | Refrigeration | Rural | SC-New | M_Input | Residential | Multifamily - High Rise | Std Size Refrig and Refrig-Freezer - CEE Tier 3 | 65.5278 | 100.6799 | R-All-Ref-Refrig-All-All-C | 0 | 0 | 4.7073e-06 | 7.4163e-05 | 0.00017192 | 0.00029067 | 0.00043696 | 0.00058259 | 0.0007399 | 0.00088954 | 0.0010344 | 0.0011559 | 0.0012385 | 0.0012999 | 0.0013209 | 0.0013502 | 0.0013631 | 0.0013618 | 0.0013614 | 0.0013619 | 0.0013633 | 0.017357 | 0.017357 | 0 | 4.7073e-06 | 7.887e-05 | 0.00025079 | 0.00054146 | 0.00097842 | 0.001561 | 0.0023009 | 0.0031905 | 0.0042249 | 0.0053808 | 0.0066192 | 0.0079191 | 0.00924 | 0.01059 | 0.011953 | 0.013315 | 0.014677 | 0.016039 | 0.017357
Over $160 | Under $130 | Refrigerator | Over $160 | 182.7403 | Refrigeration | Rural | SC-New | M_Input | Residential | Manufactured | Std Size Refrig and Refrig-Freezer - CEE Tier 1 | 120.8217 | 182.7403 | R-All-Ref-Refrig-All-All-C | 0 | 0 | 0 | 2.1488e-05 | 4.9977e-05 | 8.5403e-05 | 0.00012669 | 0.00017199 | 0.00022076 | 0.00027036 | 0.00031714 | 0.00035811 | 0.00039117 | 0.00041576 | 0.0004327 | 0.00044319 | 0.0004482 | 0.00044825 | 0.0004483 | 0.00044835 | 0.0004484 | 0.0055303 | 0.0055303 | 0 | 0 | 2.1488e-05 | 7.1465e-05 | 0.00015687 | 0.00028356 | 0.00045555 | 0.00067631 | 0.00094668 | 0.0012638 | 0.0016219 | 0.0020131 | 0.0024289 | 0.0028616 | 0.0033047 | 0.0037529 | 0.0042012 | 0.0046495 | 0.0050978 | 0.0055303
Over $160 | Under $130 | Refrigerator | Over $160 | 185.1819 | Refrigeration | Rural | SC-New | M_Input | Residential | Manufactured | Std Size Refrig and Refrig-Freezer - CEE Tier 2 | 122.4669 | 185.1819 | R-All-Ref-Refrig-All-All-C | 0 | 0 | 0 | 7.3373e-05 | 0.00017065 | 0.00029162 | 0.00043261 | 0.00058727 | 0.00075383 | 0.00092319 | 0.0010829 | 0.0012228 | 0.0013357 | 0.0014197 | 0.0014775 | 0.0015133 | 0.0015304 | 0.0015306 | 0.0015308 | 0.0015309 | 0.0015311 | 0.018884 | 0.018884 | 0 | 0 | 7.3373e-05 | 0.00024403 | 0.00053564 | 0.00096826 | 0.0015555 | 0.0023094 | 0.0032325 | 0.0043155 | 0.0055383 | 0.006874 | 0.0082936 | 0.0097712 | 0.011284 | 0.012815 | 0.014346 | 0.015876 | 0.017407 | 0.018884
Under $115 | Under $70 | Refrigerator | Under $115 | 100.6799 | Refrigeration | Rural | SC-New | M_Input | Residential | Manufactured | Std Size Refrig and Refrig-Freezer - CEE Tier 3 | 65.5278 | 100.6799 | R-All-Ref-Refrig-All-All-C | 0 | 0 | 0 | 0.00012794 | 0.00029756 | 0.00050849 | 0.00075435 | 0.001024 | 0.0013144 | 0.0016098 | 0.0018883 | 0.0021322 | 0.0023291 | 0.0024755 | 0.0025763 | 0.0026388 | 0.0026686 | 0.0026689 | 0.0026692 | 0.0026695 | 0.0026698 | 0.032928 | 0.032928 | 0 | 0 | 0.00012794 | 0.0004255 | 0.000934 | 0.0016883 | 0.0027124 | 0.0040268 | 0.0056366 | 0.0075248 | 0.009657 | 0.011986 | 0.014462 | 0.017038 | 0.019677 | 0.022345 | 0.025014 | 0.027683 | 0.030353 | 0.032928
Under $115 | Under $70 | Freezer | Under $115 | 105.9328 | Refrigeration | Rural | SC-New (2) | M_Input | Residential | Single Family | Std Size Freezer - ENERGY STAR | 69.9952 | 105.9328 | R-All-Ref-Freezer-All-All-R | 0 | 0 | 0 | 0 | 0 | 0 | 0 | 0 | 0 | 0 | 0 | 0 | 0.00036854 | 0.00052652 | 0.00076494 | 0.00092972 | 0.0010485 | 0.0010959 | 0.0011438 | 0.0011921 | 0.0012408 | 0 | 0 | 0 | 0 | 0 | 0 | 0 | 0 | 0 | 0 | 0 | 0 | 0 | 0 | 0 | 0 | 0 | 0 | 0 | 0 | 0 | 0
Under $115 | Under $70 | Freezer | Under $115 | 105.9328 | Refrigeration | Rural | SC-New (2) | M_Input | Residential | Multifamily - Low Rise | Std Size Freezer - ENERGY STAR | 69.9952 | 105.9328 | R-All-Ref-Freezer-All-All-R | 0 | 0 | 0 | 0 | 0 | 0 | 0 | 0 | 0 | 0 | 0 | 0 | 5.8938e-06 | 1.0068e-05 | 1.3046e-05 | 1.3219e-05 | 1.4232e-05 | 1.4201e-05 | 1.4224e-05 | 1.4301e-05 | 1.4432e-05 | 0 | 0 | 0 | 0 | 0 | 0 | 0 | 0 | 0 | 0 | 0 | 0 | 0 | 0 | 0 | 0 | 0 | 0 | 0 | 0 | 0 | 0
Under $115 | Under $70 | Freezer | Under $115 | 105.9328 | Refrigeration | Rural | SC-New (2) | M_Input | Residential | Multifamily - High Rise | Std Size Freezer - ENERGY STAR | 69.9952 | 105.9328 | R-All-Ref-Freezer-All-All-R | 0 | 0 | 0 | 0 | 0 | 0 | 0 | 0 | 0 | 0 | 0 | 0 | 1.2672e-06 | 2.2706e-06 | 2.6141e-06 | 3.0929e-06 | 3.304e-06 | 3.2827e-06 | 3.2763e-06 | 3.2845e-06 | 3.307e-06 | 0 | 0 | 0 | 0 | 0 | 0 | 0 | 0 | 0 | 0 | 0 | 0 | 0 | 0 | 0 | 0 | 0 | 0 | 0 | 0 | 0 | 0
Under $115 | Under $70 | Freezer | Under $115 | 105.9328 | Refrigeration | Rural | SC-New (2) | M_Input | Residential | Manufactured | Std Size Freezer - ENERGY STAR | 69.9952 | 105.9328 | R-All-Ref-Freezer-All-All-R | 0 | 0 | 0 | 0 | 0 | 0 | 0 | 0 | 0 | 0 | 0 | 0 | 2.0761e-05 | 4.4745e-05 | 6.1272e-05 | 7.1499e-05 | 7.6392e-05 | 7.6439e-05 | 7.6487e-05 | 7.6534e-05 | 7.6582e-05 | 0 | 0 | 0 | 0 | 0 | 0 | 0 | 0 | 0 | 0 | 0 | 0 | 0 | 0 | 0 | 0 | 0 | 0 | 0 | 0 | 0 | 0
Over $160 | Under $130 | Refrigerator | Over $160 | 182.7403 | Refrigeration | Rural | SC-NR | M_Input | Residential | Single Family | Std Size Refrig and Refrig-Freezer - CEE Tier 1 | 120.8217 | 182.7403 | R-All-Ref-Refrig-All-All-C | 0 | 0 | 0 | 0.0016691 | 0.0040279 | 0.0069363 | 0.010355 | 0.014176 | 0.018226 | 0.022274 | 0.026069 | 0.029382 | 0.032053 | 0.03402 | 0.035324 | 0.036084 | 0.04537 | 0.044646 | 0.044024 | 0.043488 | 0.042822 | 0.57657 | 0.49095 | 0 | 0 | 0.0016691 | 0.005697 | 0.012633 | 0.022988 | 0.037164 | 0.05539 | 0.077664 | 0.10373 | 0.13312 | 0.16517 | 0.19919 | 0.23451 | 0.2706 | 0.31597 | 0.36061 | 0.40464 | 0.44812 | 0.49095
Over $160 | Under $130 | Refrigerator | Over $160 | 185.1819 | Refrigeration | Rural | SC-NR | M_Input | Residential | Single Family | Std Size Refrig and Refrig-Freezer - CEE Tier 2 | 122.4669 | 185.1819 | R-All-Ref-Refrig-All-All-C | 0 | 0 | 0 | 0.0056994 | 0.013754 | 0.023685 | 0.035357 | 0.048407 | 0.062234 | 0.076057 | 0.089016 | 0.10033 | 0.10945 | 0.11616 | 0.12062 | 0.12321 | 0.15492 | 0.15245 | 0.15033 | 0.14849 | 0.14622 | 1.9688 | 1.6764 | 0 | 0 | 0.0056994 | 0.019453 | 0.043138 | 0.078495 | 0.1269 | 0.18914 | 0.26519 | 0.35421 | 0.45454 | 0.56399 | 0.68016 | 0.80077 | 0.92399 | 1.0789 | 1.2314 | 1.3817 | 1.5302 | 1.6764
Under $115 | Under $70 | Refrigerator | Under $115 | 100.6799 | Refrigeration | Rural | SC-NR | M_Input | Residential | Single Family | Std Size Refrig and Refrig-Freezer - CEE Tier 3 | 65.5278 | 100.6799 | R-All-Ref-Refrig-All-All-C | 0 | 0 | 0 | 0.009938 | 0.023983 | 0.041299 | 0.061652 | 0.084406 | 0.10852 | 0.13262 | 0.15522 | 0.17494 | 0.19085 | 0.20256 | 0.21032 | 0.21485 | 0.27013 | 0.26582 | 0.26212 | 0.25893 | 0.25496 | 3.433 | 2.9231 | 0 | 0 | 0.009938 | 0.033921 | 0.07522 | 0.13687 | 0.22128 | 0.3298 | 0.46242 | 0.61763 | 0.79258 | 0.98342 | 1.186 | 1.3963 | 1.6111 | 1.8813 | 2.1471 | 2.4092 | 2.6682 | 2.9231
Over $160 | Under $130 | Refrigerator | Over $160 | 182.7403 | Refrigeration | Rural | SC-NR | M_Input | Residential | Multifamily - Low Rise | Std Size Refrig and Refrig-Freezer - CEE Tier 1 | 120.8217 | 182.7403 | R-All-Ref-Refrig-All-All-C | 0 | 0 | 0 | 0.00010471 | 0.00027572 | 0.00048657 | 0.0007344 | 0.0010115 | 0.001305 | 0.0015985 | 0.0018737 | 0.0021139 | 0.0023075 | 0.0024501 | 0.0025446 | 0.0025998 | 0.0038087 | 0.0037177 | 0.0036579 | 0.003604 | 0.0035434 | 0.043942 | 0.037738 | 0 | 0 | 0.00010471 | 0.00038043 | 0.000867 | 0.0016014 | 0.0026129 | 0.0039179 | 0.0055164 | 0.0073901 | 0.009504 | 0.011812 | 0.014262 | 0.016806 | 0.019406 | 0.023215 | 0.026932 | 0.03059 | 0.034194 | 0.037738
Over $160 | Under $130 | Refrigerator | Over $160 | 185.1819 | Refrigeration | Rural | SC-NR | M_Input | Residential | Multifamily - Low Rise | Std Size Refrig and Refrig-Freezer - CEE Tier 2 | 122.4669 | 185.1819 | R-All-Ref-Refrig-All-All-C | 0 | 0 | 0 | 0.00035754 | 0.00094148 | 0.0016615 | 0.0025077 | 0.0034538 | 0.0044563 | 0.0054584 | 0.0063979 | 0.0072182 | 0.0078793 | 0.0083661 | 0.0086889 | 0.0088772 | 0.013005 | 0.012695 | 0.01249 | 0.012306 | 0.012099 | 0.15005 | 0.12886 | 0 | 0 | 0.00035754 | 0.001299 | 0.0029605 | 0.0054682 | 0.008922 | 0.013378 | 0.018837 | 0.025235 | 0.032453 | 0.040332 | 0.048698 | 0.057387 | 0.066264 | 0.07927 | 0.091964 | 0.10445 | 0.11676 | 0.12886
Under $115 | Under $70 | Refrigerator | Under $115 | 100.6799 | Refrigeration | Rural | SC-NR | M_Input | Residential | Multifamily - Low Rise | Std Size Refrig and Refrig-Freezer - CEE Tier 3 | 65.5278 | 100.6799 | R-All-Ref-Refrig-All-All-C | 0 | 0 | 0 | 0.00062344 | 0.0016417 | 0.0028971 | 0.0043727 | 0.0060223 | 0.0077703 | 0.0095177 | 0.011156 | 0.012586 | 0.013739 | 0.014588 | 0.015151 | 0.015479 | 0.022677 | 0.022135 | 0.021779 | 0.021458 | 0.021098 | 0.26163 | 0.22469 | 0 | 0 | 0.00062344 | 0.0022651 | 0.0051622 | 0.0095348 | 0.015557 | 0.023327 | 0.032845 | 0.044001 | 0.056587 | 0.070327 | 0.084914 | 0.10007 | 0.11554 | 0.13822 | 0.16036 | 0.18214 | 0.20359 | 0.22469
Over $160 | Under $130 | Refrigerator | Over $160 | 182.7403 | Refrigeration | Rural | SC-NR | M_Input | Residential | Multifamily - High Rise | Std Size Refrig and Refrig-Freezer - CEE Tier 1 | 120.8217 | 182.7403 | R-All-Ref-Refrig-All-All-C | 0 | 0 | 0 | 2.3992e-05 | 6.2981e-05 | 0.00011105 | 0.00016756 | 0.00023073 | 0.00029766 | 0.00036458 | 0.00042731 | 0.00048208 | 0.00052622 | 0.00055873 | 0.00058028 | 0.00059285 | 0.00085871 | 0.00084382 | 0.00083134 | 0.0008222 | 0.0008064 | 0.010003 | 0.0085885 | 0 | 0 | 2.3992e-05 | 8.6973e-05 | 0.00019803 | 0.00036559 | 0.00059631 | 0.00089398 | 0.0012586 | 0.0016859 | 0.0021679 | 0.0026942 | 0.0032529 | 0.0038332 | 0.004426 | 0.0052847 | 0.0061286 | 0.0069599 | 0.0077821 | 0.0085885
Over $160 | Under $130 | Refrigerator | Over $160 | 185.1819 | Refrigeration | Rural | SC-NR | M_Input | Residential | Multifamily - High Rise | Std Size Refrig and Refrig-Freezer - CEE Tier 2 | 122.4669 | 185.1819 | R-All-Ref-Refrig-All-All-C | 0 | 0 | 0 | 8.1922e-05 | 0.00021506 | 0.00037921 | 0.00057215 | 0.00078785 | 0.0010164 | 0.0012449 | 0.0014591 | 0.0016461 | 0.0017969 | 0.0019079 | 0.0019814 | 0.0020244 | 0.0029322 | 0.0028813 | 0.0028387 | 0.0028075 | 0.0027536 | 0.034157 | 0.029327 | 0 | 0 | 8.1922e-05 | 0.00029698 | 0.00067619 | 0.0012483 | 0.0020362 | 0.0030526 | 0.0042975 | 0.0057566 | 0.0074027 | 0.0091996 | 0.011107 | 0.013089 | 0.015113 | 0.018045 | 0.020927 | 0.023765 | 0.026573 | 0.029327
Under $115 | Under $70 | Refrigerator | Under $115 | 100.6799 | Refrigeration | Rural | SC-NR | M_Input | Residential | Multifamily - High Rise | Std Size Refrig and Refrig-Freezer - CEE Tier 3 | 65.5278 | 100.6799 | R-All-Ref-Refrig-All-All-C | 0 | 0 | 0 | 0.00014285 | 0.00037499 | 0.00066123 | 0.00099765 | 0.0013738 | 0.0017723 | 0.0021707 | 0.0025442 | 0.0028703 | 0.0031332 | 0.0033267 | 0.003455 | 0.0035299 | 0.0051128 | 0.0050241 | 0.0049498 | 0.0048954 | 0.0048014 | 0.059559 | 0.051136 | 0 | 0 | 0.00014285 | 0.00051784 | 0.0011791 | 0.0021767 | 0.0035505 | 0.0053228 | 0.0074935 | 0.010038 | 0.012908 | 0.016041 | 0.019368 | 0.022823 | 0.026353 | 0.031466 | 0.03649 | 0.04144 | 0.046335 | 0.051136
Over $160 | Under $130 | Refrigerator | Over $160 | 182.7403 | Refrigeration | Rural | SC-NR | M_Input | Residential | Manufactured | Std Size Refrig and Refrig-Freezer - CEE Tier 1 | 120.8217 | 182.7403 | R-All-Ref-Refrig-All-All-C | 0 | 0 | 6.3634e-05 | 0.00038757 | 0.00080155 | 0.001306 | 0.0018917 | 0.0025377 | 0.003212 | 0.0038745 | 0.0044826 | 0.0049988 | 0.0053984 | 0.005674 | 0.0058356 | 0.0059054 | 0.006372 | 0.0062825 | 0.0061973 | 0.0061079 | 0.0060133 | 0.085997 | 0.077342 | 0 | 6.3634e-05 | 0.00045121 | 0.0012528 | 0.0025588 | 0.0044504 | 0.0069881 | 0.0102 | 0.014075 | 0.018557 | 0.023556 | 0.028954 | 0.034628 | 0.040464 | 0.046369 | 0.052741 | 0.059024 | 0.065221 | 0.071329 | 0.077342
Over $160 | Under $130 | Refrigerator | Over $160 | 185.1819 | Refrigeration | Rural | SC-NR | M_Input | Residential | Manufactured | Std Size Refrig and Refrig-Freezer - CEE Tier 2 | 122.4669 | 185.1819 | R-All-Ref-Refrig-All-All-C | 0 | 0 | 0.00021729 | 0.0013234 | 0.002737 | 0.0044596 | 0.0064593 | 0.0086652 | 0.010968 | 0.01323 | 0.015306 | 0.017069 | 0.018433 | 0.019375 | 0.019926 | 0.020165 | 0.021758 | 0.021453 | 0.021161 | 0.020856 | 0.020533 | 0.29365 | 0.2641 | 0 | 0.00021729 | 0.0015407 | 0.0042777 | 0.0087373 | 0.015197 | 0.023862 | 0.03483 | 0.04806 | 0.063366 | 0.080435 | 0.098868 | 0.11824 | 0.13817 | 0.15833 | 0.18009 | 0.20154 | 0.22271 | 0.24356 | 0.2641
Under $115 | Under $70 | Refrigerator | Under $115 | 100.6799 | Refrigeration | Rural | SC-NR | M_Input | Residential | Manufactured | Std Size Refrig and Refrig-Freezer - CEE Tier 3 | 65.5278 | 100.6799 | R-All-Ref-Refrig-All-All-C | 0 | 0 | 0.00037888 | 0.0023076 | 0.0047725 | 0.0077762 | 0.011263 | 0.015109 | 0.019125 | 0.023069 | 0.02669 | 0.029763 | 0.032142 | 0.033783 | 0.034745 | 0.035161 | 0.037939 | 0.037407 | 0.036899 | 0.036367 | 0.035803 | 0.51203 | 0.4605 | 0 | 0.00037888 | 0.0026865 | 0.007459 | 0.015235 | 0.026498 | 0.041608 | 0.060732 | 0.083801 | 0.11049 | 0.14025 | 0.1724 | 0.20618 | 0.24092 | 0.27609 | 0.31402 | 0.35143 | 0.38833 | 0.4247 | 0.4605
Under $115 | Under $70 | Freezer | Under $115 | 105.9328 | Refrigeration | Rural | SC-NR (2) | M_Input | Residential | Single Family | Std Size Freezer - ENERGY STAR | 69.9952 | 105.9328 | R-All-Ref-Freezer-All-All-R | 0 | 0 | 0 | 0 | 0 | 0 | 0 | 0 | 0 | 0 | 0 | 0 | 0.0010988 | 0.0022576 | 0.0030258 | 0.003474 | 0.0036602 | 0.0036065 | 0.0035528 | 0.0034993 | 0.0034459 | 0.11487 | 0.027621 | 0 | 0 | 0 | 0 | 0 | 0 | 0 | 0 | 0 | 0 | 0 | 0.0010988 | 0.0033564 | 0.0063822 | 0.0098562 | 0.013516 | 0.017123 | 0.020676 | 0.024175 | 0.027621
Under $115 | Under $70 | Freezer | Under $115 | 105.9328 | Refrigeration | Rural | SC-NR (2) | M_Input | Residential | Multifamily - Low Rise | Std Size Freezer - ENERGY STAR | 69.9952 | 105.9328 | R-All-Ref-Freezer-All-All-R | 0 | 0 | 0 | 0 | 0 | 0 | 0 | 0 | 0 | 0 | 0 | 0 | 9.2116e-06 | 1.8926e-05 | 2.5366e-05 | 2.9124e-05 | 3.0685e-05 | 3.0234e-05 | 2.9785e-05 | 2.9336e-05 | 2.8888e-05 | 0.00096299 | 0.00023156 | 0 | 0 | 0 | 0 | 0 | 0 | 0 | 0 | 0 | 0 | 0 | 9.2116e-06 | 2.8138e-05 | 5.3504e-05 | 8.2628e-05 | 0.00011331 | 0.00014355 | 0.00017333 | 0.00020267 | 0.00023156
Under $115 | Under $70 | Freezer | Under $115 | 105.9328 | Refrigeration | Rural | SC-NR (2) | M_Input | Residential | Multifamily - High Rise | Std Size Freezer - ENERGY STAR | 69.9952 | 105.9328 | R-All-Ref-Freezer-All-All-R | 0 | 0 | 0 | 0 | 0 | 0 | 0 | 0 | 0 | 0 | 0 | 0 | 2.1002e-06 | 4.315e-06 | 5.7834e-06 | 6.6401e-06 | 6.996e-06 | 6.8933e-06 | 6.7908e-06 | 6.6885e-06 | 6.5864e-06 | 0.00021956 | 5.2794e-05 | 0 | 0 | 0 | 0 | 0 | 0 | 0 | 0 | 0 | 0 | 0 | 2.1002e-06 | 6.4153e-06 | 1.2199e-05 | 1.8839e-05 | 2.5835e-05 | 3.2728e-05 | 3.9519e-05 | 4.6207e-05 | 5.2794e-05
Under $115 | Under $70 | Freezer | Under $115 | 105.9328 | Refrigeration | Rural | SC-NR (2) | M_Input | Residential | Manufactured | Std Size Freezer - ENERGY STAR | 69.9952 | 105.9328 | R-All-Ref-Freezer-All-All-R | 0 | 0 | 0 | 0 | 0 | 0 | 0 | 0 | 0 | 0 | 0 | 0 | 0.00025714 | 0.00044547 | 0.00055586 | 0.00060355 | 0.00060101 | 0.00055356 | 0.00050663 | 0.0004602 | 0.00041426 | 0.016615 | 0.0043977 | 0 | 0 | 0 | 0 | 0 | 0 | 0 | 0 | 0 | 0 | 0 | 0.00025714 | 0.00070261 | 0.0012585 | 0.001862 | 0.002463 | 0.0030166 | 0.0035232 | 0.0039834 | 0.0043977
Under $5 | Under $5 | ASHP | Under $5 | 0 | HVAC | Rural | SC-New | M_Input | Residential | Single Family | New SF HVAC Conversion - Convert FAF w/CAC to Heat Pump - House with "Good Insulation" + HZ1 | 0 | 0 | 0 | 0 | 0 | 0 | 0 | 0 | 0 | 0 | 0 | 0 | 0 | 0 | 0 | 0 | 0 | 0 | 0 | 0 | 0 | 0 | 0 | 0 | 0 | 0 | 0 | 0 | 0 | 0 | 0 | 0 | 0 | 0 | 0 | 0 | 0 | 0 | 0 | 0 | 0 | 0 | 0 | 0 | 0 | 0
Over $160 | Over $160 | ASHP | Over $160 | 557.3583 | HVAC | Rural | SC-New (2) | M_Input | Residential | Single Family | New SF HVAC Upgrade - Central Heat Pump Upgrade to Variable Capacity Central Heat Pump | 378.6057 | 557.3583 | R-All-HVAC-ASHP-All-All-E | 0 | 0.0076992 | 0.011405 | 0.015595 | 0.020249 | 0.024453 | 0.028951 | 0.032243 | 0.033884 | 0.03407 | 0.034754 | 0.035478 | 0.035422 | 0.034135 | 0.034108 | 0.0342 | 0.034472 | 0.034746 | 0.035023 | 0.035302 | 0.035584 | 0.59178 | 0.59178 | 0.0076992 | 0.019104 | 0.034699 | 0.054949 | 0.079402 | 0.10835 | 0.1406 | 0.17448 | 0.20855 | 0.2433 | 0.27878 | 0.3142 | 0.34834 | 0.38245 | 0.41665 | 0.45112 | 0.48587 | 0.52089 | 0.55619 | 0.59178
Under $25 | Under $20 | ASHP | Under $25 | 23.305 | HVAC | Rural | SC-New (2) | M_Input | Residential | Single Family | New SF HVAC Upgrade - Heat Pump Upgrade to 9.0 HSPF/14 SEER | 19.2588 | 23.305 | R-All-HVAC-ASHP-All-All-E | 0 | 0.0020548 | 0.0030439 | 0.0041622 | 0.0054043 | 0.0065264 | 0.0077268 | 0.0086052 | 0.0090435 | 0.0090931 | 0.0092756 | 0.0094687 | 0.0094538 | 0.0091104 | 0.0091032 | 0.0091276 | 0.0092002 | 0.0092734 | 0.0093473 | 0.0094219 | 0.0094971 | 0.15794 | 0.15794 | 0.0020548 | 0.0050988 | 0.009261 | 0.014665 | 0.021192 | 0.028918 | 0.037524 | 0.046567 | 0.05566 | 0.064936 | 0.074405 | 0.083858 | 0.092969 | 0.10207 | 0.1112 | 0.1204 | 0.12967 | 0.13902 | 0.14844 | 0.15794
Under $60 | Under $50 | DHP | Under $60 | 58.9914 | HVAC | Rural | SC-New (3) | M_Input | Residential | Single Family | New SF Zonal to DHP | 47.0007 | 58.9914 | R-All-HVAC-ERconvertDHP-HZ1-All-N | 0 | 0.0081752 | 0.015608 | 0.02401 | 0.033344 | 0.041776 | 0.050797 | 0.057397 | 0.06069 | 0.061063 | 0.062435 | 0.063886 | 0.063774 | 0.061193 | 0.061139 | 0.061322 | 0.061868 | 0.062418 | 0.062974 | 0.063534 | 0.064099 | 1.0415 | 1.0415 | 0.0081752 | 0.023783 | 0.047793 | 0.081138 | 0.12291 | 0.17371 | 0.23111 | 0.2918 | 0.35286 | 0.41529 | 0.47918 | 0.54295 | 0.60415 | 0.66529 | 0.72661 | 0.78848 | 0.8509 | 0.91387 | 0.9774 | 1.0415
Under $40 | Under $30 | ASHP | Under $40 | 36.3834 | HVAC | Rural | SC-NR | M_Input | Residential | Single Family | Existing Single Family Home HVAC Conversion - Convert FAF w/CAC to Heat Pump - House with "Good Insulation" + HZ1 | 28.1001 | 36.3834 | R-All-HVAC-ASHP-All-All-E | 0 | 0 | 0 | 0 | 0 | 0 | 0 | 0 | 0 | 0 | 0 | 0 | 0 | 0 | 0 | 0 | 0 | 0 | 0 | 0 | 0 | 0 | 0 | 0 | 0 | 0 | 0 | 0 | 0 | 0 | 0 | 0 | 0 | 0 | 0 | 0 | 0 | 0 | 0 | 0 | 0 | 0 | 0
Under $45 | Under $35 | ASHP | Under $45 | 44.5725 | HVAC | Rural | SC-NR | M_Input | Residential | Single Family | Existing Single Family Home HVAC Conversion - Convert FAF w/CAC to Heat Pump - House with "Good Insulation" + HZ23 | 32.0239 | 44.5725 | R-All-HVAC-ASHP-All-All-E | 0 | 0.0065197 | 0.010102 | 0.014018 | 0.018001 | 0.021734 | 0.02492 | 0.027359 | 0.029002 | 0.029949 | 0.030393 | 0.030537 | 0.030534 | 0.030475 | 0.030399 | 0.03032 | 0.036435 | 0.035502 | 0.034665 | 0.033933 | 0.033226 | 0.44093 | 0.44093 | 0.0065197 | 0.016622 | 0.03064 | 0.048642 | 0.070376 | 0.095296 | 0.12266 | 0.15166 | 0.18161 | 0.212 | 0.24254 | 0.27307 | 0.30354 | 0.33394 | 0.36426 | 0.4007 | 0.4362 | 0.44093 | 0.44093 | 0.44093
Under $40 | Under $30 | ASHP | Under $40 | 37.4104 | HVAC | Rural | SC-NR | M_Input | Residential | Single Family | Existing Single Family Home HVAC Conversion - Convert FAF w/o CAC to Heat Pump - House with "Good Insulation" + HZ1CZ23 | 28.9136 | 37.4104 | R-All-HVAC-ASHP-All-All-E | 0 | 0 | 0 | 0 | 0 | 0 | 0 | 0 | 0 | 0 | 0 | 0 | 0 | 0 | 0 | 0 | 0 | 0 | 0 | 0 | 0 | 0 | 0 | 0 | 0 | 0 | 0 | 0 | 0 | 0 | 0 | 0 | 0 | 0 | 0 | 0 | 0 | 0 | 0 | 0 | 0 | 0 | 0
Under $60 | Under $45 | ASHP | Under $60 | 55.7919 | HVAC | Rural | SC-NR | M_Input | Residential | Single Family | Existing Single Family Home HVAC Conversion - Convert FAF w/o CAC to Heat Pump - House with "Good Insulation" + HZ23CZ23 | 41.0435 | 55.7919 | R-All-HVAC-ASHP-All-All-E | 0 | 0.013982 | 0.021666 | 0.030064 | 0.038606 | 0.046613 | 0.053445 | 0.058675 | 0.062198 | 0.06423 | 0.065182 | 0.06549 | 0.065485 | 0.065359 | 0.065196 | 0.065025 | 0.078139 | 0.076139 | 0.074344 | 0.072774 | 0.071258 | 0.94565 | 0.94565 | 0.013982 | 0.035649 | 0.065713 | 0.10432 | 0.15093 | 0.20438 | 0.26305 | 0.32525 | 0.38948 | 0.45466 | 0.52015 | 0.58564 | 0.651 | 0.71619 | 0.78122 | 0.85936 | 0.9355 | 0.94565 | 0.94565 | 0.94565
Under $65 | Under $50 | ASHP | Under $65 | 64.4743 | HVAC | Rural | SC-NR | M_Input | Residential | Single Family | Existing Single Family Home HVAC Conversion - Convert FAF w/o CAC to Heat Pump - House with "Good Insulation" + HZ1CZ1 | 48.9557 | 64.4743 | R-All-HVAC-ASHP-All-All-E | 0 | 0.060021 | 0.093005 | 0.12905 | 0.16572 | 0.20009 | 0.22942 | 0.25187 | 0.26699 | 0.27571 | 0.2798 | 0.28112 | 0.2811 | 0.28056 | 0.27986 | 0.27913 | 0.33542 | 0.32684 | 0.31913 | 0.31239 | 0.30588 | 4.0593 | 4.0593 | 0.060021 | 0.15303 | 0.28208 | 0.4478 | 0.64789 | 0.87731 | 1.1292 | 1.3962 | 1.6719 | 1.9517 | 2.2328 | 2.5139 | 2.7945 | 3.0743 | 3.3535 | 3.6889 | 4.0157 | 4.0593 | 4.0593 | 4.0593
Under $85 | Under $60 | ASHP | Under $85 | 78.8043 | HVAC | Rural | SC-NR | M_Input | Residential | Single Family | Existing Single Family Home HVAC Conversion - Convert FAF w/o CAC to Heat Pump - House with "Good Insulation" + HZ23CZ1 | 57.1229 | 78.8043 | R-All-HVAC-ASHP-All-All-E | 0 | 0.012068 | 0.0187 | 0.025948 | 0.03332 | 0.040231 | 0.046128 | 0.050642 | 0.053682 | 0.055436 | 0.056258 | 0.056523 | 0.056519 | 0.05641 | 0.056269 | 0.056122 | 0.067441 | 0.065714 | 0.064165 | 0.06281 | 0.061502 | 0.81617 | 0.81617 | 0.012068 | 0.030768 | 0.056716 | 0.090036 | 0.13027 | 0.17639 | 0.22704 | 0.28072 | 0.33615 | 0.39241 | 0.44893 | 0.50545 | 0.56186 | 0.61813 | 0.67425 | 0.7417 | 0.80741 | 0.81617 | 0.81617 | 0.81617
Under $35 | Under $30 | ASHP | Under $35 | 33.3041 | HVAC | Rural | SC-NR (2) | M_Input | Residential | Single Family | Existing Single Family Home HVAC Upgrade + HZ1 | 26.5707 | 33.3041 | R-All-HVAC-ASHP-All-All-E | 0 | 0.011978 | 0.01856 | 0.025754 | 0.033072 | 0.03993 | 0.045783 | 0.050264 | 0.053282 | 0.055022 | 0.055838 | 0.056102 | 0.056097 | 0.055989 | 0.05585 | 0.055703 | 0.066937 | 0.065224 | 0.063686 | 0.062341 | 0.061043 | 0.81008 | 0.81008 | 0.011978 | 0.030538 | 0.056292 | 0.089364 | 0.12929 | 0.17508 | 0.22534 | 0.27862 | 0.33365 | 0.38948 | 0.44559 | 0.50168 | 0.55767 | 0.61352 | 0.66922 | 0.73616 | 0.80139 | 0.81008 | 0.81008 | 0.81008
Under $60 | Under $45 | ASHP | Under $60 | 55.7943 | HVAC | Rural | SC-NR (2) | M_Input | Residential | Single Family | Existing Single Family Home HVAC Upgrade + HZ23 | 40.3083 | 55.7943 | R-All-HVAC-ASHP-All-All-E | 0 | 0.0021769 | 0.0033731 | 0.0046805 | 0.0060104 | 0.0072569 | 0.0083206 | 0.0091349 | 0.0096834 | 0.0099997 | 0.010148 | 0.010196 | 0.010195 | 0.010175 | 0.01015 | 0.010123 | 0.012165 | 0.011854 | 0.011574 | 0.01133 | 0.011094 | 0.14722 | 0.14722 | 0.0021769 | 0.00555 | 0.010231 | 0.016241 | 0.023498 | 0.031818 | 0.040953 | 0.050637 | 0.060636 | 0.070784 | 0.08098 | 0.091175 | 0.10135 | 0.1115 | 0.12162 | 0.13379 | 0.14564 | 0.14722 | 0.14722 | 0.14722
Over $160 | Over $160 | ASHP | Over $160 | 487.7689 | HVAC | Rural | SC-NR (2) | M_Input | Residential | Single Family | Existing Single Family Home HVAC Upgrade - Central Heat Pump Upgrade to Variable Capacity Central Heat Pump + HZ23CZ1 | 331.6555 | 487.7689 | R-All-HVAC-ASHP-All-All-E | 0 | 0.01647 | 0.02552 | 0.035412 | 0.045474 | 0.054905 | 0.062952 | 0.069113 | 0.073263 | 0.075656 | 0.076777 | 0.07714 | 0.077134 | 0.076985 | 0.076793 | 0.076592 | 0.092039 | 0.089683 | 0.087568 | 0.08572 | 0.083934 | 1.1139 | 1.1139 | 0.01647 | 0.04199 | 0.077402 | 0.12288 | 0.17778 | 0.24073 | 0.30985 | 0.38311 | 0.45876 | 0.53554 | 0.61268 | 0.68982 | 0.7668 | 0.84359 | 0.92019 | 1.0122 | 1.1019 | 1.1139 | 1.1139 | 1.1139
Over $160 | Over $160 | ASHP | Over $160 | 483.6581 | HVAC | Rural | SC-NR (2) | M_Input | Residential | Single Family | Existing Single Family Home HVAC Upgrade - Central Heat Pump Upgrade to Variable Capacity Central Heat Pump + HZ23CZ23 | 328.5285 | 483.6581 | R-All-HVAC-ASHP-All-All-E | 0 | 0.0048698 | 0.0075459 | 0.010471 | 0.013446 | 0.016234 | 0.018614 | 0.020435 | 0.021662 | 0.02237 | 0.022702 | 0.022809 | 0.022807 | 0.022763 | 0.022706 | 0.022647 | 0.027214 | 0.026518 | 0.025892 | 0.025346 | 0.024818 | 0.32935 | 0.32935 | 0.0048698 | 0.012416 | 0.022886 | 0.036332 | 0.052566 | 0.07118 | 0.091615 | 0.11328 | 0.13565 | 0.15835 | 0.18116 | 0.20397 | 0.22673 | 0.24943 | 0.27208 | 0.2993 | 0.32581 | 0.32935 | 0.32935 | 0.32935
Over $160 | Over $160 | ASHP | Over $160 | 556.3949 | HVAC | Rural | SC-NR (2) | M_Input | Residential | Single Family | Existing Single Family Home HVAC Upgrade - Central Heat Pump Upgrade to Variable Capacity Central Heat Pump + HZ1CZ23 | 378.1551 | 556.3949 | R-All-HVAC-ASHP-All-All-E | 0 | 0.0047106 | 0.0072992 | 0.010128 | 0.013006 | 0.015704 | 0.018005 | 0.019767 | 0.020954 | 0.021639 | 0.02196 | 0.022063 | 0.022062 | 0.022019 | 0.021964 | 0.021906 | 0.026325 | 0.025651 | 0.025046 | 0.024517 | 0.024007 | 0.31858 | 0.31858 | 0.0047106 | 0.01201 | 0.022138 | 0.035145 | 0.050848 | 0.068854 | 0.088621 | 0.10958 | 0.13121 | 0.15317 | 0.17524 | 0.1973 | 0.21932 | 0.24128 | 0.26319 | 0.28951 | 0.31516 | 0.31858 | 0.31858 | 0.31858
Over $160 | Over $160 | ASHP | Over $160 | 739.2457 | HVAC | Rural | SC-NR (2) | M_Input | Residential | Single Family | Existing Single Family Home HVAC Upgrade - Central Heat Pump Upgrade to Variable Capacity Central Heat Pump + HZ1CZ1 | 502.4301 | 739.2457 | R-All-HVAC-ASHP-All-All-E | 0 | 0.048074 | 0.074493 | 0.10337 | 0.13274 | 0.16026 | 0.18376 | 0.20174 | 0.21385 | 0.22084 | 0.22411 | 0.22517 | 0.22515 | 0.22472 | 0.22416 | 0.22357 | 0.26866 | 0.26178 | 0.25561 | 0.25021 | 0.245 | 3.2513 | 3.2513 | 0.048074 | 0.12257 | 0.22593 | 0.35867 | 0.51893 | 0.70269 | 0.90442 | 1.1183 | 1.3391 | 1.5632 | 1.7884 | 2.0135 | 2.2383 | 2.4624 | 2.686 | 2.9546 | 3.2164 | 3.2513 | 3.2513 | 3.2513
Under $85 | Under $55 | DHP | Under $85 | 71.7084 | HVAC | Rural | SC-NR (3) | M_Input | Residential | Single Family | Zonal to DHP No Screen + HZ23CZ23 | 51.1773 | 71.7084 | R-All-HVAC-ERconvertDHP-HZ1-All-N | 0 | 0.014313 | 0.027661 | 0.042248 | 0.057086 | 0.070994 | 0.082863 | 0.091948 | 0.098068 | 0.1016 | 0.10325 | 0.10379 | 0.10378 | 0.10356 | 0.10327 | 0.10298 | 0.12503 | 0.12137 | 0.11804 | 0.11508 | 0.11223 | 1.4375 | 1.4375 | 0.014313 | 0.041974 | 0.084222 | 0.14131 | 0.2123 | 0.29517 | 0.38711 | 0.48518 | 0.58678 | 0.69003 | 0.79382 | 0.89759 | 1.0012 | 1.1044 | 1.2074 | 1.3324 | 1.4375 | 1.4375 | 1.4375 | 1.4375
Under $85 | Under $55 | DHP | Under $85 | 73.7058 | HVAC | Rural | SC-NR (3) | M_Input | Residential | Single Family | Zonal to DHP No Screen + HZ1CZ23 | 54.0743 | 73.7058 | R-All-HVAC-ERconvertDHP-HZ1-All-N | 0 | 0.0031151 | 0.00602 | 0.0091948 | 0.012424 | 0.015451 | 0.018034 | 0.020011 | 0.021343 | 0.022111 | 0.022471 | 0.022588 | 0.022586 | 0.022538 | 0.022476 | 0.022412 | 0.02721 | 0.026414 | 0.025689 | 0.025045 | 0.024426 | 0.31285 | 0.31285 | 0.0031151 | 0.009135 | 0.01833 | 0.030754 | 0.046205 | 0.064239 | 0.08425 | 0.10559 | 0.1277 | 0.15018 | 0.17276 | 0.19535 | 0.21789 | 0.24036 | 0.26278 | 0.28999 | 0.31285 | 0.31285 | 0.31285 | 0.31285
Under $85 | Under $85 | DHP | Under $85 | 81.0153 | HVAC | Rural | SC-NR (3) | M_Input | Residential | Single Family | Zonal to DHP No Screen + HZ23CZ1 | 78.6017 | 81.0153 | R-All-HVAC-ERconvertDHP-HZ1-All-N | 0 | 0.018553 | 0.035853 | 0.054762 | 0.073994 | 0.092021 | 0.10741 | 0.11918 | 0.12711 | 0.13169 | 0.13383 | 0.13452 | 0.13451 | 0.13423 | 0.13386 | 0.13348 | 0.16206 | 0.15731 | 0.153 | 0.14916 | 0.14547 | 1.8633 | 1.8633 | 0.018553 | 0.054406 | 0.10917 | 0.18316 | 0.27518 | 0.38259 | 0.50177 | 0.62888 | 0.76057 | 0.8944 | 1.0289 | 1.1634 | 1.2977 | 1.4315 | 1.565 | 1.7271 | 1.8633 | 1.8633 | 1.8633 | 1.8633
Under $100 | Under $70 | DHP | Under $100 | 93.2231 | HVAC | Rural | SC-NR (3) | M_Input | Residential | Single Family | Zonal to DHP No Screen + HZ1CZ1 | 67.8876 | 93.2231 | R-All-HVAC-ERconvertDHP-HZ1-All-N | 0 | 0.23859 | 0.46107 | 0.70424 | 0.95158 | 1.1834 | 1.3812 | 1.5327 | 1.6347 | 1.6935 | 1.7211 | 1.73 | 1.7299 | 1.7262 | 1.7215 | 1.7165 | 2.0841 | 2.0231 | 1.9675 | 1.9182 | 1.8708 | 23.9617 | 23.9617 | 0.23859 | 0.69966 | 1.4039 | 2.3555 | 3.5389 | 4.9201 | 6.4528 | 8.0875 | 9.781 | 11.5021 | 13.2321 | 14.962 | 16.6882 | 18.4097 | 20.1262 | 22.2103 | 23.9617 | 23.9617 | 23.9617 | 23.9617
Under $25 | Under $25 | ResWx | Under $25 | 23.7429 | HVAC | Rural | SC-Retro | M_Input | Residential | Single Family | Windows - Add a Low-e Storm Window to an existing Single Pane Wood Framed Window_Electric FAF | 20.659 | 23.7429 | R-All-HVAC-ER-All-All-E | 0 | 0.00011288 | 0.00011262 | 0.00011236 | 0.00011211 | 0.00011185 | 0.00010044 | 8.0169e-05 | 6.399e-05 | 5.1076e-05 | 4.0768e-05 | 3.254e-05 | 2.5973e-05 | 2.0731e-05 | 1.6547e-05 | 1.3208e-05 | 1.0542e-05 | 7.1743e-08 | 2.5564e-08 | 8.6953e-09 | 2.829e-09 | 0.00098838 | 0.00098838 | 0.00011288 | 0.00022549 | 0.00033786 | 0.00044997 | 0.00056182 | 0.00066226 | 0.00074243 | 0.00080642 | 0.00085749 | 0.00089826 | 0.0009308 | 0.00095677 | 0.0009775 | 0.00098838 | 0.00098838 | 0.00098838 | 0.00098838 | 0.00098838 | 0.00098838 | 0.00098838
Under $25 | Under $25 | ResWx | Under $25 | 23.7429 | HVAC | Rural | SC-Retro | M_Input | Residential | Single Family | Windows - Add a Low-e Storm Window to an existing Single Pane Metal Framed Window_Electric FAF | 20.659 | 23.7429 | R-All-HVAC-ER-All-All-E | 0 | 0.00033863 | 0.00033786 | 0.00033709 | 0.00033632 | 0.00033556 | 0.00030132 | 0.00024051 | 0.00019197 | 0.00015323 | 0.0001223 | 9.762e-05 | 7.7919e-05 | 6.2193e-05 | 4.9642e-05 | 3.9623e-05 | 3.1627e-05 | 2.1523e-07 | 7.6693e-08 | 2.6086e-08 | 8.4869e-09 | 0.0029651 | 0.0029651 | 0.00033863 | 0.00067648 | 0.0010136 | 0.0013499 | 0.0016855 | 0.0019868 | 0.0022273 | 0.0024193 | 0.0025725 | 0.0026948 | 0.0027924 | 0.0028703 | 0.0029325 | 0.0029651 | 0.0029651 | 0.0029651 | 0.0029651 | 0.0029651 | 0.0029651 | 0.0029651
Under $25 | Under $25 | ResWx | Under $25 | 23.7429 | HVAC | Rural | SC-Retro | M_Input | Residential | Single Family | Windows - Add a Low-e Storm Window to an existing Double Pane Metal Framed Window_Electric FAF | 20.659 | 23.7429 | R-All-HVAC-ER-All-All-E | 0 | 0.016683 | 0.016645 | 0.016607 | 0.01657 | 0.016532 | 0.014845 | 0.011849 | 0.0094577 | 0.007549 | 0.0060255 | 0.0048094 | 0.0038388 | 0.0030641 | 0.0024457 | 0.0019521 | 0.0015581 | 1.0604e-05 | 3.7784e-06 | 1.2852e-06 | 4.1812e-07 | 0.14608 | 0.14608 | 0.016683 | 0.033328 | 0.049936 | 0.066505 | 0.083037 | 0.097882 | 0.10973 | 0.11919 | 0.12674 | 0.13276 | 0.13757 | 0.14141 | 0.14448 | 0.14608 | 0.14608 | 0.14608 | 0.14608 | 0.14608 | 0.14608 | 0.14608
Under $60 | Under $45 | ResWx | Under $60 | 57.8129 | HVAC | Rural | SC-Retro | M_Input | Residential | Single Family | Windows - Add a Low-e Storm Window to an existing Single Pane Wood Framed Window_DHP | 43.7216 | 57.8129 | R-All-HVAC-ER-All-All-E | 0 | 0.00011449 | 0.00011423 | 0.00011397 | 0.00011371 | 0.00011345 | 0.00010188 | 8.1317e-05 | 6.4906e-05 | 5.1807e-05 | 4.1351e-05 | 3.3006e-05 | 2.6345e-05 | 2.1028e-05 | 1.6784e-05 | 1.3397e-05 | 1.0693e-05 | 7.277e-08 | 2.593e-08 | 8.8198e-09 | 2.8695e-09 | 0.0010025 | 0.0010025 | 0.00011449 | 0.00022872 | 0.00034269 | 0.00045641 | 0.00056986 | 0.00067174 | 0.00075306 | 0.00081796 | 0.00086977 | 0.00091112 | 0.00094413 | 0.00097047 | 0.0009915 | 0.0010025 | 0.0010025 | 0.0010025 | 0.0010025 | 0.0010025 | 0.0010025 | 0.0010025
Under $60 | Under $45 | ResWx | Under $60 | 57.8129 | HVAC | Rural | SC-Retro | M_Input | Residential | Single Family | Windows - Add a Low-e Storm Window to an existing Single Pane Metal Framed Window_DHP | 43.7216 | 57.8129 | R-All-HVAC-ER-All-All-E | 0 | 0.00034347 | 0.00034269 | 0.00034192 | 0.00034114 | 0.00034036 | 0.00030563 | 0.00024395 | 0.00019472 | 0.00015542 | 0.00012405 | 9.9018e-05 | 7.9034e-05 | 6.3084e-05 | 5.0352e-05 | 4.019e-05 | 3.2079e-05 | 2.1831e-07 | 7.779e-08 | 2.6459e-08 | 8.6084e-09 | 0.0030076 | 0.0030076 | 0.00034347 | 0.00068617 | 0.0010281 | 0.0013692 | 0.0017096 | 0.0020152 | 0.0022592 | 0.0024539 | 0.0026093 | 0.0027334 | 0.0028324 | 0.0029114 | 0.0029745 | 0.0030076 | 0.0030076 | 0.0030076 | 0.0030076 | 0.0030076 | 0.0030076 | 0.0030076
Under $60 | Under $45 | ResWx | Under $60 | 57.8129 | HVAC | Rural | SC-Retro | M_Input | Residential | Single Family | Windows - Add a Low-e Storm Window to an existing Double Pane Metal Framed Window_DHP | 43.7216 | 57.8129 | R-All-HVAC-ER-All-All-E | 0 | 0.016922 | 0.016883 | 0.016845 | 0.016807 | 0.016769 | 0.015058 | 0.012019 | 0.0095931 | 0.0076571 | 0.0061117 | 0.0048783 | 0.0038938 | 0.0031079 | 0.0024807 | 0.0019801 | 0.0015805 | 1.0755e-05 | 3.8325e-06 | 1.3036e-06 | 4.2411e-07 | 0.14817 | 0.14817 | 0.016922 | 0.033805 | 0.05065 | 0.067457 | 0.084226 | 0.099283 | 0.1113 | 0.1209 | 0.12855 | 0.13466 | 0.13954 | 0.14344 | 0.14654 | 0.14817 | 0.14817 | 0.14817 | 0.14817 | 0.14817 | 0.14817 | 0.14817
Under $60 | Under $45 | ResWx | Under $60 | 58.5087 | HVAC | Rural | SC-Retro | M_Input | Residential | Single Family | Windows - Add a Low-e Storm Window to an existing Single Pane Wood Framed Window_Electric Zonal | 44.3917 | 58.5087 | R-All-HVAC-ER-All-All-E | 0 | 0.00048246 | 0.00048137 | 0.00048027 | 0.00047918 | 0.0004781 | 0.00042931 | 0.00034267 | 0.00027351 | 0.00021831 | 0.00017425 | 0.00013909 | 0.00011102 | 8.8611e-05 | 7.0728e-05 | 5.6454e-05 | 4.5061e-05 | 3.0665e-07 | 1.0927e-07 | 3.7166e-08 | 1.2092e-08 | 0.0042246 | 0.0042246 | 0.00048246 | 0.00096383 | 0.0014441 | 0.0019233 | 0.0024014 | 0.0028307 | 0.0031734 | 0.0034469 | 0.0036652 | 0.0038394 | 0.0039785 | 0.0040895 | 0.0041782 | 0.0042246 | 0.0042246 | 0.0042246 | 0.0042246 | 0.0042246 | 0.0042246 | 0.0042246
Under $60 | Under $45 | ResWx | Under $60 | 58.5087 | HVAC | Rural | SC-Retro | M_Input | Residential | Single Family | Windows - Add a Low-e Storm Window to an existing Single Pane Metal Framed Window_Electric Zonal | 44.3917 | 58.5087 | R-All-HVAC-ER-All-All-E | 0 | 0.0014474 | 0.0014441 | 0.0014408 | 0.0014376 | 0.0014343 | 0.0012879 | 0.001028 | 0.00082053 | 0.00065494 | 0.00052276 | 0.00041726 | 0.00033305 | 0.00026583 | 0.00021218 | 0.00016936 | 0.00013518 | 9.1995e-07 | 3.2781e-07 | 1.115e-07 | 3.6276e-08 | 0.012674 | 0.012674 | 0.0014474 | 0.0028915 | 0.0043323 | 0.0057699 | 0.0072042 | 0.0084921 | 0.0095201 | 0.010341 | 0.010996 | 0.011518 | 0.011936 | 0.012269 | 0.012534 | 0.012674 | 0.012674 | 0.012674 | 0.012674 | 0.012674 | 0.012674 | 0.012674
Under $60 | Under $45 | ResWx | Under $60 | 58.5087 | HVAC | Rural | SC-Retro | M_Input | Residential | Single Family | Windows - Add a Low-e Storm Window to an existing Double Pane Metal Framed Window_Electric Zonal | 44.3917 | 58.5087 | R-All-HVAC-ER-All-All-E | 0 | 0.071308 | 0.071146 | 0.070985 | 0.070824 | 0.070663 | 0.063452 | 0.050646 | 0.040425 | 0.032267 | 0.025755 | 0.020557 | 0.016408 | 0.013097 | 0.010454 | 0.0083439 | 0.00666 | 4.5323e-05 | 1.615e-05 | 5.4932e-06 | 1.7872e-06 | 0.6244 | 0.6244 | 0.071308 | 0.14245 | 0.21344 | 0.28426 | 0.35493 | 0.41838 | 0.46902 | 0.50945 | 0.54172 | 0.56747 | 0.58803 | 0.60444 | 0.61753 | 0.6244 | 0.6244 | 0.6244 | 0.6244 | 0.6244 | 0.6244 | 0.6244
Under $100 | Under $85 | ResWx | Under $100 | 97.902 | HVAC | Rural | SC-Retro | M_Input | Residential | Single Family | Windows - Add a Low-e Storm Window to an existing Single Pane Wood Framed Window_Heat Pump | 70.7201 | 97.902 | R-All-HVAC-ER-All-All-E | 0 | 0.00025493 | 0.00025435 | 0.00025377 | 0.0002532 | 0.00025262 | 0.00022684 | 0.00018106 | 0.00014452 | 0.00011535 | 9.2074e-05 | 7.3492e-05 | 5.866e-05 | 4.6821e-05 | 3.7372e-05 | 2.983e-05 | 2.381e-05 | 1.6203e-07 | 5.7737e-08 | 1.9638e-08 | 6.3892e-09 | 0.0022323 | 0.0022323 | 0.00025493 | 0.00050928 | 0.00076305 | 0.0010162 | 0.0012689 | 0.0014957 | 0.0016768 | 0.0018213 | 0.0019366 | 0.0020287 | 0.0021022 | 0.0021609 | 0.0022077 | 0.0022323 | 0.0022323 | 0.0022323 | 0.0022323 | 0.0022323 | 0.0022323 | 0.0022323
Under $100 | Under $85 | ResWx | Under $100 | 97.902 | HVAC | Rural | SC-Retro | M_Input | Residential | Single Family | Windows - Add a Low-e Storm Window to an existing Single Pane Metal Framed Window_Heat Pump | 70.7201 | 97.902 | R-All-HVAC-ER-All-All-E | 0 | 0.00076479 | 0.00076305 | 0.00076132 | 0.00075959 | 0.00075786 | 0.00068053 | 0.00054319 | 0.00043356 | 0.00034606 | 0.00027622 | 0.00022047 | 0.00017598 | 0.00014046 | 0.00011212 | 8.9489e-05 | 7.1429e-05 | 4.8609e-07 | 1.7321e-07 | 5.8915e-08 | 1.9168e-08 | 0.0066968 | 0.0066968 | 0.00076479 | 0.0015278 | 0.0022892 | 0.0030487 | 0.0038066 | 0.0044871 | 0.0050303 | 0.0054639 | 0.0058099 | 0.0060862 | 0.0063066 | 0.0064826 | 0.0066231 | 0.0066968 | 0.0066968 | 0.0066968 | 0.0066968 | 0.0066968 | 0.0066968 | 0.0066968
Under $100 | Under $85 | ResWx | Under $100 | 97.902 | HVAC | Rural | SC-Retro | M_Input | Residential | Single Family | Windows - Add a Low-e Storm Window to an existing Double Pane Metal Framed Window_Heat Pump | 70.7201 | 97.902 | R-All-HVAC-ER-All-All-E | 0 | 0.037679 | 0.037593 | 0.037508 | 0.037422 | 0.037337 | 0.033527 | 0.026761 | 0.02136 | 0.017049 | 0.013609 | 0.010862 | 0.0086699 | 0.0069202 | 0.0055236 | 0.0044088 | 0.0035191 | 2.3948e-05 | 8.5335e-06 | 2.9025e-06 | 9.4433e-07 | 0.32993 | 0.32993 | 0.037679 | 0.075272 | 0.11278 | 0.1502 | 0.18754 | 0.22107 | 0.24783 | 0.26919 | 0.28624 | 0.29985 | 0.31071 | 0.31938 | 0.3263 | 0.32993 | 0.32993 | 0.32993 | 0.32993 | 0.32993 | 0.32993 | 0.32993
Under $5 | Under $5 | ResWx | Under $5 | -4.9389 | HVAC | Rural | SC-Retro | M_Input | Residential | Single Family | ATTIC R0 - R38_Electric FAF | 1.1951 | -4.9389 | R-All-HVAC-ER-All-All-E | 0 | 0.0080521 | 0.0080333 | 0.0080146 | 0.007996 | 0.0079774 | 0.0071428 | 0.0056607 | 0.0044777 | 0.0035335 | 0.0027798 | 0.0021782 | 0.0016981 | 0.0013148 | 0.0010089 | 0.00076471 | 0.00056981 | 0 | 0 | 0 | 0 | 0.068247 | 0.068247 | 0.0080521 | 0.016085 | 0.0241 | 0.032096 | 0.040073 | 0.047216 | 0.052877 | 0.057355 | 0.060888 | 0.063668 | 0.065846 | 0.067544 | 0.068247 | 0.068247 | 0.068247 | 0.068247 | 0.068247 | 0.068247 | 0.068247 | 0.068247
Under $5 | Under $5 | ResWx | Under $5 | -3.0378 | HVAC | Rural | SC-Retro | M_Input | Residential | Single Family | ATTIC R0 - R49_Electric FAF | 2.5553 | -3.0378 | R-All-HVAC-ER-All-All-E | 0 | 0.0043521 | 0.0043419 | 0.0043318 | 0.0043218 | 0.0043117 | 0.0038606 | 0.0030596 | 0.0024202 | 0.0019098 | 0.0015025 | 0.0011773 | 0.00091778 | 0.00071064 | 0.00054529 | 0.00041332 | 0.00030798 | 0 | 0 | 0 | 0 | 0.036887 | 0.036887 | 0.0043521 | 0.008694 | 0.013026 | 0.017348 | 0.021659 | 0.02552 | 0.028579 | 0.031 | 0.032909 | 0.034412 | 0.035589 | 0.036507 | 0.036887 | 0.036887 | 0.036887 | 0.036887 | 0.036887 | 0.036887 | 0.036887 | 0.036887
Under $5 | Under $5 | ResWx | Under $5 | -3.4735 | HVAC | Rural | SC-Retro | M_Input | Residential | Single Family | ATTIC R0 - R38_Electric Zonal | 2.883 | -3.4735 | R-All-HVAC-ER-All-All-E | 0 | 0.050794 | 0.050676 | 0.050558 | 0.05044 | 0.050323 | 0.045058 | 0.035709 | 0.028246 | 0.02229 | 0.017535 | 0.013741 | 0.010712 | 0.008294 | 0.0063642 | 0.0048239 | 0.0035945 | 0 | 0 | 0 | 0 | 0.43051 | 0.43051 | 0.050794 | 0.10147 | 0.15203 | 0.20247 | 0.25279 | 0.29785 | 0.33356 | 0.3618 | 0.38409 | 0.40163 | 0.41537 | 0.42608 | 0.43051 | 0.43051 | 0.43051 | 0.43051 | 0.43051 | 0.43051 | 0.43051 | 0.43051
Under $5 | Under $5 | ResWx | Under $5 | -3.4597 | HVAC | Rural | SC-Retro | M_Input | Residential | Single Family | ATTIC R0 - R38_DHP | 2.6742 | -3.4597 | R-All-HVAC-ER-All-All-E | 0 | 0.012138 | 0.01211 | 0.012082 | 0.012054 | 0.012026 | 0.010767 | 0.0085333 | 0.00675 | 0.0053266 | 0.0041904 | 0.0032836 | 0.0025597 | 0.001982 | 0.0015208 | 0.0011528 | 0.00085897 | 0 | 0 | 0 | 0 | 0.10288 | 0.10288 | 0.012138 | 0.024248 | 0.03633 | 0.048383 | 0.060409 | 0.071176 | 0.07971 | 0.08646 | 0.091786 | 0.095977 | 0.09926 | 0.10182 | 0.10288 | 0.10288 | 0.10288 | 0.10288 | 0.10288 | 0.10288 | 0.10288 | 0.10288
Under $5 | Under $5 | ResWx | Under $5 | -1.1974 | HVAC | Rural | SC-Retro | M_Input | Residential | Single Family | ATTIC R0 - R49_Electric Zonal | 4.511 | -1.1974 | R-All-HVAC-ER-All-All-E | 0 | 0.027446 | 0.027383 | 0.027319 | 0.027255 | 0.027192 | 0.024347 | 0.019295 | 0.015263 | 0.012044 | 0.0094753 | 0.0074247 | 0.005788 | 0.0044816 | 0.0034389 | 0.0026066 | 0.0019423 | 0 | 0 | 0 | 0 | 0.23263 | 0.23263 | 0.027446 | 0.054829 | 0.082148 | 0.1094 | 0.13659 | 0.16094 | 0.18024 | 0.1955 | 0.20754 | 0.21702 | 0.22444 | 0.23023 | 0.23263 | 0.23263 | 0.23263 | 0.23263 | 0.23263 | 0.23263 | 0.23263 | 0.23263
Under $5 | Under $5 | ResWx | Under $5 | -1.2276 | HVAC | Rural | SC-Retro | M_Input | Residential | Single Family | ATTIC R0 - R49_DHP | 4.2706 | -1.2276 | R-All-HVAC-ER-All-All-E | 0 | 0.006559 | 0.0065437 | 0.0065285 | 0.0065133 | 0.0064981 | 0.0058183 | 0.004611 | 0.0036474 | 0.0028783 | 0.0022643 | 0.0017743 | 0.0013832 | 0.001071 | 0.00082181 | 0.00062291 | 0.00046415 | 0 | 0 | 0 | 0 | 0.055592 | 0.055592 | 0.006559 | 0.013103 | 0.019631 | 0.026144 | 0.032643 | 0.038461 | 0.043072 | 0.046719 | 0.049598 | 0.051862 | 0.053636 | 0.055019 | 0.055592 | 0.055592 | 0.055592 | 0.055592 | 0.055592 | 0.055592 | 0.055592 | 0.055592
Under $5 | Under $10 | ResWx | Under $5 | 2.2077 | HVAC | Rural | SC-Retro | M_Input | Residential | Single Family | WALL R0 - R11_Electric FAF | 6.8152 | 2.2077 | R-All-HVAC-ER-All-All-E | 0 | 0.021697 | 0.021647 | 0.021596 | 0.021546 | 0.021496 | 0.019247 | 0.015253 | 0.012066 | 0.0095214 | 0.0074905 | 0.0058695 | 0.0045756 | 0.0035429 | 0.0027186 | 0.0020606 | 0.0015354 | 0 | 0 | 0 | 0 | 0.1839 | 0.1839 | 0.021697 | 0.043344 | 0.06494 | 0.086487 | 0.10798 | 0.12723 | 0.14248 | 0.15455 | 0.16407 | 0.17156 | 0.17743 | 0.18201 | 0.1839 | 0.1839 | 0.1839 | 0.1839 | 0.1839 | 0.1839 | 0.1839 | 0.1839
Under $15 | Under $15 | ResWx | Under $15 | 11.1295 | HVAC | Rural | SC-Retro | M_Input | Residential | Single Family | ATTIC R0 - R38_Heat Pump | 11.9948 | 11.1295 | R-All-HVAC-ER-All-All-E | 0 | 0.025717 | 0.025657 | 0.025598 | 0.025538 | 0.025479 | 0.022813 | 0.01808 | 0.014301 | 0.011285 | 0.0088783 | 0.006957 | 0.0054234 | 0.0041993 | 0.0032223 | 0.0024424 | 0.0018199 | 0 | 0 | 0 | 0 | 0.21797 | 0.21797 | 0.025717 | 0.051375 | 0.076973 | 0.10251 | 0.12799 | 0.1508 | 0.16888 | 0.18318 | 0.19447 | 0.20335 | 0.2103 | 0.21573 | 0.21797 | 0.21797 | 0.21797 | 0.21797 | 0.21797 | 0.21797 | 0.21797 | 0.21797
Under $15 | Under $15 | ResWx | Under $15 | 14.6749 | HVAC | Rural | SC-Retro | M_Input | Residential | Single Family | ATTIC R0 - R49_Heat Pump | 14.5324 | 14.6749 | R-All-HVAC-ER-All-All-E | 0 | 0.013879 | 0.013847 | 0.013815 | 0.013783 | 0.01375 | 0.012312 | 0.0097573 | 0.0077182 | 0.0060906 | 0.0047915 | 0.0037546 | 0.0029269 | 0.0022663 | 0.001739 | 0.0013181 | 0.00098218 | 0 | 0 | 0 | 0 | 0.11764 | 0.11764 | 0.013879 | 0.027726 | 0.041541 | 0.055323 | 0.069074 | 0.081386 | 0.091143 | 0.098861 | 0.10495 | 0.10974 | 0.1135 | 0.11642 | 0.11764 | 0.11764 | 0.11764 | 0.11764 | 0.11764 | 0.11764 | 0.11764 | 0.11764
Under $30 | Under $25 | ResWx | Under $30 | 26.7686 | HVAC | Rural | SC-Retro | M_Input | Residential | Single Family | FLOOR R0 - R30_Electric FAF | 24.5927 | 26.7686 | R-All-HVAC-ER-All-All-E | 0 | 0.010291 | 0.010267 | 0.010243 | 0.010219 | 0.010196 | 0.009129 | 0.0072348 | 0.0057228 | 0.004516 | 0.0035528 | 0.0027839 | 0.0021702 | 0.0016804 | 0.0012894 | 0.00097735 | 0.00072826 | 0 | 0 | 0 | 0 | 0.087224 | 0.087224 | 0.010291 | 0.020558 | 0.030801 | 0.041021 | 0.051216 | 0.060345 | 0.06758 | 0.073303 | 0.077819 | 0.081372 | 0.084156 | 0.086326 | 0.087224 | 0.087224 | 0.087224 | 0.087224 | 0.087224 | 0.087224 | 0.087224 | 0.087224
Under $30 | Under $30 | ResWx | Under $30 | 27.3856 | HVAC | Rural | SC-Retro | M_Input | Residential | Single Family | FLOOR R0 - R25_Electric FAF | 25.0306 | 27.3856 | R-All-HVAC-ER-All-All-E | 0 | 0.0042744 | 0.0042645 | 0.0042545 | 0.0042446 | 0.0042348 | 0.0037917 | 0.003005 | 0.002377 | 0.0018757 | 0.0014756 | 0.0011563 | 0.00090141 | 0.00069796 | 0.00053556 | 0.00040594 | 0.00030248 | 0 | 0 | 0 | 0 | 0.036229 | 0.036229 | 0.0042744 | 0.0085389 | 0.012793 | 0.017038 | 0.021273 | 0.025065 | 0.02807 | 0.030447 | 0.032322 | 0.033798 | 0.034954 | 0.035856 | 0.036229 | 0.036229 | 0.036229 | 0.036229 | 0.036229 | 0.036229 | 0.036229 | 0.036229
Under $30 | Under $30 | ResWx | Under $30 | 29.1463 | HVAC | Rural | SC-Retro | M_Input | Residential | Single Family | FLOOR R0 - R19_Electric FAF | 26.2846 | 29.1463 | R-All-HVAC-ER-All-All-E | 0 | 0.0068823 | 0.0068663 | 0.0068503 | 0.0068344 | 0.0068184 | 0.0061051 | 0.0048383 | 0.0038272 | 0.0030201 | 0.002376 | 0.0018618 | 0.0014514 | 0.0011238 | 0.00086232 | 0.00065362 | 0.00048703 | 0 | 0 | 0 | 0 | 0.058332 | 0.058332 | 0.0068823 | 0.013749 | 0.020599 | 0.027433 | 0.034252 | 0.040357 | 0.045195 | 0.049022 | 0.052043 | 0.054418 | 0.05628 | 0.057732 | 0.058332 | 0.058332 | 0.058332 | 0.058332 | 0.058332 | 0.058332 | 0.058332 | 0.058332
Under $15 | Under $20 | ResWx | Under $15 | 13.4521 | HVAC | Rural | SC-Retro | M_Input | Residential | Single Family | WALL R0 - R11_Electric Zonal | 15.2297 | 13.4521 | R-All-HVAC-ER-All-All-E | 0 | 0.10953 | 0.10927 | 0.10902 | 0.10876 | 0.10851 | 0.097159 | 0.076999 | 0.060908 | 0.048064 | 0.037812 | 0.029629 | 0.023098 | 0.017884 | 0.013723 | 0.010402 | 0.0077508 | 0 | 0 | 0 | 0 | 0.92832 | 0.92832 | 0.10953 | 0.2188 | 0.32782 | 0.43658 | 0.54509 | 0.64225 | 0.71925 | 0.78016 | 0.82822 | 0.86603 | 0.89566 | 0.91876 | 0.92832 | 0.92832 | 0.92832 | 0.92832 | 0.92832 | 0.92832 | 0.92832 | 0.92832
Under $40 | Under $35 | ResWx | Under $40 | 37.9936 | HVAC | Rural | SC-Retro | M_Input | Residential | Single Family | ATTIC R11 - R38_Electric FAF | 32.2198 | 37.9936 | R-All-HVAC-ER-All-All-E | 0 | 0.0010648 | 0.0010623 | 0.0010598 | 0.0010574 | 0.0010549 | 0.00094454 | 0.00074855 | 0.00059211 | 0.00046725 | 0.00036759 | 0.00028804 | 0.00022454 | 0.00017386 | 0.00013341 | 0.00010112 | 7.535e-05 | 0 | 0 | 0 | 0 | 0.0090247 | 0.0090247 | 0.0010648 | 0.0021271 | 0.0031869 | 0.0042442 | 0.0052991 | 0.0062437 | 0.0069922 | 0.0075843 | 0.0080516 | 0.0084192 | 0.0087072 | 0.0089318 | 0.0090247 | 0.0090247 | 0.0090247 | 0.0090247 | 0.0090247 | 0.0090247 | 0.0090247 | 0.0090247
Under $15 | Under $15 | ResWx | Under $15 | 13.3958 | HVAC | Rural | SC-Retro | M_Input | Residential | Single Family | WALL R0 - R11_DHP | 14.9856 | 13.3958 | R-All-HVAC-ER-All-All-E | 0 | 0.025929 | 0.025869 | 0.025808 | 0.025748 | 0.025688 | 0.023001 | 0.018228 | 0.014419 | 0.011378 | 0.0089514 | 0.0070142 | 0.005468 | 0.0042338 | 0.0032488 | 0.0024625 | 0.0018349 | 0 | 0 | 0 | 0 | 0.21977 | 0.21977 | 0.025929 | 0.051797 | 0.077606 | 0.10335 | 0.12904 | 0.15204 | 0.17027 | 0.18469 | 0.19607 | 0.20502 | 0.21203 | 0.2175 | 0.21977 | 0.21977 | 0.21977 | 0.21977 | 0.21977 | 0.21977 | 0.21977 | 0.21977
Under $25 | Under $25 | ResWx | Under $25 | 24.4939 | HVAC | Rural | SC-Retro | M_Input | Residential | Single Family | WINDOW CL30 Prime Window Replacement of Single Pane Base_Electric FAF | 22.6525 | 24.4939 | R-All-HVAC-ER-All-All-E | 0 | 0.0047255 | 0.0047145 | 0.0047035 | 0.0046926 | 0.0046816 | 0.0041919 | 0.0033221 | 0.0026278 | 0.0020737 | 0.0016314 | 0.0012783 | 0.00099653 | 0.00077161 | 0.00059208 | 0.00044878 | 0.0003344 | 0 | 0 | 0 | 0 | 0.040052 | 0.040052 | 0.0047255 | 0.00944 | 0.014143 | 0.018836 | 0.023518 | 0.02771 | 0.031032 | 0.033659 | 0.035733 | 0.037365 | 0.038643 | 0.039639 | 0.040052 | 0.040052 | 0.040052 | 0.040052 | 0.040052 | 0.040052 | 0.040052 | 0.040052
Under $30 | Under $30 | ResWx | Under $30 | 27.2923 | HVAC | Rural | SC-Retro | M_Input | Residential | Single Family | FLOOR R0 - R30_Electric Zonal | 25.2698 | 27.2923 | R-All-HVAC-ER-All-All-E | 0 | 0.076406 | 0.076228 | 0.076051 | 0.075874 | 0.075697 | 0.067778 | 0.053714 | 0.042489 | 0.033529 | 0.026377 | 0.020669 | 0.016113 | 0.012476 | 0.0095733 | 0.0072563 | 0.005407 | 0 | 0 | 0 | 0 | 0.6476 | 0.6476 | 0.076406 | 0.15263 | 0.22868 | 0.30456 | 0.38026 | 0.44803 | 0.50175 | 0.54424 | 0.57777 | 0.60414 | 0.62481 | 0.64093 | 0.6476 | 0.6476 | 0.6476 | 0.6476 | 0.6476 | 0.6476 | 0.6476 | 0.6476
Under $30 | Under $30 | ResWx | Under $30 | 27.798 | HVAC | Rural | SC-Retro | M_Input | Residential | Single Family | FLOOR R0 - R25_Electric Zonal | 25.6295 | 27.798 | R-All-HVAC-ER-All-All-E | 0 | 0.031805 | 0.031731 | 0.031658 | 0.031584 | 0.03151 | 0.028214 | 0.02236 | 0.017687 | 0.013957 | 0.01098 | 0.0086039 | 0.0067073 | 0.0051934 | 0.0039851 | 0.0030206 | 0.0022507 | 0 | 0 | 0 | 0 | 0.26957 | 0.26957 | 0.031805 | 0.063537 | 0.095194 | 0.12678 | 0.15829 | 0.1865 | 0.20886 | 0.22655 | 0.24051 | 0.25149 | 0.26009 | 0.2668 | 0.26957 | 0.26957 | 0.26957 | 0.26957 | 0.26957 | 0.26957 | 0.26957 | 0.26957
Under $30 | Under $30 | ResWx | Under $30 | 27.7677 | HVAC | Rural | SC-Retro | M_Input | Residential | Single Family | FLOOR R0 - R30_DHP | 25.4369 | 27.7677 | R-All-HVAC-ER-All-All-E | 0 | 0.017818 | 0.017777 | 0.017735 | 0.017694 | 0.017653 | 0.015806 | 0.012526 | 0.0099086 | 0.0078191 | 0.0061513 | 0.0048201 | 0.0037576 | 0.0029095 | 0.0022325 | 0.0016922 | 0.0012609 | 0 | 0 | 0 | 0 | 0.15102 | 0.15102 | 0.017818 | 0.035595 | 0.05333 | 0.071024 | 0.088677 | 0.10448 | 0.11701 | 0.12692 | 0.13474 | 0.14089 | 0.14571 | 0.14947 | 0.15102 | 0.15102 | 0.15102 | 0.15102 | 0.15102 | 0.15102 | 0.15102 | 0.15102
Under $45 | Under $40 | ResWx | Under $45 | 42.3472 | HVAC | Rural | SC-Retro | M_Input | Residential | Single Family | ATTIC R11 - R49_Electric FAF | 35.3333 | 42.3472 | R-All-HVAC-ER-All-All-E | 0 | 0.00090686 | 0.00090475 | 0.00090265 | 0.00090054 | 0.00089845 | 0.00080446 | 0.00063754 | 0.0005043 | 0.00039796 | 0.00031307 | 0.00024532 | 0.00019124 | 0.00014808 | 0.00011363 | 8.6125e-05 | 6.4175e-05 | 0 | 0 | 0 | 0 | 0.0076863 | 0.0076863 | 0.00090686 | 0.0018116 | 0.0027143 | 0.0036148 | 0.0045133 | 0.0053177 | 0.0059552 | 0.0064595 | 0.0068575 | 0.0071706 | 0.0074159 | 0.0076071 | 0.0076863 | 0.0076863 | 0.0076863 | 0.0076863 | 0.0076863 | 0.0076863 | 0.0076863 | 0.0076863
Under $30 | Under $30 | ResWx | Under $30 | 28.2793 | HVAC | Rural | SC-Retro | M_Input | Residential | Single Family | FLOOR R0 - R25_DHP | 25.8008 | 28.2793 | R-All-HVAC-ER-All-All-E | 0 | 0.0074167 | 0.0073995 | 0.0073823 | 0.0073651 | 0.0073479 | 0.0065792 | 0.0052141 | 0.0041244 | 0.0032547 | 0.0025605 | 0.0020064 | 0.0015641 | 0.0012111 | 0.00092928 | 0.00070437 | 0.00052485 | 0 | 0 | 0 | 0 | 0.062862 | 0.062862 | 0.0074167 | 0.014816 | 0.022198 | 0.029564 | 0.036911 | 0.043491 | 0.048705 | 0.052829 | 0.056084 | 0.058644 | 0.060651 | 0.062215 | 0.062862 | 0.062862 | 0.062862 | 0.062862 | 0.062862 | 0.062862 | 0.062862 | 0.062862
Under $30 | Under $30 | ResWx | Under $30 | 29.3838 | HVAC | Rural | SC-Retro | M_Input | Residential | Single Family | FLOOR R0 - R19_Electric Zonal | 26.7605 | 29.3838 | R-All-HVAC-ER-All-All-E | 0 | 0.051389 | 0.051269 | 0.05115 | 0.051031 | 0.050912 | 0.045586 | 0.036127 | 0.028577 | 0.022551 | 0.017741 | 0.013902 | 0.010837 | 0.0083911 | 0.0064388 | 0.0048804 | 0.0036366 | 0 | 0 | 0 | 0 | 0.43556 | 0.43556 | 0.051389 | 0.10266 | 0.15381 | 0.20484 | 0.25575 | 0.30134 | 0.33746 | 0.36604 | 0.38859 | 0.40633 | 0.42024 | 0.43107 | 0.43556 | 0.43556 | 0.43556 | 0.43556 | 0.43556 | 0.43556 | 0.43556 | 0.43556
Under $30 | Under $30 | ResWx | Under $30 | 28.1403 | HVAC | Rural | SC-Retro | M_Input | Residential | Single Family | WINDOW CL22 Prime Window Replacement of Single Pane Base_Electric FAF | 25.2617 | 28.1403 | R-All-HVAC-ER-All-All-E | 0 | 0.0012887 | 0.0012857 | 0.0012828 | 0.0012798 | 0.0012768 | 0.0011432 | 0.000906 | 0.00071666 | 0.00056554 | 0.00044491 | 0.00034863 | 0.00027178 | 0.00021043 | 0.00016147 | 0.00012239 | 9.1199e-05 | 0 | 0 | 0 | 0 | 0.010923 | 0.010923 | 0.0012887 | 0.0025745 | 0.0038572 | 0.005137 | 0.0064138 | 0.007557 | 0.008463 | 0.0091797 | 0.0097452 | 0.01019 | 0.010539 | 0.010811 | 0.010923 | 0.010923 | 0.010923 | 0.010923 | 0.010923 | 0.010923 | 0.010923 | 0.010923
Under $30 | Under $30 | ResWx | Under $30 | 29.879 | HVAC | Rural | SC-Retro | M_Input | Residential | Single Family | FLOOR R0 - R19_DHP | 26.9417 | 29.879 | R-All-HVAC-ER-All-All-E | 0 | 0.011982 | 0.011954 | 0.011927 | 0.011899 | 0.011871 | 0.010629 | 0.0084238 | 0.0066633 | 0.0052582 | 0.0041366 | 0.0032414 | 0.0025269 | 0.0019566 | 0.0015013 | 0.001138 | 0.00084795 | 0 | 0 | 0 | 0 | 0.10156 | 0.10156 | 0.011982 | 0.023937 | 0.035863 | 0.047762 | 0.059634 | 0.070263 | 0.078687 | 0.08535 | 0.090608 | 0.094745 | 0.097986 | 0.10051 | 0.10156 | 0.10156 | 0.10156 | 0.10156 | 0.10156 | 0.10156 | 0.10156 | 0.10156
Under $35 | Under $30 | ResWx | Under $35 | 33.1903 | HVAC | Rural | SC-Retro | M_Input | Residential | Single Family | WALL R0 - R11_Heat Pump | 28.9439 | 33.1903 | R-All-HVAC-ER-All-All-E | 0 | 0.056224 | 0.056093 | 0.055963 | 0.055833 | 0.055703 | 0.049875 | 0.039526 | 0.031266 | 0.024673 | 0.01941 | 0.01521 | 0.011857 | 0.0091807 | 0.0070446 | 0.0053397 | 0.0039788 | 0 | 0 | 0 | 0 | 0.47654 | 0.47654 | 0.056224 | 0.11232 | 0.16828 | 0.22411 | 0.27982 | 0.32969 | 0.36922 | 0.40048 | 0.42516 | 0.44457 | 0.45978 | 0.47163 | 0.47654 | 0.47654 | 0.47654 | 0.47654 | 0.47654 | 0.47654 | 0.47654 | 0.47654
Under $60 | Under $45 | ResWx | Under $60 | 57.3583 | HVAC | Rural | SC-Retro | M_Input | Residential | Single Family | CFM50 Infiltration Reduction_Electric FAF | 42.0454 | 57.3583 | R-All-HVAC-ER-All-All-E | 0 | 0.024061 | 0.024005 | 0.023949 | 0.023894 | 0.023838 | 0.021344 | 0.016915 | 0.01338 | 0.010559 | 0.0083067 | 0.006509 | 0.0050742 | 0.0039289 | 0.0030148 | 0.0022851 | 0.0017027 | 0 | 0 | 0 | 0 | 0.20394 | 0.20394 | 0.024061 | 0.048067 | 0.072016 | 0.09591 | 0.11975 | 0.14109 | 0.15801 | 0.17139 | 0.18195 | 0.19025 | 0.19676 | 0.20184 | 0.20394 | 0.20394 | 0.20394 | 0.20394 | 0.20394 | 0.20394 | 0.20394 | 0.20394
Under $65 | Under $50 | ResWx | Under $65 | 61.4281 | HVAC | Rural | SC-Retro | M_Input | Residential | Single Family | ATTIC R11 - R38_Electric Zonal | 49.4016 | 61.4281 | R-All-HVAC-ER-All-All-E | 0 | 0.0056739 | 0.0056607 | 0.0056475 | 0.0056343 | 0.0056212 | 0.0050332 | 0.0039888 | 0.0031552 | 0.0024898 | 0.0019588 | 0.0015349 | 0.0011965 | 0.00092647 | 0.00071091 | 0.00053885 | 0.00040152 | 0 | 0 | 0 | 0 | 0.04809 | 0.04809 | 0.0056739 | 0.011335 | 0.016982 | 0.022616 | 0.028238 | 0.033271 | 0.037259 | 0.040415 | 0.042905 | 0.044863 | 0.046398 | 0.047595 | 0.04809 | 0.04809 | 0.04809 | 0.04809 | 0.04809 | 0.04809 | 0.04809 | 0.04809
Under $65 | Under $50 | ResWx | Under $65 | 61.2713 | HVAC | Rural | SC-Retro | M_Input | Residential | Single Family | ATTIC R11 - R38_DHP | 49.0852 | 61.2713 | R-All-HVAC-ER-All-All-E | 0 | 0.0013379 | 0.0013348 | 0.0013317 | 0.0013286 | 0.0013255 | 0.0011868 | 0.00094057 | 0.00074401 | 0.00058711 | 0.00046188 | 0.00036193 | 0.00028214 | 0.00021846 | 0.00016763 | 0.00012706 | 9.4679e-05 | 0 | 0 | 0 | 0 | 0.01134 | 0.01134 | 0.0013379 | 0.0026727 | 0.0040044 | 0.005333 | 0.0066585 | 0.0078453 | 0.0087859 | 0.0095299 | 0.010117 | 0.010579 | 0.010941 | 0.011223 | 0.01134 | 0.01134 | 0.01134 | 0.01134 | 0.01134 | 0.01134 | 0.01134 | 0.01134
Under $85 | Under $55 | ResWx | Under $85 | 74.7688 | HVAC | Rural | SC-Retro | M_Input | Residential | Single Family | CFM50 Infiltration Reduction_Electric Zonal | 54.0492 | 74.7688 | R-All-HVAC-ER-All-All-E | 0 | 0.14611 | 0.14577 | 0.14543 | 0.14509 | 0.14475 | 0.12961 | 0.10272 | 0.081251 | 0.064117 | 0.050441 | 0.039525 | 0.030812 | 0.023858 | 0.018307 | 0.013876 | 0.01034 | 0 | 0 | 0 | 0 | 1.2384 | 1.2384 | 0.14611 | 0.29188 | 0.43731 | 0.5824 | 0.72716 | 0.85677 | 0.95949 | 1.0407 | 1.1049 | 1.1553 | 1.1948 | 1.2256 | 1.2384 | 1.2384 | 1.2384 | 1.2384 | 1.2384 | 1.2384 | 1.2384 | 1.2384
Under $85 | Under $55 | ResWx | Under $85 | 73.5648 | HVAC | Rural | SC-Retro | M_Input | Residential | Single Family | CFM50 Infiltration Reduction_DHP | 53.0791 | 73.5648 | R-All-HVAC-ER-All-All-E | 0 | 0.034793 | 0.034712 | 0.034631 | 0.03455 | 0.03447 | 0.030864 | 0.02446 | 0.019348 | 0.015268 | 0.012011 | 0.0094121 | 0.0073373 | 0.0056812 | 0.0043594 | 0.0033043 | 0.0024622 | 0 | 0 | 0 | 0 | 0.29489 | 0.29489 | 0.034793 | 0.069505 | 0.10414 | 0.13869 | 0.17316 | 0.20402 | 0.22848 | 0.24783 | 0.2631 | 0.27511 | 0.28452 | 0.29186 | 0.29489 | 0.29489 | 0.29489 | 0.29489 | 0.29489 | 0.29489 | 0.29489 | 0.29489
Under $70 | Under $55 | ResWx | Under $70 | 67.5949 | HVAC | Rural | SC-Retro | M_Input | Residential | Single Family | ATTIC R11 - R49_Electric Zonal | 53.8114 | 67.5949 | R-All-HVAC-ER-All-All-E | 0 | 0.0048315 | 0.0048202 | 0.004809 | 0.0047978 | 0.0047867 | 0.0042859 | 0.0033966 | 0.0026868 | 0.0021202 | 0.001668 | 0.001307 | 0.0010189 | 0.00078892 | 0.00060536 | 0.00045885 | 0.00034191 | 0 | 0 | 0 | 0 | 0.04095 | 0.04095 | 0.0048315 | 0.0096517 | 0.014461 | 0.019259 | 0.024045 | 0.028331 | 0.031728 | 0.034415 | 0.036535 | 0.038203 | 0.03951 | 0.040529 | 0.04095 | 0.04095 | 0.04095 | 0.04095 | 0.04095 | 0.04095 | 0.04095 | 0.04095
Under $70 | Under $55 | ResWx | Under $70 | 67.4007 | HVAC | Rural | SC-Retro | M_Input | Residential | Single Family | ATTIC R11 - R49_DHP | 53.4682 | 67.4007 | R-All-HVAC-ER-All-All-E | 0 | 0.0011393 | 0.0011366 | 0.001134 | 0.0011314 | 0.0011287 | 0.0010106 | 0.00080094 | 0.00063355 | 0.00049995 | 0.00039331 | 0.0003082 | 0.00024026 | 0.00018603 | 0.00014275 | 0.0001082 | 8.0623e-05 | 0 | 0 | 0 | 0 | 0.0096563 | 0.0096563 | 0.0011393 | 0.0022759 | 0.0034099 | 0.0045413 | 0.00567 | 0.0066806 | 0.0074816 | 0.0081151 | 0.0086151 | 0.0090084 | 0.0093166 | 0.0095568 | 0.0096563 | 0.0096563 | 0.0096563 | 0.0096563 | 0.0096563 | 0.0096563 | 0.0096563 | 0.0096563
Under $65 | Under $50 | ResWx | Under $65 | 60.1286 | HVAC | Rural | SC-Retro | M_Input | Residential | Single Family | WINDOW CL30 Prime Window Replacement of Single Pane Base_Electric Zonal | 48.4887 | 60.1286 | R-All-HVAC-ER-All-All-E | 0 | 0.019882 | 0.019836 | 0.019789 | 0.019743 | 0.019697 | 0.017637 | 0.013977 | 0.011056 | 0.0087247 | 0.0068638 | 0.0053784 | 0.0041928 | 0.0032464 | 0.0024911 | 0.0018882 | 0.001407 | 0 | 0 | 0 | 0 | 0.16851 | 0.16851 | 0.019882 | 0.039717 | 0.059507 | 0.07925 | 0.098947 | 0.11658 | 0.13056 | 0.14162 | 0.15034 | 0.15721 | 0.16258 | 0.16678 | 0.16851 | 0.16851 | 0.16851 | 0.16851 | 0.16851 | 0.16851 | 0.16851 | 0.16851
Under $115 | Under $85 | ResWx | Under $115 | 104.3145 | HVAC | Rural | SC-Retro | M_Input | Residential | Single Family | ATTIC R19 - R49_Electric FAF | 79.6163 | 104.3145 | R-All-HVAC-ER-All-All-E | 0 | 0.00049487 | 0.00049372 | 0.00049257 | 0.00049142 | 0.00049028 | 0.00043899 | 0.0003479 | 0.00027519 | 0.00021716 | 0.00017084 | 0.00013387 | 0.00010436 | 8.0806e-05 | 6.2005e-05 | 4.6998e-05 | 3.502e-05 | 0 | 0 | 0 | 0 | 0.0041944 | 0.0041944 | 0.00049487 | 0.00098859 | 0.0014812 | 0.0019726 | 0.0024629 | 0.0029018 | 0.0032497 | 0.0035249 | 0.0037421 | 0.0039129 | 0.0040468 | 0.0041512 | 0.0041944 | 0.0041944 | 0.0041944 | 0.0041944 | 0.0041944 | 0.0041944 | 0.0041944 | 0.0041944
Under $115 | Under $85 | ResWx | Under $115 | 106.1403 | HVAC | Rural | SC-Retro | M_Input | Residential | Single Family | ATTIC R19 - R38_Electric FAF | 80.921 | 106.1403 | R-All-HVAC-ER-All-All-E | 0 | 0.00019067 | 0.00019023 | 0.00018979 | 0.00018935 | 0.00018891 | 0.00016914 | 0.00013405 | 0.00010603 | 8.3674e-05 | 6.5826e-05 | 5.1581e-05 | 4.021e-05 | 3.1135e-05 | 2.3891e-05 | 1.8109e-05 | 1.3493e-05 | 0 | 0 | 0 | 0 | 0.0016161 | 0.0016161 | 0.00019067 | 0.00038091 | 0.00057069 | 0.00076004 | 0.00094895 | 0.0011181 | 0.0012521 | 0.0013582 | 0.0014418 | 0.0015077 | 0.0015593 | 0.0015995 | 0.0016161 | 0.0016161 | 0.0016161 | 0.0016161 | 0.0016161 | 0.0016161 | 0.0016161 | 0.0016161
Under $60 | Under $50 | ResWx | Under $60 | 59.2963 | HVAC | Rural | SC-Retro | M_Input | Residential | Single Family | WINDOW CL30 Prime Window Replacement of Single Pane Base_DHP | 47.6812 | 59.2963 | R-All-HVAC-ER-All-All-E | 0 | 0.0047275 | 0.0047165 | 0.0047055 | 0.0046946 | 0.0046836 | 0.0041937 | 0.0033235 | 0.0026289 | 0.0020746 | 0.0016321 | 0.0012789 | 0.00099696 | 0.00077194 | 0.00059233 | 0.00044897 | 0.00033455 | 0 | 0 | 0 | 0 | 0.040069 | 0.040069 | 0.0047275 | 0.009444 | 0.01415 | 0.018844 | 0.023528 | 0.027721 | 0.031045 | 0.033674 | 0.035748 | 0.03738 | 0.038659 | 0.039656 | 0.040069 | 0.040069 | 0.040069 | 0.040069 | 0.040069 | 0.040069 | 0.040069 | 0.040069
Under $70 | Under $55 | ResWx | Under $70 | 66.6784 | HVAC | Rural | SC-Retro | M_Input | Residential | Single Family | WINDOW CL22 Prime Window Replacement of Single Pane Base_Electric Zonal | 53.1737 | 66.6784 | R-All-HVAC-ER-All-All-E | 0 | 0.005421 | 0.0054084 | 0.0053958 | 0.0053832 | 0.0053707 | 0.0048088 | 0.003811 | 0.0030146 | 0.0023789 | 0.0018715 | 0.0014665 | 0.0011432 | 0.00088517 | 0.00067922 | 0.00051483 | 0.00038362 | 0 | 0 | 0 | 0 | 0.045947 | 0.045947 | 0.005421 | 0.010829 | 0.016225 | 0.021608 | 0.026979 | 0.031788 | 0.035599 | 0.038613 | 0.040992 | 0.042864 | 0.04433 | 0.045473 | 0.045947 | 0.045947 | 0.045947 | 0.045947 | 0.045947 | 0.045947 | 0.045947 | 0.045947
Under $85 | Under $65 | ResWx | Under $85 | 83.5084 | HVAC | Rural | SC-Retro | M_Input | Residential | Single Family | WINDOW CL30 Prime Window Replacement of Single Pane Base_Heat Pump | 64.5492 | 83.5084 | R-All-HVAC-ER-All-All-E | 0 | 0.012348 | 0.01232 | 0.012291 | 0.012262 | 0.012234 | 0.010954 | 0.0086811 | 0.0068669 | 0.0054188 | 0.004263 | 0.0033404 | 0.0026041 | 0.0020163 | 0.0015472 | 0.0011727 | 0.00087385 | 0 | 0 | 0 | 0 | 0.10466 | 0.10466 | 0.012348 | 0.024668 | 0.036959 | 0.049221 | 0.061455 | 0.072409 | 0.08109 | 0.087957 | 0.093376 | 0.097639 | 0.10098 | 0.10358 | 0.10466 | 0.10466 | 0.10466 | 0.10466 | 0.10466 | 0.10466 | 0.10466 | 0.10466
Under $70 | Under $55 | ResWx | Under $70 | 65.7505 | HVAC | Rural | SC-Retro | M_Input | Residential | Single Family | WINDOW CL22 Prime Window Replacement of Single Pane Base_DHP | 52.2977 | 65.7505 | R-All-HVAC-ER-All-All-E | 0 | 0.001289 | 0.001286 | 0.001283 | 0.0012801 | 0.0012771 | 0.0011435 | 0.00090621 | 0.00071682 | 0.00056566 | 0.00044501 | 0.00034871 | 0.00027184 | 0.00021048 | 0.00016151 | 0.00012242 | 9.122e-05 | 0 | 0 | 0 | 0 | 0.010925 | 0.010925 | 0.001289 | 0.0025751 | 0.0038581 | 0.0051382 | 0.0064152 | 0.0075587 | 0.0084649 | 0.0091817 | 0.0097474 | 0.010192 | 0.010541 | 0.010813 | 0.010925 | 0.010925 | 0.010925 | 0.010925 | 0.010925 | 0.010925 | 0.010925 | 0.010925
Under $100 | Under $85 | ResWx | Under $100 | 91.3183 | HVAC | Rural | SC-Retro | M_Input | Residential | Single Family | WINDOW CL22 Prime Window Replacement of Single Pane Base_Heat Pump | 70.1461 | 91.3183 | R-All-HVAC-ER-All-All-E | 0 | 0.0033788 | 0.0033709 | 0.0033631 | 0.0033552 | 0.0033474 | 0.0029972 | 0.0023753 | 0.0018789 | 0.0014827 | 0.0011665 | 0.00091402 | 0.00071253 | 0.00055171 | 0.00042335 | 0.00032089 | 0.0002391 | 0 | 0 | 0 | 0 | 0.028638 | 0.028638 | 0.0033788 | 0.0067497 | 0.010113 | 0.013468 | 0.016815 | 0.019813 | 0.022188 | 0.024067 | 0.02555 | 0.026716 | 0.02763 | 0.028343 | 0.028638 | 0.028638 | 0.028638 | 0.028638 | 0.028638 | 0.028638 | 0.028638 | 0.028638
Under $130 | Under $100 | ResWx | Under $130 | 117.4931 | HVAC | Rural | SC-Retro | M_Input | Residential | Single Family | ATTIC R11 - R38_Heat Pump | 88.4253 | 117.4931 | R-All-HVAC-ER-All-All-E | 0 | 0.0027232 | 0.0027169 | 0.0027106 | 0.0027043 | 0.002698 | 0.0024157 | 0.0019145 | 0.0015144 | 0.001195 | 0.00094013 | 0.00073668 | 0.00057429 | 0.00044467 | 0.00034121 | 0.00025863 | 0.00019271 | 0 | 0 | 0 | 0 | 0.023081 | 0.023081 | 0.0027232 | 0.0054401 | 0.0081507 | 0.010855 | 0.013553 | 0.015969 | 0.017883 | 0.019397 | 0.020592 | 0.021533 | 0.022269 | 0.022844 | 0.023081 | 0.023081 | 0.023081 | 0.023081 | 0.023081 | 0.023081 | 0.023081 | 0.023081
Under $115 | Under $85 | ResWx | Under $115 | 105.2806 | HVAC | Rural | SC-Retro | M_Input | Residential | Single Family | WINDOW CL30 Prime Window Replacement of Double Pane Base_Electric FAF | 79.9189 | 105.2806 | R-All-HVAC-ER-All-All-E | 0 | 0.064259 | 0.06411 | 0.06396 | 0.063812 | 0.063663 | 0.057003 | 0.045175 | 0.035734 | 0.028199 | 0.022184 | 0.017383 | 0.013551 | 0.010493 | 0.0080514 | 0.0061027 | 0.0045474 | 0 | 0 | 0 | 0 | 0.54464 | 0.54464 | 0.064259 | 0.12837 | 0.19233 | 0.25614 | 0.3198 | 0.37681 | 0.42198 | 0.45772 | 0.48591 | 0.5081 | 0.52548 | 0.53903 | 0.54464 | 0.54464 | 0.54464 | 0.54464 | 0.54464 | 0.54464 | 0.54464 | 0.54464
Under $130 | Under $100 | ResWx | Under $130 | 127.7062 | HVAC | Rural | SC-Retro | M_Input | Residential | Single Family | ATTIC R11 - R49_Heat Pump | 95.7305 | 127.7062 | R-All-HVAC-ER-All-All-E | 0 | 0.0023161 | 0.0023107 | 0.0023053 | 0.0022999 | 0.0022946 | 0.0020545 | 0.0016282 | 0.001288 | 0.0010164 | 0.00079957 | 0.00062654 | 0.00048843 | 0.00037818 | 0.00029019 | 0.00021996 | 0.0001639 | 0 | 0 | 0 | 0 | 0.01963 | 0.01963 | 0.0023161 | 0.0046268 | 0.0069321 | 0.009232 | 0.011527 | 0.013581 | 0.015209 | 0.016497 | 0.017514 | 0.018313 | 0.01894 | 0.019428 | 0.01963 | 0.01963 | 0.01963 | 0.01963 | 0.01963 | 0.01963 | 0.01963 | 0.01963
Under $115 | Under $85 | ResWx | Under $115 | 107.2476 | HVAC | Rural | SC-Retro | M_Input | Residential | Single Family | WINDOW CL22 Prime Window Replacement of Double Pane Base_Electric FAF | 81.3774 | 107.2476 | R-All-HVAC-ER-All-All-E | 0 | 0.018595 | 0.018551 | 0.018508 | 0.018465 | 0.018422 | 0.016495 | 0.013072 | 0.01034 | 0.0081598 | 0.0064194 | 0.0050302 | 0.0039213 | 0.0030362 | 0.0023298 | 0.0017659 | 0.0013159 | 0 | 0 | 0 | 0 | 0.1576 | 0.1576 | 0.018595 | 0.037146 | 0.055654 | 0.074119 | 0.092541 | 0.10904 | 0.12211 | 0.13245 | 0.14061 | 0.14703 | 0.15206 | 0.15598 | 0.1576 | 0.1576 | 0.1576 | 0.1576 | 0.1576 | 0.1576 | 0.1576 | 0.1576
Over $160 | Under $115 | ResWx | Over $160 | 149.065 | HVAC | Rural | SC-Retro | M_Input | Residential | Single Family | CFM50 Infiltration Reduction_Heat Pump | 103.8697 | 149.065 | R-All-HVAC-ER-All-All-E | 0 | 0.063478 | 0.06333 | 0.063183 | 0.063036 | 0.062889 | 0.05631 | 0.044626 | 0.0353 | 0.027856 | 0.021914 | 0.017172 | 0.013387 | 0.010365 | 0.0079535 | 0.0060285 | 0.0044921 | 0 | 0 | 0 | 0 | 0.53802 | 0.53802 | 0.063478 | 0.12681 | 0.18999 | 0.25303 | 0.31592 | 0.37223 | 0.41685 | 0.45215 | 0.48001 | 0.50192 | 0.51909 | 0.53248 | 0.53802 | 0.53802 | 0.53802 | 0.53802 | 0.53802 | 0.53802 | 0.53802 | 0.53802
Under $130 | Under $100 | ResWx | Under $130 | 118.3716 | HVAC | Rural | SC-Retro | M_Input | Residential | Single Family | ATTIC R19 - R49_DHP | 89.9769 | 118.3716 | R-All-HVAC-ER-All-All-E | 0 | 0.00078039 | 0.00077858 | 0.00077676 | 0.00077496 | 0.00077315 | 0.00069227 | 0.00054863 | 0.00043397 | 0.00034246 | 0.00026941 | 0.00021111 | 0.00016457 | 0.00012743 | 9.7779e-05 | 7.4114e-05 | 5.5225e-05 | 0 | 0 | 0 | 0 | 0.0066144 | 0.0066144 | 0.00078039 | 0.001559 | 0.0023357 | 0.0031107 | 0.0038838 | 0.0045761 | 0.0051247 | 0.0055587 | 0.0059012 | 0.0061706 | 0.0063817 | 0.0065463 | 0.0066144 | 0.0066144 | 0.0066144 | 0.0066144 | 0.0066144 | 0.0066144 | 0.0066144 | 0.0066144
Under $130 | Under $100 | ResWx | Under $130 | 118.6131 | HVAC | Rural | SC-Retro | M_Input | Residential | Single Family | ATTIC R19 - R49_Electric Zonal | 90.3516 | 118.6131 | R-All-HVAC-ER-All-All-E | 0 | 0.0033158 | 0.0033081 | 0.0033004 | 0.0032927 | 0.0032851 | 0.0029414 | 0.0023311 | 0.0018439 | 0.0014551 | 0.0011447 | 0.00089699 | 0.00069925 | 0.00054143 | 0.00041546 | 0.00031491 | 0.00023465 | 0 | 0 | 0 | 0 | 0.028104 | 0.028104 | 0.0033158 | 0.0066239 | 0.0099243 | 0.013217 | 0.016502 | 0.019443 | 0.021775 | 0.023618 | 0.025074 | 0.026218 | 0.027115 | 0.027814 | 0.028104 | 0.028104 | 0.028104 | 0.028104 | 0.028104 | 0.028104 | 0.028104 | 0.028104
Under $130 | Under $100 | ResWx | Under $130 | 120.3761 | HVAC | Rural | SC-Retro | M_Input | Residential | Single Family | ATTIC R19 - R38_DHP | 91.4097 | 120.3761 | R-All-HVAC-ER-All-All-E | 0 | 0.00030076 | 0.00030006 | 0.00029936 | 0.00029867 | 0.00029797 | 0.0002668 | 0.00021144 | 0.00016725 | 0.00013198 | 0.00010383 | 8.1362e-05 | 6.3426e-05 | 4.9111e-05 | 3.7684e-05 | 2.8564e-05 | 2.1284e-05 | 0 | 0 | 0 | 0 | 0.0025492 | 0.0025492 | 0.00030076 | 0.00060083 | 0.00090019 | 0.0011989 | 0.0014968 | 0.0017636 | 0.0019751 | 0.0021423 | 0.0022743 | 0.0023781 | 0.0024595 | 0.0025229 | 0.0025492 | 0.0025492 | 0.0025492 | 0.0025492 | 0.0025492 | 0.0025492 | 0.0025492 | 0.0025492
Under $130 | Under $100 | ResWx | Under $130 | 120.6232 | HVAC | Rural | SC-Retro | M_Input | Residential | Single Family | ATTIC R19 - R38_Electric Zonal | 91.7884 | 120.6232 | R-All-HVAC-ER-All-All-E | 0 | 0.0012779 | 0.001275 | 0.001272 | 0.001269 | 0.0012661 | 0.0011336 | 0.00089841 | 0.00071065 | 0.00056079 | 0.00044118 | 0.0003457 | 0.0002695 | 0.00020867 | 0.00016012 | 0.00012137 | 9.0435e-05 | 0 | 0 | 0 | 0 | 0.010831 | 0.010831 | 0.0012779 | 0.0025529 | 0.0038249 | 0.0050939 | 0.00636 | 0.0074936 | 0.008392 | 0.0091027 | 0.0096635 | 0.010105 | 0.01045 | 0.01072 | 0.010831 | 0.010831 | 0.010831 | 0.010831 | 0.010831 | 0.010831 | 0.010831 | 0.010831
Under $130 | Under $100 | ResWx | Under $130 | 124.0093 | HVAC | Rural | SC-Retro | M_Input | Residential | Single Family | WINDOW CL30 Prime Window Replacement of Double Pane Base_Electric Zonal | 93.9843 | 124.0093 | R-All-HVAC-ER-All-All-E | 0 | 0.41542 | 0.41446 | 0.41349 | 0.41253 | 0.41157 | 0.36851 | 0.29205 | 0.23102 | 0.1823 | 0.14342 | 0.11238 | 0.087606 | 0.067833 | 0.052051 | 0.039453 | 0.029398 | 0 | 0 | 0 | 0 | 3.521 | 3.521 | 0.41542 | 0.82988 | 1.2434 | 1.6559 | 2.0675 | 2.436 | 2.728 | 2.959 | 3.1413 | 3.2848 | 3.3971 | 3.4847 | 3.521 | 3.521 | 3.521 | 3.521 | 3.521 | 3.521 | 3.521 | 3.521
Under $130 | Under $100 | ResWx | Under $130 | 125.5143 | HVAC | Rural | SC-Retro | M_Input | Residential | Single Family | WINDOW CL22 Prime Window Replacement of Double Pane Base_Electric Zonal | 95.0928 | 125.5143 | R-All-HVAC-ER-All-All-E | 0 | 0.12095 | 0.12067 | 0.12039 | 0.12011 | 0.11983 | 0.10729 | 0.085031 | 0.067261 | 0.053077 | 0.041756 | 0.03272 | 0.025507 | 0.01975 | 0.015155 | 0.011487 | 0.0085593 | 0 | 0 | 0 | 0 | 1.0252 | 1.0252 | 0.12095 | 0.24162 | 0.36201 | 0.48212 | 0.60195 | 0.70925 | 0.79428 | 0.86154 | 0.91461 | 0.95637 | 0.98909 | 1.0146 | 1.0252 | 1.0252 | 1.0252 | 1.0252 | 1.0252 | 1.0252 | 1.0252 | 1.0252
Under $130 | Under $100 | ResWx | Under $130 | 122.6428 | HVAC | Rural | SC-Retro | M_Input | Residential | Single Family | WINDOW CL30 Prime Window Replacement of Double Pane Base_DHP | 92.7925 | 122.6428 | R-All-HVAC-ER-All-All-E | 0 | 0.098564 | 0.098334 | 0.098105 | 0.097877 | 0.097649 | 0.087434 | 0.069292 | 0.054811 | 0.043253 | 0.034027 | 0.026663 | 0.020786 | 0.016094 | 0.01235 | 0.0093607 | 0.006975 | 0 | 0 | 0 | 0 | 0.8354 | 0.8354 | 0.098564 | 0.1969 | 0.295 | 0.39288 | 0.49053 | 0.57796 | 0.64726 | 0.70207 | 0.74532 | 0.77935 | 0.80601 | 0.82679 | 0.8354 | 0.8354 | 0.8354 | 0.8354 | 0.8354 | 0.8354 | 0.8354 | 0.8354
Under $130 | Under $100 | ResWx | Under $130 | 124.205 | HVAC | Rural | SC-Retro | M_Input | Residential | Single Family | WINDOW CL22 Prime Window Replacement of Double Pane Base_DHP | 93.9432 | 124.205 | R-All-HVAC-ER-All-All-E | 0 | 0.02868 | 0.028614 | 0.028547 | 0.028481 | 0.028414 | 0.025442 | 0.020163 | 0.015949 | 0.012586 | 0.0099013 | 0.0077585 | 0.0060483 | 0.0046831 | 0.0035935 | 0.0027238 | 0.0020296 | 0 | 0 | 0 | 0 | 0.24309 | 0.24309 | 0.02868 | 0.057294 | 0.085841 | 0.11432 | 0.14274 | 0.16818 | 0.18834 | 0.20429 | 0.21688 | 0.22678 | 0.23453 | 0.24058 | 0.24309 | 0.24309 | 0.24309 | 0.24309 | 0.24309 | 0.24309 | 0.24309 | 0.24309
Over $160 | Over $160 | ResWx | Over $160 | 258.7925 | HVAC | Rural | SC-Retro | M_Input | Residential | Single Family | FLOOR R0 - R30_Heat Pump | 192.3037 | 258.7925 | R-All-HVAC-ER-All-All-E | 0 | 0.010419 | 0.010395 | 0.010371 | 0.010346 | 0.010322 | 0.0092425 | 0.0073247 | 0.005794 | 0.0045722 | 0.0035969 | 0.0028185 | 0.0021972 | 0.0017013 | 0.0013055 | 0.0009895 | 0.00073732 | 0 | 0 | 0 | 0 | 0.088309 | 0.088309 | 0.010419 | 0.020814 | 0.031184 | 0.041531 | 0.051853 | 0.061096 | 0.068421 | 0.074215 | 0.078787 | 0.082384 | 0.085202 | 0.087399 | 0.088309 | 0.088309 | 0.088309 | 0.088309 | 0.088309 | 0.088309 | 0.088309 | 0.088309
Over $160 | Over $160 | ResWx | Over $160 | 260.4997 | HVAC | Rural | SC-Retro | M_Input | Residential | Single Family | FLOOR R0 - R25_Heat Pump | 193.4676 | 260.4997 | R-All-HVAC-ER-All-All-E | 0 | 0.0043577 | 0.0043476 | 0.0043375 | 0.0043274 | 0.0043173 | 0.0038656 | 0.0030635 | 0.0024233 | 0.0019123 | 0.0015044 | 0.0011788 | 0.00091898 | 0.00071156 | 0.000546 | 0.00041386 | 0.00030838 | 0 | 0 | 0 | 0 | 0.036935 | 0.036935 | 0.0043577 | 0.0087053 | 0.013043 | 0.01737 | 0.021687 | 0.025553 | 0.028617 | 0.03104 | 0.032952 | 0.034457 | 0.035635 | 0.036554 | 0.036935 | 0.036935 | 0.036935 | 0.036935 | 0.036935 | 0.036935 | 0.036935 | 0.036935
Over $160 | Over $160 | ResWx | Over $160 | 221.697 | HVAC | Rural | SC-Retro | M_Input | Residential | Single Family | ATTIC R19 - R49_Heat Pump | 163.1273 | 221.697 | R-All-HVAC-ER-All-All-E | 0 | 0.0015153 | 0.0015117 | 0.0015082 | 0.0015047 | 0.0015012 | 0.0013442 | 0.0010653 | 0.00084264 | 0.00066494 | 0.00052311 | 0.00040991 | 0.00031955 | 0.00024742 | 0.00018986 | 0.00014391 | 0.00010723 | 0 | 0 | 0 | 0 | 0.012843 | 0.012843 | 0.0015153 | 0.003027 | 0.0045352 | 0.00604 | 0.0075412 | 0.0088853 | 0.0099506 | 0.010793 | 0.011458 | 0.011981 | 0.012391 | 0.012711 | 0.012843 | 0.012843 | 0.012843 | 0.012843 | 0.012843 | 0.012843 | 0.012843 | 0.012843
Over $160 | Over $160 | ResWx | Over $160 | 224.8754 | HVAC | Rural | SC-Retro | M_Input | Residential | Single Family | ATTIC R19 - R38_Heat Pump | 165.3973 | 224.8754 | R-All-HVAC-ER-All-All-E | 0 | 0.00058463 | 0.00058327 | 0.00058192 | 0.00058056 | 0.00057921 | 0.00051862 | 0.00041101 | 0.00032511 | 0.00025655 | 0.00020183 | 0.00015815 | 0.00012329 | 9.5463e-05 | 7.3252e-05 | 5.5523e-05 | 4.1372e-05 | 0 | 0 | 0 | 0 | 0.0049552 | 0.0049552 | 0.00058463 | 0.0011679 | 0.0017498 | 0.0023304 | 0.0029096 | 0.0034282 | 0.0038392 | 0.0041643 | 0.0044209 | 0.0046227 | 0.0047809 | 0.0049042 | 0.0049552 | 0.0049552 | 0.0049552 | 0.0049552 | 0.0049552 | 0.0049552 | 0.0049552 | 0.0049552
Over $160 | Over $160 | ResWx | Over $160 | 267.6803 | HVAC | Rural | SC-Retro | M_Input | Residential | Single Family | FLOOR R0 - R19_Heat Pump | 198.5151 | 267.6803 | R-All-HVAC-ER-All-All-E | 0 | 0.0070919 | 0.0070754 | 0.0070589 | 0.0070425 | 0.0070261 | 0.006291 | 0.0049857 | 0.0039438 | 0.0031121 | 0.0024483 | 0.0019185 | 0.0014956 | 0.001158 | 0.00088857 | 0.00067352 | 0.00050186 | 0 | 0 | 0 | 0 | 0.060109 | 0.060109 | 0.0070919 | 0.014167 | 0.021226 | 0.028269 | 0.035295 | 0.041586 | 0.046571 | 0.050515 | 0.053627 | 0.056075 | 0.057994 | 0.05949 | 0.060109 | 0.060109 | 0.060109 | 0.060109 | 0.060109 | 0.060109 | 0.060109 | 0.060109
Over $160 | Under $130 | ResWx | Over $160 | 172.0158 | HVAC | Rural | SC-Retro | M_Input | Residential | Single Family | WINDOW CL30 Prime Window Replacement of Double Pane Base_Heat Pump | 126.9588 | 172.0158 | R-All-HVAC-ER-All-All-E | 0 | 0.25036 | 0.24978 | 0.2492 | 0.24862 | 0.24804 | 0.22209 | 0.17601 | 0.13923 | 0.10987 | 0.086432 | 0.067728 | 0.052798 | 0.040881 | 0.031369 | 0.023777 | 0.017717 | 0 | 0 | 0 | 0 | 2.122 | 2.122 | 0.25036 | 0.50014 | 0.74934 | 0.99796 | 1.246 | 1.4681 | 1.6441 | 1.7833 | 1.8932 | 1.9796 | 2.0474 | 2.1002 | 2.122 | 2.122 | 2.122 | 2.122 | 2.122 | 2.122 | 2.122 | 2.122
Over $160 | Over $160 | ResWx | Over $160 | 177.4157 | HVAC | Rural | SC-Retro | M_Input | Residential | Single Family | WINDOW CL22 Prime Window Replacement of Double Pane Base_Heat Pump | 130.9304 | 177.4157 | R-All-HVAC-ER-All-All-E | 0 | 0.071494 | 0.071327 | 0.071161 | 0.070996 | 0.070831 | 0.063421 | 0.050261 | 0.039757 | 0.031374 | 0.024682 | 0.01934 | 0.015077 | 0.011674 | 0.0089578 | 0.0067898 | 0.0050593 | 0 | 0 | 0 | 0 | 0.60596 | 0.60596 | 0.071494 | 0.14282 | 0.21398 | 0.28498 | 0.35581 | 0.41923 | 0.46949 | 0.50925 | 0.54062 | 0.5653 | 0.58464 | 0.59972 | 0.60596 | 0.60596 | 0.60596 | 0.60596 | 0.60596 | 0.60596 | 0.60596 | 0.60596
Under $5 | Under $10 | Showerheads | Under $5 | -83.6249 | Water Heating | Rural | SC-New | M_Input | Residential | Single Family | SF Showerhead Replace_2_00gpm_Any Shower_ AnyWH | 5.062 | -83.6249 | R-All-WH-ERWH-All-All-R | R-All-WH-ERWH-All-All-R | 0.015238 | 0.019238 | 0.022545 | 0.02575 | 0.028063 | 0.031091 | 0.033182 | 0.034044 | 0.033879 | 0.034823 | 0.036073 | 0.036444 | 0.034827 | 0.034788 | 0.034901 | 0.035236 | 0.035575 | 0.035917 | 0.036261 | 0.036609 | 0.63449 | 0.63449 | 0.015238 | 0.034476 | 0.057021 | 0.082771 | 0.11083 | 0.14193 | 0.17511 | 0.20915 | 0.24303 | 0.27785 | 0.31393 | 0.35037 | 0.3852 | 0.41999 | 0.45489 | 0.49012 | 0.5257 | 0.56161 | 0.59788 | 0.63449
Under $5 | Under $10 | Showerheads | Under $5 | -93.3066 | Water Heating | Rural | SC-New | M_Input | Residential | Multifamily - Low Rise | MF Showerhead Replace_2_00gpm_Any Shower_ AnyWH | 6.0003 | -93.3066 | R-All-WH-ERWH-All-All-R | R-All-WH-ERWH-All-All-R | 0.0018543 | 0.0023484 | 0.0028369 | 0.0033076 | 0.0037502 | 0.0041269 | 0.0043712 | 0.0045043 | 0.004618 | 0.0046251 | 0.0046241 | 0.0045929 | 0.0044956 | 0.0044434 | 0.0043164 | 0.0043114 | 0.0043095 | 0.0043109 | 0.0043154 | 0.004323 | 0.080386 | 0.080386 | 0.0018543 | 0.0042026 | 0.0070395 | 0.010347 | 0.014097 | 0.018224 | 0.022596 | 0.0271 | 0.031718 | 0.036343 | 0.040967 | 0.04556 | 0.050056 | 0.054499 | 0.058815 | 0.063127 | 0.067436 | 0.071747 | 0.076063 | 0.080386
Under $5 | Under $10 | Showerheads | Under $5 | -93.3066 | Water Heating | Rural | SC-New | M_Input | Residential | Multifamily - High Rise | MF Showerhead Replace_2_00gpm_Any Shower_ AnyWH | 6.0003 | -93.3066 | R-All-WH-ERWH-All-All-R | R-All-WH-ERWH-All-All-R | 0.00039895 | 0.00052788 | 0.00064197 | 0.0007641 | 0.00085326 | 0.00093894 | 0.00096926 | 0.00099896 | 0.0010116 | 0.0010281 | 0.0010352 | 0.0010249 | 0.0010075 | 0.00097646 | 0.0009742 | 0.00097207 | 0.00097083 | 0.00097046 | 0.00097094 | 0.00097224 | 0.018008 | 0.018008 | 0.00039895 | 0.00092683 | 0.0015688 | 0.0023329 | 0.0031862 | 0.0041251 | 0.0050944 | 0.0060933 | 0.0071049 | 0.008133 | 0.0091682 | 0.010193 | 0.011201 | 0.012177 | 0.013151 | 0.014123 | 0.015094 | 0.016065 | 0.017036 | 0.018008
Under $5 | Under $5 | Showerheads | Under $5 | -72.4258 | Water Heating | Rural | SC-New | M_Input | Residential | Manufactured | MH Showerhead Replace_2_00gpm_Any Shower_ AnyWH | 4.119 | -72.4258 | R-All-WH-ERWH-All-All-R | R-All-WH-ERWH-All-All-R | 0.00055312 | 0.0007524 | 0.00093148 | 0.0010799 | 0.0012008 | 0.0012912 | 0.0013538 | 0.0014093 | 0.0014579 | 0.0014968 | 0.0015268 | 0.0015493 | 0.0015482 | 0.0015485 | 0.0015491 | 0.0015494 | 0.0015496 | 0.0015498 | 0.00155 | 0.0015502 | 0.026998 | 0.026998 | 0.00055312 | 0.0013055 | 0.002237 | 0.0033169 | 0.0045177 | 0.0058089 | 0.0071627 | 0.0085719 | 0.01003 | 0.011527 | 0.013054 | 0.014603 | 0.016151 | 0.0177 | 0.019249 | 0.020798 | 0.022348 | 0.023897 | 0.025447 | 0.026998
Under $5 | Under $5 | Showerheads | Under $5 | -92.3635 | Water Heating | Rural | SC-New | M_Input | Residential | Single Family | SF Showerhead Replace_1_75gpm_Any Shower_ AnyWH | -2.7138 | -92.3635 | R-All-WH-ERWH-All-All-R | R-All-WH-ERWH-All-All-R | 0.0078653 | 0.0099298 | 0.011637 | 0.013291 | 0.014485 | 0.016048 | 0.017127 | 0.017572 | 0.017487 | 0.017974 | 0.01862 | 0.018811 | 0.017977 | 0.017956 | 0.018014 | 0.018188 | 0.018362 | 0.018539 | 0.018717 | 0.018896 | 0.3275 | 0.3275 | 0.0078653 | 0.017795 | 0.029432 | 0.042724 | 0.057208 | 0.073257 | 0.090384 | 0.10796 | 0.12544 | 0.14342 | 0.16204 | 0.18085 | 0.19882 | 0.21678 | 0.2348 | 0.25298 | 0.27135 | 0.28988 | 0.3086 | 0.3275
Under $5 | Under $5 | Showerheads | Under $5 | -102.6085 | Water Heating | Rural | SC-New | M_Input | Residential | Multifamily - Low Rise | MF Showerhead Replace_1_75gpm_Any Shower_ AnyWH | -2.7092 | -102.6085 | R-All-WH-ERWH-All-All-R | R-All-WH-ERWH-All-All-R | 0.00096183 | 0.0012181 | 0.0014715 | 0.0017157 | 0.0019453 | 0.0021407 | 0.0022674 | 0.0023364 | 0.0023954 | 0.0023991 | 0.0023986 | 0.0023824 | 0.0023319 | 0.0023048 | 0.002239 | 0.0022364 | 0.0022354 | 0.0022361 | 0.0022384 | 0.0022424 | 0.041697 | 0.041697 | 0.00096183 | 0.00218 | 0.0036515 | 0.0053672 | 0.0073125 | 0.0094531 | 0.011721 | 0.014057 | 0.016452 | 0.018852 | 0.02125 | 0.023632 | 0.025964 | 0.028269 | 0.030508 | 0.032745 | 0.03498 | 0.037216 | 0.039455 | 0.041697
Under $5 | Under $5 | Showerheads | Under $5 | -102.6085 | Water Heating | Rural | SC-New | M_Input | Residential | Multifamily - High Rise | MF Showerhead Replace_1_75gpm_Any Shower_ AnyWH | -2.7092 | -102.6085 | R-All-WH-ERWH-All-All-R | R-All-WH-ERWH-All-All-R | 0.00020694 | 0.00027381 | 0.000333 | 0.00039635 | 0.0004426 | 0.00048704 | 0.00050277 | 0.00051817 | 0.00052473 | 0.00053327 | 0.00053699 | 0.00053162 | 0.00052262 | 0.0005065 | 0.00050533 | 0.00050422 | 0.00050358 | 0.00050339 | 0.00050364 | 0.00050431 | 0.0093409 | 0.0093409 | 0.00020694 | 0.00048076 | 0.00081375 | 0.0012101 | 0.0016527 | 0.0021397 | 0.0026425 | 0.0031607 | 0.0036854 | 0.0042187 | 0.0047557 | 0.0052873 | 0.0058099 | 0.0063164 | 0.0068217 | 0.007326 | 0.0078295 | 0.0083329 | 0.0088366 | 0.0093409
Under $5 | Under $5 | Showerheads | Under $5 | -79.682 | Water Heating | Rural | SC-New | M_Input | Residential | Manufactured | MH Showerhead Replace_1_75gpm_Any Shower_ AnyWH | -2.7195 | -79.682 | R-All-WH-ERWH-All-All-R | R-All-WH-ERWH-All-All-R | 0.00028707 | 0.0003905 | 0.00048344 | 0.00056047 | 0.0006232 | 0.00067015 | 0.00070263 | 0.00073141 | 0.00075668 | 0.00077685 | 0.00079243 | 0.00080411 | 0.00080353 | 0.00080368 | 0.00080401 | 0.00080413 | 0.00080424 | 0.00080435 | 0.00080447 | 0.00080458 | 0.014012 | 0.014012 | 0.00028707 | 0.00067757 | 0.001161 | 0.0017215 | 0.0023447 | 0.0030148 | 0.0037175 | 0.0044489 | 0.0052056 | 0.0059824 | 0.0067748 | 0.007579 | 0.0083825 | 0.0091862 | 0.0099902 | 0.010794 | 0.011599 | 0.012403 | 0.013207 | 0.014012
Under $5 | Under $5 | Showerheads | Under $5 | -88.286 | Water Heating | Rural | SC-New | M_Input | Residential | Single Family | SF Showerhead Replace_1_50gpm_Any Shower_ AnyWH | -2.7158 | -88.286 | R-All-WH-ERWH-All-All-R | R-All-WH-ERWH-All-All-R | 0.0082482 | 0.010413 | 0.012204 | 0.013938 | 0.01519 | 0.016829 | 0.017961 | 0.018428 | 0.018338 | 0.018849 | 0.019526 | 0.019727 | 0.018852 | 0.018831 | 0.018891 | 0.019073 | 0.019256 | 0.019441 | 0.019628 | 0.019816 | 0.34344 | 0.34344 | 0.0082482 | 0.018661 | 0.030865 | 0.044803 | 0.059993 | 0.076823 | 0.094784 | 0.11321 | 0.13155 | 0.1504 | 0.16992 | 0.18965 | 0.2085 | 0.22733 | 0.24623 | 0.2653 | 0.28455 | 0.304 | 0.32362 | 0.34344
Under $5 | Under $5 | Showerheads | Under $5 | -99.0369 | Water Heating | Rural | SC-New | M_Input | Residential | Multifamily - Low Rise | MF Showerhead Replace_1_50gpm_Any Shower_ AnyWH | -2.711 | -99.0369 | R-All-WH-ERWH-All-All-R | R-All-WH-ERWH-All-All-R | 0.00099857 | 0.0012646 | 0.0015277 | 0.0017812 | 0.0020196 | 0.0022225 | 0.002354 | 0.0024257 | 0.0024869 | 0.0024907 | 0.0024902 | 0.0024734 | 0.002421 | 0.0023929 | 0.0023245 | 0.0023218 | 0.0023208 | 0.0023215 | 0.0023239 | 0.002328 | 0.043289 | 0.043289 | 0.00099857 | 0.0022632 | 0.003791 | 0.0055722 | 0.0075918 | 0.0098142 | 0.012168 | 0.014594 | 0.017081 | 0.019572 | 0.022062 | 0.024535 | 0.026956 | 0.029349 | 0.031673 | 0.033995 | 0.036316 | 0.038638 | 0.040961 | 0.043289
Under $5 | Under $5 | Showerheads | Under $5 | -99.0369 | Water Heating | Rural | SC-New | M_Input | Residential | Multifamily - High Rise | MF Showerhead Replace_1_50gpm_Any Shower_ AnyWH | -2.711 | -99.0369 | R-All-WH-ERWH-All-All-R | R-All-WH-ERWH-All-All-R | 0.00021485 | 0.00028427 | 0.00034572 | 0.00041149 | 0.0004595 | 0.00050564 | 0.00052197 | 0.00053796 | 0.00054478 | 0.00055364 | 0.0005575 | 0.00055192 | 0.00054258 | 0.00052585 | 0.00052463 | 0.00052348 | 0.00052282 | 0.00052262 | 0.00052287 | 0.00052358 | 0.0096977 | 0.0096977 | 0.00021485 | 0.00049912 | 0.00084484 | 0.0012563 | 0.0017158 | 0.0022215 | 0.0027434 | 0.0032814 | 0.0038262 | 0.0043798 | 0.0049373 | 0.0054892 | 0.0060318 | 0.0065577 | 0.0070823 | 0.0076058 | 0.0081286 | 0.0086512 | 0.0091741 | 0.0096977
Under $5 | Under $5 | Showerheads | Under $5 | -76.8344 | Water Heating | Rural | SC-New | M_Input | Residential | Manufactured | MH Showerhead Replace_1_50gpm_Any Shower_ AnyWH | -2.7209 | -76.8344 | R-All-WH-ERWH-All-All-R | R-All-WH-ERWH-All-All-R | 0.0002982 | 0.00040564 | 0.00050219 | 0.0005822 | 0.00064737 | 0.00069613 | 0.00072987 | 0.00075977 | 0.00078602 | 0.00080697 | 0.00082316 | 0.00083529 | 0.00083469 | 0.00083484 | 0.00083518 | 0.0008353 | 0.00083542 | 0.00083554 | 0.00083566 | 0.00083578 | 0.014555 | 0.014555 | 0.0002982 | 0.00070385 | 0.001206 | 0.0017882 | 0.0024356 | 0.0031317 | 0.0038616 | 0.0046214 | 0.0054074 | 0.0062144 | 0.0070375 | 0.0078728 | 0.0087075 | 0.0095423 | 0.010378 | 0.011213 | 0.012048 | 0.012884 | 0.013719 | 0.014555
Under $5 | Under $5 | Showerheads | Under $5 | -138.3121 | Water Heating | Rural | SC-New | M_Input | Residential | Single Family | SF Showerhead Replace_1_50GPM_any shower_HPWH | 3.2429 | -138.3121 | R-All-WH-HPWH-All-All-R | 0 | 0.0026109 | 0.0032962 | 0.0038629 | 0.0044121 | 0.0048083 | 0.0053272 | 0.0056854 | 0.0058331 | 0.0058049 | 0.0059666 | 0.0061808 | 0.0062443 | 0.0059673 | 0.0059607 | 0.0059799 | 0.0060374 | 0.0060954 | 0.006154 | 0.0062131 | 0.0062727 | 0.10871 | 0.10871 | 0.0026109 | 0.0059071 | 0.00977 | 0.014182 | 0.01899 | 0.024318 | 0.030003 | 0.035836 | 0.041641 | 0.047608 | 0.053788 | 0.060033 | 0.066 | 0.071961 | 0.077941 | 0.083978 | 0.090073 | 0.096227 | 0.10244 | 0.10871
Under $5 | Under $5 | Showerheads | Under $5 | -141.6505 | Water Heating | Rural | SC-New | M_Input | Residential | Manufactured | MH Showerhead Replace_1_50GPM_any shower_HPWH | 3.6432 | -141.6505 | R-All-WH-ERWH-All-All-R | R-All-WH-ERWH-All-All-R | 7.0906e-05 | 9.6452e-05 | 0.00011941 | 0.00013843 | 0.00015393 | 0.00016552 | 0.00017355 | 0.00018066 | 0.0001869 | 0.00019188 | 0.00019573 | 0.00019861 | 0.00019847 | 0.00019851 | 0.00019859 | 0.00019862 | 0.00019864 | 0.00019867 | 0.0001987 | 0.00019873 | 0.0034609 | 0.0034609 | 7.0906e-05 | 0.00016736 | 0.00028677 | 0.0004252 | 0.00057913 | 0.00074465 | 0.0009182 | 0.0010989 | 0.0012858 | 0.0014776 | 0.0016734 | 0.001872 | 0.0020704 | 0.002269 | 0.0024675 | 0.0026662 | 0.0028648 | 0.0030635 | 0.0032622 | 0.0034609
Under $5 | Under $10 | Showerheads | Under $5 | -83.6249 | Water Heating | Rural | SC-Retro | M_Input | Residential | Single Family | SF Showerhead Replace_2_00gpm_Any Shower_ AnyWH | 5.062 | -83.6249 | R-All-WH-ERWH-All-All-R | R-All-WH-ERWH-All-All-R | 0.30083 | 0.30473 | 0.30817 | 0.31131 | 0.31428 | 0.27977 | 0.21459 | 0.16201 | 0.11959 | 0.085361 | 0.057782 | 0.035575 | 0.017686 | 0.0032686 | 0 | 0 | 0 | 0 | 0 | 0 | 2.6059 | 2.515 | 0.30083 | 0.60557 | 0.91374 | 1.2251 | 1.5393 | 1.8191 | 2.0337 | 2.1957 | 2.3153 | 2.4007 | 2.4585 | 2.494 | 2.5117 | 2.515 | 2.515 | 2.515 | 2.515 | 2.515 | 2.515 | 2.515
Under $5 | Under $10 | Showerheads | Under $5 | -93.3066 | Water Heating | Rural | SC-Retro | M_Input | Residential | Multifamily - Low Rise | MF Showerhead Replace_2_00gpm_Any Shower_ AnyWH | 6.0003 | -93.3066 | R-All-WH-ERWH-All-All-R | R-All-WH-ERWH-All-All-R | 0.023785 | 0.024283 | 0.02472 | 0.025125 | 0.025512 | 0.022843 | 0.017625 | 0.013392 | 0.0099584 | 0.0071762 | 0.004922 | 0.0030972 | 0.0016208 | 0.00042733 | 0 | 0 | 0 | 0 | 0 | 0 | 0.22725 | 0.20449 | 0.023785 | 0.048067 | 0.072787 | 0.097913 | 0.12342 | 0.14627 | 0.16389 | 0.17728 | 0.18724 | 0.19442 | 0.19934 | 0.20244 | 0.20406 | 0.20449 | 0.20449 | 0.20449 | 0.20449 | 0.20449 | 0.20449 | 0.20449
Under $5 | Under $10 | Showerheads | Under $5 | -93.3066 | Water Heating | Rural | SC-Retro | M_Input | Residential | Multifamily - High Rise | MF Showerhead Replace_2_00gpm_Any Shower_ AnyWH | 6.0003 | -93.3066 | R-All-WH-ERWH-All-All-R | R-All-WH-ERWH-All-All-R | 0.0054242 | 0.0055331 | 0.005631 | 0.0057221 | 0.0058105 | 0.005202 | 0.0040134 | 0.0030482 | 0.0022656 | 0.0016314 | 0.0011181 | 0.00070278 | 0.00036679 | 9.5299e-05 | 0 | 0 | 0 | 0 | 0 | 0 | 0.051556 | 0.046565 | 0.0054242 | 0.010957 | 0.016588 | 0.02231 | 0.028121 | 0.033323 | 0.037336 | 0.040385 | 0.04265 | 0.044282 | 0.0454 | 0.046102 | 0.046469 | 0.046565 | 0.046565 | 0.046565 | 0.046565 | 0.046565 | 0.046565 | 0.046565
Under $5 | Under $5 | Showerheads | Under $5 | -72.4258 | Water Heating | Rural | SC-Retro | M_Input | Residential | Manufactured | MH Showerhead Replace_2_00gpm_Any Shower_ AnyWH | 4.119 | -72.4258 | R-All-WH-ERWH-All-All-R | R-All-WH-ERWH-All-All-R | 0.043924 | 0.043564 | 0.043201 | 0.04284 | 0.042481 | 0.037242 | 0.028197 | 0.021014 | 0.015309 | 0.010778 | 0.0071805 | 0.0043232 | 0.002054 | 0.00025168 | 0 | 0 | 0 | 0 | 0 | 0 | 0.2707 | 0.2707 | 0.043924 | 0.087488 | 0.13069 | 0.17353 | 0.21601 | 0.25325 | 0.2707 | 0.2707 | 0.2707 | 0.2707 | 0.2707 | 0.2707 | 0.2707 | 0.2707 | 0.2707 | 0.2707 | 0.2707 | 0.2707 | 0.2707 | 0.2707
Under $5 | Under $5 | Showerheads | Under $5 | -92.3635 | Water Heating | Rural | SC-Retro | M_Input | Residential | Single Family | SF Showerhead Replace_1_75gpm_Any Shower_ AnyWH | -2.7138 | -92.3635 | R-All-WH-ERWH-All-All-R | R-All-WH-ERWH-All-All-R | 0.15528 | 0.15729 | 0.15907 | 0.16069 | 0.16222 | 0.14441 | 0.11076 | 0.083626 | 0.061729 | 0.04406 | 0.029825 | 0.018363 | 0.0091291 | 0.0016871 | 0 | 0 | 0 | 0 | 0 | 0 | 1.345 | 1.2981 | 0.15528 | 0.31257 | 0.47164 | 0.63233 | 0.79455 | 0.93896 | 1.0497 | 1.1333 | 1.1951 | 1.2391 | 1.269 | 1.2873 | 1.2965 | 1.2981 | 1.2981 | 1.2981 | 1.2981 | 1.2981 | 1.2981 | 1.2981
Under $5 | Under $5 | Showerheads | Under $5 | -102.6085 | Water Heating | Rural | SC-Retro | M_Input | Residential | Multifamily - Low Rise | MF Showerhead Replace_1_75gpm_Any Shower_ AnyWH | -2.7092 | -102.6085 | R-All-WH-ERWH-All-All-R | R-All-WH-ERWH-All-All-R | 0.012337 | 0.012596 | 0.012823 | 0.013033 | 0.013233 | 0.011849 | 0.0091424 | 0.0069466 | 0.0051655 | 0.0037224 | 0.0025531 | 0.0016066 | 0.00084072 | 0.00022166 | 0 | 0 | 0 | 0 | 0 | 0 | 0.11788 | 0.10607 | 0.012337 | 0.024933 | 0.037756 | 0.050788 | 0.064022 | 0.07587 | 0.085013 | 0.091959 | 0.097125 | 0.10085 | 0.1034 | 0.10501 | 0.10585 | 0.10607 | 0.10607 | 0.10607 | 0.10607 | 0.10607 | 0.10607 | 0.10607
Under $5 | Under $5 | Showerheads | Under $5 | -102.6085 | Water Heating | Rural | SC-Retro | M_Input | Residential | Multifamily - High Rise | MF Showerhead Replace_1_75gpm_Any Shower_ AnyWH | -2.7092 | -102.6085 | R-All-WH-ERWH-All-All-R | R-All-WH-ERWH-All-All-R | 0.0028136 | 0.0028701 | 0.0029209 | 0.0029681 | 0.003014 | 0.0026983 | 0.0020818 | 0.0015811 | 0.0011752 | 0.00084624 | 0.00057997 | 0.00036454 | 0.00019026 | 4.9432e-05 | 0 | 0 | 0 | 0 | 0 | 0 | 0.026743 | 0.024154 | 0.0028136 | 0.0056837 | 0.0086045 | 0.011573 | 0.014587 | 0.017285 | 0.019367 | 0.020948 | 0.022123 | 0.022969 | 0.023549 | 0.023914 | 0.024104 | 0.024154 | 0.024154 | 0.024154 | 0.024154 | 0.024154 | 0.024154 | 0.024154
Under $5 | Under $5 | Showerheads | Under $5 | -79.682 | Water Heating | Rural | SC-Retro | M_Input | Residential | Manufactured | MH Showerhead Replace_1_75gpm_Any Shower_ AnyWH | -2.7195 | -79.682 | R-All-WH-ERWH-All-All-R | R-All-WH-ERWH-All-All-R | 0.022797 | 0.02261 | 0.022422 | 0.022234 | 0.022048 | 0.019329 | 0.014634 | 0.010906 | 0.0079453 | 0.005594 | 0.0037267 | 0.0022438 | 0.001066 | 0.00013062 | 0 | 0 | 0 | 0 | 0 | 0 | 0.1405 | 0.1405 | 0.022797 | 0.045407 | 0.067828 | 0.090062 | 0.11211 | 0.13144 | 0.1405 | 0.1405 | 0.1405 | 0.1405 | 0.1405 | 0.1405 | 0.1405 | 0.1405 | 0.1405 | 0.1405 | 0.1405 | 0.1405 | 0.1405 | 0.1405
Under $5 | Under $5 | Showerheads | Under $5 | -88.286 | Water Heating | Rural | SC-Retro | M_Input | Residential | Single Family | SF Showerhead Replace_1_50gpm_Any Shower_ AnyWH | -2.7158 | -88.286 | R-All-WH-ERWH-All-All-R | R-All-WH-ERWH-All-All-R | 0.16284 | 0.16495 | 0.16681 | 0.16851 | 0.17012 | 0.15144 | 0.11616 | 0.087697 | 0.064734 | 0.046205 | 0.031277 | 0.019257 | 0.0095734 | 0.0017692 | 0 | 0 | 0 | 0 | 0 | 0 | 1.4105 | 1.3613 | 0.16284 | 0.32779 | 0.4946 | 0.66311 | 0.83323 | 0.98466 | 1.1008 | 1.1885 | 1.2532 | 1.2995 | 1.3307 | 1.35 | 1.3596 | 1.3613 | 1.3613 | 1.3613 | 1.3613 | 1.3613 | 1.3613 | 1.3613
Under $5 | Under $5 | Showerheads | Under $5 | -99.0369 | Water Heating | Rural | SC-Retro | M_Input | Residential | Multifamily - Low Rise | MF Showerhead Replace_1_50gpm_Any Shower_ AnyWH | -2.711 | -99.0369 | R-All-WH-ERWH-All-All-R | R-All-WH-ERWH-All-All-R | 0.012809 | 0.013077 | 0.013312 | 0.01353 | 0.013739 | 0.012301 | 0.0094916 | 0.0072119 | 0.0053628 | 0.0038645 | 0.0026506 | 0.0016679 | 0.00087283 | 0.00023013 | 0 | 0 | 0 | 0 | 0 | 0 | 0.12238 | 0.11012 | 0.012809 | 0.025885 | 0.039198 | 0.052728 | 0.066467 | 0.078768 | 0.08826 | 0.095472 | 0.10083 | 0.1047 | 0.10735 | 0.10902 | 0.10989 | 0.11012 | 0.11012 | 0.11012 | 0.11012 | 0.11012 | 0.11012 | 0.11012
Under $5 | Under $5 | Showerheads | Under $5 | -99.0369 | Water Heating | Rural | SC-Retro | M_Input | Residential | Multifamily - High Rise | MF Showerhead Replace_1_50gpm_Any Shower_ AnyWH | -2.711 | -99.0369 | R-All-WH-ERWH-All-All-R | R-All-WH-ERWH-All-All-R | 0.0029211 | 0.0029797 | 0.0030324 | 0.0030815 | 0.0031291 | 0.0028014 | 0.0021613 | 0.0016415 | 0.0012201 | 0.00087856 | 0.00060212 | 0.00037847 | 0.00019753 | 5.1321e-05 | 0 | 0 | 0 | 0 | 0 | 0 | 0.027764 | 0.025076 | 0.0029211 | 0.0059007 | 0.0089332 | 0.012015 | 0.015144 | 0.017945 | 0.020106 | 0.021748 | 0.022968 | 0.023847 | 0.024449 | 0.024827 | 0.025025 | 0.025076 | 0.025076 | 0.025076 | 0.025076 | 0.025076 | 0.025076 | 0.025076
Under $5 | Under $5 | Showerheads | Under $5 | -76.8344 | Water Heating | Rural | SC-Retro | M_Input | Residential | Manufactured | MH Showerhead Replace_1_50gpm_Any Shower_ AnyWH | -2.7209 | -76.8344 | R-All-WH-ERWH-All-All-R | R-All-WH-ERWH-All-All-R | 0.023681 | 0.023487 | 0.023291 | 0.023096 | 0.022903 | 0.020078 | 0.015202 | 0.011329 | 0.0082534 | 0.0058109 | 0.0038712 | 0.0023308 | 0.0011073 | 0.00013569 | 0 | 0 | 0 | 0 | 0 | 0 | 0.14594 | 0.14594 | 0.023681 | 0.047167 | 0.070458 | 0.093554 | 0.11646 | 0.13654 | 0.14594 | 0.14594 | 0.14594 | 0.14594 | 0.14594 | 0.14594 | 0.14594 | 0.14594 | 0.14594 | 0.14594 | 0.14594 | 0.14594 | 0.14594 | 0.14594
Under $5 | Under $5 | Showerheads | Under $5 | -138.3121 | Water Heating | Rural | SC-Retro | M_Input | Residential | Single Family | SF Showerhead Replace_1_50GPM_any shower_HPWH | 3.2429 | -138.3121 | R-All-WH-HPWH-All-All-R | 0 | 0.051545 | 0.052213 | 0.052803 | 0.053341 | 0.053849 | 0.047936 | 0.036768 | 0.02776 | 0.020491 | 0.014626 | 0.0099005 | 0.0060955 | 0.0030304 | 0.00056004 | 0 | 0 | 0 | 0 | 0 | 0 | 0.44649 | 0.43092 | 0.051545 | 0.10376 | 0.15656 | 0.2099 | 0.26375 | 0.31169 | 0.34846 | 0.37622 | 0.39671 | 0.41133 | 0.42123 | 0.42733 | 0.43036 | 0.43092 | 0.43092 | 0.43092 | 0.43092 | 0.43092 | 0.43092 | 0.43092
Under $5 | Under $5 | Showerheads | Under $5 | -141.6505 | Water Heating | Rural | SC-Retro | M_Input | Residential | Manufactured | MH Showerhead Replace_1_50GPM_any shower_HPWH | 3.6432 | -141.6505 | R-All-WH-ERWH-All-All-R | R-All-WH-ERWH-All-All-R | 0.0063986 | 0.0063461 | 0.0062933 | 0.0062406 | 0.0061884 | 0.0054251 | 0.0041075 | 0.0030611 | 0.0022301 | 0.0015701 | 0.001046 | 0.00062978 | 0.00029921 | 3.6663e-05 | 0 | 0 | 0 | 0 | 0 | 0 | 0.039434 | 0.039434 | 0.0063986 | 0.012745 | 0.019038 | 0.025279 | 0.031467 | 0.036892 | 0.039434 | 0.039434 | 0.039434 | 0.039434 | 0.039434 | 0.039434 | 0.039434 | 0.039434 | 0.039434 | 0.039434 | 0.039434 | 0.039434 | 0.039434 | 0.039434
Over $160 | Over $160 | Solar Water Heater | Over $160 | 494.0219 | Water Heating | Rural | SC-New | M_Input | Residential | Single Family | SHW Solar Zone 1 | 308.741 | 494.0219 | R-All-WH-SWH-All-All-C | 0 | 0 | 0 | 0 | 0 | 0 | 0 | 0 | 0 | 0 | 0 | 0 | 0 | 0 | 0 | 0 | 0 | 0 | 0 | 0 | 0 | 0 | 0 | 0 | 0 | 0 | 0 | 0 | 0 | 0 | 0 | 0 | 0 | 0 | 0 | 0 | 0 | 0 | 0 | 0 | 0 | 0 | 0
Over $160 | Over $160 | Solar Water Heater | Over $160 | 469.105 | Water Heating | Rural | SC-New | M_Input | Residential | Single Family | SHW Solar Zone 2 | 293.0881 | 469.105 | R-All-WH-SWH-All-All-C | 0 | 0 | 0 | 0 | 0 | 0 | 0 | 0 | 0 | 0 | 0 | 0 | 0 | 0 | 0 | 0 | 0 | 0 | 0 | 0 | 0 | 0 | 0 | 0 | 0 | 0 | 0 | 0 | 0 | 0 | 0 | 0 | 0 | 0 | 0 | 0 | 0 | 0 | 0 | 0 | 0 | 0 | 0
Over $160 | Over $160 | Solar Water Heater | Over $160 | 436.0756 | Water Heating | Rural | SC-New | M_Input | Residential | Single Family | SHW Solar Zone 3 | 272.339 | 436.0756 | R-All-WH-SWH-All-All-C | 0 | 0 | 0 | 0 | 0 | 0 | 0 | 0 | 0 | 0 | 0 | 0 | 0 | 0 | 0 | 0 | 0 | 0 | 0 | 0 | 0 | 0 | 0 | 0 | 0 | 0 | 0 | 0 | 0 | 0 | 0 | 0 | 0 | 0 | 0 | 0 | 0 | 0 | 0 | 0 | 0 | 0 | 0
Over $160 | Over $160 | Solar Water Heater | Over $160 | 374.4208 | Water Heating | Rural | SC-New | M_Input | Residential | Single Family | SHW Solar Zone 4 | 233.6073 | 374.4208 | R-All-WH-SWH-All-All-C | 0 | 0 | 0 | 0 | 0 | 0 | 0 | 0 | 0 | 0 | 0 | 0 | 0 | 0 | 0 | 0 | 0 | 0 | 0 | 0 | 0 | 0 | 0 | 0 | 0 | 0 | 0 | 0 | 0 | 0 | 0 | 0 | 0 | 0 | 0 | 0 | 0 | 0 | 0 | 0 | 0 | 0 | 0
Over $160 | Over $160 | Solar Water Heater | Over $160 | 494.0219 | Water Heating | Rural | SC-New | M_Input | Residential | Multifamily - Low Rise | SHW Solar Zone 1 | 308.741 | 494.0219 | R-All-WH-SWH-All-All-C | 0 | 0 | 0 | 0 | 0 | 0 | 0 | 0 | 0 | 0 | 0 | 0 | 0 | 0 | 0 | 0 | 0 | 0 | 0 | 0 | 0 | 0 | 0 | 0 | 0 | 0 | 0 | 0 | 0 | 0 | 0 | 0 | 0 | 0 | 0 | 0 | 0 | 0 | 0 | 0 | 0 | 0 | 0
Over $160 | Over $160 | Solar Water Heater | Over $160 | 469.105 | Water Heating | Rural | SC-New | M_Input | Residential | Multifamily - Low Rise | SHW Solar Zone 2 | 293.0881 | 469.105 | R-All-WH-SWH-All-All-C | 0 | 0 | 0 | 0 | 0 | 0 | 0 | 0 | 0 | 0 | 0 | 0 | 0 | 0 | 0 | 0 | 0 | 0 | 0 | 0 | 0 | 0 | 0 | 0 | 0 | 0 | 0 | 0 | 0 | 0 | 0 | 0 | 0 | 0 | 0 | 0 | 0 | 0 | 0 | 0 | 0 | 0 | 0
Over $160 | Over $160 | Solar Water Heater | Over $160 | 436.0756 | Water Heating | Rural | SC-New | M_Input | Residential | Multifamily - Low Rise | SHW Solar Zone 3 | 272.339 | 436.0756 | R-All-WH-SWH-All-All-C | 0 | 0 | 0 | 0 | 0 | 0 | 0 | 0 | 0 | 0 | 0 | 0 | 0 | 0 | 0 | 0 | 0 | 0 | 0 | 0 | 0 | 0 | 0 | 0 | 0 | 0 | 0 | 0 | 0 | 0 | 0 | 0 | 0 | 0 | 0 | 0 | 0 | 0 | 0 | 0 | 0 | 0 | 0
Over $160 | Over $160 | Solar Water Heater | Over $160 | 374.4208 | Water Heating | Rural | SC-New | M_Input | Residential | Multifamily - Low Rise | SHW Solar Zone 4 | 233.6073 | 374.4208 | R-All-WH-SWH-All-All-C | 0 | 0 | 0 | 0 | 0 | 0 | 0 | 0 | 0 | 0 | 0 | 0 | 0 | 0 | 0 | 0 | 0 | 0 | 0 | 0 | 0 | 0 | 0 | 0 | 0 | 0 | 0 | 0 | 0 | 0 | 0 | 0 | 0 | 0 | 0 | 0 | 0 | 0 | 0 | 0 | 0 | 0 | 0
Over $160 | Over $160 | Solar Water Heater | Over $160 | 494.0219 | Water Heating | Rural | SC-Retro | M_Input | Residential | Single Family | SHW Solar Zone 1 | 308.741 | 494.0219 | R-All-WH-SWH-All-All-C | 0 | 0.03227 | 0.069129 | 0.10396 | 0.13575 | 0.16362 | 0.17618 | 0.16549 | 0.15543 | 0.14597 | 0.13706 | 0.12868 | 0.12078 | 0.11336 | 0.10637 | 0.099787 | 0.093594 | 0.087766 | 0.08228 | 0.077117 | 0.072257 | 3.5084 | 2.2669 | 0.03227 | 0.1014 | 0.20536 | 0.34111 | 0.50474 | 0.68091 | 0.84641 | 1.0018 | 1.1478 | 1.2849 | 1.4135 | 1.5343 | 1.6477 | 1.7541 | 1.8538 | 1.9474 | 2.0352 | 2.1175 | 2.1946 | 2.2669
Over $160 | Over $160 | Solar Water Heater | Over $160 | 469.105 | Water Heating | Rural | SC-Retro | M_Input | Residential | Single Family | SHW Solar Zone 2 | 293.0881 | 469.105 | R-All-WH-SWH-All-All-C | 0 | 0.043867 | 0.093973 | 0.14132 | 0.18454 | 0.22243 | 0.23949 | 0.22497 | 0.2113 | 0.19843 | 0.18632 | 0.17492 | 0.16419 | 0.1541 | 0.14459 | 0.13565 | 0.12723 | 0.11931 | 0.11185 | 0.10483 | 0.098226 | 4.7693 | 3.0815 | 0.043867 | 0.13784 | 0.27916 | 0.46371 | 0.68613 | 0.92562 | 1.1506 | 1.3619 | 1.5603 | 1.7466 | 1.9216 | 2.0857 | 2.2398 | 2.3844 | 2.5201 | 2.6473 | 2.7666 | 2.8785 | 2.9833 | 3.0815
Over $160 | Over $160 | Solar Water Heater | Over $160 | 436.0756 | Water Heating | Rural | SC-Retro | M_Input | Residential | Single Family | SHW Solar Zone 3 | 272.339 | 436.0756 | R-All-WH-SWH-All-All-C | 0 | 0.026577 | 0.056934 | 0.085622 | 0.11181 | 0.13476 | 0.1451 | 0.1363 | 0.12801 | 0.12022 | 0.11288 | 0.10598 | 0.099477 | 0.09336 | 0.087602 | 0.082183 | 0.077083 | 0.072283 | 0.067765 | 0.063513 | 0.05951 | 2.8895 | 1.867 | 0.026577 | 0.083511 | 0.16913 | 0.28094 | 0.4157 | 0.56079 | 0.69709 | 0.82511 | 0.94532 | 1.0582 | 1.1642 | 1.2637 | 1.357 | 1.4446 | 1.5268 | 1.6039 | 1.6762 | 1.7439 | 1.8074 | 1.867
Over $160 | Over $160 | Solar Water Heater | Over $160 | 374.4208 | Water Heating | Rural | SC-Retro | M_Input | Residential | Single Family | SHW Solar Zone 4 | 233.6073 | 374.4208 | R-All-WH-SWH-All-All-C | 0 | 0.0030878 | 0.0066147 | 0.0099478 | 0.01299 | 0.015656 | 0.016858 | 0.015835 | 0.014873 | 0.013967 | 0.013115 | 0.012313 | 0.011557 | 0.010847 | 0.010178 | 0.0095482 | 0.0089557 | 0.008398 | 0.0078731 | 0.007379 | 0.006914 | 0.33571 | 0.21691 | 0.0030878 | 0.0097024 | 0.01965 | 0.03264 | 0.048296 | 0.065154 | 0.080989 | 0.095862 | 0.10983 | 0.12294 | 0.13526 | 0.14681 | 0.15766 | 0.16784 | 0.17739 | 0.18634 | 0.19474 | 0.20261 | 0.20999 | 0.21691
Over $160 | Over $160 | Solar Water Heater | Over $160 | 494.0219 | Water Heating | Rural | SC-Retro | M_Input | Residential | Multifamily - Low Rise | SHW Solar Zone 1 | 308.741 | 494.0219 | R-All-WH-SWH-All-All-C | 0 | 0.0024453 | 0.0052383 | 0.0078778 | 0.010287 | 0.012399 | 0.01335 | 0.01254 | 0.011778 | 0.011061 | 0.010386 | 0.0097505 | 0.0091525 | 0.0085897 | 0.00806 | 0.0075614 | 0.0070922 | 0.0066505 | 0.0062348 | 0.0058436 | 0.0054754 | 0.26585 | 0.17177 | 0.0024453 | 0.0076836 | 0.015561 | 0.025848 | 0.038247 | 0.051597 | 0.064137 | 0.075915 | 0.086976 | 0.097362 | 0.10711 | 0.11627 | 0.12485 | 0.13291 | 0.14048 | 0.14757 | 0.15422 | 0.16045 | 0.1663 | 0.17177
Over $160 | Over $160 | Solar Water Heater | Over $160 | 469.105 | Water Heating | Rural | SC-Retro | M_Input | Residential | Multifamily - Low Rise | SHW Solar Zone 2 | 293.0881 | 469.105 | R-All-WH-SWH-All-All-C | 0 | 0.0033241 | 0.0071209 | 0.010709 | 0.013984 | 0.016855 | 0.018148 | 0.017047 | 0.016011 | 0.015036 | 0.014118 | 0.013255 | 0.012442 | 0.011677 | 0.010957 | 0.010279 | 0.009641 | 0.0090406 | 0.0084755 | 0.0079437 | 0.0074431 | 0.3614 | 0.23351 | 0.0033241 | 0.010445 | 0.021154 | 0.035138 | 0.051992 | 0.07014 | 0.087187 | 0.1032 | 0.11823 | 0.13235 | 0.14561 | 0.15805 | 0.16973 | 0.18068 | 0.19096 | 0.2006 | 0.20964 | 0.21812 | 0.22606 | 0.23351
Over $160 | Over $160 | Solar Water Heater | Over $160 | 436.0756 | Water Heating | Rural | SC-Retro | M_Input | Residential | Multifamily - Low Rise | SHW Solar Zone 3 | 272.339 | 436.0756 | R-All-WH-SWH-All-All-C | 0 | 0.0020139 | 0.0043142 | 0.0064881 | 0.0084722 | 0.010211 | 0.010995 | 0.010328 | 0.0097004 | 0.0091097 | 0.0085537 | 0.0080304 | 0.0075379 | 0.0070744 | 0.0066381 | 0.0062275 | 0.005841 | 0.0054773 | 0.0051349 | 0.0048127 | 0.0045094 | 0.21895 | 0.14147 | 0.0020139 | 0.0063281 | 0.012816 | 0.021288 | 0.0315 | 0.042495 | 0.052823 | 0.062523 | 0.071633 | 0.080186 | 0.088217 | 0.095755 | 0.10283 | 0.10947 | 0.11569 | 0.12154 | 0.12701 | 0.13215 | 0.13696 | 0.14147
Over $160 | Over $160 | Solar Water Heater | Over $160 | 374.4208 | Water Heating | Rural | SC-Retro | M_Input | Residential | Multifamily - Low Rise | SHW Solar Zone 4 | 233.6073 | 374.4208 | R-All-WH-SWH-All-All-C | 0 | 0.00023398 | 0.00050123 | 0.0007538 | 0.00098431 | 0.0011864 | 0.0012774 | 0.0011999 | 0.001127 | 0.0010584 | 0.00099379 | 0.00093299 | 0.00087577 | 0.00082192 | 0.00077123 | 0.00072352 | 0.00067862 | 0.00063636 | 0.00059659 | 0.00055915 | 0.00052392 | 0.025439 | 0.016436 | 0.00023398 | 0.00073521 | 0.001489 | 0.0024733 | 0.0036597 | 0.0049371 | 0.006137 | 0.007264 | 0.0083224 | 0.0093162 | 0.010249 | 0.011125 | 0.011947 | 0.012718 | 0.013442 | 0.01412 | 0.014757 | 0.015353 | 0.015912 | 0.016436
Under $30 | Under $20 | WIFI enabled tstats | Under $30 | 25.7847 | HVAC | Rural | SC-New | M_Input | Residential | Single Family | WIFI Enabled Thermostat HZ3 | 16.7555 | 25.7847 | R-All-HVAC-ASHP-All-All-E | 0 | 6.5287e-05 | 9.5955e-05 | 0.00013063 | 0.00016914 | 0.00020393 | 0.00024115 | 0.00026839 | 0.00028198 | 0.00028352 | 0.00028918 | 0.00029516 | 0.0002947 | 0.00028405 | 0.00028383 | 0.00028459 | 0.00028684 | 0.00028911 | 0.0002914 | 0.00029371 | 0.00029604 | 0.0049286 | 0.0049286 | 6.5287e-05 | 0.00016124 | 0.00029187 | 0.00046101 | 0.00066494 | 0.0009061 | 0.0011745 | 0.0014565 | 0.00174 | 0.0020292 | 0.0023243 | 0.002619 | 0.0029031 | 0.0031869 | 0.0034715 | 0.0037583 | 0.0040474 | 0.0043388 | 0.0046325 | 0.0049286
Under $25 | Under $20 | WIFI enabled tstats | Under $25 | 24.4634 | HVAC | Rural | SC-New | M_Input | Residential | Single Family | WIFI Enabled Thermostat HZ2 | 15.8661 | 24.4634 | R-All-HVAC-ASHP-All-All-E | 0 | 0.00025358 | 0.00037269 | 0.00050737 | 0.00065696 | 0.00079208 | 0.00093666 | 0.0010424 | 0.0010952 | 0.0011012 | 0.0011232 | 0.0011464 | 0.0011446 | 0.0011033 | 0.0011024 | 0.0011054 | 0.0011141 | 0.0011229 | 0.0011318 | 0.0011408 | 0.0011499 | 0.019143 | 0.019143 | 0.00025358 | 0.00062627 | 0.0011336 | 0.0017906 | 0.0025827 | 0.0035193 | 0.0045618 | 0.005657 | 0.0067582 | 0.0078814 | 0.0090278 | 0.010172 | 0.011276 | 0.012378 | 0.013483 | 0.014598 | 0.01572 | 0.016852 | 0.017993 | 0.019143
Under $25 | Under $20 | WIFI enabled tstats | Under $25 | 24.403 | HVAC | Rural | SC-New | M_Input | Residential | Single Family | WIFI Enabled Thermostat HZ1 | 15.8254 | 24.403 | R-All-HVAC-ASHP-All-All-E | 0 | 0.0014563 | 0.0021404 | 0.0029138 | 0.0037729 | 0.0045489 | 0.0053792 | 0.0059868 | 0.0062899 | 0.0063242 | 0.0064504 | 0.006584 | 0.0065737 | 0.0063362 | 0.0063312 | 0.006348 | 0.0063983 | 0.0064489 | 0.0065 | 0.0065516 | 0.0066036 | 0.10994 | 0.10994 | 0.0014563 | 0.0035967 | 0.0065105 | 0.010283 | 0.014832 | 0.020212 | 0.026198 | 0.032488 | 0.038812 | 0.045263 | 0.051847 | 0.05842 | 0.064757 | 0.071088 | 0.077436 | 0.083834 | 0.090283 | 0.096783 | 0.10333 | 0.10994
Under $30 | Under $20 | WIFI enabled tstats | Under $30 | 25.7847 | HVAC | Rural | SC-Retro | M_Input | Residential | Single Family | WIFI Enabled Thermostat HZ3 | 16.7555 | 25.7847 | R-All-HVAC-ASHP-All-All-E | 0 | 0.0024372 | 0.0031562 | 0.0040239 | 0.0047908 | 0.0055715 | 0.0066411 | 0.0073652 | 0.0075531 | 0.0070919 | 0.0060117 | 0.0045074 | 0.0028872 | 0.0014599 | 0.00041968 | 0 | 0 | 0 | 0 | 0 | 0 | 0.061273 | 0.061273 | 0.0024372 | 0.0055934 | 0.0096173 | 0.014408 | 0.01998 | 0.026621 | 0.033986 | 0.041539 | 0.048631 | 0.054643 | 0.05915 | 0.061273 | 0.061273 | 0.061273 | 0.061273 | 0.061273 | 0.061273 | 0.061273 | 0.061273 | 0.061273
Under $25 | Under $20 | WIFI enabled tstats | Under $25 | 24.4634 | HVAC | Rural | SC-Retro | M_Input | Residential | Single Family | WIFI Enabled Thermostat HZ2 | 15.8661 | 24.4634 | R-All-HVAC-ASHP-All-All-E | 0 | 0.0094664 | 0.012259 | 0.015629 | 0.018608 | 0.02164 | 0.025794 | 0.028607 | 0.029337 | 0.027546 | 0.02335 | 0.017507 | 0.011214 | 0.0056705 | 0.0016301 | 0 | 0 | 0 | 0 | 0 | 0 | 0.23799 | 0.23799 | 0.0094664 | 0.021725 | 0.037354 | 0.055962 | 0.077602 | 0.1034 | 0.132 | 0.16134 | 0.18889 | 0.21224 | 0.22974 | 0.23799 | 0.23799 | 0.23799 | 0.23799 | 0.23799 | 0.23799 | 0.23799 | 0.23799 | 0.23799
Under $25 | Under $20 | WIFI enabled tstats | Under $25 | 24.403 | HVAC | Rural | SC-Retro | M_Input | Residential | Single Family | WIFI Enabled Thermostat HZ1 | 15.8254 | 24.403 | R-All-HVAC-ASHP-All-All-E | 0 | 0.054365 | 0.070402 | 0.089757 | 0.10687 | 0.12428 | 0.14814 | 0.16429 | 0.16848 | 0.15819 | 0.1341 | 0.10054 | 0.064402 | 0.032566 | 0.0093616 | 0 | 0 | 0 | 0 | 0 | 0 | 1.3668 | 1.3668 | 0.054365 | 0.12477 | 0.21453 | 0.32139 | 0.44567 | 0.59381 | 0.7581 | 0.92658 | 1.0848 | 1.2189 | 1.3194 | 1.3668 | 1.3668 | 1.3668 | 1.3668 | 1.3668 | 1.3668 | 1.3668 | 1.3668 | 1.3668
Under $45 | Under $25 | Bi-Level Stairwell Lighting | Under $45 | 43.4845 | Lighting | Urban | SC-NR | M_Input(KSF)_Out | Commercial | Bi-Level Stairwell Lighting-NR | NR_LFStairwell8760_Fix_Repl_from LF_2018 to LF_Bi-Level_Fix | 20.6982 | 43.4845 | C-All-Lgt-LPD Int-All-All-E | 0 | 0.07621 | 0.09218 | 0.10476 | 0.11464 | 0.12238 | 0.1284 | 0.13305 | 0.13663 | 0.13933 | 0.14135 | 0.14283 | 0.14386 | 0.14322 | 0.14258 | 0.14194 | 0.1413 | 0.14065 | 0.14001 | 0.13937 | 0.13873 | 2.2702 | 2.2702 | 0.07621 | 0.16839 | 0.27315 | 0.38779 | 0.51017 | 0.63857 | 0.77162 | 0.90825 | 1.0476 | 1.1889 | 1.3318 | 1.4756 | 1.6188 | 1.7614 | 1.9034 | 2.0447 | 2.1853 | 2.2702 | 2.2702 | 2.2702
Under $100 | Under $60 | Bi-Level Stairwell Lighting | Under $100 | 92.9888 | Lighting | Urban | SC-NR | M_Input(KSF)_Out | Commercial | Bi-Level Stairwell Lighting-NR | NR_LFStairwell3600_Fix_Repl_from LF_2019 to LF_Bi-Level_Fix | 55.8072 | 92.9888 | C-All-Lgt-LPD Int-All-All-E | 0 | 0.0098093 | 0.011865 | 0.013484 | 0.014756 | 0.015752 | 0.016527 | 0.017126 | 0.017586 | 0.017934 | 0.018194 | 0.018384 | 0.018517 | 0.018435 | 0.018352 | 0.018269 | 0.018187 | 0.018104 | 0.018022 | 0.017939 | 0.017856 | 0.29221 | 0.29221 | 0.0098093 | 0.021674 | 0.035159 | 0.049915 | 0.065667 | 0.082193 | 0.099319 | 0.1169 | 0.13484 | 0.15303 | 0.17142 | 0.18993 | 0.20837 | 0.22672 | 0.24499 | 0.26318 | 0.28128 | 0.29221 | 0.29221 | 0.29221
Under $10 | Under $5 | Compressed Air | Under $10 | 6.2786 | Compressed Air | Urban | SC-NR | M_Input | Commercial | Large Off | Compressed Air-NR-Large Off | 3.6182 | 6.2786 | C-LOff-CA-All-All-All-C | 0 | 0.00080027 | 0.0010159 | 0.0012349 | 0.0014538 | 0.0016728 | 0.0018918 | 0.0021107 | 0.0023297 | 0.0025486 | 0.0027676 | 0.0029866 | 0.0032055 | 0.0034245 | 0.0036434 | 0.0038624 | 0.0040813 | 0.0040813 | 0.0040813 | 0.0040812 | 0.0040812 | 0.037967 | 0.037967 | 0.00080027 | 0.0018162 | 0.0030511 | 0.0045049 | 0.0061777 | 0.0080695 | 0.01018 | 0.01251 | 0.015059 | 0.017826 | 0.020813 | 0.024018 | 0.027443 | 0.031086 | 0.034948 | 0.037967 | 0.037967 | 0.037967 | 0.037967 | 0.037967
Under $5 | Under $5 | Compressed Air | Under $5 | 0 | Compressed Air | Urban | SC-NR | M_Input | Commercial | Medium Off | Compressed Air-NR-Medium Off | 0 | 0 | C-Misc-CA-All-All-All-C | 0 | 0 | 0 | 0 | 0 | 0 | 0 | 0 | 0 | 0 | 0 | 0 | 0 | 0 | 0 | 0 | 0 | 0 | 0 | 0 | 0 | 0 | 0 | 0 | 0 | 0 | 0 | 0 | 0 | 0 | 0 | 0 | 0 | 0 | 0 | 0 | 0 | 0 | 0 | 0 | 0 | 0 | 0
Under $5 | Under $5 | Compressed Air | Under $5 | 0 | Compressed Air | Urban | SC-NR | M_Input | Commercial | Small Off | Compressed Air-NR-Small Off | 0 | 0 | C-Misc-CA-All-All-All-C | 0 | 0 | 0 | 0 | 0 | 0 | 0 | 0 | 0 | 0 | 0 | 0 | 0 | 0 | 0 | 0 | 0 | 0 | 0 | 0 | 0 | 0 | 0 | 0 | 0 | 0 | 0 | 0 | 0 | 0 | 0 | 0 | 0 | 0 | 0 | 0 | 0 | 0 | 0 | 0 | 0 | 0 | 0
Under $10 | Under $5 | Compressed Air | Under $10 | 5.881 | Compressed Air | Urban | SC-NR | M_Input | Commercial | XLarge Ret | Compressed Air-NR-XLarge Ret | 3.2233 | 5.881 | C-Ret-CA-All-All-All-C | 0 | 0.0017087 | 0.0021647 | 0.0026314 | 0.0030982 | 0.003565 | 0.0040317 | 0.0044985 | 0.0049652 | 0.005432 | 0.0058988 | 0.0063655 | 0.0068323 | 0.007299 | 0.0077658 | 0.0082326 | 0.0086993 | 0.0086991 | 0.0086989 | 0.0086987 | 0.0086985 | 0.081066 | 0.081066 | 0.0017087 | 0.0038734 | 0.0065048 | 0.009603 | 0.013168 | 0.0172 | 0.021698 | 0.026663 | 0.032095 | 0.037994 | 0.04436 | 0.051192 | 0.058491 | 0.066257 | 0.074489 | 0.081066 | 0.081066 | 0.081066 | 0.081066 | 0.081066
Under $5 | Under $5 | Compressed Air | Under $5 | 0 | Compressed Air | Urban | SC-NR | M_Input | Commercial | Large Ret | Compressed Air-NR-Large Ret | 0 | 0 | C-Ret-CA-All-All-All-C | 0 | 0 | 0 | 0 | 0 | 0 | 0 | 0 | 0 | 0 | 0 | 0 | 0 | 0 | 0 | 0 | 0 | 0 | 0 | 0 | 0 | 0 | 0 | 0 | 0 | 0 | 0 | 0 | 0 | 0 | 0 | 0 | 0 | 0 | 0 | 0 | 0 | 0 | 0 | 0 | 0 | 0 | 0
Under $5 | Under $5 | Compressed Air | Under $5 | 0 | Compressed Air | Urban | SC-NR | M_Input | Commercial | Medium Ret | Compressed Air-NR-Medium Ret | 0 | 0 | C-Ret-CA-All-All-All-C | 0 | 0 | 0 | 0 | 0 | 0 | 0 | 0 | 0 | 0 | 0 | 0 | 0 | 0 | 0 | 0 | 0 | 0 | 0 | 0 | 0 | 0 | 0 | 0 | 0 | 0 | 0 | 0 | 0 | 0 | 0 | 0 | 0 | 0 | 0 | 0 | 0 | 0 | 0 | 0 | 0 | 0 | 0
Under $5 | Under $5 | Compressed Air | Under $5 | 0 | Compressed Air | Urban | SC-NR | M_Input | Commercial | Small Ret | Compressed Air-NR-Small Ret | 0 | 0 | C-Ret-CA-All-All-All-C | 0 | 0 | 0 | 0 | 0 | 0 | 0 | 0 | 0 | 0 | 0 | 0 | 0 | 0 | 0 | 0 | 0 | 0 | 0 | 0 | 0 | 0 | 0 | 0 | 0 | 0 | 0 | 0 | 0 | 0 | 0 | 0 | 0 | 0 | 0 | 0 | 0 | 0 | 0 | 0 | 0 | 0 | 0
Under $10 | Under $5 | Compressed Air | Under $10 | 6.3034 | Compressed Air | Urban | SC-NR | M_Input | Commercial | School K-12 | Compressed Air-NR-School K-12 | 3.644 | 6.3034 | C-Misc-CA-All-All-All-C | 0 | 1.2729e-05 | 1.6136e-05 | 1.9615e-05 | 2.3094e-05 | 2.6573e-05 | 3.0052e-05 | 3.3531e-05 | 3.701e-05 | 4.0489e-05 | 4.3967e-05 | 4.7446e-05 | 5.0925e-05 | 5.4404e-05 | 5.7883e-05 | 6.1362e-05 | 6.4841e-05 | 6.484e-05 | 6.4838e-05 | 6.4837e-05 | 6.4836e-05 | 0.0006039 | 0.0006039 | 1.2729e-05 | 2.8865e-05 | 4.8481e-05 | 7.1575e-05 | 9.8148e-05 | 0.0001282 | 0.00016173 | 0.00019874 | 0.00023923 | 0.0002832 | 0.00033064 | 0.00038157 | 0.00043597 | 0.00049385 | 0.00055522 | 0.0006039 | 0.0006039 | 0.0006039 | 0.0006039 | 0.0006039
Under $10 | Under $5 | Compressed Air | Under $10 | 6.3034 | Compressed Air | Urban | SC-NR | M_Input | Commercial | University | Compressed Air-NR-University | 3.644 | 6.3034 | C-Misc-CA-All-All-All-C | 0 | 1.2729e-05 | 1.6136e-05 | 1.9615e-05 | 2.3094e-05 | 2.6573e-05 | 3.0052e-05 | 3.3531e-05 | 3.701e-05 | 4.0489e-05 | 4.3967e-05 | 4.7446e-05 | 5.0925e-05 | 5.4404e-05 | 5.7883e-05 | 6.1362e-05 | 6.4841e-05 | 6.484e-05 | 6.4838e-05 | 6.4837e-05 | 6.4836e-05 | 0.0006039 | 0.0006039 | 1.2729e-05 | 2.8865e-05 | 4.8481e-05 | 7.1575e-05 | 9.8148e-05 | 0.0001282 | 0.00016173 | 0.00019874 | 0.00023923 | 0.0002832 | 0.00033064 | 0.00038157 | 0.00043597 | 0.00049385 | 0.00055522 | 0.0006039 | 0.0006039 | 0.0006039 | 0.0006039 | 0.0006039
Under $10 | Under $5 | Compressed Air | Under $10 | 6.2036 | Compressed Air | Urban | SC-NR | M_Input | Commercial | Warehouse | Compressed Air-NR-Warehouse | 3.5438 | 6.2036 | C-War-CA-All-All-All-C | 0 | 0.0017765 | 0.0022533 | 0.002739 | 0.0032247 | 0.0037105 | 0.0041962 | 0.0046819 | 0.0051677 | 0.0056534 | 0.0061391 | 0.0066249 | 0.0071106 | 0.0075963 | 0.008082 | 0.0085678 | 0.0090535 | 0.0090534 | 0.0090532 | 0.0090531 | 0.009053 | 0.084285 | 0.084285 | 0.0017765 | 0.0040298 | 0.0067688 | 0.0099935 | 0.013704 | 0.0179 | 0.022582 | 0.02775 | 0.033403 | 0.039542 | 0.046167 | 0.053278 | 0.060874 | 0.068956 | 0.077524 | 0.084285 | 0.084285 | 0.084285 | 0.084285 | 0.084285
Under $10 | Under $5 | Compressed Air | Under $10 | 6.3034 | Compressed Air | Urban | SC-NR | M_Input | Commercial | Supermarket | Compressed Air-NR-Supermarket | 3.644 | 6.3034 | C-Misc-CA-All-All-All-C | 0 | 5.5716e-05 | 7.018e-05 | 8.5332e-05 | 0.00010048 | 0.00011564 | 0.00013079 | 0.00014594 | 0.00016109 | 0.00017625 | 0.0001914 | 0.00020655 | 0.0002217 | 0.00023686 | 0.00025201 | 0.00026716 | 0.00028231 | 0.00028229 | 0.00028226 | 0.00028224 | 0.00028221 | 0.0026433 | 0.0026433 | 5.5716e-05 | 0.0001259 | 0.00021123 | 0.00031171 | 0.00042735 | 0.00055814 | 0.00070408 | 0.00086518 | 0.0010414 | 0.0012328 | 0.0014394 | 0.0016611 | 0.0018979 | 0.0021499 | 0.0024171 | 0.0026433 | 0.0026433 | 0.0026433 | 0.0026433 | 0.0026433
Under $5 | Under $5 | Compressed Air | Under $5 | 0 | Compressed Air | Urban | SC-NR | M_Input | Commercial | MiniMart | Compressed Air-NR-MiniMart | 0 | 0 | C-Misc-CA-All-All-All-C | 0 | 0 | 0 | 0 | 0 | 0 | 0 | 0 | 0 | 0 | 0 | 0 | 0 | 0 | 0 | 0 | 0 | 0 | 0 | 0 | 0 | 0 | 0 | 0 | 0 | 0 | 0 | 0 | 0 | 0 | 0 | 0 | 0 | 0 | 0 | 0 | 0 | 0 | 0 | 0 | 0 | 0 | 0
Under $10 | Under $5 | Compressed Air | Under $10 | 6.3034 | Compressed Air | Urban | SC-NR | M_Input | Commercial | Restaurant | Compressed Air-NR-Restaurant | 3.644 | 6.3034 | C-Misc-CA-All-All-All-C | 0 | 8.058e-06 | 1.0207e-05 | 1.2408e-05 | 1.4609e-05 | 1.681e-05 | 1.901e-05 | 2.1211e-05 | 2.3412e-05 | 2.5613e-05 | 2.7814e-05 | 3.0015e-05 | 3.2216e-05 | 3.4417e-05 | 3.6618e-05 | 3.8819e-05 | 4.102e-05 | 4.1019e-05 | 4.1018e-05 | 4.1017e-05 | 4.1016e-05 | 0.0003823 | 0.0003823 | 8.058e-06 | 1.8265e-05 | 3.0672e-05 | 4.5281e-05 | 6.2091e-05 | 8.1101e-05 | 0.00010231 | 0.00012572 | 0.00015134 | 0.00017915 | 0.00020917 | 0.00024138 | 0.0002758 | 0.00031242 | 0.00035124 | 0.0003823 | 0.0003823 | 0.0003823 | 0.0003823 | 0.0003823
Under $10 | Under $5 | Compressed Air | Under $10 | 6.3034 | Compressed Air | Urban | SC-NR | M_Input | Commercial | Lodging | Compressed Air-NR-Lodging | 3.644 | 6.3034 | C-Misc-CA-All-All-All-C | 0 | 2.048e-05 | 2.6019e-05 | 3.1626e-05 | 3.7233e-05 | 4.284e-05 | 4.8446e-05 | 5.4053e-05 | 5.966e-05 | 6.5267e-05 | 7.0873e-05 | 7.648e-05 | 8.2087e-05 | 8.7694e-05 | 9.3301e-05 | 9.8907e-05 | 0.00010451 | 0.00010451 | 0.00010451 | 0.00010451 | 0.00010451 | 0.00097162 | 0.00097162 | 2.048e-05 | 4.6499e-05 | 7.8125e-05 | 0.00011536 | 0.0001582 | 0.00020664 | 0.0002607 | 0.00032036 | 0.00038562 | 0.0004565 | 0.00053298 | 0.00061506 | 0.00070276 | 0.00079606 | 0.00089497 | 0.00097162 | 0.00097162 | 0.00097162 | 0.00097162 | 0.00097162
Under $10 | Under $5 | Compressed Air | Under $10 | 6.3034 | Compressed Air | Urban | SC-NR | M_Input | Commercial | Hospital | Compressed Air-NR-Hospital | 3.644 | 6.3034 | C-Misc-CA-All-All-All-C | 0 | 3.7494e-06 | 4.7654e-06 | 5.7921e-06 | 6.8189e-06 | 7.8457e-06 | 8.8725e-06 | 9.8993e-06 | 1.0926e-05 | 1.1953e-05 | 1.298e-05 | 1.4006e-05 | 1.5033e-05 | 1.606e-05 | 1.7087e-05 | 1.8114e-05 | 1.914e-05 | 1.914e-05 | 1.914e-05 | 1.914e-05 | 1.914e-05 | 0.00017788 | 0.00017788 | 3.7494e-06 | 8.5148e-06 | 1.4307e-05 | 2.1126e-05 | 2.8972e-05 | 3.7844e-05 | 4.7743e-05 | 5.8669e-05 | 7.0622e-05 | 8.3602e-05 | 9.7608e-05 | 0.00011264 | 0.0001287 | 0.00014579 | 0.0001639 | 0.00017788 | 0.00017788 | 0.00017788 | 0.00017788 | 0.00017788
Under $10 | Under $5 | Compressed Air | Under $10 | 6.3034 | Compressed Air | Urban | SC-NR | M_Input | Commercial | Residential Care | Compressed Air-NR-Residential Care | 3.644 | 6.3034 | C-Misc-CA-All-All-All-C | 0 | 3.7494e-06 | 4.7635e-06 | 5.79e-06 | 6.8165e-06 | 7.8429e-06 | 8.8694e-06 | 9.8959e-06 | 1.0922e-05 | 1.1949e-05 | 1.2975e-05 | 1.4002e-05 | 1.5028e-05 | 1.6055e-05 | 1.7081e-05 | 1.8108e-05 | 1.9134e-05 | 1.9134e-05 | 1.9134e-05 | 1.9134e-05 | 1.9134e-05 | 0.00017788 | 0.00017788 | 3.7494e-06 | 8.5129e-06 | 1.4303e-05 | 2.1119e-05 | 2.8962e-05 | 3.7832e-05 | 4.7728e-05 | 5.865e-05 | 7.0599e-05 | 8.3574e-05 | 9.7576e-05 | 0.0001126 | 0.00012866 | 0.00014574 | 0.00016385 | 0.00017788 | 0.00017788 | 0.00017788 | 0.00017788 | 0.00017788
Under $10 | Under $5 | Compressed Air | Under $10 | 6.3034 | Compressed Air | Urban | SC-NR | M_Input | Commercial | Assembly | Compressed Air-NR-Assembly | 3.644 | 6.3034 | C-Misc-CA-All-All-All-C | 0 | 6.1981e-05 | 7.8533e-05 | 9.5466e-05 | 0.0001124 | 0.00012933 | 0.00014627 | 0.0001632 | 0.00018013 | 0.00019706 | 0.000214 | 0.00023093 | 0.00024786 | 0.0002648 | 0.00028173 | 0.00029866 | 0.0003156 | 0.00031559 | 0.00031558 | 0.00031558 | 0.00031557 | 0.0029406 | 0.0029406 | 6.1981e-05 | 0.00014051 | 0.00023598 | 0.00034838 | 0.00047771 | 0.00062398 | 0.00078717 | 0.0009673 | 0.0011644 | 0.0013784 | 0.0016093 | 0.0018572 | 0.002122 | 0.0024037 | 0.0027023 | 0.0029406 | 0.0029406 | 0.0029406 | 0.0029406 | 0.0029406
Under $10 | Under $5 | Compressed Air | Under $10 | 6.3034 | Compressed Air | Urban | SC-NR | M_Input | Commercial | Other | Compressed Air-NR-Other | 3.644 | 6.3034 | C-Misc-CA-All-All-All-C | 0 | 0.00033592 | 0.00042312 | 0.00051448 | 0.00060584 | 0.00069719 | 0.00078855 | 0.0008799 | 0.00097126 | 0.0010626 | 0.001154 | 0.0012453 | 0.0013367 | 0.001428 | 0.0015194 | 0.0016107 | 0.0017021 | 0.001702 | 0.0017018 | 0.0017016 | 0.0017015 | 0.015937 | 0.015937 | 0.00033592 | 0.00075904 | 0.0012735 | 0.0018794 | 0.0025765 | 0.0033651 | 0.004245 | 0.0052163 | 0.0062789 | 0.0074328 | 0.0086782 | 0.010015 | 0.011443 | 0.012962 | 0.014573 | 0.015937 | 0.015937 | 0.015937 | 0.015937 | 0.015937
Under $5 | Under $5 | Compressed Air | Under $5 | 3.4592 | Compressed Air | Urban | SC-Retro | M_Input | Commercial | Large Off | Compressed Air-Retro-Large Off | -0.20367 | 3.4592 | C-LOff-CA-All-All-All-C | 0 | 0.029524 | 0.029422 | 0.029422 | 0.029422 | 0.029422 | 0.029422 | 0.029422 | 0.029422 | 0.029422 | 0.029422 | 0.029422 | 0.029422 | 0.029422 | 0.029422 | 0.029422 | 0.029422 | 0.029421 | 0.029421 | 0.029421 | 0.02942 | 0.59048 | 0.58853 | 0.029524 | 0.058946 | 0.088367 | 0.11779 | 0.14721 | 0.17663 | 0.20605 | 0.23547 | 0.2649 | 0.29432 | 0.32374 | 0.35316 | 0.38258 | 0.412 | 0.44143 | 0.47085 | 0.50027 | 0.52969 | 0.55911 | 0.58853
Under $5 | Under $5 | Compressed Air | Under $5 | 0 | Compressed Air | Urban | SC-Retro | M_Input | Commercial | Medium Off | Compressed Air-Retro-Medium Off | 0 | 0 | C-Misc-CA-All-All-All-C | 0 | 0 | 0 | 0 | 0 | 0 | 0 | 0 | 0 | 0 | 0 | 0 | 0 | 0 | 0 | 0 | 0 | 0 | 0 | 0 | 0 | 0 | 0 | 0 | 0 | 0 | 0 | 0 | 0 | 0 | 0 | 0 | 0 | 0 | 0 | 0 | 0 | 0 | 0 | 0 | 0 | 0 | 0
Under $5 | Under $5 | Compressed Air | Under $5 | 0 | Compressed Air | Urban | SC-Retro | M_Input | Commercial | Small Off | Compressed Air-Retro-Small Off | 0 | 0 | C-Misc-CA-All-All-All-C | 0 | 0 | 0 | 0 | 0 | 0 | 0 | 0 | 0 | 0 | 0 | 0 | 0 | 0 | 0 | 0 | 0 | 0 | 0 | 0 | 0 | 0 | 0 | 0 | 0 | 0 | 0 | 0 | 0 | 0 | 0 | 0 | 0 | 0 | 0 | 0 | 0 | 0 | 0 | 0 | 0 | 0 | 0
Under $5 | Under $5 | Compressed Air | Under $5 | 3.0644 | Compressed Air | Urban | SC-Retro | M_Input | Commercial | XLarge Ret | Compressed Air-Retro-XLarge Ret | -0.59486 | 3.0644 | C-Ret-CA-All-All-All-C | 0 | 0.063054 | 0.062718 | 0.062718 | 0.062718 | 0.062718 | 0.062718 | 0.062718 | 0.062718 | 0.062718 | 0.062718 | 0.062718 | 0.062718 | 0.062718 | 0.062718 | 0.062718 | 0.062718 | 0.062717 | 0.062715 | 0.062714 | 0.062712 | 1.2611 | 1.2547 | 0.063054 | 0.12577 | 0.18849 | 0.25121 | 0.31393 | 0.37664 | 0.43936 | 0.50208 | 0.5648 | 0.62752 | 0.69024 | 0.75295 | 0.81567 | 0.87839 | 0.94111 | 1.0038 | 1.0665 | 1.1293 | 1.192 | 1.2547
Under $5 | Under $5 | Compressed Air | Under $5 | 0 | Compressed Air | Urban | SC-Retro | M_Input | Commercial | Large Ret | Compressed Air-Retro-Large Ret | 0 | 0 | C-Ret-CA-All-All-All-C | 0 | 0 | 0 | 0 | 0 | 0 | 0 | 0 | 0 | 0 | 0 | 0 | 0 | 0 | 0 | 0 | 0 | 0 | 0 | 0 | 0 | 0 | 0 | 0 | 0 | 0 | 0 | 0 | 0 | 0 | 0 | 0 | 0 | 0 | 0 | 0 | 0 | 0 | 0 | 0 | 0 | 0 | 0
Under $5 | Under $5 | Compressed Air | Under $5 | 0 | Compressed Air | Urban | SC-Retro | M_Input | Commercial | Medium Ret | Compressed Air-Retro-Medium Ret | 0 | 0 | C-Ret-CA-All-All-All-C | 0 | 0 | 0 | 0 | 0 | 0 | 0 | 0 | 0 | 0 | 0 | 0 | 0 | 0 | 0 | 0 | 0 | 0 | 0 | 0 | 0 | 0 | 0 | 0 | 0 | 0 | 0 | 0 | 0 | 0 | 0 | 0 | 0 | 0 | 0 | 0 | 0 | 0 | 0 | 0 | 0 | 0 | 0
Under $5 | Under $5 | Compressed Air | Under $5 | 0 | Compressed Air | Urban | SC-Retro | M_Input | Commercial | Small Ret | Compressed Air-Retro-Small Ret | 0 | 0 | C-Ret-CA-All-All-All-C | 0 | 0 | 0 | 0 | 0 | 0 | 0 | 0 | 0 | 0 | 0 | 0 | 0 | 0 | 0 | 0 | 0 | 0 | 0 | 0 | 0 | 0 | 0 | 0 | 0 | 0 | 0 | 0 | 0 | 0 | 0 | 0 | 0 | 0 | 0 | 0 | 0 | 0 | 0 | 0 | 0 | 0 | 0
Under $5 | Under $5 | Compressed Air | Under $5 | 3.485 | Compressed Air | Urban | SC-Retro | M_Input | Commercial | School K-12 | Compressed Air-Retro-School K-12 | -0.17662 | 3.485 | C-Misc-CA-All-All-All-C | 0 | 0.00046968 | 0.00046746 | 0.00046746 | 0.00046746 | 0.00046746 | 0.00046746 | 0.00046746 | 0.00046746 | 0.00046746 | 0.00046746 | 0.00046746 | 0.00046746 | 0.00046746 | 0.00046746 | 0.00046746 | 0.00046746 | 0.00046745 | 0.00046744 | 0.00046743 | 0.00046742 | 0.0093937 | 0.0093513 | 0.00046968 | 0.00093714 | 0.0014046 | 0.0018721 | 0.0023395 | 0.002807 | 0.0032744 | 0.0037419 | 0.0042093 | 0.0046768 | 0.0051443 | 0.0056117 | 0.0060792 | 0.0065466 | 0.0070141 | 0.0074815 | 0.007949 | 0.0084164 | 0.0088839 | 0.0093513
Under $5 | Under $5 | Compressed Air | Under $5 | 3.485 | Compressed Air | Urban | SC-Retro | M_Input | Commercial | University | Compressed Air-Retro-University | -0.17662 | 3.485 | C-Misc-CA-All-All-All-C | 0 | 0.00046968 | 0.00046746 | 0.00046746 | 0.00046746 | 0.00046746 | 0.00046746 | 0.00046746 | 0.00046746 | 0.00046746 | 0.00046746 | 0.00046746 | 0.00046746 | 0.00046746 | 0.00046746 | 0.00046746 | 0.00046746 | 0.00046745 | 0.00046744 | 0.00046743 | 0.00046742 | 0.0093937 | 0.0093513 | 0.00046968 | 0.00093714 | 0.0014046 | 0.0018721 | 0.0023395 | 0.002807 | 0.0032744 | 0.0037419 | 0.0042093 | 0.0046768 | 0.0051443 | 0.0056117 | 0.0060792 | 0.0065466 | 0.0070141 | 0.0074815 | 0.007949 | 0.0084164 | 0.0088839 | 0.0093513
Under $5 | Under $5 | Compressed Air | Under $5 | 3.3848 | Compressed Air | Urban | SC-Retro | M_Input | Commercial | Warehouse | Compressed Air-Retro-Warehouse | -0.27727 | 3.3848 | C-War-CA-All-All-All-C | 0 | 0.065548 | 0.065268 | 0.065268 | 0.065268 | 0.065268 | 0.065268 | 0.065268 | 0.065268 | 0.065268 | 0.065268 | 0.065268 | 0.065268 | 0.065268 | 0.065268 | 0.065268 | 0.065268 | 0.065267 | 0.065266 | 0.065265 | 0.065264 | 1.311 | 1.3056 | 0.065548 | 0.13082 | 0.19608 | 0.26135 | 0.32662 | 0.39189 | 0.45716 | 0.52242 | 0.58769 | 0.65296 | 0.71823 | 0.78349 | 0.84876 | 0.91403 | 0.9793 | 1.0446 | 1.1098 | 1.1751 | 1.2404 | 1.3056
Under $5 | Under $5 | Compressed Air | Under $5 | 3.485 | Compressed Air | Urban | SC-Retro | M_Input | Commercial | Supermarket | Compressed Air-Retro-Supermarket | -0.17662 | 3.485 | C-Misc-CA-All-All-All-C | 0 | 0 | 0 | 0 | 0 | 0 | 0 | 0 | 0 | 0 | 0 | 0 | 0 | 0 | 0 | 0 | 0 | 0 | 0 | 0 | 0 | 0.047538 | 0 | 0 | 0 | 0 | 0 | 0 | 0 | 0 | 0 | 0 | 0 | 0 | 0 | 0 | 0 | 0 | 0 | 0 | 0 | 0 | 0
Under $5 | Under $5 | Compressed Air | Under $5 | 0 | Compressed Air | Urban | SC-Retro | M_Input | Commercial | MiniMart | Compressed Air-Retro-MiniMart | 0 | 0 | C-Misc-CA-All-All-All-C | 0 | 0 | 0 | 0 | 0 | 0 | 0 | 0 | 0 | 0 | 0 | 0 | 0 | 0 | 0 | 0 | 0 | 0 | 0 | 0 | 0 | 0 | 0 | 0 | 0 | 0 | 0 | 0 | 0 | 0 | 0 | 0 | 0 | 0 | 0 | 0 | 0 | 0 | 0 | 0 | 0 | 0 | 0
Under $5 | Under $5 | Compressed Air | Under $5 | 3.485 | Compressed Air | Urban | SC-Retro | M_Input | Commercial | Restaurant | Compressed Air-Retro-Restaurant | -0.17662 | 3.485 | C-Misc-CA-All-All-All-C | 0 | 0 | 0 | 0 | 0 | 0 | 0 | 0 | 0 | 0 | 0 | 0 | 0 | 0 | 0 | 0 | 0 | 0 | 0 | 0 | 0 | 0.0068753 | 0 | 0 | 0 | 0 | 0 | 0 | 0 | 0 | 0 | 0 | 0 | 0 | 0 | 0 | 0 | 0 | 0 | 0 | 0 | 0 | 0
Under $5 | Under $5 | Compressed Air | Under $5 | 3.485 | Compressed Air | Urban | SC-Retro | M_Input | Commercial | Lodging | Compressed Air-Retro-Lodging | -0.17662 | 3.485 | C-Misc-CA-All-All-All-C | 0 | 0 | 0 | 0 | 0 | 0 | 0 | 0 | 0 | 0 | 0 | 0 | 0 | 0 | 0 | 0 | 0 | 0 | 0 | 0 | 0 | 0.017474 | 0 | 0 | 0 | 0 | 0 | 0 | 0 | 0 | 0 | 0 | 0 | 0 | 0 | 0 | 0 | 0 | 0 | 0 | 0 | 0 | 0
Under $5 | Under $5 | Compressed Air | Under $5 | 3.485 | Compressed Air | Urban | SC-Retro | M_Input | Commercial | Hospital | Compressed Air-Retro-Hospital | -0.17662 | 3.485 | C-Misc-CA-All-All-All-C | 0 | 0.00013831 | 0.00013797 | 0.00013797 | 0.00013797 | 0.00013797 | 0.00013797 | 0.00013797 | 0.00013797 | 0.00013797 | 0.00013797 | 0.00013797 | 0.00013797 | 0.00013797 | 0.00013797 | 0.00013797 | 0.00013797 | 0.00013797 | 0.00013797 | 0.00013797 | 0.00013797 | 0.0027661 | 0.0027597 | 0.00013831 | 0.00027628 | 0.00041425 | 0.00055222 | 0.00069019 | 0.00082816 | 0.00096613 | 0.0011041 | 0.0012421 | 0.00138 | 0.001518 | 0.001656 | 0.0017939 | 0.0019319 | 0.0020699 | 0.0022079 | 0.0023458 | 0.0024838 | 0.0026218 | 0.0027597
Under $5 | Under $5 | Compressed Air | Under $5 | 3.485 | Compressed Air | Urban | SC-Retro | M_Input | Commercial | Residential Care | Compressed Air-Retro-Residential Care | -0.17662 | 3.485 | C-Misc-CA-All-All-All-C | 0 | 0 | 0 | 0 | 0 | 0 | 0 | 0 | 0 | 0 | 0 | 0 | 0 | 0 | 0 | 0 | 0 | 0 | 0 | 0 | 0 | 0.0031991 | 0 | 0 | 0 | 0 | 0 | 0 | 0 | 0 | 0 | 0 | 0 | 0 | 0 | 0 | 0 | 0 | 0 | 0 | 0 | 0 | 0
Under $5 | Under $5 | Compressed Air | Under $5 | 3.485 | Compressed Air | Urban | SC-Retro | M_Input | Commercial | Assembly | Compressed Air-Retro-Assembly | -0.17662 | 3.485 | C-Misc-CA-All-All-All-C | 0 | 0.0022872 | 0.0022753 | 0.0022753 | 0.0022753 | 0.0022753 | 0.0022753 | 0.0022753 | 0.0022753 | 0.0022753 | 0.0022753 | 0.0022753 | 0.0022753 | 0.0022753 | 0.0022753 | 0.0022753 | 0.0022753 | 0.0022752 | 0.0022752 | 0.0022751 | 0.0022751 | 0.045743 | 0.045517 | 0.0022872 | 0.0045624 | 0.0068377 | 0.009113 | 0.011388 | 0.013664 | 0.015939 | 0.018214 | 0.020489 | 0.022765 | 0.02504 | 0.027315 | 0.029591 | 0.031866 | 0.034141 | 0.036416 | 0.038692 | 0.040967 | 0.043242 | 0.045517
Under $5 | Under $5 | Compressed Air | Under $5 | 3.485 | Compressed Air | Urban | SC-Retro | M_Input | Commercial | Other | Compressed Air-Retro-Other | -0.17662 | 3.485 | C-Misc-CA-All-All-All-C | 0 | 0.012404 | 0.012275 | 0.012275 | 0.012275 | 0.012275 | 0.012275 | 0.012275 | 0.012275 | 0.012275 | 0.012275 | 0.012275 | 0.012275 | 0.012275 | 0.012275 | 0.012275 | 0.012275 | 0.012274 | 0.012273 | 0.012271 | 0.01227 | 0.24808 | 0.24562 | 0.012404 | 0.024679 | 0.036954 | 0.049229 | 0.061504 | 0.073779 | 0.086054 | 0.098329 | 0.1106 | 0.12288 | 0.13515 | 0.14743 | 0.1597 | 0.17198 | 0.18425 | 0.19653 | 0.2088 | 0.22108 | 0.23335 | 0.24562
Under $5 | Under $5 | Monitor | Under $5 | -0.87343 | Electronics | Urban | SC-NR | M_Input | Commercial | All | ENERGY STAR Display | -0.87343 | -0.87343 | C-Off-Plug-CPU-All-All-C | 0 | 0.25012 | 0.25817 | 0.26122 | 0.26196 | 0.26166 | 0.26104 | 0.26023 | 0.25935 | 0.25844 | 0.25759 | 0.25676 | 0.25586 | 0.25491 | 0.25404 | 0.25319 | 0.25236 | 0.25154 | 0.25071 | 0.24989 | 0.24907 | 5.14 | 5.1181 | 0.25012 | 0.50829 | 0.7695 | 1.0315 | 1.2931 | 1.5542 | 1.8144 | 2.0737 | 2.3322 | 2.5898 | 2.8465 | 3.1024 | 3.3573 | 3.6113 | 3.8645 | 4.1169 | 4.3684 | 4.6191 | 4.869 | 5.1181
Under $5 | Under $5 | Desktop | Under $5 | -1.0655 | Electronics | Urban | SC-NR (2) | M_Input | Commercial | All | ENERGY STAR Desktop | -1.0655 | -1.0655 | C-Off-Plug-CPU-All-All-C | 0 | 0.57368 | 0.59213 | 0.59912 | 0.60084 | 0.60014 | 0.59872 | 0.59687 | 0.59485 | 0.59277 | 0.59082 | 0.5889 | 0.58684 | 0.58466 | 0.58266 | 0.58072 | 0.57882 | 0.57692 | 0.57503 | 0.57315 | 0.57127 | 11.789 | 11.7389 | 0.57368 | 1.1658 | 1.7649 | 2.3658 | 2.9659 | 3.5646 | 4.1615 | 4.7563 | 5.3491 | 5.9399 | 6.5288 | 7.1157 | 7.7003 | 8.283 | 8.8637 | 9.4425 | 10.0195 | 10.5945 | 11.1677 | 11.7389
Under $5 | Under $5 | Laptop | Under $5 | -0.87343 | Electronics | Urban | SC-NR (3) | M_Input | Commercial | All | ENERGY STAR Laptop | -0.87343 | -0.87343 | C-Off-Plug-CPU-All-All-C | 0 | 0.013641 | 0.020158 | 0.027275 | 0.034517 | 0.041292 | 0.047074 | 0.05148 | 0.054426 | 0.0561 | 0.056869 | 0.057095 | 0.057042 | 0.056874 | 0.056693 | 0.056509 | 0.056328 | 0.056147 | 0.055967 | 0.055788 | 0.055609 | 1.134 | 0.96688 | 0.013641 | 0.033799 | 0.061074 | 0.095591 | 0.13688 | 0.18396 | 0.23544 | 0.28986 | 0.34596 | 0.40283 | 0.45993 | 0.51697 | 0.57384 | 0.63053 | 0.68704 | 0.74337 | 0.79952 | 0.85549 | 0.91127 | 0.96688
Under $20 | Under $15 | Cooking Equipment | Under $20 | 16.0145 | Food Preparation | Urban | SC-NR | Measure InputOutput | Commercial | All | Fryers | 10.1244 | 16.0145 | C-All-Food-Cook-All-All-C | 0 | 0.010638 | 0.01499 | 0.019744 | 0.024582 | 0.029107 | 0.032969 | 0.035912 | 0.03788 | 0.038998 | 0.039512 | 0.039662 | 0.039627 | 0.039515 | 0.039394 | 0.039271 | 0.03915 | 0.03903 | 0.03891 | 0.03879 | 0.03867 | 0.45127 | 0.45127 | 0.010638 | 0.025628 | 0.045373 | 0.069954 | 0.099061 | 0.13203 | 0.16794 | 0.20582 | 0.24482 | 0.28433 | 0.32399 | 0.36362 | 0.40314 | 0.44253 | 0.45127 | 0.45127 | 0.45127 | 0.45127 | 0.45127 | 0.45127
Under $60 | Under $40 | Cooking Equipment | Under $60 | 55.7059 | Food Preparation | Urban | SC-NR | Measure InputOutput | Commercial | All | HFHC (Wt Average Size) | 36.0449 | 55.7059 | C-All-Food-Cook-All-All-C | 0 | 0.013185 | 0.017236 | 0.021661 | 0.026164 | 0.030376 | 0.033971 | 0.036711 | 0.038542 | 0.039583 | 0.040061 | 0.040202 | 0.040169 | 0.040065 | 0.039952 | 0.039837 | 0.039725 | 0.039613 | 0.039501 | 0.039389 | 0.039278 | 0.48571 | 0.48571 | 0.013185 | 0.030421 | 0.052082 | 0.078246 | 0.10862 | 0.14259 | 0.1793 | 0.21785 | 0.25743 | 0.29749 | 0.33769 | 0.37786 | 0.41793 | 0.45788 | 0.48571 | 0.48571 | 0.48571 | 0.48571 | 0.48571 | 0.48571
Under $5 | Under $5 | Cooking Equipment | Under $5 | -15.8501 | Food Preparation | Urban | SC-NR | Measure InputOutput | Commercial | All | Steamer (Wt Average Size) | -1.4686 | -15.8501 | C-All-Food-Cook-All-All-C | 0 | 0.21581 | 0.28225 | 0.35483 | 0.42868 | 0.49777 | 0.55673 | 0.60167 | 0.6317 | 0.64877 | 0.65661 | 0.65892 | 0.65838 | 0.65667 | 0.65482 | 0.65294 | 0.6511 | 0.64926 | 0.64742 | 0.64559 | 0.64377 | 7.9574 | 7.9574 | 0.21581 | 0.49806 | 0.85289 | 1.2816 | 1.7793 | 2.3361 | 2.9377 | 3.5694 | 4.2182 | 4.8748 | 5.5337 | 6.1921 | 6.8488 | 7.5036 | 7.9574 | 7.9574 | 7.9574 | 7.9574 | 7.9574 | 7.9574
Under $5 | Under $5 | Cooking Equipment | Under $5 | -7.5512 | Food Preparation | Urban | SC-NR | Measure InputOutput | Commercial | All | Combi Oven (Wt Average) | 0.22236 | -7.5512 | C-All-Food-Cook-All-All-C | 0 | 0.064319 | 0.090635 | 0.11938 | 0.14863 | 0.17599 | 0.19934 | 0.21713 | 0.22903 | 0.23579 | 0.23889 | 0.23981 | 0.23959 | 0.23892 | 0.23818 | 0.23744 | 0.23671 | 0.23598 | 0.23525 | 0.23453 | 0.23381 | 2.7284 | 2.7284 | 0.064319 | 0.15495 | 0.27433 | 0.42296 | 0.59894 | 0.79828 | 1.0154 | 1.2444 | 1.4802 | 1.7191 | 1.9589 | 2.1985 | 2.4374 | 2.6756 | 2.7284 | 2.7284 | 2.7284 | 2.7284 | 2.7284 | 2.7284
Under $30 | Under $20 | Cooking Equipment | Under $30 | 29.6448 | Food Preparation | Urban | SC-NR | Measure InputOutput | Commercial | All | Convection Oven (Wt Average) | 19.1606 | 29.6448 | C-All-Food-Cook-All-All-C | 0 | 0.022791 | 0.029795 | 0.037445 | 0.04523 | 0.052512 | 0.058727 | 0.063464 | 0.06663 | 0.068429 | 0.069256 | 0.069498 | 0.069442 | 0.069262 | 0.069066 | 0.068869 | 0.068674 | 0.06848 | 0.068287 | 0.068094 | 0.067901 | 0.83963 | 0.83963 | 0.022791 | 0.052585 | 0.09003 | 0.13526 | 0.18777 | 0.2465 | 0.30996 | 0.37659 | 0.44502 | 0.51428 | 0.58378 | 0.65322 | 0.72248 | 0.79154 | 0.83963 | 0.83963 | 0.83963 | 0.83963 | 0.83963 | 0.83963
Under $5 | Under $5 | Data Centers | Under $5 | 3.0642 | Electronics | Urban | SC-NR | M_Input | Commercial | Commercial | Best Practice | 1.7616 | 3.0642 | I-All-SecTotal-All-All-All-E | 0 | 1.7719 | 2.5784 | 3.4761 | 4.2521 | 5.0493 | 5.8257 | 6.5454 | 6.9832 | 7.3364 | 7.6386 | 7.9258 | 8.1149 | 8.3316 | 8.5832 | 8.8716 | 9.1394 | 9.4435 | 9.7843 | 10.1627 | 10.5498 | 37.0876 | 37.0876 | 1.7719 | 4.3503 | 7.8264 | 12.0785 | 17.1277 | 22.9534 | 29.4989 | 36.482 | 37.0876 | 37.0876 | 37.0876 | 37.0876 | 37.0876 | 37.0876 | 37.0876 | 37.0876 | 37.0876 | 37.0876 | 37.0876 | 37.0876
Under $15 | Under $10 | Data Centers | Under $15 | 10.7057 | Electronics | Urban | SC-NR | M_Input | Commercial | Commercial | Commercial Technology | 6.7551 | 10.7057 | I-All-SecTotal-All-All-All-E | 0 | 0.81826 | 1.1907 | 1.6053 | 1.9636 | 2.3318 | 2.6903 | 3.0227 | 3.2249 | 3.388 | 3.5275 | 3.6602 | 3.7475 | 3.8476 | 3.9638 | 4.097 | 4.2206 | 4.3611 | 4.5184 | 4.6932 | 4.8719 | 17.1272 | 17.1272 | 0.81826 | 2.009 | 3.6143 | 5.5779 | 7.9097 | 10.6 | 13.6228 | 16.8476 | 17.1272 | 17.1272 | 17.1272 | 17.1272 | 17.1272 | 17.1272 | 17.1272 | 17.1272 | 17.1272 | 17.1272 | 17.1272 | 17.1272
Under $10 | Under $5 | Data Centers | Under $10 | 6.2707 | Electronics | Urban | SC-NR | M_Input | Commercial | Commercial | Cutting Edge | 3.8537 | 6.2707 | I-All-SecTotal-All-All-All-E | 0 | 0.1934 | 0.28144 | 0.37942 | 0.46412 | 0.55113 | 0.63588 | 0.71444 | 0.76222 | 0.80077 | 0.83375 | 0.8651 | 0.88574 | 0.9094 | 0.93686 | 0.96834 | 0.99758 | 1.0308 | 1.068 | 1.1093 | 1.1515 | 4.0481 | 4.0481 | 0.1934 | 0.47484 | 0.85426 | 1.3184 | 1.8695 | 2.5054 | 3.2198 | 3.982 | 4.0481 | 4.0481 | 4.0481 | 4.0481 | 4.0481 | 4.0481 | 4.0481 | 4.0481 | 4.0481 | 4.0481 | 4.0481 | 4.0481
Under $65 | Under $45 | Demand Control Ventilation | Under $65 | 63.865 | HVAC | Urban | SC-RETRO | M-IO Retro | Commercial | Large Off | Demand Control Ventilation-Retro-Large Off | 42.4234 | 63.865 | C-Off-HVAC-Vent-All-All-E | 0 | 0.011871 | 0.011834 | 0.011796 | 0.011758 | 0.011721 | 0.010441 | 0.0081778 | 0.0063727 | 0.004933 | 0.0037846 | 0.0028687 | 0.0021382 | 0.0015555 | 0.0010908 | 0.00072009 | 0.00042444 | 0 | 0 | 0 | 0 | 0.094422 | 0.094422 | 0.011871 | 0.023705 | 0.035501 | 0.047259 | 0.05898 | 0.069421 | 0.077599 | 0.083972 | 0.088905 | 0.092689 | 0.094422 | 0.094422 | 0.094422 | 0.094422 | 0.094422 | 0.094422 | 0.094422 | 0.094422 | 0.094422 | 0.094422
Under $65 | Under $45 | Demand Control Ventilation | Under $65 | 63.865 | HVAC | Urban | SC-RETRO | M-IO Retro | Commercial | Medium Off | Demand Control Ventilation-Retro-Medium Off | 42.4234 | 63.865 | C-Off-HVAC-Vent-All-All-E | 0 | 0.034434 | 0.034324 | 0.034215 | 0.034105 | 0.033997 | 0.030285 | 0.02372 | 0.018484 | 0.014308 | 0.010978 | 0.0083209 | 0.0062019 | 0.0045118 | 0.0031638 | 0.0020887 | 0.0012311 | 0 | 0 | 0 | 0 | 0.27387 | 0.27387 | 0.034434 | 0.068758 | 0.10297 | 0.13708 | 0.17107 | 0.20136 | 0.22508 | 0.24356 | 0.25787 | 0.26885 | 0.27387 | 0.27387 | 0.27387 | 0.27387 | 0.27387 | 0.27387 | 0.27387 | 0.27387 | 0.27387 | 0.27387
Under $65 | Under $45 | Demand Control Ventilation | Under $65 | 63.8585 | HVAC | Urban | SC-RETRO | M-IO Retro | Commercial | Small Off | Demand Control Ventilation-Retro-Small Off | 42.4234 | 63.8585 | C-Off-HVAC-Vent-All-All-E | 0 | 0.039426 | 0.0393 | 0.039175 | 0.03905 | 0.038925 | 0.034675 | 0.027159 | 0.021164 | 0.016383 | 0.012569 | 0.0095272 | 0.007101 | 0.0051659 | 0.0036225 | 0.0023915 | 0.0014096 | 0 | 0 | 0 | 0 | 0.31358 | 0.31358 | 0.039426 | 0.078726 | 0.1179 | 0.15695 | 0.19588 | 0.23055 | 0.25771 | 0.27887 | 0.29526 | 0.30783 | 0.31358 | 0.31358 | 0.31358 | 0.31358 | 0.31358 | 0.31358 | 0.31358 | 0.31358 | 0.31358 | 0.31358
Under $15 | Under $10 | Demand Control Ventilation | Under $15 | 10.5498 | HVAC | Urban | SC-RETRO | M-IO Retro | Commercial | Xlarge Ret | Demand Control Ventilation-Retro-Xlarge Ret | 6.5732 | 10.5498 | C-Ret-HVAC-Vent-All-All-E | 0 | 0.19443 | 0.19348 | 0.19254 | 0.1916 | 0.19067 | 0.16958 | 0.13265 | 0.10323 | 0.079811 | 0.061159 | 0.046307 | 0.034479 | 0.02506 | 0.01756 | 0.011588 | 0.0068316 | 0 | 0 | 0 | 0 | 1.4996 | 1.4996 | 0.19443 | 0.38792 | 0.58046 | 0.77206 | 0.96272 | 1.1323 | 1.265 | 1.3682 | 1.448 | 1.4996 | 1.4996 | 1.4996 | 1.4996 | 1.4996 | 1.4996 | 1.4996 | 1.4996 | 1.4996 | 1.4996 | 1.4996
Under $15 | Under $10 | Demand Control Ventilation | Under $15 | 10.4781 | HVAC | Urban | SC-RETRO | M-IO Retro | Commercial | Large Ret | Demand Control Ventilation-Retro-Large Ret | 6.5303 | 10.4781 | C-Ret-HVAC-Vent-All-All-E | 0 | 0.15382 | 0.15307 | 0.15232 | 0.15158 | 0.15084 | 0.13416 | 0.10494 | 0.081671 | 0.063141 | 0.048385 | 0.036635 | 0.027277 | 0.019826 | 0.013892 | 0.0091674 | 0.0054047 | 0 | 0 | 0 | 0 | 1.1864 | 1.1864 | 0.15382 | 0.30689 | 0.45922 | 0.6108 | 0.76164 | 0.8958 | 1.0007 | 1.0824 | 1.1456 | 1.1864 | 1.1864 | 1.1864 | 1.1864 | 1.1864 | 1.1864 | 1.1864 | 1.1864 | 1.1864 | 1.1864 | 1.1864
Under $20 | Under $15 | Demand Control Ventilation | Under $20 | 18.5569 | HVAC | Urban | SC-RETRO | M-IO Retro | Commercial | Medium Ret | Demand Control Ventilation-Retro-Medium Ret | 11.9904 | 18.5569 | C-Ret-HVAC-Vent-All-All-E | 0 | 0.034473 | 0.034305 | 0.034137 | 0.033971 | 0.033805 | 0.030067 | 0.023518 | 0.018303 | 0.014151 | 0.010844 | 0.0082102 | 0.0061131 | 0.0044432 | 0.0031134 | 0.0020545 | 0.0012113 | 0 | 0 | 0 | 0 | 0.26588 | 0.26588 | 0.034473 | 0.068778 | 0.10292 | 0.13689 | 0.17069 | 0.20076 | 0.22428 | 0.24258 | 0.25673 | 0.26588 | 0.26588 | 0.26588 | 0.26588 | 0.26588 | 0.26588 | 0.26588 | 0.26588 | 0.26588 | 0.26588 | 0.26588
Under $20 | Under $15 | Demand Control Ventilation | Under $20 | 18.5569 | HVAC | Urban | SC-RETRO | M-IO Retro | Commercial | Small Ret | Demand Control Ventilation-Retro-Small Ret | 11.9904 | 18.5569 | C-Ret-HVAC-Vent-All-All-E | 0 | 0.033477 | 0.033314 | 0.033151 | 0.032989 | 0.032828 | 0.029199 | 0.022839 | 0.017775 | 0.013742 | 0.01053 | 0.007973 | 0.0059365 | 0.0043148 | 0.0030235 | 0.0019951 | 0.0011763 | 0 | 0 | 0 | 0 | 0.2582 | 0.2582 | 0.033477 | 0.066791 | 0.099942 | 0.13293 | 0.16576 | 0.19496 | 0.2178 | 0.23557 | 0.24931 | 0.2582 | 0.2582 | 0.2582 | 0.2582 | 0.2582 | 0.2582 | 0.2582 | 0.2582 | 0.2582 | 0.2582 | 0.2582
Under $5 | Under $5 | Demand Control Ventilation | Under $5 | 0 | HVAC | Urban | SC-RETRO | M-IO Retro | Commercial | School K-12 | Demand Control Ventilation-Retro-School K-12 | 0 | 0 | C-Sch-HVAC-Vent-All-All-C | 0 | 0 | 0 | 0 | 0 | 0 | 0 | 0 | 0 | 0 | 0 | 0 | 0 | 0 | 0 | 0 | 0 | 0 | 0 | 0 | 0 | 0 | 0 | 0 | 0 | 0 | 0 | 0 | 0 | 0 | 0 | 0 | 0 | 0 | 0 | 0 | 0 | 0 | 0 | 0 | 0 | 0 | 0
Under $5 | Under $5 | Demand Control Ventilation | Under $5 | 0 | HVAC | Urban | SC-RETRO | M-IO Retro | Commercial | University | Demand Control Ventilation-Retro-University | 0 | 0 | C-All-HVAC-Vent-All-All-E | 0 | 0 | 0 | 0 | 0 | 0 | 0 | 0 | 0 | 0 | 0 | 0 | 0 | 0 | 0 | 0 | 0 | 0 | 0 | 0 | 0 | 0 | 0 | 0 | 0 | 0 | 0 | 0 | 0 | 0 | 0 | 0 | 0 | 0 | 0 | 0 | 0 | 0 | 0 | 0 | 0 | 0 | 0
Under $40 | Under $30 | Demand Control Ventilation | Under $40 | 39.3402 | HVAC | Urban | SC-RETRO | M-IO Retro | Commercial | Warehouse | Demand Control Ventilation-Retro-Warehouse | 26.7654 | 39.3402 | C-War-HVAC-Vent-All-All-E | 0 | 0.0030637 | 0.0030517 | 0.0030397 | 0.0030277 | 0.0030158 | 0.0026847 | 0.0021016 | 0.0016368 | 0.0012663 | 0.000971 | 0.00073565 | 0.00054807 | 0.00039856 | 0.00027939 | 0.00018441 | 0.00010871 | 0 | 0 | 0 | 0 | 0.024042 | 0.024042 | 0.0030637 | 0.0061154 | 0.0091551 | 0.012183 | 0.015199 | 0.017883 | 0.019985 | 0.021622 | 0.022888 | 0.023859 | 0.024042 | 0.024042 | 0.024042 | 0.024042 | 0.024042 | 0.024042 | 0.024042 | 0.024042 | 0.024042 | 0.024042
Under $15 | Under $10 | Demand Control Ventilation | Under $15 | 11.0809 | HVAC | Urban | SC-RETRO | M-IO Retro | Commercial | Supermarket | Demand Control Ventilation-Retro-Supermarket | 6.8107 | 11.0809 | C-Gro-HVAC-Vent-All-All-E | 0 | 0.051371 | 0.050882 | 0.050399 | 0.04992 | 0.049445 | 0.043791 | 0.034126 | 0.026463 | 0.020389 | 0.015572 | 0.011754 | 0.0087271 | 0.0063272 | 0.0044246 | 0.0029162 | 0.0017204 | 0 | 0 | 0 | 0 | 0.36401 | 0.36401 | 0.051371 | 0.10225 | 0.15265 | 0.20257 | 0.25202 | 0.29581 | 0.32993 | 0.3564 | 0.36401 | 0.36401 | 0.36401 | 0.36401 | 0.36401 | 0.36401 | 0.36401 | 0.36401 | 0.36401 | 0.36401 | 0.36401 | 0.36401
Under $15 | Under $10 | Demand Control Ventilation | Under $15 | 10.554 | HVAC | Urban | SC-RETRO | M-IO Retro | Commercial | MiniMart | Demand Control Ventilation-Retro-MiniMart | 6.4686 | 10.554 | C-Gro-HVAC-Vent-All-All-E | 0 | 0.016507 | 0.016424 | 0.016342 | 0.01626 | 0.016179 | 0.014388 | 0.011253 | 0.008757 | 0.0067695 | 0.005187 | 0.003927 | 0.0029238 | 0.0021249 | 0.0014889 | 0.00098246 | 0.00057923 | 0 | 0 | 0 | 0 | 0.12702 | 0.12702 | 0.016507 | 0.032931 | 0.049273 | 0.065533 | 0.081712 | 0.0961 | 0.10735 | 0.11611 | 0.12288 | 0.12702 | 0.12702 | 0.12702 | 0.12702 | 0.12702 | 0.12702 | 0.12702 | 0.12702 | 0.12702 | 0.12702 | 0.12702
Under $10 | Under $10 | Demand Control Ventilation | Under $10 | 9.4636 | HVAC | Urban | SC-RETRO | M-IO Retro | Commercial | Restaurant | Demand Control Ventilation-Retro-Restaurant | 5.6635 | 9.4636 | C-Res-HVAC-Vent-All-All-E | 0 | 0.0417 | 0.041503 | 0.041307 | 0.041112 | 0.040918 | 0.036649 | 0.029175 | 0.023224 | 0.018485 | 0.014712 | 0.011708 | 0.0093163 | 0.0074118 | 0.0058954 | 0.004688 | 0.0037266 | 0 | 0 | 0 | 0 | 0.34974 | 0.34974 | 0.0417 | 0.083204 | 0.12451 | 0.16562 | 0.20654 | 0.24319 | 0.27237 | 0.29559 | 0.31408 | 0.32879 | 0.3405 | 0.34974 | 0.34974 | 0.34974 | 0.34974 | 0.34974 | 0.34974 | 0.34974 | 0.34974 | 0.34974
Under $40 | Under $30 | Demand Control Ventilation | Under $40 | 39.8406 | HVAC | Urban | SC-RETRO | M-IO Retro | Commercial | Lodging | Demand Control Ventilation-Retro-Lodging | 25.6291 | 39.8406 | C-All-HVAC-Vent-All-All-E | 0 | 0.026042 | 0.025976 | 0.025909 | 0.025843 | 0.025777 | 0.022976 | 0.018005 | 0.014037 | 0.010871 | 0.0083441 | 0.0063274 | 0.0047179 | 0.0034334 | 0.0024082 | 0.0015901 | 0.00093715 | 0 | 0 | 0 | 0 | 0.20953 | 0.20953 | 0.026042 | 0.052018 | 0.077927 | 0.10377 | 0.12955 | 0.15252 | 0.17053 | 0.18457 | 0.19544 | 0.20378 | 0.20953 | 0.20953 | 0.20953 | 0.20953 | 0.20953 | 0.20953 | 0.20953 | 0.20953 | 0.20953 | 0.20953
Under $45 | Under $30 | Demand Control Ventilation | Under $45 | 40.7685 | HVAC | Urban | SC-RETRO | M-IO Retro | Commercial | Hospital | Demand Control Ventilation-Retro-Hospital | 26.8119 | 40.7685 | C-Hea-HVAC-Vent-All-All-C | 0 | 0.0024665 | 0.002461 | 0.0024555 | 0.00245 | 0.0024446 | 0.0021795 | 0.0017084 | 0.0013323 | 0.001032 | 0.00079228 | 0.00060092 | 0.00044815 | 0.00032619 | 0.00022883 | 0.0001511 | 8.905e-05 | 0 | 0 | 0 | 0 | 0.01996 | 0.01996 | 0.0024665 | 0.0049275 | 0.007383 | 0.0098331 | 0.012278 | 0.014457 | 0.016166 | 0.017498 | 0.01853 | 0.019322 | 0.019923 | 0.01996 | 0.01996 | 0.01996 | 0.01996 | 0.01996 | 0.01996 | 0.01996 | 0.01996 | 0.01996
Under $45 | Under $30 | Demand Control Ventilation | Under $45 | 41.7608 | HVAC | Urban | SC-RETRO | M-IO Retro | Commercial | Residential Care | Demand Control Ventilation-Retro-Residential Care | 27.4085 | 41.7608 | C-Hea-HVAC-Vent-All-All-C | 0 | 0.014719 | 0.014681 | 0.014644 | 0.014606 | 0.014569 | 0.012986 | 0.010176 | 0.0079338 | 0.0061442 | 0.004716 | 0.0035762 | 0.0026665 | 0.0019405 | 0.0013611 | 0.00089871 | 0.00052967 | 0 | 0 | 0 | 0 | 0.11843 | 0.11843 | 0.014719 | 0.0294 | 0.044043 | 0.05865 | 0.073219 | 0.086204 | 0.096381 | 0.10431 | 0.11046 | 0.11517 | 0.11843 | 0.11843 | 0.11843 | 0.11843 | 0.11843 | 0.11843 | 0.11843 | 0.11843 | 0.11843 | 0.11843
Under $40 | Under $30 | Demand Control Ventilation | Under $40 | 39.9299 | HVAC | Urban | SC-RETRO | M-IO Retro | Commercial | Assembly | Demand Control Ventilation-Retro-Assembly | 25.6813 | 39.9299 | C-All-HVAC-Vent-All-All-E | 0 | 0.10498 | 0.10448 | 0.10398 | 0.10348 | 0.10299 | 0.091613 | 0.071666 | 0.05578 | 0.043128 | 0.033052 | 0.025027 | 0.018636 | 0.013546 | 0.0094924 | 0.0062641 | 0.003693 | 0 | 0 | 0 | 0 | 0.81141 | 0.81141 | 0.10498 | 0.20945 | 0.31343 | 0.41691 | 0.5199 | 0.61152 | 0.68318 | 0.73896 | 0.78209 | 0.81141 | 0.81141 | 0.81141 | 0.81141 | 0.81141 | 0.81141 | 0.81141 | 0.81141 | 0.81141 | 0.81141 | 0.81141
Under $30 | Under $20 | Demand Control Ventilation | Under $30 | 29.43 | HVAC | Urban | SC-RETRO | M-IO Retro | Commercial | Other | Demand Control Ventilation-Retro-Other | 18.6627 | 29.43 | C-All-HVAC-Vent-All-All-E | 0 | 0.027984 | 0.027718 | 0.027454 | 0.027193 | 0.026935 | 0.023855 | 0.01859 | 0.014416 | 0.011107 | 0.008483 | 0.006403 | 0.004754 | 0.0034467 | 0.0024103 | 0.0015886 | 0.00093716 | 0 | 0 | 0 | 0 | 0.19829 | 0.19829 | 0.027984 | 0.055702 | 0.083156 | 0.11035 | 0.13728 | 0.16114 | 0.17973 | 0.19414 | 0.19829 | 0.19829 | 0.19829 | 0.19829 | 0.19829 | 0.19829 | 0.19829 | 0.19829 | 0.19829 | 0.19829 | 0.19829 | 0.19829
Under $30 | Under $15 | DCV Parking Garage | Under $30 | 25.4246 | HVAC | Urban | SC-Retro | Measure InputOutput | Commercial | Large Off | DCV Parking Garage-Retro | 12.5716 | 25.4246 | C-All-HVAC-Vent-All-All-E | 0 | 0.20901 | 0.20834 | 0.20768 | 0.20701 | 0.20635 | 0.18376 | 0.14383 | 0.11197 | 0.086562 | 0.066297 | 0.050133 | 0.037241 | 0.026958 | 0.018757 | 0.012215 | 0.0069979 | 0 | 0 | 0 | 0 | 1.7291 | 1.7291 | 0.20901 | 0.41735 | 0.62503 | 0.83204 | 1.0384 | 1.2222 | 1.366 | 1.4779 | 1.5645 | 1.6308 | 1.6809 | 1.7182 | 1.7291 | 1.7291 | 1.7291 | 1.7291 | 1.7291 | 1.7291 | 1.7291 | 1.7291
Under $30 | Under $15 | DCV Parking Garage | Under $30 | 25.4246 | HVAC | Urban | SC-Retro | Measure InputOutput | Commercial | Medium Off | DCV Parking Garage-Retro | 12.5716 | 25.4246 | C-All-HVAC-Vent-All-All-E | 0 | 0 | 0 | 0 | 0 | 0 | 0 | 0 | 0 | 0 | 0 | 0 | 0 | 0 | 0 | 0 | 0 | 0 | 0 | 0 | 0 | 0 | 0 | 0 | 0 | 0 | 0 | 0 | 0 | 0 | 0 | 0 | 0 | 0 | 0 | 0 | 0 | 0 | 0 | 0 | 0 | 0 | 0
Under $30 | Under $15 | DCV Parking Garage | Under $30 | 25.4246 | HVAC | Urban | SC-Retro | Measure InputOutput | Commercial | Small Off | DCV Parking Garage-Retro | 12.5716 | 25.4246 | C-All-HVAC-Vent-All-All-E | 0 | 0 | 0 | 0 | 0 | 0 | 0 | 0 | 0 | 0 | 0 | 0 | 0 | 0 | 0 | 0 | 0 | 0 | 0 | 0 | 0 | 0 | 0 | 0 | 0 | 0 | 0 | 0 | 0 | 0 | 0 | 0 | 0 | 0 | 0 | 0 | 0 | 0 | 0 | 0 | 0 | 0 | 0
Under $30 | Under $15 | DCV Parking Garage | Under $30 | 25.4246 | HVAC | Urban | SC-Retro | Measure InputOutput | Commercial | XLarge Ret | DCV Parking Garage-Retro | 12.5716 | 25.4246 | C-All-HVAC-Vent-All-All-E | 0 | 0.011933 | 0.011875 | 0.011817 | 0.011759 | 0.011701 | 0.010402 | 0.0081272 | 0.0063154 | 0.0048726 | 0.0037237 | 0.0028088 | 0.0020802 | 0.0015 | 0.001038 | 0.00067013 | 0.00037716 | 0 | 0 | 0 | 0 | 0.097939 | 0.097939 | 0.011933 | 0.023808 | 0.035624 | 0.047383 | 0.059084 | 0.069486 | 0.077614 | 0.083929 | 0.088802 | 0.092525 | 0.095334 | 0.097414 | 0.097939 | 0.097939 | 0.097939 | 0.097939 | 0.097939 | 0.097939 | 0.097939 | 0.097939
Under $30 | Under $15 | DCV Parking Garage | Under $30 | 25.4246 | HVAC | Urban | SC-Retro | Measure InputOutput | Commercial | Large Ret | DCV Parking Garage-Retro | 12.5716 | 25.4246 | C-All-HVAC-Vent-All-All-E | 0 | 0 | 0 | 0 | 0 | 0 | 0 | 0 | 0 | 0 | 0 | 0 | 0 | 0 | 0 | 0 | 0 | 0 | 0 | 0 | 0 | 0 | 0 | 0 | 0 | 0 | 0 | 0 | 0 | 0 | 0 | 0 | 0 | 0 | 0 | 0 | 0 | 0 | 0 | 0 | 0 | 0 | 0
Under $30 | Under $15 | DCV Parking Garage | Under $30 | 25.4246 | HVAC | Urban | SC-Retro | Measure InputOutput | Commercial | Medium Ret | DCV Parking Garage-Retro | 12.5716 | 25.4246 | C-All-HVAC-Vent-All-All-E | 0 | 0 | 0 | 0 | 0 | 0 | 0 | 0 | 0 | 0 | 0 | 0 | 0 | 0 | 0 | 0 | 0 | 0 | 0 | 0 | 0 | 0 | 0 | 0 | 0 | 0 | 0 | 0 | 0 | 0 | 0 | 0 | 0 | 0 | 0 | 0 | 0 | 0 | 0 | 0 | 0 | 0 | 0
Under $30 | Under $15 | DCV Parking Garage | Under $30 | 25.4246 | HVAC | Urban | SC-Retro | Measure InputOutput | Commercial | Small Ret | DCV Parking Garage-Retro | 12.5716 | 25.4246 | C-All-HVAC-Vent-All-All-E | 0 | 0 | 0 | 0 | 0 | 0 | 0 | 0 | 0 | 0 | 0 | 0 | 0 | 0 | 0 | 0 | 0 | 0 | 0 | 0 | 0 | 0 | 0 | 0 | 0 | 0 | 0 | 0 | 0 | 0 | 0 | 0 | 0 | 0 | 0 | 0 | 0 | 0 | 0 | 0 | 0 | 0 | 0
Under $30 | Under $15 | DCV Parking Garage | Under $30 | 25.4246 | HVAC | Urban | SC-Retro | Measure InputOutput | Commercial | School K-12 | DCV Parking Garage-Retro | 12.5716 | 25.4246 | C-All-HVAC-Vent-All-All-E | 0 | 0.0063745 | 0.0063467 | 0.006319 | 0.0062914 | 0.0062639 | 0.0055718 | 0.0043555 | 0.0033865 | 0.0026145 | 0.0019994 | 0.0015093 | 0.0011189 | 0.00080779 | 0.00055995 | 0.00036249 | 0.00020518 | 0 | 0 | 0 | 0 | 0.052447 | 0.052447 | 0.0063745 | 0.012721 | 0.01904 | 0.025332 | 0.031596 | 0.037167 | 0.041523 | 0.044909 | 0.047524 | 0.049523 | 0.051032 | 0.052151 | 0.052447 | 0.052447 | 0.052447 | 0.052447 | 0.052447 | 0.052447 | 0.052447 | 0.052447
Under $30 | Under $15 | DCV Parking Garage | Under $30 | 25.4246 | HVAC | Urban | SC-Retro | Measure InputOutput | Commercial | University | DCV Parking Garage-Retro | 12.5716 | 25.4246 | C-All-HVAC-Vent-All-All-E | 0 | 0.015652 | 0.015584 | 0.015516 | 0.015448 | 0.015381 | 0.013681 | 0.010695 | 0.0083154 | 0.0064197 | 0.0049094 | 0.003706 | 0.0027473 | 0.0019835 | 0.0013749 | 0.0008901 | 0.00050381 | 0 | 0 | 0 | 0 | 0.12878 | 0.12878 | 0.015652 | 0.031237 | 0.046753 | 0.062201 | 0.077582 | 0.091263 | 0.10196 | 0.11027 | 0.11669 | 0.1216 | 0.12531 | 0.12806 | 0.12878 | 0.12878 | 0.12878 | 0.12878 | 0.12878 | 0.12878 | 0.12878 | 0.12878
Under $30 | Under $15 | DCV Parking Garage | Under $30 | 25.4246 | HVAC | Urban | SC-Retro | Measure InputOutput | Commercial | Warehouse | DCV Parking Garage-Retro | 12.5716 | 25.4246 | C-All-HVAC-Vent-All-All-E | 0 | 0 | 0 | 0 | 0 | 0 | 0 | 0 | 0 | 0 | 0 | 0 | 0 | 0 | 0 | 0 | 0 | 0 | 0 | 0 | 0 | 0 | 0 | 0 | 0 | 0 | 0 | 0 | 0 | 0 | 0 | 0 | 0 | 0 | 0 | 0 | 0 | 0 | 0 | 0 | 0 | 0 | 0
Under $30 | Under $15 | DCV Parking Garage | Under $30 | 25.4246 | HVAC | Urban | SC-Retro | Measure InputOutput | Commercial | Supermarket | DCV Parking Garage-Retro | 12.5716 | 25.4246 | C-All-HVAC-Vent-All-All-E | 0 | 0 | 0 | 0 | 0 | 0 | 0 | 0 | 0 | 0 | 0 | 0 | 0 | 0 | 0 | 0 | 0 | 0 | 0 | 0 | 0 | 0 | 0 | 0 | 0 | 0 | 0 | 0 | 0 | 0 | 0 | 0 | 0 | 0 | 0 | 0 | 0 | 0 | 0 | 0 | 0 | 0 | 0
Under $30 | Under $15 | DCV Parking Garage | Under $30 | 25.4246 | HVAC | Urban | SC-Retro | Measure InputOutput | Commercial | MiniMart | DCV Parking Garage-Retro | 12.5716 | 25.4246 | C-All-HVAC-Vent-All-All-E | 0 | 0 | 0 | 0 | 0 | 0 | 0 | 0 | 0 | 0 | 0 | 0 | 0 | 0 | 0 | 0 | 0 | 0 | 0 | 0 | 0 | 0 | 0 | 0 | 0 | 0 | 0 | 0 | 0 | 0 | 0 | 0 | 0 | 0 | 0 | 0 | 0 | 0 | 0 | 0 | 0 | 0 | 0
Under $30 | Under $15 | DCV Parking Garage | Under $30 | 25.4246 | HVAC | Urban | SC-Retro | Measure InputOutput | Commercial | Restaurant | DCV Parking Garage-Retro | 12.5716 | 25.4246 | C-All-HVAC-Vent-All-All-E | 0 | 0 | 0 | 0 | 0 | 0 | 0 | 0 | 0 | 0 | 0 | 0 | 0 | 0 | 0 | 0 | 0 | 0 | 0 | 0 | 0 | 0 | 0 | 0 | 0 | 0 | 0 | 0 | 0 | 0 | 0 | 0 | 0 | 0 | 0 | 0 | 0 | 0 | 0 | 0 | 0 | 0 | 0
Under $30 | Under $15 | DCV Parking Garage | Under $30 | 25.4246 | HVAC | Urban | SC-Retro | Measure InputOutput | Commercial | Lodging | DCV Parking Garage-Retro | 12.5716 | 25.4246 | C-All-HVAC-Vent-All-All-E | 0 | 0.01964 | 0.01959 | 0.019539 | 0.01949 | 0.01944 | 0.017323 | 0.013567 | 0.01057 | 0.0081772 | 0.006268 | 0.0047442 | 0.0035282 | 0.0025577 | 0.0017831 | 0.001165 | 0.00067162 | 0 | 0 | 0 | 0 | 0.16296 | 0.16296 | 0.01964 | 0.039229 | 0.058769 | 0.078258 | 0.097698 | 0.11502 | 0.12859 | 0.13916 | 0.14734 | 0.1536 | 0.15835 | 0.16188 | 0.16296 | 0.16296 | 0.16296 | 0.16296 | 0.16296 | 0.16296 | 0.16296 | 0.16296
Under $30 | Under $15 | DCV Parking Garage | Under $30 | 25.4246 | HVAC | Urban | SC-Retro | Measure InputOutput | Commercial | Hospital | DCV Parking Garage-Retro | 12.5716 | 25.4246 | C-All-HVAC-Vent-All-All-E | 0 | 0.013285 | 0.013255 | 0.013225 | 0.013196 | 0.013166 | 0.011736 | 0.0091947 | 0.0071657 | 0.0055459 | 0.0042528 | 0.0032204 | 0.0023963 | 0.0017384 | 0.0012131 | 0.00079382 | 0.00045908 | 0 | 0 | 0 | 0 | 0.11039 | 0.11039 | 0.013285 | 0.026539 | 0.039765 | 0.05296 | 0.066126 | 0.077863 | 0.087058 | 0.094223 | 0.099769 | 0.10402 | 0.10724 | 0.10964 | 0.11039 | 0.11039 | 0.11039 | 0.11039 | 0.11039 | 0.11039 | 0.11039 | 0.11039
Under $30 | Under $15 | DCV Parking Garage | Under $30 | 25.4246 | HVAC | Urban | SC-Retro | Measure InputOutput | Commercial | Residential Care | DCV Parking Garage-Retro | 12.5716 | 25.4246 | C-All-HVAC-Vent-All-All-E | 0 | 0.0049011 | 0.0048886 | 0.0048761 | 0.0048636 | 0.0048512 | 0.004323 | 0.0033857 | 0.0026376 | 0.0020406 | 0.0015642 | 0.0011839 | 0.00088046 | 0.00063827 | 0.00044498 | 0.00029072 | 0.0001676 | 0 | 0 | 0 | 0 | 0.040667 | 0.040667 | 0.0049011 | 0.0097897 | 0.014666 | 0.019529 | 0.024381 | 0.028704 | 0.032089 | 0.034727 | 0.036768 | 0.038332 | 0.039516 | 0.040396 | 0.040667 | 0.040667 | 0.040667 | 0.040667 | 0.040667 | 0.040667 | 0.040667 | 0.040667
Under $30 | Under $15 | DCV Parking Garage | Under $30 | 25.4246 | HVAC | Urban | SC-Retro | Measure InputOutput | Commercial | Assembly | DCV Parking Garage-Retro | 12.5716 | 25.4246 | C-All-HVAC-Vent-All-All-E | 0 | 0.02521 | 0.02509 | 0.02497 | 0.024851 | 0.024732 | 0.02199 | 0.017182 | 0.013354 | 0.010304 | 0.0078759 | 0.0059419 | 0.0044016 | 0.0031748 | 0.0021979 | 0.0014198 | 0.00080012 | 0 | 0 | 0 | 0 | 0.20703 | 0.20703 | 0.02521 | 0.0503 | 0.075271 | 0.10012 | 0.12485 | 0.14684 | 0.16403 | 0.17738 | 0.18768 | 0.19556 | 0.2015 | 0.2059 | 0.20703 | 0.20703 | 0.20703 | 0.20703 | 0.20703 | 0.20703 | 0.20703 | 0.20703
Under $30 | Under $15 | DCV Parking Garage | Under $30 | 25.4246 | HVAC | Urban | SC-Retro | Measure InputOutput | Commercial | Other | DCV Parking Garage-Retro | 12.5716 | 25.4246 | C-All-HVAC-Vent-All-All-E | 0 | 0.040601 | 0.040213 | 0.039828 | 0.039446 | 0.039068 | 0.034568 | 0.026876 | 0.020777 | 0.015942 | 0.012109 | 0.0090701 | 0.0066608 | 0.0047507 | 0.0032364 | 0.0020359 | 0.0010841 | 0 | 0 | 0 | 0 | 0.32607 | 0.32607 | 0.040601 | 0.080813 | 0.12064 | 0.16009 | 0.19916 | 0.23372 | 0.2606 | 0.28138 | 0.29732 | 0.30943 | 0.3185 | 0.32516 | 0.32607 | 0.32607 | 0.32607 | 0.32607 | 0.32607 | 0.32607 | 0.32607 | 0.32607
Under $30 | Under $20 | DCV Restaurant Hood | Under $30 | 25.0558 | HVAC | Urban | SC-Retro | Measure InputOutput | Commercial | All | DCV Hood w/ MUA 5 hp | 15.7519 | 25.0558 | C-Res-Food-Vent-All-All-C | C-Res-Food-Vent-All-All-C | 0.28784 | 0.19845 | 0.13427 | 0.10235 | 0.088328 | 0.075051 | 0.062858 | 0.051931 | 0.042316 | 0.033983 | 0.026834 | 0.018915 | 0.012762 | 0.0079896 | 0.0042848 | 0.0014084 | 0 | 0 | 0 | 0 | 1.0952 | 1.0952 | 0.28784 | 0.48628 | 0.62055 | 0.72291 | 0.81124 | 0.88629 | 0.94914 | 1.0011 | 1.0434 | 1.0774 | 1.0952 | 1.0952 | 1.0952 | 1.0952 | 1.0952 | 1.0952 | 1.0952 | 1.0952 | 1.0952 | 1.0952
Under $50 | Under $35 | DCV Restaurant Hood | Under $50 | 47.8313 | HVAC | Urban | SC-Retro | Measure InputOutput | Commercial | All | DCV Hood 5 hp | 31.0843 | 47.8313 | C-Res-Food-Vent-All-All-C | C-Res-Food-Vent-All-All-C | 0.15991 | 0.11025 | 0.074595 | 0.056863 | 0.049071 | 0.041695 | 0.034921 | 0.02885 | 0.023509 | 0.018879 | 0.014908 | 0.010508 | 0.00709 | 0.0044386 | 0.0023805 | 0.00078245 | 0 | 0 | 0 | 0 | 0.60844 | 0.60844 | 0.15991 | 0.27016 | 0.34475 | 0.40162 | 0.45069 | 0.49238 | 0.5273 | 0.55615 | 0.57966 | 0.59854 | 0.60844 | 0.60844 | 0.60844 | 0.60844 | 0.60844 | 0.60844 | 0.60844 | 0.60844 | 0.60844 | 0.60844
Under $50 | Under $30 | DHP | Under $50 | 47.8569 | HVAC | Urban | SC-New | M_Input_Retro | Commercial | Large Off | DHP-New-Large Off | 29.939 | 47.8569 | C-LOff-HVAC-ER-All-All-C | 0 | 0 | 0 | 0 | 0 | 0 | 0 | 0 | 0 | 0 | 0 | 0 | 0 | 0 | 0 | 0 | 0 | 0 | 0 | 0 | 0 | 0 | 0 | 0 | 0 | 0 | 0 | 0 | 0 | 0 | 0 | 0 | 0 | 0 | 0 | 0 | 0 | 0 | 0 | 0 | 0 | 0 | 0
Under $50 | Under $30 | DHP | Under $50 | 47.8569 | HVAC | Urban | SC-New | M_Input_Retro | Commercial | Medium Off | DHP-New-Medium Off | 29.939 | 47.8569 | C-LOff-HVAC-ER-All-All-C | 0 | 0.011788 | 0.012446 | 0.017049 | 0.016908 | 0.01931 | 0.023517 | 0.026137 | 0.032549 | 0.03952 | 0.037221 | 0.042234 | 0.047417 | 0.04502 | 0.049902 | 0.051532 | 0.054206 | 0.054167 | 0.054128 | 0.054089 | 0.05405 | 0.053718 | 0.053718 | 0.011788 | 0.024234 | 0.041283 | 0.053718 | 0.053718 | 0.053718 | 0.053718 | 0.053718 | 0.053718 | 0.053718 | 0.053718 | 0.053718 | 0.053718 | 0.053718 | 0.053718 | 0.053718 | 0.053718 | 0.053718 | 0.053718 | 0.053718
Under $40 | Under $25 | DHP | Under $40 | 39.0085 | HVAC | Urban | SC-New | M_Input_Retro | Commercial | Small Off | DHP-New-Small Off | 21.2214 | 39.0085 | C-SOff-HVAC-ER-All-All-C | 0 | 0.0059504 | 0.0062713 | 0.008594 | 0.0085299 | 0.0097313 | 0.011842 | 0.013162 | 0.016384 | 0.019894 | 0.01874 | 0.021282 | 0.02385 | 0.022656 | 0.025119 | 0.025941 | 0.027284 | 0.027262 | 0.02724 | 0.027217 | 0.027195 | 0.027028 | 0.027028 | 0.0059504 | 0.012222 | 0.020816 | 0.027028 | 0.027028 | 0.027028 | 0.027028 | 0.027028 | 0.027028 | 0.027028 | 0.027028 | 0.027028 | 0.027028 | 0.027028 | 0.027028 | 0.027028 | 0.027028 | 0.027028 | 0.027028 | 0.027028
Under $45 | Under $25 | DHP | Under $45 | 42.6508 | HVAC | Urban | SC-New | M_Input_Retro | Commercial | XLarge Ret | DHP-New-XLarge Ret | 24.8386 | 42.6508 | C-Ret-HVAC-ER-All-All-C | 0 | 0 | 0 | 0 | 0 | 0 | 0 | 0 | 0 | 0 | 0 | 0 | 0 | 0 | 0 | 0 | 0 | 0 | 0 | 0 | 0 | 0 | 0 | 0 | 0 | 0 | 0 | 0 | 0 | 0 | 0 | 0 | 0 | 0 | 0 | 0 | 0 | 0 | 0 | 0 | 0 | 0 | 0
Under $45 | Under $25 | DHP | Under $45 | 42.6508 | HVAC | Urban | SC-New | M_Input_Retro | Commercial | Large Ret | DHP-New-Large Ret | 24.8386 | 42.6508 | C-Ret-HVAC-ER-All-All-C | 0 | 0 | 0 | 0 | 0 | 0 | 0 | 0 | 0 | 0 | 0 | 0 | 0 | 0 | 0 | 0 | 0 | 0 | 0 | 0 | 0 | 0 | 0 | 0 | 0 | 0 | 0 | 0 | 0 | 0 | 0 | 0 | 0 | 0 | 0 | 0 | 0 | 0 | 0 | 0 | 0 | 0 | 0
Under $45 | Under $25 | DHP | Under $45 | 42.6508 | HVAC | Urban | SC-New | M_Input_Retro | Commercial | Medium Ret | DHP-New-Medium Ret | 24.8386 | 42.6508 | C-Ret-HVAC-ER-All-All-C | 0 | 0.004987 | 0.0057453 | 0.0066706 | 0.0075973 | 0.008944 | 0.010204 | 0.012682 | 0.023239 | 0.029072 | 0.027452 | 0.0281 | 0.029118 | 0.025455 | 0.027979 | 0.027601 | 0.032382 | 0.035709 | 0.039037 | 0.042365 | 0.045693 | 0.045412 | 0.045412 | 0.004987 | 0.010732 | 0.017403 | 0.025 | 0.033944 | 0.044148 | 0.045412 | 0.045412 | 0.045412 | 0.045412 | 0.045412 | 0.045412 | 0.045412 | 0.045412 | 0.045412 | 0.045412 | 0.045412 | 0.045412 | 0.045412 | 0.045412
Under $45 | Under $25 | DHP | Under $45 | 42.6508 | HVAC | Urban | SC-New | M_Input_Retro | Commercial | Small Ret | DHP-New-Small Ret | 24.8386 | 42.6508 | C-Ret-HVAC-ER-All-All-C | 0 | 0.0018129 | 0.0020679 | 0.0024014 | 0.0027367 | 0.0032663 | 0.0037536 | 0.004659 | 0.0084713 | 0.010581 | 0.0099998 | 0.010254 | 0.010631 | 0.0093044 | 0.010221 | 0.010097 | 0.011849 | 0.01307 | 0.01429 | 0.015511 | 0.016731 | 0.016628 | 0.016628 | 0.0018129 | 0.0038807 | 0.0062821 | 0.0090189 | 0.012285 | 0.016039 | 0.016628 | 0.016628 | 0.016628 | 0.016628 | 0.016628 | 0.016628 | 0.016628 | 0.016628 | 0.016628 | 0.016628 | 0.016628 | 0.016628 | 0.016628 | 0.016628
Under $45 | Under $30 | DHP | Under $45 | 44.1591 | HVAC | Urban | SC-New | M_Input_Retro | Commercial | School K-12 | DHP-New-School K-12 | 26.3748 | 44.1591 | C-Sch-HVAC-ER-All-All-C | 0 | 5.3513e-06 | 6.4209e-06 | 7.8765e-06 | 1.0428e-05 | 1.2998e-05 | 1.3121e-05 | 1.4414e-05 | 1.6134e-05 | 1.8254e-05 | 1.7897e-05 | 2.028e-05 | 2.1078e-05 | 2.3773e-05 | 2.2852e-05 | 2.5088e-05 | 2.6018e-05 | 2.5627e-05 | 2.5236e-05 | 2.4845e-05 | 2.4454e-05 | 2.4303e-05 | 2.4303e-05 | 5.3513e-06 | 1.1772e-05 | 1.9649e-05 | 2.4303e-05 | 2.4303e-05 | 2.4303e-05 | 2.4303e-05 | 2.4303e-05 | 2.4303e-05 | 2.4303e-05 | 2.4303e-05 | 2.4303e-05 | 2.4303e-05 | 2.4303e-05 | 2.4303e-05 | 2.4303e-05 | 2.4303e-05 | 2.4303e-05 | 2.4303e-05 | 2.4303e-05
Under $50 | Under $35 | DHP | Under $50 | 49.54 | HVAC | Urban | SC-New | M_Input_Retro | Commercial | University | DHP-New-University | 31.6315 | 49.54 | C-Unv-HVAC-ER-All-All-C | 0 | 0 | 0 | 0 | 0 | 0 | 0 | 0 | 0 | 0 | 0 | 0 | 0 | 0 | 0 | 0 | 0 | 0 | 0 | 0 | 0 | 0 | 0 | 0 | 0 | 0 | 0 | 0 | 0 | 0 | 0 | 0 | 0 | 0 | 0 | 0 | 0 | 0 | 0 | 0 | 0 | 0 | 0
Under $55 | Under $35 | DHP | Under $55 | 50.2025 | HVAC | Urban | SC-New | M_Input_Retro | Commercial | Warehouse | DHP-New-Warehouse | 32.2668 | 50.2025 | C-War-HVAC-ER-All-All-C | 0 | 0.00025966 | 0.00029935 | 0.00036784 | 0.00042838 | 0.00062627 | 0.00073418 | 0.00078625 | 0.00076146 | 0.00068393 | 0.00067614 | 0.00080392 | 0.00085885 | 0.00090249 | 0.00095512 | 0.00099506 | 0.0010228 | 0.00099809 | 0.0009734 | 0.00094872 | 0.00092404 | 0.00091836 | 0.00091836 | 0.00025966 | 0.00055901 | 0.00091836 | 0.00091836 | 0.00091836 | 0.00091836 | 0.00091836 | 0.00091836 | 0.00091836 | 0.00091836 | 0.00091836 | 0.00091836 | 0.00091836 | 0.00091836 | 0.00091836 | 0.00091836 | 0.00091836 | 0.00091836 | 0.00091836 | 0.00091836
Under $50 | Under $30 | DHP | Under $50 | 46.9512 | HVAC | Urban | SC-New | M_Input_Retro | Commercial | Supermarket | DHP-New-Supermarket | 29.0893 | 46.9512 | C-Gro-HVAC-ER-All-All-C | 0 | 0 | 0 | 0 | 0 | 0 | 0 | 0 | 0 | 0 | 0 | 0 | 0 | 0 | 0 | 0 | 0 | 0 | 0 | 0 | 0 | 0 | 0 | 0 | 0 | 0 | 0 | 0 | 0 | 0 | 0 | 0 | 0 | 0 | 0 | 0 | 0 | 0 | 0 | 0 | 0 | 0 | 0
Under $50 | Under $30 | DHP | Under $50 | 46.9512 | HVAC | Urban | SC-New | M_Input_Retro | Commercial | MiniMart | DHP-New-MiniMart | 29.0893 | 46.9512 | C-Gro-HVAC-ER-All-All-C | 0 | 8.2998e-05 | 6.622e-05 | 7.469e-05 | 8.4195e-05 | 0.00013776 | 0.00019714 | 0.00027945 | 0.00050655 | 0.00056856 | 0.00054255 | 0.00064782 | 0.00060764 | 0.00050894 | 0.00056326 | 0.00057513 | 0.00061419 | 0.00062298 | 0.00063176 | 0.00064054 | 0.00064932 | 0.00064533 | 0.00064533 | 8.2998e-05 | 0.00014922 | 0.00022391 | 0.0003081 | 0.00044586 | 0.00064299 | 0.00064533 | 0.00064533 | 0.00064533 | 0.00064533 | 0.00064533 | 0.00064533 | 0.00064533 | 0.00064533 | 0.00064533 | 0.00064533 | 0.00064533 | 0.00064533 | 0.00064533 | 0.00064533
Under $40 | Under $25 | DHP | Under $40 | 38.0139 | HVAC | Urban | SC-New | M_Input_Retro | Commercial | Restaurant | DHP-New-Restaurant | 20.2083 | 38.0139 | C-Res-HVAC-ER-All-All-C | 0 | 0.00034967 | 0.0004175 | 0.0004845 | 0.00055029 | 0.00061529 | 0.00068062 | 0.000746 | 0.001068 | 0.0012933 | 0.0013936 | 0.0015341 | 0.0016668 | 0.0015307 | 0.0016474 | 0.0016062 | 0.0018346 | 0.0019783 | 0.0021221 | 0.0022659 | 0.0024096 | 0.0023948 | 0.0023948 | 0.00034967 | 0.00076717 | 0.0012517 | 0.001802 | 0.0023948 | 0.0023948 | 0.0023948 | 0.0023948 | 0.0023948 | 0.0023948 | 0.0023948 | 0.0023948 | 0.0023948 | 0.0023948 | 0.0023948 | 0.0023948 | 0.0023948 | 0.0023948 | 0.0023948 | 0.0023948
Under $50 | Under $35 | DHP | Under $50 | 47.9507 | HVAC | Urban | SC-New | M_Input_Retro | Commercial | Lodging | DHP-New-Lodging | 30.0562 | 47.9507 | C-Lod-HVAC-ER-All-All-C | 0 | 0.00083141 | 0.0009854 | 0.0011371 | 0.0012922 | 0.0014704 | 0.0016542 | 0.0018674 | 0.0038037 | 0.0049335 | 0.0056298 | 0.0060427 | 0.0067248 | 0.005905 | 0.005969 | 0.0060188 | 0.0068033 | 0.0072709 | 0.0077385 | 0.0082061 | 0.0086736 | 0.0086203 | 0.0086203 | 0.00083141 | 0.0018168 | 0.0029539 | 0.0042461 | 0.0057165 | 0.0073707 | 0.0086203 | 0.0086203 | 0.0086203 | 0.0086203 | 0.0086203 | 0.0086203 | 0.0086203 | 0.0086203 | 0.0086203 | 0.0086203 | 0.0086203 | 0.0086203 | 0.0086203 | 0.0086203
Under $55 | Under $35 | DHP | Under $55 | 51.0763 | HVAC | Urban | SC-New | M_Input_Retro | Commercial | Hospital | DHP-New-Hospital | 33.1119 | 51.0763 | C-Hea-HVAC-ER-All-All-C | 0 | 0 | 0 | 0 | 0 | 0 | 0 | 0 | 0 | 0 | 0 | 0 | 0 | 0 | 0 | 0 | 0 | 0 | 0 | 0 | 0 | 0 | 0 | 0 | 0 | 0 | 0 | 0 | 0 | 0 | 0 | 0 | 0 | 0 | 0 | 0 | 0 | 0 | 0 | 0 | 0 | 0 | 0
Under $55 | Under $35 | DHP | Under $55 | 51.0763 | HVAC | Urban | SC-New | M_Input_Retro | Commercial | Residential Care | DHP-New-Residential Care | 33.1119 | 51.0763 | C-Hea-HVAC-ER-All-All-C | 0 | 0.0040898 | 0.0043156 | 0.0046566 | 0.0047675 | 0.0057067 | 0.0067894 | 0.0087092 | 0.011561 | 0.013686 | 0.013399 | 0.014787 | 0.014881 | 0.014199 | 0.014679 | 0.015226 | 0.015959 | 0.015891 | 0.015822 | 0.015754 | 0.015686 | 0.015589 | 0.015589 | 0.0040898 | 0.0084055 | 0.013062 | 0.015589 | 0.015589 | 0.015589 | 0.015589 | 0.015589 | 0.015589 | 0.015589 | 0.015589 | 0.015589 | 0.015589 | 0.015589 | 0.015589 | 0.015589 | 0.015589 | 0.015589 | 0.015589 | 0.015589
Under $50 | Under $30 | DHP | Under $50 | 47.4449 | HVAC | Urban | SC-New | M_Input_Retro | Commercial | Assembly | DHP-New-Assembly | 29.5574 | 47.4449 | C-All-HVAC-ER-All-All-C | 0 | 0.002419 | 0.00345 | 0.0031825 | 0.0036261 | 0.0045026 | 0.0085778 | 0.0099691 | 0.014473 | 0.02098 | 0.026135 | 0.03153 | 0.030602 | 0.034029 | 0.03297 | 0.034619 | 0.037068 | 0.037694 | 0.038319 | 0.038945 | 0.039571 | 0.039328 | 0.039328 | 0.002419 | 0.0058691 | 0.0090516 | 0.012678 | 0.01718 | 0.025758 | 0.035727 | 0.039328 | 0.039328 | 0.039328 | 0.039328 | 0.039328 | 0.039328 | 0.039328 | 0.039328 | 0.039328 | 0.039328 | 0.039328 | 0.039328 | 0.039328
Under $50 | Under $30 | DHP | Under $50 | 47.4449 | HVAC | Urban | SC-New | M_Input_Retro | Commercial | Other | DHP-New-Other | 29.5574 | 47.4449 | C-All-HVAC-ER-All-All-C | 0 | 0.0044635 | 0.0051444 | 0.0048675 | 0.0073021 | 0.0089257 | 0.010243 | 0.011899 | 0.013942 | 0.015425 | 0.015915 | 0.018659 | 0.018515 | 0.018944 | 0.019173 | 0.019317 | 0.020189 | 0.020044 | 0.019899 | 0.019754 | 0.019608 | 0.019488 | 0.019488 | 0.0044635 | 0.0096079 | 0.014475 | 0.019488 | 0.019488 | 0.019488 | 0.019488 | 0.019488 | 0.019488 | 0.019488 | 0.019488 | 0.019488 | 0.019488 | 0.019488 | 0.019488 | 0.019488 | 0.019488 | 0.019488 | 0.019488 | 0.019488
Under $50 | Under $30 | DHP | Under $50 | 47.8569 | HVAC | Urban | SC-Retro | M_Input_Retro | Commercial | Large Off | DHP-Retro-Large Off | 29.939 | 47.8569 | C-LOff-HVAC-ER-All-All-C | 0 | 0 | 0 | 0 | 0 | 0 | 0 | 0 | 0 | 0 | 0 | 0 | 0 | 0 | 0 | 0 | 0 | 0 | 0 | 0 | 0 | 0 | 0 | 0 | 0 | 0 | 0 | 0 | 0 | 0 | 0 | 0 | 0 | 0 | 0 | 0 | 0 | 0 | 0 | 0 | 0 | 0 | 0
Under $50 | Under $30 | DHP | Under $50 | 47.8569 | HVAC | Urban | SC-Retro | M_Input_Retro | Commercial | Medium Off | DHP-Retro-Medium Off | 29.939 | 47.8569 | C-LOff-HVAC-ER-All-All-C | 0 | 0.010516 | 0.01683 | 0.034169 | 0.060074 | 0.093506 | 0.13076 | 0.16609 | 0.19329 | 0.20758 | 0.20695 | 0.19253 | 0.16788 | 0.13773 | 0.10666 | 0.078196 | 0.054388 | 0.035943 | 0.022579 | 0.013461 | 0.0075713 | 1.8879 | 1.8879 | 0.010516 | 0.027346 | 0.061515 | 0.12159 | 0.2151 | 0.34585 | 0.51194 | 0.70523 | 0.9128 | 1.1198 | 1.3123 | 1.4802 | 1.6179 | 1.7246 | 1.8028 | 1.8571 | 1.8879 | 1.8879 | 1.8879 | 1.8879
Under $40 | Under $25 | DHP | Under $40 | 39.0085 | HVAC | Urban | SC-Retro | M_Input_Retro | Commercial | Small Off | DHP-Retro-Small Off | 21.2214 | 39.0085 | C-SOff-HVAC-ER-All-All-C | 0 | 0.02031 | 0.032503 | 0.06599 | 0.11602 | 0.18059 | 0.25253 | 0.32076 | 0.37329 | 0.40089 | 0.39968 | 0.37183 | 0.32423 | 0.266 | 0.206 | 0.15102 | 0.10504 | 0.069417 | 0.043607 | 0.025997 | 0.014622 | 3.6461 | 3.6461 | 0.02031 | 0.052813 | 0.1188 | 0.23482 | 0.41541 | 0.66794 | 0.9887 | 1.362 | 1.7629 | 2.1626 | 2.5344 | 2.8586 | 3.1246 | 3.3306 | 3.4816 | 3.5867 | 3.6461 | 3.6461 | 3.6461 | 3.6461
Under $45 | Under $25 | DHP | Under $45 | 42.6508 | HVAC | Urban | SC-Retro | M_Input_Retro | Commercial | XLarge Ret | DHP-Retro-XLarge Ret | 24.8386 | 42.6508 | C-Ret-HVAC-ER-All-All-C | 0 | 0 | 0 | 0 | 0 | 0 | 0 | 0 | 0 | 0 | 0 | 0 | 0 | 0 | 0 | 0 | 0 | 0 | 0 | 0 | 0 | 0 | 0 | 0 | 0 | 0 | 0 | 0 | 0 | 0 | 0 | 0 | 0 | 0 | 0 | 0 | 0 | 0 | 0 | 0 | 0 | 0 | 0
Under $45 | Under $25 | DHP | Under $45 | 42.6508 | HVAC | Urban | SC-Retro | M_Input_Retro | Commercial | Large Ret | DHP-Retro-Large Ret | 24.8386 | 42.6508 | C-Ret-HVAC-ER-All-All-C | 0 | 0 | 0 | 0 | 0 | 0 | 0 | 0 | 0 | 0 | 0 | 0 | 0 | 0 | 0 | 0 | 0 | 0 | 0 | 0 | 0 | 0 | 0 | 0 | 0 | 0 | 0 | 0 | 0 | 0 | 0 | 0 | 0 | 0 | 0 | 0 | 0 | 0 | 0 | 0 | 0 | 0 | 0
Under $45 | Under $25 | DHP | Under $45 | 42.6508 | HVAC | Urban | SC-Retro | M_Input_Retro | Commercial | Medium Ret | DHP-Retro-Medium Ret | 24.8386 | 42.6508 | C-Ret-HVAC-ER-All-All-C | 0 | 0.0093421 | 0.014916 | 0.030218 | 0.05303 | 0.082401 | 0.11504 | 0.14588 | 0.1695 | 0.18173 | 0.18089 | 0.16802 | 0.14627 | 0.11981 | 0.092638 | 0.067805 | 0.047085 | 0.031067 | 0.019485 | 0.011597 | 0.0065114 | 1.6237 | 1.6237 | 0.0093421 | 0.024258 | 0.054475 | 0.1075 | 0.18991 | 0.30494 | 0.45082 | 0.62032 | 0.80205 | 0.98294 | 1.151 | 1.2972 | 1.417 | 1.5097 | 1.5775 | 1.6237 | 1.6237 | 1.6237 | 1.6237 | 1.6237
Under $45 | Under $25 | DHP | Under $45 | 42.6508 | HVAC | Urban | SC-Retro | M_Input_Retro | Commercial | Small Ret | DHP-Retro-Small Ret | 24.8386 | 42.6508 | C-Ret-HVAC-ER-All-All-C | 0 | 0.014045 | 0.022425 | 0.04543 | 0.079726 | 0.12388 | 0.17295 | 0.21932 | 0.25483 | 0.27322 | 0.27196 | 0.25261 | 0.21991 | 0.18013 | 0.13928 | 0.10194 | 0.070789 | 0.046707 | 0.029294 | 0.017435 | 0.0097895 | 2.4411 | 2.4411 | 0.014045 | 0.03647 | 0.0819 | 0.16163 | 0.28551 | 0.45846 | 0.67778 | 0.93261 | 1.2058 | 1.4778 | 1.7304 | 1.9503 | 2.1304 | 2.2697 | 2.3717 | 2.4411 | 2.4411 | 2.4411 | 2.4411 | 2.4411
Under $45 | Under $30 | DHP | Under $45 | 44.1591 | HVAC | Urban | SC-Retro | M_Input_Retro | Commercial | School K-12 | DHP-Retro-School K-12 | 26.3748 | 44.1591 | C-Sch-HVAC-ER-All-All-C | 0 | 5.2446e-05 | 8.3796e-05 | 0.00016988 | 0.00029829 | 0.00046375 | 0.00064777 | 0.00082186 | 0.00095539 | 0.0010249 | 0.0010207 | 0.00094851 | 0.00082615 | 0.00067703 | 0.00052375 | 0.00038354 | 0.00026647 | 0.00017591 | 0.00011038 | 6.573e-05 | 3.6927e-05 | 0.0092079 | 0.0092079 | 5.2446e-05 | 0.00013624 | 0.00030612 | 0.00060441 | 0.0010682 | 0.0017159 | 0.0025378 | 0.0034932 | 0.0045181 | 0.0055387 | 0.0064872 | 0.0073134 | 0.0079904 | 0.0085142 | 0.0088977 | 0.0091642 | 0.0092079 | 0.0092079 | 0.0092079 | 0.0092079
Under $50 | Under $35 | DHP | Under $50 | 49.54 | HVAC | Urban | SC-Retro | M_Input_Retro | Commercial | University | DHP-Retro-University | 31.6315 | 49.54 | C-Unv-HVAC-ER-All-All-C | 0 | 0 | 0 | 0 | 0 | 0 | 0 | 0 | 0 | 0 | 0 | 0 | 0 | 0 | 0 | 0 | 0 | 0 | 0 | 0 | 0 | 0 | 0 | 0 | 0 | 0 | 0 | 0 | 0 | 0 | 0 | 0 | 0 | 0 | 0 | 0 | 0 | 0 | 0 | 0 | 0 | 0 | 0
Under $55 | Under $35 | DHP | Under $55 | 50.2025 | HVAC | Urban | SC-Retro | M_Input_Retro | Commercial | Warehouse | DHP-Retro-Warehouse | 32.2668 | 50.2025 | C-War-HVAC-ER-All-All-C | 0 | 0.0010228 | 0.0016351 | 0.0033166 | 0.0058264 | 0.0090622 | 0.012663 | 0.016073 | 0.018692 | 0.02006 | 0.019985 | 0.01858 | 0.01619 | 0.013273 | 0.010272 | 0.007525 | 0.0052302 | 0.0034541 | 0.0021683 | 0.0012917 | 0.000726 | 0.18103 | 0.18103 | 0.0010228 | 0.0026579 | 0.0059745 | 0.011801 | 0.020863 | 0.033526 | 0.0496 | 0.068292 | 0.088352 | 0.10834 | 0.12692 | 0.14311 | 0.15638 | 0.16665 | 0.17418 | 0.17941 | 0.18103 | 0.18103 | 0.18103 | 0.18103
Under $50 | Under $30 | DHP | Under $50 | 46.9512 | HVAC | Urban | SC-Retro | M_Input_Retro | Commercial | Supermarket | DHP-Retro-Supermarket | 29.0893 | 46.9512 | C-Gro-HVAC-ER-All-All-C | 0 | 0 | 0 | 0 | 0 | 0 | 0 | 0 | 0 | 0 | 0 | 0 | 0 | 0 | 0 | 0 | 0 | 0 | 0 | 0 | 0 | 0 | 0 | 0 | 0 | 0 | 0 | 0 | 0 | 0 | 0 | 0 | 0 | 0 | 0 | 0 | 0 | 0 | 0 | 0 | 0 | 0 | 0
Under $50 | Under $30 | DHP | Under $50 | 46.9512 | HVAC | Urban | SC-Retro | M_Input_Retro | Commercial | MiniMart | DHP-Retro-MiniMart | 29.0893 | 46.9512 | C-Gro-HVAC-ER-All-All-C | 0 | 0.00071976 | 0.001149 | 0.0023273 | 0.0040837 | 0.0063447 | 0.0088566 | 0.01123 | 0.013046 | 0.013986 | 0.01392 | 0.012928 | 0.011253 | 0.0092162 | 0.0071252 | 0.0052145 | 0.0036206 | 0.0023886 | 0.0014979 | 0.0008914 | 0.00050045 | 0.12479 | 0.12479 | 0.00071976 | 0.0018687 | 0.004196 | 0.0082798 | 0.014624 | 0.023481 | 0.034711 | 0.047757 | 0.061743 | 0.075663 | 0.088591 | 0.099844 | 0.10906 | 0.11619 | 0.1214 | 0.12479 | 0.12479 | 0.12479 | 0.12479 | 0.12479
Under $40 | Under $25 | DHP | Under $40 | 38.0139 | HVAC | Urban | SC-Retro | M_Input_Retro | Commercial | Restaurant | DHP-Retro-Restaurant | 20.2083 | 38.0139 | C-Res-HVAC-ER-All-All-C | 0 | 0.00083327 | 0.0013302 | 0.0026944 | 0.0047277 | 0.0073453 | 0.010253 | 0.013001 | 0.015104 | 0.016192 | 0.016115 | 0.014967 | 0.013028 | 0.01067 | 0.0082489 | 0.0060369 | 0.0041916 | 0.0027653 | 0.0017341 | 0.001032 | 0.00057937 | 0.14447 | 0.14447 | 0.00083327 | 0.0021634 | 0.0048578 | 0.0095855 | 0.016931 | 0.027184 | 0.040185 | 0.055289 | 0.07148 | 0.087596 | 0.10256 | 0.11559 | 0.12626 | 0.13451 | 0.14055 | 0.14447 | 0.14447 | 0.14447 | 0.14447 | 0.14447
Under $50 | Under $35 | DHP | Under $50 | 47.9507 | HVAC | Urban | SC-Retro | M_Input_Retro | Commercial | Lodging | DHP-Retro-Lodging | 30.0562 | 47.9507 | C-Lod-HVAC-ER-All-All-C | 0 | 0.0047665 | 0.0076347 | 0.015513 | 0.027293 | 0.04251 | 0.059483 | 0.075599 | 0.088034 | 0.094599 | 0.094371 | 0.087849 | 0.076648 | 0.06292 | 0.048757 | 0.035765 | 0.024891 | 0.016459 | 0.010346 | 0.0061716 | 0.0034736 | 0.86616 | 0.86616 | 0.0047665 | 0.012401 | 0.027914 | 0.055208 | 0.097717 | 0.1572 | 0.2328 | 0.32083 | 0.41543 | 0.5098 | 0.59765 | 0.6743 | 0.73722 | 0.78598 | 0.82174 | 0.84663 | 0.86309 | 0.86616 | 0.86616 | 0.86616
Under $55 | Under $35 | DHP | Under $55 | 51.0763 | HVAC | Urban | SC-Retro | M_Input_Retro | Commercial | Hospital | DHP-Retro-Hospital | 33.1119 | 51.0763 | C-Hea-HVAC-ER-All-All-C | 0 | 0 | 0 | 0 | 0 | 0 | 0 | 0 | 0 | 0 | 0 | 0 | 0 | 0 | 0 | 0 | 0 | 0 | 0 | 0 | 0 | 0 | 0 | 0 | 0 | 0 | 0 | 0 | 0 | 0 | 0 | 0 | 0 | 0 | 0 | 0 | 0 | 0 | 0 | 0 | 0 | 0 | 0
Under $55 | Under $35 | DHP | Under $55 | 51.0763 | HVAC | Urban | SC-Retro | M_Input_Retro | Commercial | Residential Care | DHP-Retro-Residential Care | 33.1119 | 51.0763 | C-Hea-HVAC-ER-All-All-C | 0 | 0.0049033 | 0.0078537 | 0.015958 | 0.028076 | 0.043729 | 0.061189 | 0.077768 | 0.090559 | 0.097313 | 0.097079 | 0.090369 | 0.078847 | 0.064725 | 0.050156 | 0.036791 | 0.025605 | 0.016932 | 0.010643 | 0.0063487 | 0.0035732 | 0.891 | 0.891 | 0.0049033 | 0.012757 | 0.028715 | 0.056792 | 0.10052 | 0.16171 | 0.23948 | 0.33004 | 0.42735 | 0.52443 | 0.6148 | 0.69365 | 0.75837 | 0.80853 | 0.84532 | 0.87092 | 0.88785 | 0.891 | 0.891 | 0.891
Under $50 | Under $30 | DHP | Under $50 | 47.4449 | HVAC | Urban | SC-Retro | M_Input_Retro | Commercial | Assembly | DHP-Retro-Assembly | 29.5574 | 47.4449 | C-All-HVAC-ER-All-All-C | 0 | 0.013403 | 0.021403 | 0.043367 | 0.076116 | 0.11829 | 0.16516 | 0.20946 | 0.2434 | 0.261 | 0.25983 | 0.24136 | 0.21015 | 0.17215 | 0.13312 | 0.097447 | 0.067676 | 0.044659 | 0.028012 | 0.016674 | 0.0093634 | 2.3348 | 2.3348 | 0.013403 | 0.034806 | 0.078173 | 0.15429 | 0.27258 | 0.43774 | 0.6472 | 0.8906 | 1.1516 | 1.4114 | 1.6528 | 1.8629 | 2.0351 | 2.1682 | 2.2656 | 2.3333 | 2.3348 | 2.3348 | 2.3348 | 2.3348
Under $50 | Under $30 | DHP | Under $50 | 47.4449 | HVAC | Urban | SC-Retro | M_Input_Retro | Commercial | Other | DHP-Retro-Other | 29.5574 | 47.4449 | C-All-HVAC-ER-All-All-C | 0 | 0.0050995 | 0.0080909 | 0.016295 | 0.028453 | 0.044005 | 0.061155 | 0.077202 | 0.0893 | 0.095321 | 0.094461 | 0.08735 | 0.075709 | 0.061739 | 0.047526 | 0.034633 | 0.023944 | 0.015728 | 0.0098198 | 0.0058173 | 0.0032504 | 0.81051 | 0.81051 | 0.0050995 | 0.01319 | 0.029485 | 0.057939 | 0.10194 | 0.1631 | 0.2403 | 0.3296 | 0.42492 | 0.51938 | 0.60673 | 0.68244 | 0.74418 | 0.79171 | 0.81051 | 0.81051 | 0.81051 | 0.81051 | 0.81051 | 0.81051
Under $25 | Under $15 | ECM-VAV | Under $25 | 21.3067 | Motors/Drives | Urban | SC-New | M_Input_New | Commercial | Large Off | ECM-VAV-NEW-Large Off | 11.5163 | 21.3067 | C-Off-HVAC-Vent-All-All-E | C-LOff-HVAC-ER-All-All-C | 0.016349 | 0.017351 | 0.024544 | 0.022745 | 0.025139 | 0.029812 | 0.031485 | 0.037982 | 0.044301 | 0.038776 | 0.041852 | 0.045261 | 0.039766 | 0.041837 | 0.040795 | 0.040781 | 0.040767 | 0.040753 | 0.040739 | 0.040725 | 0.70176 | 0.70176 | 0.016349 | 0.0337 | 0.058244 | 0.080989 | 0.10613 | 0.13594 | 0.16743 | 0.20541 | 0.24971 | 0.28848 | 0.33034 | 0.3756 | 0.41536 | 0.4572 | 0.498 | 0.53878 | 0.57954 | 0.6203 | 0.66104 | 0.70176
Under $25 | Under $15 | ECM-VAV | Under $25 | 21.3067 | Motors/Drives | Urban | SC-New | M_Input_New | Commercial | Medium Off | ECM-VAV-NEW-Medium Off | 11.5163 | 21.3067 | C-Off-HVAC-Vent-All-All-E | C-LOff-HVAC-ER-All-All-C | 0.0010043 | 0.0010553 | 0.0014954 | 0.0013917 | 0.0015297 | 0.0018067 | 0.0019082 | 0.0022977 | 0.0026802 | 0.0023478 | 0.0025444 | 0.002728 | 0.0024025 | 0.0025307 | 0.0024686 | 0.0024665 | 0.0024645 | 0.0024625 | 0.0024605 | 0.0024585 | 0.042504 | 0.042504 | 0.0010043 | 0.0020596 | 0.003555 | 0.0049467 | 0.0064764 | 0.0082831 | 0.010191 | 0.012489 | 0.015169 | 0.017517 | 0.020061 | 0.022789 | 0.025192 | 0.027723 | 0.030191 | 0.032658 | 0.035122 | 0.037585 | 0.040045 | 0.042504
Under $5 | Under $5 | ECM-VAV | Under $5 | 0 | Motors/Drives | Urban | SC-New | M_Input_New | Commercial | Small Off | ECM-VAV-NEW-Small Off | 0 | 0 | C-Off-HVAC-Vent-All-All-E | C-SOff-HVAC-ER-All-All-C | 0 | 0 | 0 | 0 | 0 | 0 | 0 | 0 | 0 | 0 | 0 | 0 | 0 | 0 | 0 | 0 | 0 | 0 | 0 | 0 | 0 | 0 | 0 | 0 | 0 | 0 | 0 | 0 | 0 | 0 | 0 | 0 | 0 | 0 | 0 | 0 | 0 | 0 | 0 | 0 | 0 | 0
Under $25 | Under $15 | ECM-VAV | Under $25 | 22.7822 | Motors/Drives | Urban | SC-New | M_Input_New | Commercial | XLarge Ret | ECM-VAV-NEW-XLarge Ret | 13.0999 | 22.7822 | C-Ret-HVAC-Vent-All-All-E | C-Ret-HVAC-ER-All-All-C | 4.0404e-05 | 4.9186e-05 | 5.7537e-05 | 6.4168e-05 | 7.3224e-05 | 8.0067e-05 | 9.7755e-05 | 0.00018625 | 0.00022412 | 0.00019735 | 0.00019015 | 0.00018624 | 0.0001491 | 0.00015571 | 0.00014389 | 0.00016294 | 0.00018198 | 0.00020103 | 0.00022008 | 0.00023912 | 0.0029003 | 0.0029003 | 4.0404e-05 | 8.959e-05 | 0.00014713 | 0.0002113 | 0.00028452 | 0.00036459 | 0.00046234 | 0.00064859 | 0.00087272 | 0.0010701 | 0.0012602 | 0.0014465 | 0.0015956 | 0.0017513 | 0.0018952 | 0.0020581 | 0.0022401 | 0.0024411 | 0.0026612 | 0.0029003
Under $5 | Under $5 | ECM-VAV | Under $5 | 0 | Motors/Drives | Urban | SC-New | M_Input_New | Commercial | Large Ret | ECM-VAV-NEW-Large Ret | 0 | 0 | C-Ret-HVAC-Vent-All-All-E | C-Ret-HVAC-ER-All-All-C | 0 | 0 | 0 | 0 | 0 | 0 | 0 | 0 | 0 | 0 | 0 | 0 | 0 | 0 | 0 | 0 | 0 | 0 | 0 | 0 | 0 | 0 | 0 | 0 | 0 | 0 | 0 | 0 | 0 | 0 | 0 | 0 | 0 | 0 | 0 | 0 | 0 | 0 | 0 | 0 | 0 | 0
Under $5 | Under $5 | ECM-VAV | Under $5 | 0 | Motors/Drives | Urban | SC-New | M_Input_New | Commercial | Medium Ret | ECM-VAV-NEW-Medium Ret | 0 | 0 | C-Ret-HVAC-Vent-All-All-E | C-Ret-HVAC-ER-All-All-C | 0 | 0 | 0 | 0 | 0 | 0 | 0 | 0 | 0 | 0 | 0 | 0 | 0 | 0 | 0 | 0 | 0 | 0 | 0 | 0 | 0 | 0 | 0 | 0 | 0 | 0 | 0 | 0 | 0 | 0 | 0 | 0 | 0 | 0 | 0 | 0 | 0 | 0 | 0 | 0 | 0 | 0
Under $5 | Under $5 | ECM-VAV | Under $5 | 0 | Motors/Drives | Urban | SC-New | M_Input_New | Commercial | Small Ret | ECM-VAV-NEW-Small Ret | 0 | 0 | C-Ret-HVAC-Vent-All-All-E | C-Ret-HVAC-ER-All-All-C | 0 | 0 | 0 | 0 | 0 | 0 | 0 | 0 | 0 | 0 | 0 | 0 | 0 | 0 | 0 | 0 | 0 | 0 | 0 | 0 | 0 | 0 | 0 | 0 | 0 | 0 | 0 | 0 | 0 | 0 | 0 | 0 | 0 | 0 | 0 | 0 | 0 | 0 | 0 | 0 | 0 | 0
Under $25 | Under $15 | ECM-VAV | Under $25 | 23.9246 | Motors/Drives | Urban | SC-New | M_Input_New | Commercial | School K-12 | ECM-VAV-NEW-School K-12 | 14.6101 | 23.9246 | C-Sch-HVAC-Vent-All-All-C | C-Sch-HVAC-ER-All-All-C | 0.00016184 | 0.00020172 | 0.00024873 | 0.0003287 | 0.00039824 | 0.00037633 | 0.00039175 | 0.00041665 | 0.00044878 | 0.00041118 | 0.00044507 | 0.0004374 | 0.00046803 | 0.00041937 | 0.00043858 | 0.00043119 | 0.00042381 | 0.00041643 | 0.00040905 | 0.00040166 | 0.0076745 | 0.0076745 | 0.00016184 | 0.00036356 | 0.00061229 | 0.00094099 | 0.0013392 | 0.0017156 | 0.0021073 | 0.002524 | 0.0029728 | 0.0033839 | 0.003829 | 0.0042664 | 0.0047344 | 0.0051538 | 0.0055924 | 0.0060236 | 0.0064474 | 0.0068638 | 0.0072729 | 0.0076745
Under $25 | Under $15 | ECM-VAV | Under $25 | 21.7194 | Motors/Drives | Urban | SC-New | M_Input_New | Commercial | University | ECM-VAV-NEW-University | 12.4182 | 21.7194 | C-All-HVAC-Vent-All-All-E | C-Unv-HVAC-ER-All-All-C | 0.00056985 | 0.00076765 | 0.0006328 | 0.0010055 | 0.001286 | 0.0012478 | 0.0015438 | 0.0017377 | 0.0018169 | 0.0018781 | 0.0018571 | 0.0016361 | 0.0018995 | 0.001594 | 0.0016001 | 0.001762 | 0.0019239 | 0.0020858 | 0.0022478 | 0.0024097 | 0.031502 | 0.031502 | 0.00056985 | 0.0013375 | 0.0019703 | 0.0029758 | 0.0042618 | 0.0055096 | 0.0070534 | 0.008791 | 0.010608 | 0.012486 | 0.014343 | 0.015979 | 0.017879 | 0.019473 | 0.021073 | 0.022835 | 0.024759 | 0.026845 | 0.029092 | 0.031502
Under $5 | Under $5 | ECM-VAV | Under $5 | 0 | Motors/Drives | Urban | SC-New | M_Input_New | Commercial | Warehouse | ECM-VAV-NEW-Warehouse | 0 | 0 | C-War-HVAC-Vent-All-All-E | C-War-HVAC-ER-All-All-C | 0 | 0 | 0 | 0 | 0 | 0 | 0 | 0 | 0 | 0 | 0 | 0 | 0 | 0 | 0 | 0 | 0 | 0 | 0 | 0 | 0 | 0 | 0 | 0 | 0 | 0 | 0 | 0 | 0 | 0 | 0 | 0 | 0 | 0 | 0 | 0 | 0 | 0 | 0 | 0 | 0 | 0
Under $5 | Under $5 | ECM-VAV | Under $5 | 0 | Motors/Drives | Urban | SC-New | M_Input_New | Commercial | Supermarket | ECM-VAV-NEW-Supermarket | 0 | 0 | C-Gro-HVAC-Vent-All-All-E | C-Gro-HVAC-ER-All-All-C | 0 | 0 | 0 | 0 | 0 | 0 | 0 | 0 | 0 | 0 | 0 | 0 | 0 | 0 | 0 | 0 | 0 | 0 | 0 | 0 | 0 | 0 | 0 | 0 | 0 | 0 | 0 | 0 | 0 | 0 | 0 | 0 | 0 | 0 | 0 | 0 | 0 | 0 | 0 | 0 | 0 | 0
Under $5 | Under $5 | ECM-VAV | Under $5 | 0 | Motors/Drives | Urban | SC-New | M_Input_New | Commercial | MiniMart | ECM-VAV-NEW-MiniMart | 0 | 0 | C-Gro-HVAC-Vent-All-All-E | C-Gro-HVAC-ER-All-All-C | 0 | 0 | 0 | 0 | 0 | 0 | 0 | 0 | 0 | 0 | 0 | 0 | 0 | 0 | 0 | 0 | 0 | 0 | 0 | 0 | 0 | 0 | 0 | 0 | 0 | 0 | 0 | 0 | 0 | 0 | 0 | 0 | 0 | 0 | 0 | 0 | 0 | 0 | 0 | 0 | 0 | 0
Under $5 | Under $5 | ECM-VAV | Under $5 | 0 | Motors/Drives | Urban | SC-New | M_Input_New | Commercial | Restaurant | ECM-VAV-NEW-Restaurant | 0 | 0 | C-Res-HVAC-Vent-All-All-E | C-Res-HVAC-ER-All-All-C | 0 | 0 | 0 | 0 | 0 | 0 | 0 | 0 | 0 | 0 | 0 | 0 | 0 | 0 | 0 | 0 | 0 | 0 | 0 | 0 | 0 | 0 | 0 | 0 | 0 | 0 | 0 | 0 | 0 | 0 | 0 | 0 | 0 | 0 | 0 | 0 | 0 | 0 | 0 | 0 | 0 | 0
Under $25 | Under $15 | ECM-VAV | Under $25 | 20.0234 | Motors/Drives | Urban | SC-New | M_Input_New | Commercial | Lodging | ECM-VAV-NEW-Lodging | 10.3226 | 20.0234 | C-All-HVAC-Vent-All-All-E | C-Lod-HVAC-ER-All-All-C | 0.00014884 | 0.00019124 | 0.00022403 | 0.00025079 | 0.00027808 | 0.00030167 | 0.00032781 | 0.00072853 | 0.00091554 | 0.00099525 | 0.0010122 | 0.0010732 | 0.00086828 | 0.00082403 | 0.00078233 | 0.00084804 | 0.00091375 | 0.00097945 | 0.0010452 | 0.0011109 | 0.013819 | 0.013819 | 0.00014884 | 0.00034008 | 0.00056411 | 0.0008149 | 0.001093 | 0.0013946 | 0.0017225 | 0.002451 | 0.0033665 | 0.0043618 | 0.005374 | 0.0064472 | 0.0073155 | 0.0081395 | 0.0089218 | 0.0097699 | 0.010684 | 0.011663 | 0.012708 | 0.013819
Under $25 | Under $15 | ECM-VAV | Under $25 | 21.0297 | Motors/Drives | Urban | SC-New | M_Input_New | Commercial | Hospital | ECM-VAV-NEW-Hospital | 11.2401 | 21.0297 | C-Hea-HVAC-Vent-All-All-C | C-Hea-HVAC-ER-All-All-C | 0.0015739 | 0.0015941 | 0.0016697 | 0.0015422 | 0.0017218 | 0.0019253 | 0.0023827 | 0.0029242 | 0.0033184 | 0.0029817 | 0.0030491 | 0.0028797 | 0.0024765 | 0.0024099 | 0.0023046 | 0.0022692 | 0.0022339 | 0.0021985 | 0.0021631 | 0.0021277 | 0.045746 | 0.045746 | 0.0015739 | 0.0031679 | 0.0048377 | 0.0063798 | 0.0081016 | 0.010027 | 0.01241 | 0.015334 | 0.018652 | 0.021634 | 0.024683 | 0.027563 | 0.030039 | 0.032449 | 0.034754 | 0.037023 | 0.039257 | 0.041455 | 0.043619 | 0.045746
Under $25 | Under $15 | ECM-VAV | Under $25 | 22.3954 | Motors/Drives | Urban | SC-New | M_Input_New | Commercial | Residential Care | ECM-VAV-NEW-Residential Care | 12.8736 | 22.3954 | C-Hea-HVAC-Vent-All-All-C | C-Hea-HVAC-ER-All-All-C | 0.000297 | 0.00031139 | 0.00032635 | 0.00031552 | 0.00036851 | 0.00042403 | 0.00053055 | 0.00068541 | 0.00077551 | 0.00071075 | 0.00074576 | 0.00070715 | 0.00062631 | 0.00060949 | 0.00059743 | 0.00059452 | 0.00059161 | 0.0005887 | 0.00058579 | 0.00058287 | 0.010975 | 0.010975 | 0.000297 | 0.00060838 | 0.00093473 | 0.0012503 | 0.0016188 | 0.0020428 | 0.0025734 | 0.0032588 | 0.0040343 | 0.004745 | 0.0054908 | 0.0061979 | 0.0068242 | 0.0074337 | 0.0080312 | 0.0086257 | 0.0092173 | 0.009806 | 0.010392 | 0.010975
Under $25 | Under $15 | ECM-VAV | Under $25 | 20.1153 | Motors/Drives | Urban | SC-New | M_Input_New | Commercial | Assembly | ECM-VAV-NEW-Assembly | 10.4658 | 20.1153 | C-All-HVAC-Vent-All-All-E | C-All-HVAC-ER-All-All-C | 0.00045194 | 0.0010319 | 0.00080353 | 0.00095328 | 0.0012919 | 0.0031109 | 0.0035018 | 0.0051571 | 0.0074175 | 0.0089032 | 0.010301 | 0.0093933 | 0.0098775 | 0.0089542 | 0.008902 | 0.0090719 | 0.0092419 | 0.0094118 | 0.0095817 | 0.0097516 | 0.12711 | 0.12711 | 0.00045194 | 0.0014838 | 0.0022874 | 0.0032406 | 0.0045325 | 0.0076435 | 0.011145 | 0.016302 | 0.02372 | 0.032623 | 0.042924 | 0.052317 | 0.062195 | 0.071149 | 0.080051 | 0.089123 | 0.098365 | 0.10778 | 0.11736 | 0.12711
Under $25 | Under $15 | ECM-VAV | Under $25 | 20.8246 | Motors/Drives | Urban | SC-New | M_Input_New | Commercial | Other | ECM-VAV-NEW-Other | 11.3225 | 20.8246 | C-All-HVAC-Vent-All-All-E | C-All-HVAC-ER-All-All-C | 0.0019762 | 0.0023324 | 0.0020597 | 0.0032356 | 0.0038491 | 0.0042241 | 0.0046907 | 0.0052535 | 0.0055139 | 0.005356 | 0.0060163 | 0.0056151 | 0.0053817 | 0.0051135 | 0.004849 | 0.0048094 | 0.0047698 | 0.0047302 | 0.0046906 | 0.004651 | 0.089118 | 0.089118 | 0.0019762 | 0.0043086 | 0.0063682 | 0.0096038 | 0.013453 | 0.017677 | 0.022368 | 0.027621 | 0.033135 | 0.038491 | 0.044507 | 0.050122 | 0.055504 | 0.060618 | 0.065467 | 0.070276 | 0.075046 | 0.079776 | 0.084467 | 0.089118
Under $20 | Under $10 | ECM-VAV | Under $20 | 16.5724 | Motors/Drives | Urban | SC-NR | M_Input_NR | Commercial | Large Off | ECM-VAV-NR-Large Off | 8.0074 | 16.5724 | C-All-HVAC-Vent-All-All-E | C-All-HVAC-Vent-All-All-E | 0.082171 | 0.10054 | 0.11508 | 0.12655 | 0.13559 | 0.14268 | 0.14822 | 0.15252 | 0.15583 | 0.15836 | 0.16026 | 0.16166 | 0.16112 | 0.16057 | 0.16003 | 0.15948 | 0.15894 | 0.15839 | 0.15784 | 0.1573 | 2.7976 | 2.7976 | 0.082171 | 0.18271 | 0.29779 | 0.42435 | 0.55993 | 0.70261 | 0.85083 | 1.0033 | 1.1592 | 1.3175 | 1.4778 | 1.6394 | 1.8006 | 1.9611 | 2.1212 | 2.2806 | 2.4396 | 2.598 | 2.7558 | 2.7976
Under $20 | Under $10 | ECM-VAV | Under $20 | 16.5724 | Motors/Drives | Urban | SC-NR | M_Input_NR | Commercial | Medium Off | ECM-VAV-NR-Medium Off | 8.0074 | 16.5724 | C-All-HVAC-Vent-All-All-E | C-All-HVAC-Vent-All-All-E | 0.0032031 | 0.0039193 | 0.0044859 | 0.0049332 | 0.0052854 | 0.0055617 | 0.0057776 | 0.0059452 | 0.0060744 | 0.0061729 | 0.0062469 | 0.0063015 | 0.0062806 | 0.0062593 | 0.0062381 | 0.0062168 | 0.0061955 | 0.0061742 | 0.006153 | 0.0061317 | 0.10905 | 0.10905 | 0.0032031 | 0.0071224 | 0.011608 | 0.016541 | 0.021827 | 0.027389 | 0.033166 | 0.039111 | 0.045186 | 0.051359 | 0.057606 | 0.063907 | 0.070188 | 0.076447 | 0.082685 | 0.088902 | 0.095097 | 0.10127 | 0.10742 | 0.10905
Under $5 | Under $5 | ECM-VAV | Under $5 | 0 | Motors/Drives | Urban | SC-NR | M_Input_NR | Commercial | Small Off | ECM-VAV-NR-Small Off | 0 | 0 | C-All-HVAC-Vent-All-All-E | C-All-HVAC-Vent-All-All-E | 0 | 0 | 0 | 0 | 0 | 0 | 0 | 0 | 0 | 0 | 0 | 0 | 0 | 0 | 0 | 0 | 0 | 0 | 0 | 0 | 0 | 0 | 0 | 0 | 0 | 0 | 0 | 0 | 0 | 0 | 0 | 0 | 0 | 0 | 0 | 0 | 0 | 0 | 0 | 0 | 0 | 0
Under $20 | Under $10 | ECM-VAV | Under $20 | 17.1832 | Motors/Drives | Urban | SC-NR | M_Input_NR | Commercial | XLarge Ret | ECM-VAV-NR-XLarge Ret | 8.8465 | 17.1832 | C-All-HVAC-Vent-All-All-E | C-All-HVAC-Vent-All-All-E | 0.00057015 | 0.00069525 | 0.00079363 | 0.00087073 | 0.00093088 | 0.00097756 | 0.0010135 | 0.0010409 | 0.0010615 | 0.0010767 | 0.0010876 | 0.0010951 | 0.0010895 | 0.0010838 | 0.0010782 | 0.0010726 | 0.0010669 | 0.0010613 | 0.0010557 | 0.00105 | 0.018675 | 0.018675 | 0.00057015 | 0.0012654 | 0.002059 | 0.0029298 | 0.0038606 | 0.0048382 | 0.0058517 | 0.0068926 | 0.0079541 | 0.0090309 | 0.010118 | 0.011214 | 0.012303 | 0.013387 | 0.014465 | 0.015538 | 0.016605 | 0.017666 | 0.018675 | 0.018675
Under $5 | Under $5 | ECM-VAV | Under $5 | 0 | Motors/Drives | Urban | SC-NR | M_Input_NR | Commercial | Large Ret | ECM-VAV-NR-Large Ret | 0 | 0 | C-All-HVAC-Vent-All-All-E | C-All-HVAC-Vent-All-All-E | 0 | 0 | 0 | 0 | 0 | 0 | 0 | 0 | 0 | 0 | 0 | 0 | 0 | 0 | 0 | 0 | 0 | 0 | 0 | 0 | 0 | 0 | 0 | 0 | 0 | 0 | 0 | 0 | 0 | 0 | 0 | 0 | 0 | 0 | 0 | 0 | 0 | 0 | 0 | 0 | 0 | 0
Under $5 | Under $5 | ECM-VAV | Under $5 | 0 | Motors/Drives | Urban | SC-NR | M_Input_NR | Commercial | Medium Ret | ECM-VAV-NR-Medium Ret | 0 | 0 | C-All-HVAC-Vent-All-All-E | C-All-HVAC-Vent-All-All-E | 0 | 0 | 0 | 0 | 0 | 0 | 0 | 0 | 0 | 0 | 0 | 0 | 0 | 0 | 0 | 0 | 0 | 0 | 0 | 0 | 0 | 0 | 0 | 0 | 0 | 0 | 0 | 0 | 0 | 0 | 0 | 0 | 0 | 0 | 0 | 0 | 0 | 0 | 0 | 0 | 0 | 0
Under $5 | Under $5 | ECM-VAV | Under $5 | 0 | Motors/Drives | Urban | SC-NR | M_Input_NR | Commercial | Small Ret | ECM-VAV-NR-Small Ret | 0 | 0 | C-All-HVAC-Vent-All-All-E | C-All-HVAC-Vent-All-All-E | 0 | 0 | 0 | 0 | 0 | 0 | 0 | 0 | 0 | 0 | 0 | 0 | 0 | 0 | 0 | 0 | 0 | 0 | 0 | 0 | 0 | 0 | 0 | 0 | 0 | 0 | 0 | 0 | 0 | 0 | 0 | 0 | 0 | 0 | 0 | 0 | 0 | 0 | 0 | 0 | 0 | 0
Under $20 | Under $15 | ECM-VAV | Under $20 | 18.1205 | Motors/Drives | Urban | SC-NR | M_Input_NR | Commercial | School K-12 | ECM-VAV-NR-School K-12 | 10.1342 | 18.1205 | C-All-HVAC-Vent-All-All-E | C-All-HVAC-Vent-All-All-E | 0.0052809 | 0.0064465 | 0.0073648 | 0.0080861 | 0.0086506 | 0.0090901 | 0.0094302 | 0.009691 | 0.0098887 | 0.010036 | 0.010144 | 0.010219 | 0.010173 | 0.010126 | 0.010079 | 0.010032 | 0.0099847 | 0.0099377 | 0.0098908 | 0.0098438 | 0.17507 | 0.17507 | 0.0052809 | 0.011727 | 0.019092 | 0.027178 | 0.035829 | 0.044919 | 0.054349 | 0.06404 | 0.073929 | 0.083965 | 0.094109 | 0.10433 | 0.1145 | 0.12463 | 0.1347 | 0.14474 | 0.15472 | 0.16466 | 0.17455 | 0.17507
Under $20 | Under $15 | ECM-VAV | Under $20 | 18.1205 | Motors/Drives | Urban | SC-NR | M_Input_NR | Commercial | University | ECM-VAV-NR-University | 10.1342 | 18.1205 | C-All-HVAC-Vent-All-All-E | C-All-HVAC-Vent-All-All-E | 0.0062912 | 0.0076797 | 0.0087737 | 0.009633 | 0.010305 | 0.010829 | 0.011234 | 0.011545 | 0.01178 | 0.011956 | 0.012084 | 0.012174 | 0.012119 | 0.012063 | 0.012007 | 0.011951 | 0.011895 | 0.011839 | 0.011783 | 0.011727 | 0.20856 | 0.20856 | 0.0062912 | 0.013971 | 0.022745 | 0.032378 | 0.042683 | 0.053512 | 0.064746 | 0.076291 | 0.088071 | 0.10003 | 0.11211 | 0.12429 | 0.1364 | 0.14847 | 0.16047 | 0.17242 | 0.18432 | 0.19616 | 0.20794 | 0.20856
Under $5 | Under $5 | ECM-VAV | Under $5 | 0 | Motors/Drives | Urban | SC-NR | M_Input_NR | Commercial | Warehouse | ECM-VAV-NR-Warehouse | 0 | 0 | C-All-HVAC-Vent-All-All-E | C-All-HVAC-Vent-All-All-E | 0 | 0 | 0 | 0 | 0 | 0 | 0 | 0 | 0 | 0 | 0 | 0 | 0 | 0 | 0 | 0 | 0 | 0 | 0 | 0 | 0 | 0 | 0 | 0 | 0 | 0 | 0 | 0 | 0 | 0 | 0 | 0 | 0 | 0 | 0 | 0 | 0 | 0 | 0 | 0 | 0 | 0
Under $5 | Under $5 | ECM-VAV | Under $5 | 0 | Motors/Drives | Urban | SC-NR | M_Input_NR | Commercial | Supermarket | ECM-VAV-NR-Supermarket | 0 | 0 | C-All-HVAC-Vent-All-All-E | C-All-HVAC-Vent-All-All-E | 0 | 0 | 0 | 0 | 0 | 0 | 0 | 0 | 0 | 0 | 0 | 0 | 0 | 0 | 0 | 0 | 0 | 0 | 0 | 0 | 0 | 0 | 0 | 0 | 0 | 0 | 0 | 0 | 0 | 0 | 0 | 0 | 0 | 0 | 0 | 0 | 0 | 0 | 0 | 0 | 0 | 0
Under $5 | Under $5 | ECM-VAV | Under $5 | 0 | Motors/Drives | Urban | SC-NR | M_Input_NR | Commercial | MiniMart | ECM-VAV-NR-MiniMart | 0 | 0 | C-All-HVAC-Vent-All-All-E | C-All-HVAC-Vent-All-All-E | 0 | 0 | 0 | 0 | 0 | 0 | 0 | 0 | 0 | 0 | 0 | 0 | 0 | 0 | 0 | 0 | 0 | 0 | 0 | 0 | 0 | 0 | 0 | 0 | 0 | 0 | 0 | 0 | 0 | 0 | 0 | 0 | 0 | 0 | 0 | 0 | 0 | 0 | 0 | 0 | 0 | 0
Under $5 | Under $5 | ECM-VAV | Under $5 | 0 | Motors/Drives | Urban | SC-NR | M_Input_NR | Commercial | Restaurant | ECM-VAV-NR-Restaurant | 0 | 0 | C-All-HVAC-Vent-All-All-E | C-All-HVAC-Vent-All-All-E | 0 | 0 | 0 | 0 | 0 | 0 | 0 | 0 | 0 | 0 | 0 | 0 | 0 | 0 | 0 | 0 | 0 | 0 | 0 | 0 | 0 | 0 | 0 | 0 | 0 | 0 | 0 | 0 | 0 | 0 | 0 | 0 | 0 | 0 | 0 | 0 | 0 | 0 | 0 | 0 | 0 | 0
Under $20 | Under $10 | ECM-VAV | Under $20 | 17.0135 | Motors/Drives | Urban | SC-NR | M_Input_NR | Commercial | Lodging | ECM-VAV-NR-Lodging | 8.6133 | 17.0135 | C-All-HVAC-Vent-All-All-E | C-All-HVAC-Vent-All-All-E | 0.0034765 | 0.0042593 | 0.00488 | 0.0053714 | 0.0057596 | 0.0060654 | 0.0063054 | 0.006493 | 0.0066388 | 0.0067512 | 0.006837 | 0.0069015 | 0.0068832 | 0.0068646 | 0.0068459 | 0.0068273 | 0.0068086 | 0.0067899 | 0.0067712 | 0.0067525 | 0.12009 | 0.12009 | 0.0034765 | 0.0077358 | 0.012616 | 0.017987 | 0.023747 | 0.029812 | 0.036118 | 0.042611 | 0.049249 | 0.056001 | 0.062838 | 0.069739 | 0.076622 | 0.083487 | 0.090333 | 0.09716 | 0.10397 | 0.11076 | 0.11753 | 0.12009
Under $20 | Under $10 | ECM-VAV | Under $20 | 16.6115 | Motors/Drives | Urban | SC-NR | M_Input_NR | Commercial | Hospital | ECM-VAV-NR-Hospital | 8.061 | 16.6115 | C-All-HVAC-Vent-All-All-E | C-All-HVAC-Vent-All-All-E | 0.0059208 | 0.0072587 | 0.0083209 | 0.0091628 | 0.0098289 | 0.010355 | 0.010769 | 0.011093 | 0.011346 | 0.011542 | 0.011693 | 0.011807 | 0.01178 | 0.011752 | 0.011724 | 0.011696 | 0.011668 | 0.01164 | 0.011612 | 0.011584 | 0.20603 | 0.20603 | 0.0059208 | 0.01318 | 0.0215 | 0.030663 | 0.040492 | 0.050847 | 0.061616 | 0.072709 | 0.084055 | 0.095597 | 0.10729 | 0.1191 | 0.13088 | 0.14263 | 0.15435 | 0.16605 | 0.17772 | 0.18936 | 0.20097 | 0.20603
Under $20 | Under $10 | ECM-VAV | Under $20 | 17.4904 | Motors/Drives | Urban | SC-NR | M_Input_NR | Commercial | Residential Care | ECM-VAV-NR-Residential Care | 9.2685 | 17.4904 | C-All-HVAC-Vent-All-All-E | C-All-HVAC-Vent-All-All-E | 0.0010983 | 0.0013456 | 0.0015417 | 0.001697 | 0.0018196 | 0.0019162 | 0.0019921 | 0.0020513 | 0.0020974 | 0.0021329 | 0.00216 | 0.0021804 | 0.0021746 | 0.0021687 | 0.0021628 | 0.0021569 | 0.002151 | 0.0021451 | 0.0021392 | 0.0021333 | 0.037941 | 0.037941 | 0.0010983 | 0.002444 | 0.0039857 | 0.0056827 | 0.0075023 | 0.0094185 | 0.011411 | 0.013462 | 0.015559 | 0.017692 | 0.019852 | 0.022033 | 0.024207 | 0.026376 | 0.028539 | 0.030696 | 0.032847 | 0.034992 | 0.037131 | 0.037941
Under $20 | Under $10 | ECM-VAV | Under $20 | 17.0907 | Motors/Drives | Urban | SC-NR | M_Input_NR | Commercial | Assembly | ECM-VAV-NR-Assembly | 8.7194 | 17.0907 | C-All-HVAC-Vent-All-All-E | C-All-HVAC-Vent-All-All-E | 0.019076 | 0.023267 | 0.026564 | 0.029149 | 0.031168 | 0.032736 | 0.033944 | 0.034866 | 0.035562 | 0.036076 | 0.036446 | 0.036702 | 0.036518 | 0.036333 | 0.036148 | 0.035964 | 0.03578 | 0.035596 | 0.035412 | 0.035227 | 0.62652 | 0.62652 | 0.019076 | 0.042342 | 0.068906 | 0.098056 | 0.12922 | 0.16196 | 0.1959 | 0.23077 | 0.26633 | 0.30241 | 0.33885 | 0.37555 | 0.41207 | 0.44841 | 0.48455 | 0.52052 | 0.5563 | 0.59189 | 0.62652 | 0.62652
Under $20 | Under $10 | ECM-VAV | Under $20 | 17.5479 | Motors/Drives | Urban | SC-NR | M_Input_NR | Commercial | Other | ECM-VAV-NR-Other | 9.3476 | 17.5479 | C-All-HVAC-Vent-All-All-E | C-All-HVAC-Vent-All-All-E | 0.0099739 | 0.012054 | 0.013661 | 0.014894 | 0.015831 | 0.016533 | 0.01705 | 0.017419 | 0.017673 | 0.017835 | 0.017925 | 0.017958 | 0.017777 | 0.017597 | 0.017418 | 0.01724 | 0.017063 | 0.016885 | 0.016708 | 0.01653 | 0.29399 | 0.29399 | 0.0099739 | 0.022028 | 0.035689 | 0.050583 | 0.066415 | 0.082948 | 0.099998 | 0.11742 | 0.13509 | 0.15293 | 0.17085 | 0.18881 | 0.20658 | 0.22418 | 0.2416 | 0.25884 | 0.2759 | 0.29279 | 0.29399 | 0.29399
Under $35 | Under $15 | Economizer | Under $35 | 33.5305 | HVAC | Urban | SC-Retro | M_Input | Commercial | Large Off | Economizer-Retro-Large Off | 13.9786 | 33.5305 | C-Off-HVAC-Vent-All-All-E | C-LOff-HVAC-ER-All-All-C | 0.17306 | 0.17571 | 0.1748 | 0.17474 | 0.17374 | 0.15485 | 0.12155 | 0.094794 | 0.073649 | 0.056734 | 0.042921 | 0.032106 | 0.023475 | 0.016481 | 0.010988 | 0.006579 | 0 | 0 | 0 | 0 | 1.372 | 1.372 | 0.17306 | 0.34877 | 0.52357 | 0.69831 | 0.87206 | 1.0269 | 1.1485 | 1.2433 | 1.3169 | 1.372 | 1.372 | 1.372 | 1.372 | 1.372 | 1.372 | 1.372 | 1.372 | 1.372 | 1.372 | 1.372
Under $25 | Under $15 | Economizer | Under $25 | 24.6446 | HVAC | Urban | SC-Retro | M_Input | Commercial | Medium Off | Economizer-Retro-Medium Off | 13.9786 | 24.6446 | C-Off-HVAC-Vent-All-All-E | C-LOff-HVAC-ER-All-All-C | 0.052563 | 0.053706 | 0.053381 | 0.053415 | 0.05307 | 0.047303 | 0.037152 | 0.028981 | 0.022542 | 0.017386 | 0.013145 | 0.0098442 | 0.0072065 | 0.0050606 | 0.0033836 | 0.0020344 | 0 | 0 | 0 | 0 | 0.41672 | 0.41672 | 0.052563 | 0.10627 | 0.15965 | 0.21307 | 0.26614 | 0.31344 | 0.35059 | 0.37957 | 0.40211 | 0.41672 | 0.41672 | 0.41672 | 0.41672 | 0.41672 | 0.41672 | 0.41672 | 0.41672 | 0.41672 | 0.41672 | 0.41672
Under $25 | Under $15 | Economizer | Under $25 | 21.5331 | HVAC | Urban | SC-Retro | M_Input | Commercial | Small Off | Economizer-Retro-Small Off | 11.1224 | 21.5331 | C-Off-HVAC-Vent-All-All-E | C-SOff-HVAC-ER-All-All-C | 0.012188 | 0.012229 | 0.012181 | 0.012154 | 0.012105 | 0.010785 | 0.0084537 | 0.0065899 | 0.005108 | 0.0039249 | 0.0029734 | 0.0022195 | 0.0016178 | 0.0011354 | 0.00075272 | 0.00044679 | 0 | 0 | 0 | 0 | 0.09663 | 0.09663 | 0.012188 | 0.024417 | 0.036598 | 0.048752 | 0.060857 | 0.071642 | 0.080095 | 0.086685 | 0.091793 | 0.095718 | 0.09663 | 0.09663 | 0.09663 | 0.09663 | 0.09663 | 0.09663 | 0.09663 | 0.09663 | 0.09663 | 0.09663
Under $35 | Under $10 | Economizer | Under $35 | 30.464 | HVAC | Urban | SC-Retro | M_Input | Commercial | XLarge Ret | Economizer-Retro-XLarge Ret | 7.5784 | 30.464 | C-Ret-HVAC-Vent-All-All-E | C-Ret-HVAC-ER-All-All-C | 0.02455 | 0.024575 | 0.024451 | 0.024332 | 0.024213 | 0.021543 | 0.016857 | 0.013134 | 0.010211 | 0.0078464 | 0.0059359 | 0.0044231 | 0.0032199 | 0.0022562 | 0.0014968 | 0.00088957 | 0 | 0 | 0 | 0 | 0.18841 | 0.18841 | 0.02455 | 0.049125 | 0.073576 | 0.097908 | 0.12212 | 0.14366 | 0.16052 | 0.17365 | 0.18386 | 0.18841 | 0.18841 | 0.18841 | 0.18841 | 0.18841 | 0.18841 | 0.18841 | 0.18841 | 0.18841 | 0.18841 | 0.18841
Under $35 | Under $10 | Economizer | Under $35 | 30.464 | HVAC | Urban | SC-Retro | M_Input | Commercial | Large Ret | Economizer-Retro-Large Ret | 7.5784 | 30.464 | C-Ret-HVAC-Vent-All-All-E | C-Ret-HVAC-ER-All-All-C | 0.021192 | 0.021119 | 0.021015 | 0.020913 | 0.020811 | 0.018512 | 0.014482 | 0.011275 | 0.0087296 | 0.0066952 | 0.0050693 | 0.0037764 | 0.0027471 | 0.0019263 | 0.0012743 | 0.00075465 | 0 | 0 | 0 | 0 | 0.16264 | 0.16264 | 0.021192 | 0.042312 | 0.063327 | 0.08424 | 0.10505 | 0.12356 | 0.13804 | 0.14932 | 0.15805 | 0.16264 | 0.16264 | 0.16264 | 0.16264 | 0.16264 | 0.16264 | 0.16264 | 0.16264 | 0.16264 | 0.16264 | 0.16264
Under $25 | Under $5 | Economizer | Under $25 | 20.3713 | HVAC | Urban | SC-Retro | M_Input | Commercial | Medium Ret | Economizer-Retro-Medium Ret | 4.6363 | 20.3713 | C-Ret-HVAC-Vent-All-All-E | C-Ret-HVAC-ER-All-All-C | 0.010413 | 0.010486 | 0.010431 | 0.01038 | 0.010329 | 0.0091935 | 0.0071961 | 0.0056125 | 0.0043866 | 0.0033796 | 0.0025539 | 0.0019037 | 0.0013872 | 0.00097114 | 0.00064662 | 0.00038611 | 0 | 0 | 0 | 0 | 0.079914 | 0.079914 | 0.010413 | 0.020899 | 0.03133 | 0.041709 | 0.052039 | 0.061232 | 0.068428 | 0.074041 | 0.078427 | 0.079914 | 0.079914 | 0.079914 | 0.079914 | 0.079914 | 0.079914 | 0.079914 | 0.079914 | 0.079914 | 0.079914 | 0.079914
Under $25 | Under $5 | Economizer | Under $25 | 20.3713 | HVAC | Urban | SC-Retro | M_Input | Commercial | Small Ret | Economizer-Retro-Small Ret | 4.6363 | 20.3713 | C-Ret-HVAC-Vent-All-All-E | C-Ret-HVAC-ER-All-All-C | 0.00081598 | 0.00081435 | 0.00081027 | 0.00080632 | 0.00080238 | 0.00071384 | 0.0005585 | 0.00043493 | 0.00033718 | 0.00025876 | 0.00019587 | 0.00014593 | 0.00010618 | 7.4439e-05 | 4.9291e-05 | 2.9225e-05 | 0 | 0 | 0 | 0 | 0.0062622 | 0.0062622 | 0.00081598 | 0.0016303 | 0.0024406 | 0.0032469 | 0.0040493 | 0.0047631 | 0.0053216 | 0.0057566 | 0.0060938 | 0.0062622 | 0.0062622 | 0.0062622 | 0.0062622 | 0.0062622 | 0.0062622 | 0.0062622 | 0.0062622 | 0.0062622 | 0.0062622 | 0.0062622
Under $15 | Under $5 | Economizer | Under $15 | 14.5963 | HVAC | Urban | SC-Retro | M_Input | Commercial | School K-12 | Economizer-Retro-School K-12 | -0.41622 | 14.5963 | C-Sch-HVAC-Vent-All-All-C | C-Sch-HVAC-ER-All-All-C | 0.047319 | 0.047221 | 0.047016 | 0.046817 | 0.046632 | 0.041511 | 0.032479 | 0.025292 | 0.019567 | 0.015007 | 0.011368 | 0.0084739 | 0.0061658 | 0.0043288 | 0.0028624 | 0.0016961 | 0 | 0 | 0 | 0 | 0.36686 | 0.36686 | 0.047319 | 0.09454 | 0.14156 | 0.18837 | 0.235 | 0.27652 | 0.30899 | 0.33429 | 0.35385 | 0.36686 | 0.36686 | 0.36686 | 0.36686 | 0.36686 | 0.36686 | 0.36686 | 0.36686 | 0.36686 | 0.36686 | 0.36686
Under $15 | Under $5 | Economizer | Under $15 | 14.8774 | HVAC | Urban | SC-Retro | M_Input | Commercial | University | Economizer-Retro-University | -0.019981 | 14.8774 | C-All-HVAC-Vent-All-All-E | C-Unv-HVAC-ER-All-All-C | 0.021012 | 0.021117 | 0.021037 | 0.020899 | 0.020858 | 0.018592 | 0.014542 | 0.011346 | 0.0087899 | 0.0067456 | 0.005116 | 0.0038149 | 0.0027738 | 0.0019556 | 0.0012936 | 0.00077105 | 0 | 0 | 0 | 0 | 0.1629 | 0.1629 | 0.021012 | 0.042129 | 0.063166 | 0.084065 | 0.10492 | 0.12352 | 0.13806 | 0.1494 | 0.15819 | 0.1629 | 0.1629 | 0.1629 | 0.1629 | 0.1629 | 0.1629 | 0.1629 | 0.1629 | 0.1629 | 0.1629 | 0.1629
Under $20 | Under $5 | Economizer | Under $20 | 15.8315 | HVAC | Urban | SC-Retro | M_Input | Commercial | Warehouse | Economizer-Retro-Warehouse | 0.93129 | 15.8315 | C-War-HVAC-Vent-All-All-E | C-War-HVAC-ER-All-All-C | 0.026688 | 0.026733 | 0.026623 | 0.026527 | 0.026426 | 0.023569 | 0.018462 | 0.01438 | 0.011119 | 0.0085187 | 0.0064541 | 0.0048159 | 0.0035065 | 0.0024626 | 0.0016307 | 0.00096754 | 0 | 0 | 0 | 0 | 0.20859 | 0.20859 | 0.026688 | 0.053421 | 0.080044 | 0.10657 | 0.133 | 0.15657 | 0.17503 | 0.18941 | 0.20053 | 0.20859 | 0.20859 | 0.20859 | 0.20859 | 0.20859 | 0.20859 | 0.20859 | 0.20859 | 0.20859 | 0.20859 | 0.20859
Under $30 | Under $10 | Economizer | Under $30 | 29.8272 | HVAC | Urban | SC-Retro | M_Input | Commercial | Supermarket | Economizer-Retro-Supermarket | 5.1176 | 29.8272 | C-Gro-HVAC-Vent-All-All-E | C-Gro-HVAC-ER-All-All-C | 0.0079938 | 0.0079648 | 0.007889 | 0.0078137 | 0.007739 | 0.0068545 | 0.005343 | 0.0041447 | 0.0031947 | 0.0024417 | 0.0018436 | 0.0013713 | 0.00099606 | 0.00069854 | 0.00046265 | 0.00027564 | 0 | 0 | 0 | 0 | 0.056085 | 0.056085 | 0.0079938 | 0.015959 | 0.023848 | 0.031661 | 0.0394 | 0.046255 | 0.051598 | 0.055743 | 0.056085 | 0.056085 | 0.056085 | 0.056085 | 0.056085 | 0.056085 | 0.056085 | 0.056085 | 0.056085 | 0.056085 | 0.056085 | 0.056085
Under $30 | Under $10 | Economizer | Under $30 | 29.8272 | HVAC | Urban | SC-Retro | M_Input | Commercial | MiniMart | Economizer-Retro-MiniMart | 5.1176 | 29.8272 | C-Gro-HVAC-Vent-All-All-E | C-Gro-HVAC-ER-All-All-C | 0.0016307 | 0.0016267 | 0.0016172 | 0.001609 | 0.0016009 | 0.0014249 | 0.0011154 | 0.000869 | 0.00067393 | 0.0005168 | 0.00039118 | 0.00029179 | 0.00021214 | 0.00014865 | 9.8453e-05 | 5.8414e-05 | 0 | 0 | 0 | 0 | 0.012484 | 0.012484 | 0.0016307 | 0.0032574 | 0.0048746 | 0.0064836 | 0.0080845 | 0.0095095 | 0.010625 | 0.011494 | 0.012168 | 0.012484 | 0.012484 | 0.012484 | 0.012484 | 0.012484 | 0.012484 | 0.012484 | 0.012484 | 0.012484 | 0.012484 | 0.012484
Under $30 | Under $10 | Economizer | Under $30 | 28.2101 | HVAC | Urban | SC-Retro | M_Input | Commercial | Restaurant | Economizer-Retro-Restaurant | 8.0331 | 28.2101 | C-Res-HVAC-Vent-All-All-E | C-Res-HVAC-ER-All-All-C | 0.0077643 | 0.0077979 | 0.0077589 | 0.00772 | 0.0076812 | 0.0068318 | 0.0053446 | 0.0041605 | 0.003228 | 0.0024793 | 0.0018792 | 0.0014021 | 0.0010218 | 0.00071645 | 0.00047568 | 0.00028308 | 0 | 0 | 0 | 0 | 0.059441 | 0.059441 | 0.0077643 | 0.015562 | 0.023321 | 0.031041 | 0.038722 | 0.045554 | 0.050899 | 0.055059 | 0.058287 | 0.059441 | 0.059441 | 0.059441 | 0.059441 | 0.059441 | 0.059441 | 0.059441 | 0.059441 | 0.059441 | 0.059441 | 0.059441
Under $20 | Under $10 | Economizer | Under $20 | 17.321 | HVAC | Urban | SC-Retro | M_Input | Commercial | Lodging | Economizer-Retro-Lodging | 9.303 | 17.321 | C-All-HVAC-Vent-All-All-E | C-Lod-HVAC-ER-All-All-C | 0.027025 | 0.027062 | 0.026991 | 0.026922 | 0.026853 | 0.023937 | 0.018761 | 0.014631 | 0.011376 | 0.0087501 | 0.0066442 | 0.0049593 | 0.0036166 | 0.002536 | 0.0016793 | 0.00099581 | 0 | 0 | 0 | 0 | 0.21688 | 0.21688 | 0.027025 | 0.054087 | 0.081079 | 0.108 | 0.13485 | 0.15879 | 0.17755 | 0.19218 | 0.20356 | 0.21231 | 0.21688 | 0.21688 | 0.21688 | 0.21688 | 0.21688 | 0.21688 | 0.21688 | 0.21688 | 0.21688 | 0.21688
Under $35 | Under $20 | Economizer | Under $35 | 33.5187 | HVAC | Urban | SC-Retro | M_Input | Commercial | Hospital | Economizer-Retro-Hospital | 15.3281 | 33.5187 | C-Hea-HVAC-Vent-All-All-C | C-Hea-HVAC-ER-All-All-C | 0.021042 | 0.021473 | 0.021357 | 0.02128 | 0.021181 | 0.018896 | 0.014828 | 0.011601 | 0.0090242 | 0.0069525 | 0.0052655 | 0.0039357 | 0.0028681 | 0.0020128 | 0.0013371 | 0.00079733 | 0 | 0 | 0 | 0 | 0.1699 | 0.1699 | 0.021042 | 0.042515 | 0.063872 | 0.085152 | 0.10633 | 0.12523 | 0.14006 | 0.15166 | 0.16068 | 0.16764 | 0.1699 | 0.1699 | 0.1699 | 0.1699 | 0.1699 | 0.1699 | 0.1699 | 0.1699 | 0.1699 | 0.1699
Under $20 | Under $10 | Economizer | Under $20 | 18.2239 | HVAC | Urban | SC-Retro | M_Input | Commercial | Residential Care | Economizer-Retro-Residential Care | 7.6418 | 18.2239 | C-Hea-HVAC-Vent-All-All-C | C-Hea-HVAC-ER-All-All-C | 0.0085301 | 0.0086665 | 0.0086257 | 0.0085936 | 0.0085586 | 0.0076362 | 0.0059923 | 0.0046867 | 0.0036474 | 0.002809 | 0.0021281 | 0.0015914 | 0.0011597 | 0.00081437 | 0.0005411 | 0.00032319 | 0 | 0 | 0 | 0 | 0.068455 | 0.068455 | 0.0085301 | 0.017197 | 0.025822 | 0.034416 | 0.042974 | 0.050611 | 0.056603 | 0.06129 | 0.064937 | 0.067746 | 0.068455 | 0.068455 | 0.068455 | 0.068455 | 0.068455 | 0.068455 | 0.068455 | 0.068455 | 0.068455 | 0.068455
Under $20 | Under $10 | Economizer | Under $20 | 17.9218 | HVAC | Urban | SC-Retro | M_Input | Commercial | Assembly | Economizer-Retro-Assembly | 7.1859 | 17.9218 | C-All-HVAC-Vent-All-All-E | C-All-HVAC-ER-All-All-C | 0.11791 | 0.11782 | 0.11735 | 0.11668 | 0.11612 | 0.10335 | 0.08111 | 0.063178 | 0.049004 | 0.037728 | 0.028673 | 0.021443 | 0.015596 | 0.010987 | 0.0072827 | 0.0043515 | 0 | 0 | 0 | 0 | 0.90696 | 0.90696 | 0.11791 | 0.23573 | 0.35308 | 0.46976 | 0.58589 | 0.68923 | 0.77034 | 0.83352 | 0.88253 | 0.90696 | 0.90696 | 0.90696 | 0.90696 | 0.90696 | 0.90696 | 0.90696 | 0.90696 | 0.90696 | 0.90696 | 0.90696
Under $20 | Under $10 | Economizer | Under $20 | 19.2759 | HVAC | Urban | SC-Retro | M_Input | Commercial | Other | Economizer-Retro-Other | 6.1259 | 19.2759 | C-All-HVAC-Vent-All-All-E | C-All-HVAC-ER-All-All-C | 0.073495 | 0.074227 | 0.073478 | 0.072534 | 0.072202 | 0.064085 | 0.050016 | 0.038876 | 0.030049 | 0.023006 | 0.017382 | 0.012987 | 0.0094351 | 0.0066343 | 0.004414 | 0.0026553 | 0 | 0 | 0 | 0 | 0.51565 | 0.51565 | 0.073495 | 0.14772 | 0.2212 | 0.29373 | 0.36593 | 0.43002 | 0.48004 | 0.51565 | 0.51565 | 0.51565 | 0.51565 | 0.51565 | 0.51565 | 0.51565 | 0.51565 | 0.51565 | 0.51565 | 0.51565 | 0.51565 | 0.51565
Under $15 | Under $10 | Commercial EM | Under $15 | 11.1883 | HVAC | Urban | SC New | Measure InputOutput-New | Commercial | Large Off | Commercial EM-New-Large Off | 8.0955 | 11.1883 | C-All-HVAC-Vent-All-All-E | R-All-HVAC-CAC-All-All-E | 0 | 0 | 0 | 0 | 0 | 0 | 0 | 0 | 0 | 0 | 0 | 0 | 0 | 0 | 0 | 0 | 0 | 0 | 0 | 0 | 0 | 0 | 0 | 0 | 0 | 0 | 0 | 0 | 0 | 0 | 0 | 0 | 0 | 0 | 0 | 0 | 0 | 0 | 0 | 0 | 0 | 0
Under $20 | Under $15 | Commercial EM | Under $20 | 16.2652 | HVAC | Urban | SC New | Measure InputOutput-New | Commercial | Medium Off | Commercial EM-New-Medium Off | 11.9769 | 16.2652 | C-All-HVAC-Vent-All-All-E | R-All-HVAC-CAC-All-All-E | 0 | 0 | 0 | 0 | 0 | 0 | 0 | 0 | 0 | 0 | 0 | 0 | 0 | 0 | 0 | 0 | 0 | 0 | 0 | 0 | 0 | 0 | 0 | 0 | 0 | 0 | 0 | 0 | 0 | 0 | 0 | 0 | 0 | 0 | 0 | 0 | 0 | 0 | 0 | 0 | 0 | 0
Under $55 | Under $40 | Commercial EM | Under $55 | 51.8361 | HVAC | Urban | SC New | Measure InputOutput-New | Commercial | Small Off | Commercial EM-New-Small Off | 36.3168 | 51.8361 | C-All-HVAC-Vent-All-All-E | R-All-HVAC-CAC-All-All-E | 0 | 0 | 0 | 0 | 0 | 0 | 0 | 0 | 0 | 0 | 0 | 0 | 0 | 0 | 0 | 0 | 0 | 0 | 0 | 0 | 0 | 0 | 0 | 0 | 0 | 0 | 0 | 0 | 0 | 0 | 0 | 0 | 0 | 0 | 0 | 0 | 0 | 0 | 0 | 0 | 0 | 0
Under $20 | Under $15 | Commercial EM | Under $20 | 16.8809 | HVAC | Urban | SC New | Measure InputOutput-New | Commercial | XLarge Ret | Commercial EM-New-XLarge Ret | 11.9769 | 16.8809 | C-All-HVAC-Vent-All-All-E | R-All-HVAC-CAC-All-All-E | 0 | 0 | 0 | 0 | 0 | 0 | 0 | 0 | 0 | 0 | 0 | 0 | 0 | 0 | 0 | 0 | 0 | 0 | 0 | 0 | 0 | 0 | 0 | 0 | 0 | 0 | 0 | 0 | 0 | 0 | 0 | 0 | 0 | 0 | 0 | 0 | 0 | 0 | 0 | 0 | 0 | 0
Under $40 | Under $30 | Commercial EM | Under $40 | 38.1317 | HVAC | Urban | SC New | Measure InputOutput-New | Commercial | Large Ret | Commercial EM-New-Large Ret | 26.1688 | 38.1317 | C-All-HVAC-Vent-All-All-E | R-All-HVAC-CAC-All-All-E | 0 | 0 | 0 | 0 | 0 | 0 | 0 | 0 | 0 | 0 | 0 | 0 | 0 | 0 | 0 | 0 | 0 | 0 | 0 | 0 | 0 | 0 | 0 | 0 | 0 | 0 | 0 | 0 | 0 | 0 | 0 | 0 | 0 | 0 | 0 | 0 | 0 | 0 | 0 | 0 | 0 | 0
Under $30 | Under $20 | Commercial EM | Under $30 | 26.8598 | HVAC | Urban | SC New | Measure InputOutput-New | Commercial | Medium Ret | Commercial EM-New-Medium Ret | 18.2615 | 26.8598 | C-All-HVAC-Vent-All-All-E | R-All-HVAC-CAC-All-All-E | 0 | 0 | 0 | 0 | 0 | 0 | 0 | 0 | 0 | 0 | 0 | 0 | 0 | 0 | 0 | 0 | 0 | 0 | 0 | 0 | 0 | 0 | 0 | 0 | 0 | 0 | 0 | 0 | 0 | 0 | 0 | 0 | 0 | 0 | 0 | 0 | 0 | 0 | 0 | 0 | 0 | 0
Under $10 | Under $10 | Commercial EM | Under $10 | 9.7997 | HVAC | Urban | SC New | Measure InputOutput-New | Commercial | Small Ret | Commercial EM-New-Small Ret | 6.7402 | 9.7997 | C-All-HVAC-Vent-All-All-E | R-All-HVAC-CAC-All-All-E | 0 | 0 | 0 | 0 | 0 | 0 | 0 | 0 | 0 | 0 | 0 | 0 | 0 | 0 | 0 | 0 | 0 | 0 | 0 | 0 | 0 | 0 | 0 | 0 | 0 | 0 | 0 | 0 | 0 | 0 | 0 | 0 | 0 | 0 | 0 | 0 | 0 | 0 | 0 | 0 | 0 | 0
Under $30 | Under $20 | Commercial EM | Under $30 | 27.9507 | HVAC | Urban | SC New | Measure InputOutput-New | Commercial | School K-12 | Commercial EM-New-School K-12 | 18.9134 | 27.9507 | C-All-HVAC-Vent-All-All-E | R-All-HVAC-CAC-All-All-E | 0 | 0 | 0 | 0 | 0 | 0 | 0 | 0 | 0 | 0 | 0 | 0 | 0 | 0 | 0 | 0 | 0 | 0 | 0 | 0 | 0 | 0 | 0 | 0 | 0 | 0 | 0 | 0 | 0 | 0 | 0 | 0 | 0 | 0 | 0 | 0 | 0 | 0 | 0 | 0 | 0 | 0
Under $20 | Under $15 | Commercial EM | Under $20 | 16.2265 | HVAC | Urban | SC New | Measure InputOutput-New | Commercial | University | Commercial EM-New-University | 10.7332 | 16.2265 | C-All-HVAC-Vent-All-All-E | R-All-HVAC-CAC-All-All-E | 0 | 0 | 0 | 0 | 0 | 0 | 0 | 0 | 0 | 0 | 0 | 0 | 0 | 0 | 0 | 0 | 0 | 0 | 0 | 0 | 0 | 0 | 0 | 0 | 0 | 0 | 0 | 0 | 0 | 0 | 0 | 0 | 0 | 0 | 0 | 0 | 0 | 0 | 0 | 0 | 0 | 0
Under $30 | Under $25 | Commercial EM | Under $30 | 27.2941 | HVAC | Urban | SC New | Measure InputOutput-New | Commercial | Warehouse | Commercial EM-New-Warehouse | 21.5682 | 27.2941 | C-All-HVAC-Vent-All-All-E | R-All-HVAC-CAC-All-All-E | 0 | 0 | 0 | 0 | 0 | 0 | 0 | 0 | 0 | 0 | 0 | 0 | 0 | 0 | 0 | 0 | 0 | 0 | 0 | 0 | 0 | 0 | 0 | 0 | 0 | 0 | 0 | 0 | 0 | 0 | 0 | 0 | 0 | 0 | 0 | 0 | 0 | 0 | 0 | 0 | 0 | 0
Under $15 | Under $10 | Commercial EM | Under $15 | 11.9243 | HVAC | Urban | SC New | Measure InputOutput-New | Commercial | Supermarket | Commercial EM-New-Supermarket | 8.2641 | 11.9243 | C-All-HVAC-Vent-All-All-E | R-All-HVAC-CAC-All-All-E | 0 | 0 | 0 | 0 | 0 | 0 | 0 | 0 | 0 | 0 | 0 | 0 | 0 | 0 | 0 | 0 | 0 | 0 | 0 | 0 | 0 | 0 | 0 | 0 | 0 | 0 | 0 | 0 | 0 | 0 | 0 | 0 | 0 | 0 | 0 | 0 | 0 | 0 | 0 | 0 | 0 | 0
Under $5 | Under $5 | Commercial EM | Under $5 | 0 | HVAC | Urban | SC New | Measure InputOutput-New | Commercial | MiniMart | Commercial EM-New-MiniMart | 0 | 0 | C-All-HVAC-Vent-All-All-E | R-All-HVAC-CAC-All-All-E | 0 | 0 | 0 | 0 | 0 | 0 | 0 | 0 | 0 | 0 | 0 | 0 | 0 | 0 | 0 | 0 | 0 | 0 | 0 | 0 | 0 | 0 | 0 | 0 | 0 | 0 | 0 | 0 | 0 | 0 | 0 | 0 | 0 | 0 | 0 | 0 | 0 | 0 | 0 | 0 | 0 | 0
Under $20 | Under $15 | Commercial EM | Under $20 | 15.6912 | HVAC | Urban | SC New | Measure InputOutput-New | Commercial | Restaurant | Commercial EM-New-Restaurant | 10.8588 | 15.6912 | C-All-HVAC-Vent-All-All-E | R-All-HVAC-CAC-All-All-E | 0 | 0 | 0 | 0 | 0 | 0 | 0 | 0 | 0 | 0 | 0 | 0 | 0 | 0 | 0 | 0 | 0 | 0 | 0 | 0 | 0 | 0 | 0 | 0 | 0 | 0 | 0 | 0 | 0 | 0 | 0 | 0 | 0 | 0 | 0 | 0 | 0 | 0 | 0 | 0 | 0 | 0
Under $10 | Under $10 | Commercial EM | Under $10 | 9.0648 | HVAC | Urban | SC New | Measure InputOutput-New | Commercial | Lodging | Commercial EM-New-Lodging | 6.321 | 9.0648 | C-All-HVAC-Vent-All-All-E | R-All-HVAC-CAC-All-All-E | 0 | 0 | 0 | 0 | 0 | 0 | 0 | 0 | 0 | 0 | 0 | 0 | 0 | 0 | 0 | 0 | 0 | 0 | 0 | 0 | 0 | 0 | 0 | 0 | 0 | 0 | 0 | 0 | 0 | 0 | 0 | 0 | 0 | 0 | 0 | 0 | 0 | 0 | 0 | 0 | 0 | 0
Under $10 | Under $10 | Commercial EM | Under $10 | 6.4586 | HVAC | Urban | SC New | Measure InputOutput-New | Commercial | Hospital | Commercial EM-New-Hospital | 5.0827 | 6.4586 | C-All-HVAC-Vent-All-All-E | R-All-HVAC-CAC-All-All-E | 0 | 0 | 0 | 0 | 0 | 0 | 0 | 0 | 0 | 0 | 0 | 0 | 0 | 0 | 0 | 0 | 0 | 0 | 0 | 0 | 0 | 0 | 0 | 0 | 0 | 0 | 0 | 0 | 0 | 0 | 0 | 0 | 0 | 0 | 0 | 0 | 0 | 0 | 0 | 0 | 0 | 0
Under $10 | Under $10 | Commercial EM | Under $10 | 8.992 | HVAC | Urban | SC New | Measure InputOutput-New | Commercial | Residential Care | Commercial EM-New-Residential Care | 6.3443 | 8.992 | C-All-HVAC-Vent-All-All-E | R-All-HVAC-CAC-All-All-E | 0 | 0 | 0 | 0 | 0 | 0 | 0 | 0 | 0 | 0 | 0 | 0 | 0 | 0 | 0 | 0 | 0 | 0 | 0 | 0 | 0 | 0 | 0 | 0 | 0 | 0 | 0 | 0 | 0 | 0 | 0 | 0 | 0 | 0 | 0 | 0 | 0 | 0 | 0 | 0 | 0 | 0
Under $15 | Under $15 | Commercial EM | Under $15 | 14.3791 | HVAC | Urban | SC New | Measure InputOutput-New | Commercial | Assembly | Commercial EM-New-Assembly | 10.7057 | 14.3791 | C-All-HVAC-Vent-All-All-E | R-All-HVAC-CAC-All-All-E | 0 | 0 | 0 | 0 | 0 | 0 | 0 | 0 | 0 | 0 | 0 | 0 | 0 | 0 | 0 | 0 | 0 | 0 | 0 | 0 | 0 | 0 | 0 | 0 | 0 | 0 | 0 | 0 | 0 | 0 | 0 | 0 | 0 | 0 | 0 | 0 | 0 | 0 | 0 | 0 | 0 | 0
Under $15 | Under $15 | Commercial EM | Under $15 | 14.1699 | HVAC | Urban | SC New | Measure InputOutput-New | Commercial | Other | Commercial EM-New-Other | 10.7057 | 14.1699 | C-All-HVAC-Vent-All-All-E | R-All-HVAC-CAC-All-All-E | 0 | 0 | 0 | 0 | 0 | 0 | 0 | 0 | 0 | 0 | 0 | 0 | 0 | 0 | 0 | 0 | 0 | 0 | 0 | 0 | 0 | 0 | 0 | 0 | 0 | 0 | 0 | 0 | 0 | 0 | 0 | 0 | 0 | 0 | 0 | 0 | 0 | 0 | 0 | 0 | 0 | 0
Under $15 | Under $10 | Commercial EM | Under $15 | 12.8195 | HVAC | Urban | SC Retro | Measure InputOutput | Commercial | Large Off | Commercial EM-Retro-Large Off | 9.266 | 12.8195 | C-Off-HVAC-Vent-All-All-E | C-LOff-HVAC-ER-All-All-C | 0.62537 | 0.62337 | 0.62137 | 0.63103 | 0.63937 | 0.58025 | 0.46174 | 0.36583 | 0.28859 | 0.22594 | 0.1756 | 0.13503 | 0.10159 | 0.074516 | 0.052599 | 0.034598 | 0 | 0 | 0 | 0 | 6.9 | 5.6368 | 0.62537 | 1.2487 | 1.8701 | 2.5011 | 3.1405 | 3.7208 | 4.1825 | 4.5483 | 4.8369 | 5.0629 | 5.2385 | 5.3735 | 5.4751 | 5.5496 | 5.6022 | 5.6368 | 5.6368 | 5.6368 | 5.6368 | 5.6368
Under $20 | Under $15 | Commercial EM | Under $20 | 15.656 | HVAC | Urban | SC Retro | Measure InputOutput | Commercial | Medium Off | Commercial EM-Retro-Medium Off | 11.3616 | 15.656 | C-Off-HVAC-Vent-All-All-E | C-LOff-HVAC-ER-All-All-C | 0.037116 | 0.036997 | 0.036878 | 0.037692 | 0.038393 | 0.035055 | 0.028043 | 0.022337 | 0.017725 | 0.013965 | 0.010936 | 0.0084863 | 0.0064472 | 0.0047901 | 0.0034414 | 0.0023249 | 0 | 0 | 0 | 0 | 0.44846 | 0.34063 | 0.037116 | 0.074113 | 0.11099 | 0.14868 | 0.18708 | 0.22213 | 0.25017 | 0.27251 | 0.29024 | 0.3042 | 0.31514 | 0.32362 | 0.33007 | 0.33486 | 0.3383 | 0.34063 | 0.34063 | 0.34063 | 0.34063 | 0.34063
Under $50 | Under $35 | Commercial EM | Under $50 | 45.3349 | HVAC | Urban | SC Retro | Measure InputOutput | Commercial | Small Off | Commercial EM-Retro-Small Off | 31.6095 | 45.3349 | C-Off-HVAC-Vent-All-All-E | C-SOff-HVAC-ER-All-All-C | 0.009507 | 0.0094766 | 0.0094463 | 0.0094782 | 0.0095027 | 0.0085202 | 0.0067089 | 0.0052566 | 0.0040942 | 0.0031616 | 0.0024158 | 0.0018187 | 0.0013368 | 0.00095035 | 0.00064033 | 0.00039035 | 0 | 0 | 0 | 0 | 0.08542 | 0.082705 | 0.009507 | 0.018984 | 0.02843 | 0.037908 | 0.047411 | 0.055931 | 0.06264 | 0.067897 | 0.071991 | 0.075152 | 0.077568 | 0.079387 | 0.080724 | 0.081674 | 0.082314 | 0.082705 | 0.082705 | 0.082705 | 0.082705 | 0.082705
Under $20 | Under $15 | Commercial EM | Under $20 | 15.1144 | HVAC | Urban | SC Retro | Measure InputOutput | Commercial | XLarge Ret | Commercial EM-Retro-XLarge Ret | 10.7511 | 15.1144 | C-Ret-HVAC-Vent-All-All-E | C-Ret-HVAC-ER-All-All-C | 0.0042777 | 0.0042567 | 0.0042359 | 0.0042404 | 0.0042443 | 0.0037951 | 0.0029826 | 0.0023327 | 0.0018124 | 0.001397 | 0.00107 | 0.00080844 | 0.00059617 | 0.00042491 | 0.00028692 | 0.0001751 | 0 | 0 | 0 | 0 | 0.038292 | 0.036936 | 0.0042777 | 0.0085344 | 0.01277 | 0.017011 | 0.021255 | 0.02505 | 0.028033 | 0.030365 | 0.032178 | 0.033575 | 0.034645 | 0.035453 | 0.036049 | 0.036474 | 0.036761 | 0.036936 | 0.036936 | 0.036936 | 0.036936 | 0.036936
Under $35 | Under $25 | Commercial EM | Under $35 | 32.4444 | HVAC | Urban | SC Retro | Measure InputOutput | Commercial | Large Ret | Commercial EM-Retro-Large Ret | 22.345 | 32.4444 | C-Ret-HVAC-Vent-All-All-E | C-Ret-HVAC-ER-All-All-C | 0.04763 | 0.047397 | 0.047165 | 0.047003 | 0.046838 | 0.041709 | 0.032655 | 0.025437 | 0.019682 | 0.015096 | 0.011454 | 0.0085513 | 0.0062288 | 0.0043735 | 0.0028916 | 0.0017065 | 0 | 0 | 0 | 0 | 0.37964 | 0.37964 | 0.04763 | 0.095027 | 0.14219 | 0.18919 | 0.23603 | 0.27774 | 0.3104 | 0.33583 | 0.35552 | 0.37061 | 0.37964 | 0.37964 | 0.37964 | 0.37964 | 0.37964 | 0.37964 | 0.37964 | 0.37964 | 0.37964 | 0.37964
Under $25 | Under $20 | Commercial EM | Under $25 | 23.1535 | HVAC | Urban | SC Retro | Measure InputOutput | Commercial | Medium Ret | Commercial EM-Retro-Medium Ret | 15.8896 | 23.1535 | C-Ret-HVAC-Vent-All-All-E | C-Ret-HVAC-ER-All-All-C | 0.0030355 | 0.0030206 | 0.0030058 | 0.0030274 | 0.0030475 | 0.0027405 | 0.0021661 | 0.0017047 | 0.0013335 | 0.0010363 | 0.00080489 | 0.00061904 | 0.00046533 | 0.00033973 | 0.0002374 | 0.00015315 | 0 | 0 | 0 | 0 | 0.031283 | 0.026737 | 0.0030355 | 0.0060562 | 0.009062 | 0.012089 | 0.015137 | 0.017877 | 0.020043 | 0.021748 | 0.023082 | 0.024118 | 0.024923 | 0.025542 | 0.026007 | 0.026347 | 0.026584 | 0.026737 | 0.026737 | 0.026737 | 0.026737 | 0.026737
Under $10 | Under $10 | Commercial EM | Under $10 | 9.2637 | HVAC | Urban | SC Retro | Measure InputOutput | Commercial | Small Ret | Commercial EM-Retro-Small Ret | 6.5201 | 9.2637 | C-Ret-HVAC-Vent-All-All-E | C-Ret-HVAC-ER-All-All-C | 0.013852 | 0.013784 | 0.013717 | 0.013689 | 0.01366 | 0.012179 | 0.0095424 | 0.0074391 | 0.0057602 | 0.0044214 | 0.003361 | 0.0025148 | 0.0018347 | 0.0012896 | 0.00085292 | 0.00050217 | 0 | 0 | 0 | 0 | 0.11463 | 0.11463 | 0.013852 | 0.027636 | 0.041353 | 0.055042 | 0.068703 | 0.080881 | 0.090423 | 0.097863 | 0.10362 | 0.10804 | 0.11141 | 0.11392 | 0.11463 | 0.11463 | 0.11463 | 0.11463 | 0.11463 | 0.11463 | 0.11463 | 0.11463
Under $20 | Under $15 | Commercial EM | Under $20 | 19.9604 | HVAC | Urban | SC Retro | Measure InputOutput | Commercial | School K-12 | Commercial EM-Retro-School K-12 | 13.5975 | 19.9604 | C-Sch-HVAC-Vent-All-All-C | C-Sch-HVAC-ER-All-All-C | 0.07136 | 0.071049 | 0.070739 | 0.070593 | 0.070447 | 0.062825 | 0.049271 | 0.038456 | 0.029806 | 0.022895 | 0.017376 | 0.012969 | 0.0094441 | 0.0066299 | 0.0043808 | 0.0025851 | 0 | 0 | 0 | 0 | 0.58108 | 0.58108 | 0.07136 | 0.14241 | 0.21315 | 0.28374 | 0.35419 | 0.41701 | 0.46628 | 0.50474 | 0.53455 | 0.55744 | 0.57482 | 0.58108 | 0.58108 | 0.58108 | 0.58108 | 0.58108 | 0.58108 | 0.58108 | 0.58108 | 0.58108
Under $15 | Under $10 | Commercial EM | Under $15 | 11.9247 | HVAC | Urban | SC Retro | Measure InputOutput | Commercial | University | Commercial EM-Retro-University | 7.8074 | 11.9247 | C-All-HVAC-Vent-All-All-E | C-Unv-HVAC-ER-All-All-C | 0.12966 | 0.12909 | 0.12853 | 0.12918 | 0.12991 | 0.11645 | 0.091968 | 0.072391 | 0.056574 | 0.043923 | 0.033762 | 0.025571 | 0.018965 | 0.013628 | 0.0092975 | 0.0058301 | 0 | 0 | 0 | 0 | 1.235 | 1.1347 | 0.12966 | 0.25875 | 0.38727 | 0.51646 | 0.64637 | 0.76281 | 0.85478 | 0.92717 | 0.98375 | 1.0277 | 1.0614 | 1.087 | 1.106 | 1.1196 | 1.1289 | 1.1347 | 1.1347 | 1.1347 | 1.1347 | 1.1347
Under $20 | Under $15 | Commercial EM | Under $20 | 15.6143 | HVAC | Urban | SC Retro | Measure InputOutput | Commercial | Warehouse | Commercial EM-Retro-Warehouse | 11.722 | 15.6143 | C-War-HVAC-Vent-All-All-E | C-War-HVAC-ER-All-All-C | 0.020169 | 0.020089 | 0.02001 | 0.020045 | 0.020077 | 0.01797 | 0.014139 | 0.011088 | 0.0086436 | 0.0066786 | 0.0050956 | 0.0038199 | 0.0027958 | 0.0019771 | 0.001321 | 0.00079503 | 0 | 0 | 0 | 0 | 0.17576 | 0.17471 | 0.020169 | 0.040258 | 0.060268 | 0.080314 | 0.10039 | 0.11836 | 0.1325 | 0.14359 | 0.15223 | 0.15891 | 0.164 | 0.16782 | 0.17062 | 0.1726 | 0.17392 | 0.17471 | 0.17471 | 0.17471 | 0.17471 | 0.17471
Under $15 | Under $10 | Commercial EM | Under $15 | 10.0155 | HVAC | Urban | SC Retro | Measure InputOutput | Commercial | Supermarket | Commercial EM-Retro-Supermarket | 7.009 | 10.0155 | C-Gro-HVAC-Vent-All-All-E | C-Gro-HVAC-ER-All-All-C | 0.0057582 | 0.0057032 | 0.0056487 | 0.0056287 | 0.0056087 | 0.0049947 | 0.003911 | 0.0030469 | 0.002358 | 0.0018088 | 0.0013709 | 0.0010219 | 0.0007431 | 0.00052137 | 0.00034459 | 0.00020365 | 0 | 0 | 0 | 0 | 0.044767 | 0.044767 | 0.0057582 | 0.011461 | 0.01711 | 0.022739 | 0.028348 | 0.033342 | 0.037253 | 0.0403 | 0.042658 | 0.044467 | 0.044767 | 0.044767 | 0.044767 | 0.044767 | 0.044767 | 0.044767 | 0.044767 | 0.044767 | 0.044767 | 0.044767
Under $5 | Under $5 | Commercial EM | Under $5 | 0 | HVAC | Urban | SC Retro | Measure InputOutput | Commercial | MiniMart | Commercial EM-Retro-MiniMart | 0 | 0 | C-Gro-HVAC-Vent-All-All-E | C-Gro-HVAC-ER-All-All-C | 0 | 0 | 0 | 0 | 0 | 0 | 0 | 0 | 0 | 0 | 0 | 0 | 0 | 0 | 0 | 0 | 0 | 0 | 0 | 0 | 0 | 0 | 0 | 0 | 0 | 0 | 0 | 0 | 0 | 0 | 0 | 0 | 0 | 0 | 0 | 0 | 0 | 0 | 0 | 0 | 0 | 0
Under $15 | Under $10 | Commercial EM | Under $15 | 14.2325 | HVAC | Urban | SC Retro | Measure InputOutput | Commercial | Restaurant | Commercial EM-Retro-Restaurant | 9.9026 | 14.2325 | C-Res-HVAC-Vent-All-All-E | C-Res-HVAC-ER-All-All-C | 0.0027358 | 0.0027221 | 0.0027084 | 0.0027204 | 0.0027324 | 0.0024518 | 0.0019336 | 0.0015174 | 0.001183 | 0.00091446 | 0.00070105 | 0.00053009 | 0.00039224 | 0.00028123 | 0.00019178 | 0.00011911 | 0 | 0 | 0 | 0 | 0.025554 | 0.023835 | 0.0027358 | 0.0054579 | 0.0081663 | 0.010887 | 0.013619 | 0.016071 | 0.018004 | 0.019522 | 0.020705 | 0.021619 | 0.02232 | 0.022851 | 0.023243 | 0.023524 | 0.023716 | 0.023835 | 0.023835 | 0.023835 | 0.023835 | 0.023835
Under $10 | Under $10 | Commercial EM | Under $10 | 9.9025 | HVAC | Urban | SC Retro | Measure InputOutput | Commercial | Lodging | Commercial EM-Retro-Lodging | 6.8571 | 9.9025 | C-All-HVAC-Vent-All-All-E | C-Lod-HVAC-ER-All-All-C | 0.060825 | 0.06067 | 0.060515 | 0.060597 | 0.060676 | 0.054277 | 0.042674 | 0.033383 | 0.025942 | 0.019984 | 0.015273 | 0.011507 | 0.0084826 | 0.0060474 | 0.0040895 | 0.0025024 | 0 | 0 | 0 | 0 | 0.54816 | 0.52744 | 0.060825 | 0.1215 | 0.18201 | 0.24261 | 0.30328 | 0.35756 | 0.40023 | 0.43362 | 0.45956 | 0.47954 | 0.49482 | 0.50632 | 0.5148 | 0.52085 | 0.52494 | 0.52744 | 0.52744 | 0.52744 | 0.52744 | 0.52744
Under $10 | Under $5 | Commercial EM | Under $10 | 5.9039 | HVAC | Urban | SC Retro | Measure InputOutput | Commercial | Hospital | Commercial EM-Retro-Hospital | 4.4533 | 5.9039 | C-Hea-HVAC-Vent-All-All-C | C-Hea-HVAC-ER-All-All-C | 0.19927 | 0.19882 | 0.19837 | 0.20248 | 0.20593 | 0.18681 | 0.14861 | 0.11773 | 0.092769 | 0.072731 | 0.056635 | 0.04362 | 0.032896 | 0.02417 | 0.017037 | 0.011189 | 0 | 0 | 0 | 0 | 2.1952 | 1.8091 | 0.19927 | 0.39808 | 0.59646 | 0.79893 | 1.0049 | 1.1917 | 1.3403 | 1.458 | 1.5508 | 1.6235 | 1.6801 | 1.7238 | 1.7567 | 1.7808 | 1.7979 | 1.8091 | 1.8091 | 1.8091 | 1.8091 | 1.8091
Under $10 | Under $10 | Commercial EM | Under $10 | 7.7303 | HVAC | Urban | SC Retro | Measure InputOutput | Commercial | Residential Care | Commercial EM-Retro-Residential Care | 5.4335 | 7.7303 | C-Hea-HVAC-Vent-All-All-C | C-Hea-HVAC-ER-All-All-C | 0.035594 | 0.035503 | 0.035412 | 0.035985 | 0.036478 | 0.03299 | 0.026188 | 0.020708 | 0.016291 | 0.012749 | 0.0099161 | 0.0076259 | 0.0057431 | 0.0042144 | 0.0029646 | 0.0019413 | 0 | 0 | 0 | 0 | 0.38601 | 0.3203 | 0.035594 | 0.071097 | 0.10651 | 0.14249 | 0.17897 | 0.21196 | 0.23815 | 0.25886 | 0.27515 | 0.2879 | 0.29781 | 0.30544 | 0.31118 | 0.3154 | 0.31836 | 0.3203 | 0.3203 | 0.3203 | 0.3203 | 0.3203
Under $15 | Under $10 | Commercial EM | Under $15 | 10.506 | HVAC | Urban | SC Retro | Measure InputOutput | Commercial | Assembly | Commercial EM-Retro-Assembly | 7.4917 | 10.506 | C-All-HVAC-Vent-All-All-E | C-All-HVAC-ER-All-All-C | 0.1367 | 0.13605 | 0.1354 | 0.13531 | 0.13532 | 0.12078 | 0.094745 | 0.073967 | 0.05754 | 0.044389 | 0.03394 | 0.025646 | 0.019009 | 0.013684 | 0.0093439 | 0.0058444 | 0 | 0 | 0 | 0 | 1.2758 | 1.1777 | 0.1367 | 0.27275 | 0.40815 | 0.54346 | 0.67878 | 0.79956 | 0.8943 | 0.96827 | 1.0258 | 1.0702 | 1.1041 | 1.1298 | 1.1488 | 1.1625 | 1.1718 | 1.1777 | 1.1777 | 1.1777 | 1.1777 | 1.1777
Under $10 | Under $10 | Commercial EM | Under $10 | 9.3919 | HVAC | Urban | SC Retro | Measure InputOutput | Commercial | Other | Commercial EM-Retro-Other | 6.7351 | 9.3919 | C-All-HVAC-Vent-All-All-E | C-All-HVAC-ER-All-All-C | 0.091084 | 0.090209 | 0.089342 | 0.090276 | 0.091145 | 0.081918 | 0.06503 | 0.051472 | 0.040525 | 0.031699 | 0.024588 | 0.018823 | 0.014118 | 0.010332 | 0.0072311 | 0.0047056 | 0 | 0 | 0 | 0 | 0.94752 | 0.8025 | 0.091084 | 0.18129 | 0.27064 | 0.36091 | 0.45206 | 0.53397 | 0.599 | 0.65048 | 0.691 | 0.7227 | 0.74729 | 0.76611 | 0.78023 | 0.79056 | 0.79779 | 0.8025 | 0.8025 | 0.8025 | 0.8025 | 0.8025
Under $5 | Under $35 | LEC Exit Sign | Under $5 | -12.7218 | Lighting | Urban | SC-New | M_Input | Commercial | Commercial | LEC Exit Sign-Double-New | 31.6116 | -12.7218 | I-All-SecTotal-All-All-All-E | 0 | 0.015547 | 0.015964 | 0.017861 | 0.018558 | 0.021267 | 0.024519 | 0.026758 | 0.033203 | 0.037701 | 0.035442 | 0.037978 | 0.037777 | 0.034917 | 0.034802 | 0.033917 | 0.0346 | 0.035172 | 0.035745 | 0.036317 | 0.03689 | 0.60493 | 0.60493 | 0.015547 | 0.031511 | 0.049372 | 0.06793 | 0.089196 | 0.11372 | 0.14047 | 0.17368 | 0.21138 | 0.24682 | 0.2848 | 0.32257 | 0.35749 | 0.39229 | 0.42621 | 0.46081 | 0.49598 | 0.53173 | 0.56804 | 0.60493
Under $5 | Under $70 | LEC Exit Sign | Under $5 | -23.0064 | Lighting | Urban | SC-New | M_Input | Commercial | Commercial | LEC Exit Sign-Single-New | 65.947 | -23.0064 | I-All-SecTotal-All-All-All-E | 0 | 0.0031918 | 0.0032774 | 0.0036668 | 0.0038099 | 0.004366 | 0.0050338 | 0.0054934 | 0.0068165 | 0.0077399 | 0.0072762 | 0.0077967 | 0.0077556 | 0.0071683 | 0.0071449 | 0.0069632 | 0.0071033 | 0.0072209 | 0.0073384 | 0.0074559 | 0.0075734 | 0.12419 | 0.12419 | 0.0031918 | 0.0064692 | 0.010136 | 0.013946 | 0.018312 | 0.023346 | 0.028839 | 0.035656 | 0.043396 | 0.050672 | 0.058468 | 0.066224 | 0.073392 | 0.080537 | 0.0875 | 0.094604 | 0.10182 | 0.10916 | 0.11662 | 0.12419
Under $5 | Under $35 | LEC Exit Sign | Under $5 | -12.7214 | Lighting | Urban | SC-NR | M_Input | Commercial | Commercial | LEC Exit Sign-Double-NR | 31.6116 | -12.7214 | I-All-SecTotal-All-All-All-E | 0 | 0.11701 | 0.13015 | 0.14123 | 0.15045 | 0.15806 | 0.16427 | 0.16928 | 0.17297 | 0.17564 | 0.17752 | 0.1788 | 0.17959 | 0.18002 | 0.18017 | 0.1801 | 0.18108 | 0.18131 | 0.1815 | 0.18161 | 0.18174 | 3.7541 | 3.3625 | 0.11701 | 0.24716 | 0.38838 | 0.53884 | 0.6969 | 0.86117 | 1.0304 | 1.2034 | 1.3791 | 1.5566 | 1.7354 | 1.915 | 2.095 | 2.2752 | 2.4553 | 2.6363 | 2.8177 | 2.9992 | 3.1808 | 3.3625
Under $5 | Under $70 | LEC Exit Sign | Under $5 | -23.0064 | Lighting | Urban | SC-NR | M_Input | Commercial | Commercial | LEC Exit Sign-Single-NR | 65.947 | -23.0064 | I-All-SecTotal-All-All-All-E | 0 | 0.024021 | 0.02672 | 0.028993 | 0.030888 | 0.03245 | 0.033725 | 0.034753 | 0.035511 | 0.036059 | 0.036446 | 0.036706 | 0.03687 | 0.036958 | 0.036989 | 0.036974 | 0.037176 | 0.037224 | 0.037263 | 0.037285 | 0.037311 | 0.77071 | 0.69032 | 0.024021 | 0.050741 | 0.079734 | 0.11062 | 0.14307 | 0.1768 | 0.21155 | 0.24706 | 0.28312 | 0.31957 | 0.35627 | 0.39314 | 0.4301 | 0.46709 | 0.50406 | 0.54124 | 0.57846 | 0.61572 | 0.65301 | 0.69032
Under $5 | Under $5 | Exterior Building Lighting | Under $5 | 1.2147 | Lighting | Urban | SC-New | M_Input | Commercial | Commercial | Exterior Lighting: Parking Lot - HPS 250W - New | 0.40077 | 1.2147 | S-All-Lgt-Streetlight-All-All-U | 0 | 0.041 | 0.0421 | 0.047102 | 0.04894 | 0.056084 | 0.064662 | 0.070566 | 0.087562 | 0.099422 | 0.093466 | 0.10015 | 0.099624 | 0.092081 | 0.09178 | 0.089445 | 0.091246 | 0.092756 | 0.094265 | 0.095775 | 0.097285 | 1.5953 | 1.5953 | 0.041 | 0.0831 | 0.1302 | 0.17914 | 0.23523 | 0.29989 | 0.37045 | 0.45801 | 0.55744 | 0.6509 | 0.75106 | 0.85068 | 0.94276 | 1.0345 | 1.124 | 1.2152 | 1.308 | 1.4023 | 1.498 | 1.5953
Under $5 | Under $5 | Exterior Building Lighting | Under $5 | -8.7396 | Lighting | Urban | SC-New | M_Input | Commercial | Commercial | Exterior Lighting: Walkway - HID 150W - New | -4.6495 | -8.7396 | S-All-Lgt-Streetlight-All-All-U | 0 | 0.017946 | 0.018427 | 0.020617 | 0.021421 | 0.024548 | 0.028302 | 0.030887 | 0.038326 | 0.043517 | 0.04091 | 0.043837 | 0.043606 | 0.040304 | 0.040172 | 0.03915 | 0.039939 | 0.040599 | 0.04126 | 0.041921 | 0.042582 | 0.69827 | 0.69827 | 0.017946 | 0.036373 | 0.05699 | 0.078411 | 0.10296 | 0.13126 | 0.16215 | 0.20047 | 0.24399 | 0.2849 | 0.32874 | 0.37234 | 0.41265 | 0.45282 | 0.49197 | 0.53191 | 0.57251 | 0.61377 | 0.65569 | 0.69827
Under $5 | Under $5 | Exterior Building Lighting | Under $5 | -8.9472 | Lighting | Urban | SC-New | M_Input | Commercial | Commercial | Exterior Lighting: Façade - HID 150W - New | -4.613 | -8.9472 | S-All-Lgt-Streetlight-All-All-U | 0 | 0.017987 | 0.01847 | 0.020664 | 0.02147 | 0.024604 | 0.028368 | 0.030958 | 0.038414 | 0.043618 | 0.041005 | 0.043938 | 0.043706 | 0.040397 | 0.040265 | 0.03924 | 0.04003 | 0.040693 | 0.041355 | 0.042017 | 0.04268 | 0.69988 | 0.69988 | 0.017987 | 0.036457 | 0.057121 | 0.078591 | 0.1032 | 0.13156 | 0.16252 | 0.20094 | 0.24455 | 0.28556 | 0.3295 | 0.3732 | 0.4136 | 0.45386 | 0.4931 | 0.53313 | 0.57383 | 0.61518 | 0.6572 | 0.69988
Under $5 | Under $5 | Exterior Building Lighting | Under $5 | -39.2636 | Lighting | Urban | SC-New | M_Input | Commercial | Commercial | Exterior Lighting: Walkway - INC 75W - New | -1.7509 | -39.2636 | S-All-Lgt-Streetlight-All-All-U | 0 | 0.00046103 | 0.0004734 | 0.00052964 | 0.0005503 | 0.00063064 | 0.00072709 | 0.00079348 | 0.00098459 | 0.001118 | 0.001051 | 0.0011262 | 0.0011202 | 0.0010354 | 0.001032 | 0.0010058 | 0.001026 | 0.001043 | 0.00106 | 0.0010769 | 0.0010939 | 0.017939 | 0.017939 | 0.00046103 | 0.00093443 | 0.0014641 | 0.0020144 | 0.002645 | 0.0033721 | 0.0041656 | 0.0051502 | 0.0062681 | 0.0073191 | 0.0084453 | 0.0095655 | 0.010601 | 0.011633 | 0.012639 | 0.013665 | 0.014708 | 0.015768 | 0.016845 | 0.017939
Under $5 | Under $5 | Exterior Building Lighting | Under $5 | -6.2697 | Lighting | Urban | SC-New | M_Input | Commercial | Commercial | Exterior Lighting: Façade - HID 400W - New | -3.8043 | -6.2697 | S-All-Lgt-Streetlight-All-All-U | 0 | 0.007761 | 0.0079692 | 0.008916 | 0.0092638 | 0.010616 | 0.01224 | 0.013358 | 0.016575 | 0.01882 | 0.017692 | 0.018958 | 0.018858 | 0.01743 | 0.017373 | 0.016931 | 0.017272 | 0.017558 | 0.017844 | 0.018129 | 0.018415 | 0.30198 | 0.30198 | 0.007761 | 0.01573 | 0.024646 | 0.03391 | 0.044526 | 0.056766 | 0.070124 | 0.086698 | 0.10552 | 0.12321 | 0.14217 | 0.16103 | 0.17846 | 0.19583 | 0.21276 | 0.23003 | 0.24759 | 0.26543 | 0.28356 | 0.30198
Under $5 | Under $5 | Exterior Building Lighting | Under $5 | -10.0808 | Lighting | Urban | SC-New | M_Input | Commercial | Commercial | Exterior Lighting: Walkway - CFL 26W - New | -0.13798 | -10.0808 | S-All-Lgt-Streetlight-All-All-U | 0 | 0.00062108 | 0.00063774 | 0.00071351 | 0.00074135 | 0.00084957 | 0.00097951 | 0.0010689 | 0.0013264 | 0.0015061 | 0.0014159 | 0.0015171 | 0.0015091 | 0.0013949 | 0.0013903 | 0.0013549 | 0.0013822 | 0.0014051 | 0.001428 | 0.0014508 | 0.0014737 | 0.024166 | 0.024166 | 0.00062108 | 0.0012588 | 0.0019723 | 0.0027137 | 0.0035633 | 0.0045428 | 0.0056117 | 0.0069381 | 0.0084442 | 0.00986 | 0.011377 | 0.012886 | 0.014281 | 0.015671 | 0.017026 | 0.018409 | 0.019814 | 0.021242 | 0.022692 | 0.024166
Under $5 | Under $5 | Exterior Building Lighting | Under $5 | 0.3201 | Lighting | Urban | SC-New | M_Input | Commercial | Commercial | Exterior Lighting: Parking Lot - MH 400W - New | 0.073999 | 0.3201 | S-All-Lgt-Streetlight-All-All-U | 0 | 0.015756 | 0.016178 | 0.0181 | 0.018807 | 0.021552 | 0.024848 | 0.027117 | 0.033648 | 0.038206 | 0.035918 | 0.038487 | 0.038284 | 0.035385 | 0.035269 | 0.034372 | 0.035064 | 0.035644 | 0.036225 | 0.036805 | 0.037385 | 0.61305 | 0.61305 | 0.015756 | 0.031934 | 0.050034 | 0.068841 | 0.090393 | 0.11524 | 0.14236 | 0.17601 | 0.21421 | 0.25013 | 0.28862 | 0.3269 | 0.36229 | 0.39756 | 0.43193 | 0.46699 | 0.50264 | 0.53886 | 0.57567 | 0.61305
Under $10 | Under $5 | Exterior Building Lighting | Under $10 | 5.2412 | Lighting | Urban | SC-New | M_Input | Commercial | Commercial | Exterior Lighting: Parking Lot - MH 1000W - New | 2.6052 | 5.2412 | S-All-Lgt-Streetlight-All-All-U | 0 | 0.0019163 | 0.0019677 | 0.0022015 | 0.0022873 | 0.0026213 | 0.0030222 | 0.0032981 | 0.0040925 | 0.0046468 | 0.0043684 | 0.004681 | 0.0046562 | 0.0043037 | 0.0042896 | 0.0041805 | 0.0042647 | 0.0043352 | 0.0044058 | 0.0044763 | 0.0045469 | 0.074562 | 0.074562 | 0.0019163 | 0.003884 | 0.0060854 | 0.0083728 | 0.010994 | 0.014016 | 0.017314 | 0.021407 | 0.026054 | 0.030422 | 0.035103 | 0.039759 | 0.044063 | 0.048352 | 0.052533 | 0.056798 | 0.061133 | 0.065539 | 0.070015 | 0.074562
Under $20 | Under $10 | Exterior Building Lighting | Under $20 | 15.3625 | Lighting | Urban | SC-NR | M_Input | Commercial | Parking | Exterior Lighting: Parking Lot - HPS 250W - NR | 9.6552 | 15.3625 | S-All-Lgt-Streetlight-All-All-U | 0 | 0.89579 | 0.98646 | 1.0629 | 1.1265 | 1.179 | 1.2274 | 1.2611 | 1.2862 | 1.3041 | 1.317 | 1.3257 | 1.3311 | 1.3344 | 1.3355 | 1.3346 | 1.3329 | 1.327 | 1.321 | 1.3152 | 1.3093 | 9.7665 | 9.7665 | 0.89579 | 1.8823 | 2.9451 | 4.0717 | 5.2507 | 6.4781 | 7.7392 | 9.0254 | 9.7665 | 9.7665 | 9.7665 | 9.7665 | 9.7665 | 9.7665 | 9.7665 | 9.7665 | 9.7665 | 9.7665 | 9.7665 | 9.7665
Under $10 | Under $5 | Exterior Building Lighting | Under $10 | 5.8978 | Lighting | Urban | SC-NR | M_Input | Commercial | Exterior | Exterior Lighting: Walkway - HID 150W - NR | 4.8605 | 5.8978 | S-All-Lgt-Streetlight-All-All-U | 0 | 0.60735 | 0.66779 | 0.71871 | 0.76114 | 0.79613 | 0.8284 | 0.85085 | 0.86757 | 0.87951 | 0.88809 | 0.89391 | 0.89747 | 0.89968 | 0.90044 | 0.89981 | 0.89872 | 0.89479 | 0.89075 | 0.88687 | 0.88296 | 4.9499 | 4.9499 | 0.60735 | 1.2751 | 1.9939 | 2.755 | 3.5511 | 4.3795 | 4.9499 | 4.9499 | 4.9499 | 4.9499 | 4.9499 | 4.9499 | 4.9499 | 4.9499 | 4.9499 | 4.9499 | 4.9499 | 4.9499 | 4.9499 | 4.9499
Under $10 | Under $10 | Exterior Building Lighting | Under $10 | 6.8356 | Lighting | Urban | SC-NR | M_Input | Commercial | Exterior | Exterior Lighting: Façade - HID 150W - NR | 6.026 | 6.8356 | S-All-Lgt-Streetlight-All-All-U | 0 | 0.61608 | 0.67738 | 0.72904 | 0.77208 | 0.80757 | 0.84031 | 0.86308 | 0.88004 | 0.89215 | 0.90085 | 0.90676 | 0.91037 | 0.91261 | 0.91338 | 0.91274 | 0.91164 | 0.90765 | 0.90355 | 0.89961 | 0.89565 | 5.0211 | 5.0211 | 0.61608 | 1.2935 | 2.0225 | 2.7946 | 3.6022 | 4.4425 | 5.0211 | 5.0211 | 5.0211 | 5.0211 | 5.0211 | 5.0211 | 5.0211 | 5.0211 | 5.0211 | 5.0211 | 5.0211 | 5.0211 | 5.0211 | 5.0211
Under $5 | Under $5 | Exterior Building Lighting | Under $5 | -39.2636 | Lighting | Urban | SC-NR | M_Input | Commercial | Exterior | Exterior Lighting: Walkway - INC 75W - NR | -1.7509 | -39.2636 | S-All-Lgt-Streetlight-All-All-U | 0 | 0.010244 | 0.011292 | 0.012174 | 0.01291 | 0.013516 | 0.014075 | 0.014465 | 0.014754 | 0.014961 | 0.01511 | 0.015211 | 0.015273 | 0.015311 | 0.015324 | 0.015313 | 0.015294 | 0.015226 | 0.015156 | 0.015089 | 0.015021 | 0.12869 | 0.12869 | 0.010244 | 0.021536 | 0.03371 | 0.046619 | 0.060136 | 0.074211 | 0.088675 | 0.10343 | 0.11839 | 0.12869 | 0.12869 | 0.12869 | 0.12869 | 0.12869 | 0.12869 | 0.12869 | 0.12869 | 0.12869 | 0.12869 | 0.12869
Under $5 | Under $5 | Exterior Building Lighting | Under $5 | 3.6854 | Lighting | Urban | SC-NR | M_Input | Commercial | Exterior | Exterior Lighting: Façade - HID 400W - NR | 2.9063 | 3.6854 | S-All-Lgt-Streetlight-All-All-U | 0 | 0.26582 | 0.29227 | 0.31456 | 0.33313 | 0.34844 | 0.36257 | 0.37239 | 0.37971 | 0.38494 | 0.38869 | 0.39124 | 0.3928 | 0.39377 | 0.3941 | 0.39382 | 0.39335 | 0.39163 | 0.38986 | 0.38816 | 0.38645 | 2.1665 | 2.1665 | 0.26582 | 0.5581 | 0.87266 | 1.2058 | 1.5542 | 1.9168 | 2.1665 | 2.1665 | 2.1665 | 2.1665 | 2.1665 | 2.1665 | 2.1665 | 2.1665 | 2.1665 | 2.1665 | 2.1665 | 2.1665 | 2.1665 | 2.1665
Under $5 | Under $5 | Exterior Building Lighting | Under $5 | -10.0808 | Lighting | Urban | SC-NR | M_Input | Commercial | Exterior | Exterior Lighting: Walkway - CFL 26W - NR | -0.13798 | -10.0808 | S-All-Lgt-Streetlight-All-All-U | 0 | 0.0138 | 0.015212 | 0.016401 | 0.017391 | 0.018208 | 0.018962 | 0.019486 | 0.019877 | 0.020155 | 0.020356 | 0.020492 | 0.020575 | 0.020626 | 0.020644 | 0.020629 | 0.020604 | 0.020512 | 0.020418 | 0.020327 | 0.020236 | 0.17337 | 0.17337 | 0.0138 | 0.029012 | 0.045412 | 0.062804 | 0.081012 | 0.099974 | 0.11946 | 0.13934 | 0.15949 | 0.17337 | 0.17337 | 0.17337 | 0.17337 | 0.17337 | 0.17337 | 0.17337 | 0.17337 | 0.17337 | 0.17337 | 0.17337
Under $10 | Under $10 | Exterior Building Lighting | Under $10 | 9.6592 | Lighting | Urban | SC-NR | M_Input | Commercial | Parking | Exterior Lighting: Parking Lot - MH 400W - NR | 6.183 | 9.6592 | S-All-Lgt-Streetlight-All-All-U | 0 | 0.35367 | 0.38947 | 0.41963 | 0.44477 | 0.46549 | 0.48461 | 0.4979 | 0.50781 | 0.51488 | 0.51996 | 0.52341 | 0.52552 | 0.52683 | 0.52728 | 0.5269 | 0.52626 | 0.52393 | 0.52154 | 0.51924 | 0.51693 | 3.8559 | 3.8559 | 0.35367 | 0.74314 | 1.1628 | 1.6075 | 2.073 | 2.5576 | 3.0555 | 3.5633 | 3.8559 | 3.8559 | 3.8559 | 3.8559 | 3.8559 | 3.8559 | 3.8559 | 3.8559 | 3.8559 | 3.8559 | 3.8559 | 3.8559
Under $15 | Under $10 | Exterior Building Lighting | Under $15 | 13.7402 | Lighting | Urban | SC-NR | M_Input | Commercial | Parking | Exterior Lighting: Parking Lot - MH 1000W - NR | 8.1646 | 13.7402 | S-All-Lgt-Streetlight-All-All-U | 0 | 0.25426 | 0.27856 | 0.29904 | 0.3161 | 0.33017 | 0.34315 | 0.35217 | 0.3589 | 0.3637 | 0.36715 | 0.36949 | 0.37092 | 0.37181 | 0.37212 | 0.37186 | 0.37143 | 0.36984 | 0.36822 | 0.36666 | 0.36509 | 0.46897 | 0.46897 | 0.25426 | 0.46897 | 0.46897 | 0.46897 | 0.46897 | 0.46897 | 0.46897 | 0.46897 | 0.46897 | 0.46897 | 0.46897 | 0.46897 | 0.46897 | 0.46897 | 0.46897 | 0.46897 | 0.46897 | 0.46897 | 0.46897 | 0.46897
Under $30 | Under $20 | Premium Fume Hood | Under $30 | 27.0971 | HVAC | Urban | SC-NR | Measure InputOutput | Commercial | All | Premium Fume Hood-NR | 16.7772 | 27.0971 | C-All-HVAC-Vent-All-All-E | 0 | 0.013492 | 0.017663 | 0.021813 | 0.02595 | 0.030059 | 0.034155 | 0.038219 | 0.042254 | 0.046262 | 0.050255 | 0.054229 | 0.058165 | 0.062064 | 0.065956 | 0.06983 | 0.073686 | 0.073456 | 0.073226 | 0.072997 | 0.072769 | 1.1868 | 0.9965 | 0.013492 | 0.031155 | 0.052968 | 0.078918 | 0.10898 | 0.14313 | 0.18135 | 0.22361 | 0.26987 | 0.32012 | 0.37435 | 0.43252 | 0.49458 | 0.56054 | 0.63037 | 0.70405 | 0.77751 | 0.85074 | 0.92373 | 0.9965
Under $15 | Under $10 | Grocery Refrigeration Bundle | Under $15 | 13.7717 | Refrigeration | Urban | SC-Retro | M_Input | Commercial | Grocery Refrigeration Bundle | Replace Shaded Pole with ECM in Walk-in Cooler | 8.5452 | 13.7717 | C-Gro-Ref-All-All-All-E | 0 | 0.24673 | 0.24673 | 0.24673 | 0.24673 | 0.24673 | 0.21992 | 0.17167 | 0.13306 | 0.10218 | 0.077474 | 0.057708 | 0.041896 | 0.029246 | 0.019126 | 0.01103 | 0.0045529 | 0 | 0 | 0 | 0 | 2.024 | 2.024 | 0.24673 | 0.49347 | 0.7402 | 0.98693 | 1.2337 | 1.4536 | 1.6253 | 1.7583 | 1.8605 | 1.938 | 1.9957 | 2.024 | 2.024 | 2.024 | 2.024 | 2.024 | 2.024 | 2.024 | 2.024 | 2.024
Under $30 | Under $20 | Grocery Refrigeration Bundle | Under $30 | 29.52 | Refrigeration | Urban | SC-Retro | M_Input | Commercial | Grocery Refrigeration Bundle | ECM Controllers on Walk-In Evaporator Motors | 19.1063 | 29.52 | C-Gro-Ref-All-All-All-E | 0 | 0.082692 | 0.082692 | 0.082692 | 0.082692 | 0.082692 | 0.073707 | 0.057535 | 0.044596 | 0.034246 | 0.025965 | 0.019341 | 0.014041 | 0.0098016 | 0.0064099 | 0.0036966 | 0.0015259 | 0 | 0 | 0 | 0 | 0.67834 | 0.67834 | 0.082692 | 0.16538 | 0.24808 | 0.33077 | 0.41346 | 0.48717 | 0.5447 | 0.5893 | 0.62355 | 0.64951 | 0.66885 | 0.67834 | 0.67834 | 0.67834 | 0.67834 | 0.67834 | 0.67834 | 0.67834 | 0.67834 | 0.67834
Under $5 | Under $5 | Grocery Refrigeration Bundle | Under $5 | 3.6343 | Refrigeration | Urban | SC-Retro | M_Input | Commercial | Grocery Refrigeration Bundle | Strip Curtains: Walk-In Coolers/ Freezers | 2.3361 | 3.6343 | C-Gro-Ref-All-All-All-E | 0 | 0.0092442 | 0.0092442 | 0.0092442 | 0.0092442 | 0.0092442 | 0.0082398 | 0.0064318 | 0.0049854 | 0.0038283 | 0.0029027 | 0.0021621 | 0.0015697 | 0.0010957 | 0.00071657 | 0.00041324 | 0.00017058 | 0 | 0 | 0 | 0 | 0.075832 | 0.075832 | 0.0092442 | 0.018488 | 0.027733 | 0.036977 | 0.046221 | 0.054461 | 0.060893 | 0.065878 | 0.069706 | 0.072609 | 0.074771 | 0.075832 | 0.075832 | 0.075832 | 0.075832 | 0.075832 | 0.075832 | 0.075832 | 0.075832 | 0.075832
Under $15 | Under $10 | Grocery Refrigeration Bundle | Under $15 | 10.5101 | Refrigeration | Urban | SC-Retro | M_Input | Commercial | Grocery Refrigeration Bundle | Anti Sweat Heater Controls | 5.1912 | 10.5101 | C-Gro-Ref-All-All-All-E | C-Gro-HVAC-All-All-All-E | 0.18615 | 0.18615 | 0.18615 | 0.18615 | 0.18615 | 0.16592 | 0.12952 | 0.10039 | 0.077091 | 0.058451 | 0.043538 | 0.031608 | 0.022065 | 0.01443 | 0.0083215 | 0.003435 | 0 | 0 | 0 | 0 | 1.527 | 1.527 | 0.18615 | 0.3723 | 0.55845 | 0.7446 | 0.93075 | 1.0967 | 1.2262 | 1.3266 | 1.4037 | 1.4621 | 1.5057 | 1.527 | 1.527 | 1.527 | 1.527 | 1.527 | 1.527 | 1.527 | 1.527 | 1.527
Under $35 | Under $25 | Grocery Refrigeration Bundle | Under $35 | 33.9689 | Refrigeration | Urban | SC-Retro | M_Input | Commercial | Grocery Refrigeration Bundle | LED Case Lighting | 23.9098 | 33.9689 | C-Gro-Ref-All-All-All-E | C-Gro-HVAC-All-All-All-E | 0.15091 | 0.15091 | 0.15091 | 0.15091 | 0.15091 | 0.13451 | 0.105 | 0.081386 | 0.062496 | 0.047385 | 0.035296 | 0.025624 | 0.017887 | 0.011698 | 0.0067461 | 0.0027847 | 0 | 0 | 0 | 0 | 1.2379 | 1.2379 | 0.15091 | 0.30182 | 0.45273 | 0.60363 | 0.75454 | 0.88905 | 0.99405 | 1.0754 | 1.1379 | 1.1853 | 1.2206 | 1.2379 | 1.2379 | 1.2379 | 1.2379 | 1.2379 | 1.2379 | 1.2379 | 1.2379 | 1.2379
Under $15 | Under $10 | Grocery Refrigeration Bundle | Under $15 | 12.6274 | Refrigeration | Urban | SC-Retro | M_Input | Commercial | Grocery Refrigeration Bundle | Grocery Retrocommisioning | 7.7748 | 12.6274 | C-Gro-Ref-All-All-All-E | 0 | 0.66491 | 0.66491 | 0.66491 | 0.66491 | 0.66491 | 0.59266 | 0.46262 | 0.35859 | 0.27536 | 0.20878 | 0.15551 | 0.1129 | 0.078813 | 0.051541 | 0.029723 | 0.01227 | 0 | 0 | 0 | 0 | 5.4544 | 5.4544 | 0.66491 | 1.3298 | 1.9947 | 2.6596 | 3.3245 | 3.9172 | 4.3798 | 4.7384 | 5.0138 | 5.2226 | 5.3781 | 5.4544 | 5.4544 | 5.4544 | 5.4544 | 5.4544 | 5.4544 | 5.4544 | 5.4544 | 5.4544
Under $25 | Under $20 | Grocery Refrigeration Bundle | Under $25 | 23.5949 | Refrigeration | Urban | SC-Retro | M_Input | Commercial | Grocery Refrigeration Bundle | Floating Head Pressure Control | 15.1581 | 23.5949 | C-Gro-Ref-All-All-All-E | 0 | 0.23065 | 0.23065 | 0.23065 | 0.23065 | 0.23065 | 0.20559 | 0.16048 | 0.12439 | 0.095521 | 0.072425 | 0.053947 | 0.039165 | 0.02734 | 0.017879 | 0.010311 | 0.0042562 | 0 | 0 | 0 | 0 | 1.8921 | 1.8921 | 0.23065 | 0.46131 | 0.69196 | 0.92262 | 1.1533 | 1.3589 | 1.5193 | 1.6437 | 1.7393 | 1.8117 | 1.8656 | 1.8921 | 1.8921 | 1.8921 | 1.8921 | 1.8921 | 1.8921 | 1.8921 | 1.8921 | 1.8921
Under $20 | Under $10 | Grocery Refrigeration Bundle | Under $20 | 15.3127 | Refrigeration | Urban | SC-Retro | M_Input | Commercial | Grocery Refrigeration Bundle | LED Motion Sensors on Display Case | 9.8929 | 15.3127 | C-Gro-Ref-All-All-All-E | 0 | 0.039706 | 0.039706 | 0.039706 | 0.039706 | 0.039706 | 0.035392 | 0.027626 | 0.021414 | 0.016444 | 0.012468 | 0.0092868 | 0.0067421 | 0.0047064 | 0.0030778 | 0.001775 | 0.00073269 | 0 | 0 | 0 | 0 | 0.32572 | 0.32572 | 0.039706 | 0.079412 | 0.11912 | 0.15882 | 0.19853 | 0.23392 | 0.26155 | 0.28296 | 0.29941 | 0.31187 | 0.32116 | 0.32572 | 0.32572 | 0.32572 | 0.32572 | 0.32572 | 0.32572 | 0.32572 | 0.32572 | 0.32572
Under $15 | Under $10 | Low Power LF Lamps | Under $15 | 13.8947 | Lighting | Urban | SC-NR | M_Input | Commercial | Large Off | Market Average HP Low Power T8 Shift | 8.0143 | 13.8947 | C-All-Lgt-LPD Int-All-All-E | C-LOff-HVAC-ER-All-All-C | 0.061353 | 0.072958 | 0.08214 | 0.089389 | 0.095096 | 0.099574 | 0.10307 | 0.10579 | 0.10788 | 0.10948 | 0.11068 | 0.11156 | 0.11122 | 0.11088 | 0.11053 | 0.11019 | 0.10984 | 0.1095 | 0.10915 | 0.10881 | 0.66889 | 0.66889 | 0.061353 | 0.13431 | 0.21645 | 0.30584 | 0.40093 | 0.50051 | 0.60358 | 0.66889 | 0.66889 | 0.66889 | 0.66889 | 0.66889 | 0.66889 | 0.66889 | 0.66889 | 0.66889 | 0.66889 | 0.66889 | 0.66889 | 0.66889
Under $15 | Under $10 | Low Power LF Lamps | Under $15 | 13.8947 | Lighting | Urban | SC-NR | M_Input | Commercial | Medium Off | Market Average HP Low Power T8 Shift | 8.0143 | 13.8947 | C-All-Lgt-LPD Int-All-All-E | C-LOff-HVAC-ER-All-All-C | 0.029542 | 0.03513 | 0.039552 | 0.043042 | 0.04579 | 0.047946 | 0.049631 | 0.050939 | 0.051946 | 0.052715 | 0.053293 | 0.053719 | 0.053555 | 0.05339 | 0.053224 | 0.053058 | 0.052892 | 0.052726 | 0.05256 | 0.052394 | 0.32208 | 0.32208 | 0.029542 | 0.064673 | 0.10422 | 0.14727 | 0.19306 | 0.241 | 0.29063 | 0.32208 | 0.32208 | 0.32208 | 0.32208 | 0.32208 | 0.32208 | 0.32208 | 0.32208 | 0.32208 | 0.32208 | 0.32208 | 0.32208 | 0.32208
Under $15 | Under $10 | Low Power LF Lamps | Under $15 | 13.8947 | Lighting | Urban | SC-NR | M_Input | Commercial | Small Off | Market Average HP Low Power T8 Shift | 8.0143 | 13.8947 | C-All-Lgt-LPD Int-All-All-E | C-LOff-HVAC-ER-All-All-C | 0.029321 | 0.034867 | 0.039255 | 0.042719 | 0.045447 | 0.047587 | 0.049258 | 0.050557 | 0.051557 | 0.05232 | 0.052893 | 0.053316 | 0.053154 | 0.052989 | 0.052824 | 0.05266 | 0.052495 | 0.05233 | 0.052165 | 0.052001 | 0.31966 | 0.31966 | 0.029321 | 0.064188 | 0.10344 | 0.14616 | 0.19161 | 0.2392 | 0.28845 | 0.31966 | 0.31966 | 0.31966 | 0.31966 | 0.31966 | 0.31966 | 0.31966 | 0.31966 | 0.31966 | 0.31966 | 0.31966 | 0.31966 | 0.31966
Under $15 | Under $10 | Low Power LF Lamps | Under $15 | 13.8947 | Lighting | Urban | SC-NR | M_Input | Commercial | XLarge Ret | Market Average HP Low Power T8 Shift | 8.0143 | 13.8947 | C-All-Lgt-LPD Int-All-All-E | C-LOff-HVAC-ER-All-All-C | 0.020104 | 0.023858 | 0.02681 | 0.029123 | 0.030928 | 0.032329 | 0.033407 | 0.03423 | 0.034848 | 0.035304 | 0.035632 | 0.035856 | 0.035688 | 0.035518 | 0.035348 | 0.03518 | 0.03501 | 0.034841 | 0.034672 | 0.034503 | 0.2121 | 0.2121 | 0.020104 | 0.043961 | 0.070771 | 0.099894 | 0.13082 | 0.16315 | 0.19656 | 0.2121 | 0.2121 | 0.2121 | 0.2121 | 0.2121 | 0.2121 | 0.2121 | 0.2121 | 0.2121 | 0.2121 | 0.2121 | 0.2121 | 0.2121
Under $15 | Under $10 | Low Power LF Lamps | Under $15 | 13.8947 | Lighting | Urban | SC-NR | M_Input | Commercial | Large Ret | Market Average HP Low Power T8 Shift | 8.0143 | 13.8947 | C-All-Lgt-LPD Int-All-All-E | C-LOff-HVAC-ER-All-All-C | 0.030781 | 0.036528 | 0.041048 | 0.04459 | 0.047354 | 0.049498 | 0.05115 | 0.052409 | 0.053356 | 0.054054 | 0.054555 | 0.054899 | 0.054641 | 0.054381 | 0.054122 | 0.053863 | 0.053604 | 0.053345 | 0.053087 | 0.052828 | 0.32475 | 0.32475 | 0.030781 | 0.067309 | 0.10836 | 0.15295 | 0.2003 | 0.2498 | 0.30095 | 0.32475 | 0.32475 | 0.32475 | 0.32475 | 0.32475 | 0.32475 | 0.32475 | 0.32475 | 0.32475 | 0.32475 | 0.32475 | 0.32475 | 0.32475
Under $15 | Under $10 | Low Power LF Lamps | Under $15 | 13.8947 | Lighting | Urban | SC-NR | M_Input | Commercial | Medium Ret | Market Average HP Low Power T8 Shift | 8.0143 | 13.8947 | C-All-Lgt-LPD Int-All-All-E | C-LOff-HVAC-ER-All-All-C | 0.013245 | 0.015718 | 0.017663 | 0.019187 | 0.020376 | 0.021299 | 0.02201 | 0.022551 | 0.022959 | 0.023259 | 0.023475 | 0.023623 | 0.023512 | 0.0234 | 0.023289 | 0.023177 | 0.023066 | 0.022954 | 0.022843 | 0.022732 | 0.13974 | 0.13974 | 0.013245 | 0.028963 | 0.046626 | 0.065813 | 0.086189 | 0.10749 | 0.1295 | 0.13974 | 0.13974 | 0.13974 | 0.13974 | 0.13974 | 0.13974 | 0.13974 | 0.13974 | 0.13974 | 0.13974 | 0.13974 | 0.13974 | 0.13974
Under $15 | Under $10 | Low Power LF Lamps | Under $15 | 13.8947 | Lighting | Urban | SC-NR | M_Input | Commercial | Small Ret | Market Average HP Low Power T8 Shift | 8.0143 | 13.8947 | C-All-Lgt-LPD Int-All-All-E | C-LOff-HVAC-ER-All-All-C | 0.015789 | 0.018737 | 0.021055 | 0.022872 | 0.02429 | 0.02539 | 0.026237 | 0.026883 | 0.027369 | 0.027727 | 0.027984 | 0.02816 | 0.028028 | 0.027895 | 0.027762 | 0.027629 | 0.027496 | 0.027363 | 0.027231 | 0.027098 | 0.16658 | 0.16658 | 0.015789 | 0.034526 | 0.055581 | 0.078454 | 0.10274 | 0.12813 | 0.15437 | 0.16658 | 0.16658 | 0.16658 | 0.16658 | 0.16658 | 0.16658 | 0.16658 | 0.16658 | 0.16658 | 0.16658 | 0.16658 | 0.16658 | 0.16658
Under $15 | Under $10 | Low Power LF Lamps | Under $15 | 13.8947 | Lighting | Urban | SC-NR | M_Input | Commercial | School K-12 | Market Average HP Low Power T8 Shift | 8.0143 | 13.8947 | C-All-Lgt-LPD Int-All-All-E | C-LOff-HVAC-ER-All-All-C | 0.036516 | 0.043362 | 0.048756 | 0.052993 | 0.056309 | 0.058891 | 0.060888 | 0.06242 | 0.063581 | 0.064447 | 0.065079 | 0.065523 | 0.065249 | 0.064973 | 0.064696 | 0.064421 | 0.064145 | 0.063869 | 0.063593 | 0.063318 | 0.38923 | 0.38923 | 0.036516 | 0.079879 | 0.12863 | 0.18163 | 0.23794 | 0.29683 | 0.35772 | 0.38923 | 0.38923 | 0.38923 | 0.38923 | 0.38923 | 0.38923 | 0.38923 | 0.38923 | 0.38923 | 0.38923 | 0.38923 | 0.38923 | 0.38923
Under $15 | Under $10 | Low Power LF Lamps | Under $15 | 13.8947 | Lighting | Urban | SC-NR | M_Input | Commercial | University | Market Average HP Low Power T8 Shift | 8.0143 | 13.8947 | C-All-Lgt-LPD Int-All-All-E | C-LOff-HVAC-ER-All-All-C | 0.016285 | 0.019339 | 0.021744 | 0.023634 | 0.025113 | 0.026264 | 0.027155 | 0.027838 | 0.028356 | 0.028742 | 0.029024 | 0.029222 | 0.0291 | 0.028976 | 0.028853 | 0.02873 | 0.028607 | 0.028484 | 0.028361 | 0.028238 | 0.17359 | 0.17359 | 0.016285 | 0.035624 | 0.057368 | 0.081002 | 0.10611 | 0.13238 | 0.15953 | 0.17359 | 0.17359 | 0.17359 | 0.17359 | 0.17359 | 0.17359 | 0.17359 | 0.17359 | 0.17359 | 0.17359 | 0.17359 | 0.17359 | 0.17359
Under $15 | Under $10 | Low Power LF Lamps | Under $15 | 13.8947 | Lighting | Urban | SC-NR | M_Input | Commercial | Warehouse | Market Average HP Low Power T8 Shift | 8.0143 | 13.8947 | C-All-Lgt-LPD Int-All-All-E | C-LOff-HVAC-ER-All-All-C | 0.065962 | 0.078369 | 0.088159 | 0.095863 | 0.10191 | 0.10662 | 0.11029 | 0.11311 | 0.11526 | 0.11688 | 0.11808 | 0.11893 | 0.11848 | 0.11803 | 0.11758 | 0.11713 | 0.11667 | 0.11622 | 0.11577 | 0.11532 | 0.7089 | 0.7089 | 0.065962 | 0.14433 | 0.23249 | 0.32835 | 0.43026 | 0.53688 | 0.64717 | 0.7089 | 0.7089 | 0.7089 | 0.7089 | 0.7089 | 0.7089 | 0.7089 | 0.7089 | 0.7089 | 0.7089 | 0.7089 | 0.7089 | 0.7089
Under $15 | Under $10 | Low Power LF Lamps | Under $15 | 13.8947 | Lighting | Urban | SC-NR | M_Input | Commercial | Supermarket | Market Average HP Low Power T8 Shift | 8.0143 | 13.8947 | C-All-Lgt-LPD Int-All-All-E | C-LOff-HVAC-ER-All-All-C | 0.0082379 | 0.009722 | 0.010869 | 0.011749 | 0.012417 | 0.012918 | 0.013287 | 0.01355 | 0.013731 | 0.013847 | 0.013911 | 0.013934 | 0.013805 | 0.013677 | 0.013549 | 0.013422 | 0.013296 | 0.013169 | 0.013042 | 0.012916 | 0.079398 | 0.079398 | 0.0082379 | 0.01796 | 0.028829 | 0.040577 | 0.052995 | 0.065913 | 0.079199 | 0.079398 | 0.079398 | 0.079398 | 0.079398 | 0.079398 | 0.079398 | 0.079398 | 0.079398 | 0.079398 | 0.079398 | 0.079398 | 0.079398 | 0.079398
Under $15 | Under $10 | Low Power LF Lamps | Under $15 | 13.8947 | Lighting | Urban | SC-NR | M_Input | Commercial | MiniMart | Market Average HP Low Power T8 Shift | 8.0143 | 13.8947 | C-All-Lgt-LPD Int-All-All-E | C-LOff-HVAC-ER-All-All-C | 0.00345 | 0.0040936 | 0.0045994 | 0.0049956 | 0.0053046 | 0.0055441 | 0.0057283 | 0.0058686 | 0.0059739 | 0.0060513 | 0.0061066 | 0.0061444 | 0.0061147 | 0.0060849 | 0.0060551 | 0.0060254 | 0.0059957 | 0.005966 | 0.0059363 | 0.0059065 | 0.036309 | 0.036309 | 0.00345 | 0.0075436 | 0.012143 | 0.017139 | 0.022443 | 0.027987 | 0.033716 | 0.036309 | 0.036309 | 0.036309 | 0.036309 | 0.036309 | 0.036309 | 0.036309 | 0.036309 | 0.036309 | 0.036309 | 0.036309 | 0.036309 | 0.036309
Under $15 | Under $10 | Low Power LF Lamps | Under $15 | 13.8947 | Lighting | Urban | SC-NR | M_Input | Commercial | Restaurant | Market Average HP Low Power T8 Shift | 8.0143 | 13.8947 | C-All-Lgt-LPD Int-All-All-E | C-LOff-HVAC-ER-All-All-C | 0.0074274 | 0.0088129 | 0.0099019 | 0.010755 | 0.01142 | 0.011936 | 0.012332 | 0.012634 | 0.012861 | 0.013028 | 0.013147 | 0.013228 | 0.013164 | 0.0131 | 0.013036 | 0.012972 | 0.012908 | 0.012844 | 0.01278 | 0.012716 | 0.078169 | 0.078169 | 0.0074274 | 0.01624 | 0.026142 | 0.036897 | 0.048317 | 0.060253 | 0.072585 | 0.078169 | 0.078169 | 0.078169 | 0.078169 | 0.078169 | 0.078169 | 0.078169 | 0.078169 | 0.078169 | 0.078169 | 0.078169 | 0.078169 | 0.078169
Under $15 | Under $10 | Low Power LF Lamps | Under $15 | 13.8947 | Lighting | Urban | SC-NR | M_Input | Commercial | Lodging | Market Average HP Low Power T8 Shift | 8.0143 | 13.8947 | C-All-Lgt-LPD Int-All-All-E | C-LOff-HVAC-ER-All-All-C | 0.028783 | 0.034254 | 0.038592 | 0.042026 | 0.044739 | 0.046876 | 0.048554 | 0.049865 | 0.050884 | 0.05167 | 0.052269 | 0.05272 | 0.052592 | 0.052462 | 0.052332 | 0.052201 | 0.052071 | 0.05194 | 0.051809 | 0.051679 | 0.31769 | 0.31769 | 0.028783 | 0.063037 | 0.10163 | 0.14366 | 0.1884 | 0.23527 | 0.28383 | 0.31769 | 0.31769 | 0.31769 | 0.31769 | 0.31769 | 0.31769 | 0.31769 | 0.31769 | 0.31769 | 0.31769 | 0.31769 | 0.31769 | 0.31769
Under $15 | Under $10 | Low Power LF Lamps | Under $15 | 13.8947 | Lighting | Urban | SC-NR | M_Input | Commercial | Hospital | Market Average HP Low Power T8 Shift | 8.0143 | 13.8947 | C-All-Lgt-LPD Int-All-All-E | C-LOff-HVAC-ER-All-All-C | 0.013792 | 0.01642 | 0.018506 | 0.02016 | 0.021468 | 0.022501 | 0.023314 | 0.023951 | 0.024448 | 0.024833 | 0.025129 | 0.025354 | 0.0253 | 0.025246 | 0.025191 | 0.025136 | 0.025081 | 0.025026 | 0.024971 | 0.024916 | 0.15317 | 0.15317 | 0.013792 | 0.030212 | 0.048719 | 0.068878 | 0.090347 | 0.11285 | 0.13616 | 0.15317 | 0.15317 | 0.15317 | 0.15317 | 0.15317 | 0.15317 | 0.15317 | 0.15317 | 0.15317 | 0.15317 | 0.15317 | 0.15317 | 0.15317
Under $15 | Under $10 | Low Power LF Lamps | Under $15 | 13.8947 | Lighting | Urban | SC-NR | M_Input | Commercial | Residential Care | Market Average HP Low Power T8 Shift | 8.0143 | 13.8947 | C-All-Lgt-LPD Int-All-All-E | C-LOff-HVAC-ER-All-All-C | 0.018701 | 0.022255 | 0.025074 | 0.027305 | 0.029067 | 0.030456 | 0.031546 | 0.032398 | 0.03306 | 0.03357 | 0.033959 | 0.034252 | 0.034169 | 0.034085 | 0.034 | 0.033915 | 0.033831 | 0.033746 | 0.033661 | 0.033576 | 0.2064 | 0.2064 | 0.018701 | 0.040956 | 0.066029 | 0.093334 | 0.1224 | 0.15286 | 0.1844 | 0.2064 | 0.2064 | 0.2064 | 0.2064 | 0.2064 | 0.2064 | 0.2064 | 0.2064 | 0.2064 | 0.2064 | 0.2064 | 0.2064 | 0.2064
Under $15 | Under $10 | Low Power LF Lamps | Under $15 | 13.8947 | Lighting | Urban | SC-NR | M_Input | Commercial | Assembly | Market Average HP Low Power T8 Shift | 8.0143 | 13.8947 | C-All-Lgt-LPD Int-All-All-E | C-LOff-HVAC-ER-All-All-C | 0.053057 | 0.062973 | 0.070775 | 0.076892 | 0.081668 | 0.085377 | 0.088236 | 0.090418 | 0.092063 | 0.093279 | 0.094155 | 0.09476 | 0.094326 | 0.093888 | 0.093451 | 0.093016 | 0.09258 | 0.092144 | 0.091708 | 0.091272 | 0.56108 | 0.56108 | 0.053057 | 0.11603 | 0.18681 | 0.2637 | 0.34536 | 0.43074 | 0.51898 | 0.56108 | 0.56108 | 0.56108 | 0.56108 | 0.56108 | 0.56108 | 0.56108 | 0.56108 | 0.56108 | 0.56108 | 0.56108 | 0.56108 | 0.56108
Under $15 | Under $10 | Low Power LF Lamps | Under $15 | 13.8947 | Lighting | Urban | SC-NR | M_Input | Commercial | Other | Market Average HP Low Power T8 Shift | 8.0143 | 13.8947 | C-All-Lgt-LPD Int-All-All-E | C-LOff-HVAC-ER-All-All-C | 0.035829 | 0.042283 | 0.047271 | 0.051098 | 0.054005 | 0.056184 | 0.057787 | 0.058934 | 0.059721 | 0.060224 | 0.060503 | 0.060604 | 0.060043 | 0.059484 | 0.058928 | 0.058378 | 0.057827 | 0.057276 | 0.056725 | 0.056174 | 0.34532 | 0.34532 | 0.035829 | 0.078112 | 0.12538 | 0.17648 | 0.23049 | 0.28667 | 0.34446 | 0.34532 | 0.34532 | 0.34532 | 0.34532 | 0.34532 | 0.34532 | 0.34532 | 0.34532 | 0.34532 | 0.34532 | 0.34532 | 0.34532 | 0.34532
Under $115 | Under $85 | Exterior Building Lighting | Under $115 | 110.8283 | Lighting | Urban | SC-NR | M_Input | Commercial | Large Off | TLED Over Ballast on SP32WT8 | 72.3668 | 110.8283 | C-All-Lgt-LPD Int-All-All-E | C-LOff-HVAC-ER-All-All-C | 0 | 0 | 0 | 0 | 0 | 0 | 0 | 0 | 0 | 0 | 0 | 0 | 0 | 0 | 0 | 0 | 0 | 0 | 0 | 0 | 0 | 0 | 0 | 0 | 0 | 0 | 0 | 0 | 0 | 0 | 0 | 0 | 0 | 0 | 0 | 0 | 0 | 0 | 0 | 0 | 0 | 0
Under $115 | Under $85 | Exterior Building Lighting | Under $115 | 110.8283 | Lighting | Urban | SC-NR | M_Input | Commercial | Medium Off | TLED Over Ballast on SP32WT8 | 72.3668 | 110.8283 | C-All-Lgt-LPD Int-All-All-E | C-LOff-HVAC-ER-All-All-C | 0 | 0 | 0 | 0 | 0 | 0 | 0 | 0 | 0 | 0 | 0 | 0 | 0 | 0 | 0 | 0 | 0 | 0 | 0 | 0 | 0 | 0 | 0 | 0 | 0 | 0 | 0 | 0 | 0 | 0 | 0 | 0 | 0 | 0 | 0 | 0 | 0 | 0 | 0 | 0 | 0 | 0
Under $115 | Under $85 | Exterior Building Lighting | Under $115 | 110.8283 | Lighting | Urban | SC-NR | M_Input | Commercial | Small Off | TLED Over Ballast on SP32WT8 | 72.3668 | 110.8283 | C-All-Lgt-LPD Int-All-All-E | C-LOff-HVAC-ER-All-All-C | 0 | 0 | 0 | 0 | 0 | 0 | 0 | 0 | 0 | 0 | 0 | 0 | 0 | 0 | 0 | 0 | 0 | 0 | 0 | 0 | 0 | 0 | 0 | 0 | 0 | 0 | 0 | 0 | 0 | 0 | 0 | 0 | 0 | 0 | 0 | 0 | 0 | 0 | 0 | 0 | 0 | 0
Under $115 | Under $85 | Exterior Building Lighting | Under $115 | 110.8283 | Lighting | Urban | SC-NR | M_Input | Commercial | XLarge Ret | TLED Over Ballast on SP32WT8 | 72.3668 | 110.8283 | C-All-Lgt-LPD Int-All-All-E | C-LOff-HVAC-ER-All-All-C | 0 | 0 | 0 | 0 | 0 | 0 | 0 | 0 | 0 | 0 | 0 | 0 | 0 | 0 | 0 | 0 | 0 | 0 | 0 | 0 | 0 | 0 | 0 | 0 | 0 | 0 | 0 | 0 | 0 | 0 | 0 | 0 | 0 | 0 | 0 | 0 | 0 | 0 | 0 | 0 | 0 | 0
Under $115 | Under $85 | Exterior Building Lighting | Under $115 | 110.8283 | Lighting | Urban | SC-NR | M_Input | Commercial | Large Ret | TLED Over Ballast on SP32WT8 | 72.3668 | 110.8283 | C-All-Lgt-LPD Int-All-All-E | C-LOff-HVAC-ER-All-All-C | 0 | 0 | 0 | 0 | 0 | 0 | 0 | 0 | 0 | 0 | 0 | 0 | 0 | 0 | 0 | 0 | 0 | 0 | 0 | 0 | 0 | 0 | 0 | 0 | 0 | 0 | 0 | 0 | 0 | 0 | 0 | 0 | 0 | 0 | 0 | 0 | 0 | 0 | 0 | 0 | 0 | 0
Under $115 | Under $85 | Exterior Building Lighting | Under $115 | 110.8283 | Lighting | Urban | SC-NR | M_Input | Commercial | Medium Ret | TLED Over Ballast on SP32WT8 | 72.3668 | 110.8283 | C-All-Lgt-LPD Int-All-All-E | C-LOff-HVAC-ER-All-All-C | 0 | 0 | 0 | 0 | 0 | 0 | 0 | 0 | 0 | 0 | 0 | 0 | 0 | 0 | 0 | 0 | 0 | 0 | 0 | 0 | 0 | 0 | 0 | 0 | 0 | 0 | 0 | 0 | 0 | 0 | 0 | 0 | 0 | 0 | 0 | 0 | 0 | 0 | 0 | 0 | 0 | 0
Under $115 | Under $85 | Exterior Building Lighting | Under $115 | 110.8283 | Lighting | Urban | SC-NR | M_Input | Commercial | Small Ret | TLED Over Ballast on SP32WT8 | 72.3668 | 110.8283 | C-All-Lgt-LPD Int-All-All-E | C-LOff-HVAC-ER-All-All-C | 0 | 0 | 0 | 0 | 0 | 0 | 0 | 0 | 0 | 0 | 0 | 0 | 0 | 0 | 0 | 0 | 0 | 0 | 0 | 0 | 0 | 0 | 0 | 0 | 0 | 0 | 0 | 0 | 0 | 0 | 0 | 0 | 0 | 0 | 0 | 0 | 0 | 0 | 0 | 0 | 0 | 0
Under $115 | Under $85 | Exterior Building Lighting | Under $115 | 110.8283 | Lighting | Urban | SC-NR | M_Input | Commercial | School K-12 | TLED Over Ballast on SP32WT8 | 72.3668 | 110.8283 | C-All-Lgt-LPD Int-All-All-E | C-LOff-HVAC-ER-All-All-C | 0 | 0 | 0 | 0 | 0 | 0 | 0 | 0 | 0 | 0 | 0 | 0 | 0 | 0 | 0 | 0 | 0 | 0 | 0 | 0 | 0 | 0 | 0 | 0 | 0 | 0 | 0 | 0 | 0 | 0 | 0 | 0 | 0 | 0 | 0 | 0 | 0 | 0 | 0 | 0 | 0 | 0
Under $115 | Under $85 | Exterior Building Lighting | Under $115 | 110.8283 | Lighting | Urban | SC-NR | M_Input | Commercial | University | TLED Over Ballast on SP32WT8 | 72.3668 | 110.8283 | C-All-Lgt-LPD Int-All-All-E | C-LOff-HVAC-ER-All-All-C | 0 | 0 | 0 | 0 | 0 | 0 | 0 | 0 | 0 | 0 | 0 | 0 | 0 | 0 | 0 | 0 | 0 | 0 | 0 | 0 | 0 | 0 | 0 | 0 | 0 | 0 | 0 | 0 | 0 | 0 | 0 | 0 | 0 | 0 | 0 | 0 | 0 | 0 | 0 | 0 | 0 | 0
Under $115 | Under $85 | Exterior Building Lighting | Under $115 | 110.8283 | Lighting | Urban | SC-NR | M_Input | Commercial | Warehouse | TLED Over Ballast on SP32WT8 | 72.3668 | 110.8283 | C-All-Lgt-LPD Int-All-All-E | C-LOff-HVAC-ER-All-All-C | 0 | 0 | 0 | 0 | 0 | 0 | 0 | 0 | 0 | 0 | 0 | 0 | 0 | 0 | 0 | 0 | 0 | 0 | 0 | 0 | 0 | 0 | 0 | 0 | 0 | 0 | 0 | 0 | 0 | 0 | 0 | 0 | 0 | 0 | 0 | 0 | 0 | 0 | 0 | 0 | 0 | 0
Under $115 | Under $85 | Exterior Building Lighting | Under $115 | 110.8283 | Lighting | Urban | SC-NR | M_Input | Commercial | Supermarket | TLED Over Ballast on SP32WT8 | 72.3668 | 110.8283 | C-All-Lgt-LPD Int-All-All-E | C-LOff-HVAC-ER-All-All-C | 0 | 0 | 0 | 0 | 0 | 0 | 0 | 0 | 0 | 0 | 0 | 0 | 0 | 0 | 0 | 0 | 0 | 0 | 0 | 0 | 0 | 0 | 0 | 0 | 0 | 0 | 0 | 0 | 0 | 0 | 0 | 0 | 0 | 0 | 0 | 0 | 0 | 0 | 0 | 0 | 0 | 0
Under $115 | Under $85 | Exterior Building Lighting | Under $115 | 110.8283 | Lighting | Urban | SC-NR | M_Input | Commercial | MiniMart | TLED Over Ballast on SP32WT8 | 72.3668 | 110.8283 | C-All-Lgt-LPD Int-All-All-E | C-LOff-HVAC-ER-All-All-C | 0 | 0 | 0 | 0 | 0 | 0 | 0 | 0 | 0 | 0 | 0 | 0 | 0 | 0 | 0 | 0 | 0 | 0 | 0 | 0 | 0 | 0 | 0 | 0 | 0 | 0 | 0 | 0 | 0 | 0 | 0 | 0 | 0 | 0 | 0 | 0 | 0 | 0 | 0 | 0 | 0 | 0
Under $115 | Under $85 | Exterior Building Lighting | Under $115 | 110.8283 | Lighting | Urban | SC-NR | M_Input | Commercial | Restaurant | TLED Over Ballast on SP32WT8 | 72.3668 | 110.8283 | C-All-Lgt-LPD Int-All-All-E | C-LOff-HVAC-ER-All-All-C | 0 | 0 | 0 | 0 | 0 | 0 | 0 | 0 | 0 | 0 | 0 | 0 | 0 | 0 | 0 | 0 | 0 | 0 | 0 | 0 | 0 | 0 | 0 | 0 | 0 | 0 | 0 | 0 | 0 | 0 | 0 | 0 | 0 | 0 | 0 | 0 | 0 | 0 | 0 | 0 | 0 | 0
Under $115 | Under $85 | Exterior Building Lighting | Under $115 | 110.8283 | Lighting | Urban | SC-NR | M_Input | Commercial | Lodging | TLED Over Ballast on SP32WT8 | 72.3668 | 110.8283 | C-All-Lgt-LPD Int-All-All-E | C-LOff-HVAC-ER-All-All-C | 0 | 0 | 0 | 0 | 0 | 0 | 0 | 0 | 0 | 0 | 0 | 0 | 0 | 0 | 0 | 0 | 0 | 0 | 0 | 0 | 0 | 0 | 0 | 0 | 0 | 0 | 0 | 0 | 0 | 0 | 0 | 0 | 0 | 0 | 0 | 0 | 0 | 0 | 0 | 0 | 0 | 0
Under $115 | Under $85 | Exterior Building Lighting | Under $115 | 110.8283 | Lighting | Urban | SC-NR | M_Input | Commercial | Hospital | TLED Over Ballast on SP32WT8 | 72.3668 | 110.8283 | C-All-Lgt-LPD Int-All-All-E | C-LOff-HVAC-ER-All-All-C | 0 | 0 | 0 | 0 | 0 | 0 | 0 | 0 | 0 | 0 | 0 | 0 | 0 | 0 | 0 | 0 | 0 | 0 | 0 | 0 | 0 | 0 | 0 | 0 | 0 | 0 | 0 | 0 | 0 | 0 | 0 | 0 | 0 | 0 | 0 | 0 | 0 | 0 | 0 | 0 | 0 | 0
Under $115 | Under $85 | Exterior Building Lighting | Under $115 | 110.8283 | Lighting | Urban | SC-NR | M_Input | Commercial | Residential Care | TLED Over Ballast on SP32WT8 | 72.3668 | 110.8283 | C-All-Lgt-LPD Int-All-All-E | C-LOff-HVAC-ER-All-All-C | 0 | 0 | 0 | 0 | 0 | 0 | 0 | 0 | 0 | 0 | 0 | 0 | 0 | 0 | 0 | 0 | 0 | 0 | 0 | 0 | 0 | 0 | 0 | 0 | 0 | 0 | 0 | 0 | 0 | 0 | 0 | 0 | 0 | 0 | 0 | 0 | 0 | 0 | 0 | 0 | 0 | 0
Under $115 | Under $85 | Exterior Building Lighting | Under $115 | 110.8283 | Lighting | Urban | SC-NR | M_Input | Commercial | Assembly | TLED Over Ballast on SP32WT8 | 72.3668 | 110.8283 | C-All-Lgt-LPD Int-All-All-E | C-LOff-HVAC-ER-All-All-C | 0 | 0 | 0 | 0 | 0 | 0 | 0 | 0 | 0 | 0 | 0 | 0 | 0 | 0 | 0 | 0 | 0 | 0 | 0 | 0 | 0 | 0 | 0 | 0 | 0 | 0 | 0 | 0 | 0 | 0 | 0 | 0 | 0 | 0 | 0 | 0 | 0 | 0 | 0 | 0 | 0 | 0
Under $115 | Under $85 | Exterior Building Lighting | Under $115 | 110.8283 | Lighting | Urban | SC-NR | M_Input | Commercial | Other | TLED Over Ballast on SP32WT8 | 72.3668 | 110.8283 | C-All-Lgt-LPD Int-All-All-E | C-LOff-HVAC-ER-All-All-C | 0 | 0 | 0 | 0 | 0 | 0 | 0 | 0 | 0 | 0 | 0 | 0 | 0 | 0 | 0 | 0 | 0 | 0 | 0 | 0 | 0 | 0 | 0 | 0 | 0 | 0 | 0 | 0 | 0 | 0 | 0 | 0 | 0 | 0 | 0 | 0 | 0 | 0 | 0 | 0 | 0 | 0
Under $85 | Under $50 | Lighting Controls Interior | Under $85 | 74.0884 | Lighting | Urban | SC-New | M_Input | Commercial | Large Off | Lighting Controls Interior-New-Large Off-Unitary | 46.2852 | 74.0884 | C-LOff-Lgt-LPD Int-All-All-C | C-LOff-HVAC-ER-All-All-C | 0.016112 | 0.015599 | 0.020645 | 0.018641 | 0.020175 | 0.023561 | 0.024694 | 0.029515 | 0.03418 | 0.029864 | 0.032084 | 0.034556 | 0.030632 | 0.032373 | 0.031712 | 0.031804 | 0.031793 | 0.031783 | 0.031772 | 0.031761 | 0.55326 | 0.55326 | 0.016112 | 0.031711 | 0.052356 | 0.070997 | 0.091172 | 0.11473 | 0.13943 | 0.16894 | 0.20312 | 0.23299 | 0.26507 | 0.29963 | 0.33026 | 0.36263 | 0.39434 | 0.42615 | 0.45794 | 0.48972 | 0.52149 | 0.55326
Under $130 | Under $85 | Lighting Controls Interior | Under $130 | 117.8511 | Lighting | Urban | SC-New | M_Input | Commercial | Medium Off | Lighting Controls Interior-New-Medium Off-Unitary | 72.0931 | 117.8511 | C-LOff-Lgt-LPD Int-All-All-C | C-LOff-HVAC-ER-All-All-C | 0.010608 | 0.01027 | 0.013593 | 0.012273 | 0.013283 | 0.015512 | 0.016259 | 0.019433 | 0.022504 | 0.019662 | 0.021124 | 0.022752 | 0.020168 | 0.021314 | 0.020879 | 0.02094 | 0.020933 | 0.020926 | 0.020919 | 0.020912 | 0.36426 | 0.36426 | 0.010608 | 0.020879 | 0.034471 | 0.046745 | 0.060027 | 0.07554 | 0.091798 | 0.11123 | 0.13374 | 0.1534 | 0.17452 | 0.19727 | 0.21744 | 0.23876 | 0.25963 | 0.28057 | 0.30151 | 0.32243 | 0.34335 | 0.36426
Under $130 | Under $85 | Lighting Controls Interior | Under $130 | 118.2747 | Lighting | Urban | SC-New | M_Input | Commercial | Small Off | Lighting Controls Interior-New-Small Off-Unitary | 73.8597 | 118.2747 | C-SOff-Lgt-LPD Int-All-All-C | C-SOff-HVAC-ER-All-All-C | 0.010321 | 0.0099923 | 0.013225 | 0.011941 | 0.012923 | 0.015092 | 0.015819 | 0.018907 | 0.021895 | 0.01913 | 0.020552 | 0.022136 | 0.019622 | 0.020737 | 0.020314 | 0.020373 | 0.020366 | 0.020359 | 0.020352 | 0.020345 | 0.3544 | 0.3544 | 0.010321 | 0.020314 | 0.033538 | 0.045479 | 0.058402 | 0.073495 | 0.089313 | 0.10822 | 0.13011 | 0.14924 | 0.1698 | 0.19193 | 0.21155 | 0.23229 | 0.25261 | 0.27298 | 0.29334 | 0.3137 | 0.33406 | 0.3544
Under $115 | Under $85 | Lighting Controls Interior | Under $115 | 111.3496 | Lighting | Urban | SC-New | M_Input | Commercial | XLarge Ret | Lighting Controls Interior-New-Xlarge Ret-Unitary | 72.6643 | 111.3496 | C-Ret-Lgt-LPD Int-All-All-C | C-Ret-HVAC-ER-All-All-C | 0.0024883 | 0.002409 | 0.0031882 | 0.0028788 | 0.0031156 | 0.0036385 | 0.0038136 | 0.0045581 | 0.0052785 | 0.004612 | 0.0049548 | 0.0053367 | 0.0047306 | 0.0049994 | 0.0048974 | 0.0049116 | 0.0049099 | 0.0049083 | 0.0049066 | 0.004905 | 0.085441 | 0.085441 | 0.0024883 | 0.0048973 | 0.0080855 | 0.010964 | 0.01408 | 0.017718 | 0.021532 | 0.02609 | 0.031369 | 0.035981 | 0.040935 | 0.046272 | 0.051003 | 0.056002 | 0.060899 | 0.065811 | 0.070721 | 0.075629 | 0.080536 | 0.085441
Over $160 | Under $130 | Lighting Controls Interior | Over $160 | 195.0321 | Lighting | Urban | SC-New | M_Input | Commercial | Large Ret | Lighting Controls Interior-New-Large Ret-Unitary | 128.1328 | 195.0321 | C-Ret-Lgt-LPD Int-All-All-C | C-Ret-HVAC-ER-All-All-C | 0.0014389 | 0.001393 | 0.0018436 | 0.0016647 | 0.0018016 | 0.002104 | 0.0022053 | 0.0026358 | 0.0030523 | 0.0026669 | 0.0028652 | 0.003086 | 0.0027355 | 0.002891 | 0.002832 | 0.0028402 | 0.0028392 | 0.0028383 | 0.0028373 | 0.0028364 | 0.049407 | 0.049407 | 0.0014389 | 0.0028319 | 0.0046756 | 0.0063402 | 0.0081419 | 0.010246 | 0.012451 | 0.015087 | 0.018139 | 0.020806 | 0.023671 | 0.026757 | 0.029493 | 0.032384 | 0.035216 | 0.038056 | 0.040895 | 0.043733 | 0.046571 | 0.049407
Over $160 | Over $160 | Lighting Controls Interior | Over $160 | 213.217 | Lighting | Urban | SC-New | M_Input | Commercial | Medium Ret | Lighting Controls Interior-New-Medium Ret-Unitary | 139.2423 | 213.217 | C-Ret-Lgt-LPD Int-All-All-C | C-Ret-HVAC-ER-All-All-C | 0.0013268 | 0.0012845 | 0.0017 | 0.001535 | 0.0016613 | 0.0019401 | 0.0020335 | 0.0024305 | 0.0028146 | 0.0024592 | 0.002642 | 0.0028456 | 0.0025224 | 0.0026658 | 0.0026114 | 0.002619 | 0.0026181 | 0.0026172 | 0.0026163 | 0.0026154 | 0.045559 | 0.045559 | 0.0013268 | 0.0026113 | 0.0043114 | 0.0058464 | 0.0075077 | 0.0094479 | 0.011481 | 0.013912 | 0.016726 | 0.019186 | 0.021828 | 0.024673 | 0.027196 | 0.029861 | 0.032473 | 0.035092 | 0.03771 | 0.040327 | 0.042943 | 0.045559
Over $160 | Over $160 | Lighting Controls Interior | Over $160 | 290.5769 | Lighting | Urban | SC-New | M_Input | Commercial | Small Ret | Lighting Controls Interior-New-Small Ret-Unitary | 190.1826 | 290.5769 | C-Ret-Lgt-LPD Int-All-All-C | C-Ret-HVAC-ER-All-All-C | 0.00097765 | 0.0009465 | 0.0012527 | 0.0011311 | 0.0012241 | 0.0014296 | 0.0014984 | 0.0017909 | 0.0020739 | 0.001812 | 0.0019467 | 0.0020968 | 0.0018586 | 0.0019643 | 0.0019242 | 0.0019298 | 0.0019291 | 0.0019285 | 0.0019278 | 0.0019272 | 0.03357 | 0.03357 | 0.00097765 | 0.0019241 | 0.0031768 | 0.0043079 | 0.005532 | 0.0069616 | 0.00846 | 0.010251 | 0.012325 | 0.014137 | 0.016084 | 0.01818 | 0.020039 | 0.022003 | 0.023927 | 0.025857 | 0.027786 | 0.029715 | 0.031643 | 0.03357
Over $160 | Over $160 | Lighting Controls Interior | Over $160 | 263.8375 | Lighting | Urban | SC-New | M_Input | Commercial | School K-12 | Lighting Controls Interior-New-School K-12-Unitary | 174.5367 | 263.8375 | C-K12-Lgt-LPD Int-All-All-C | C-Sch-HVAC-ER-All-All-C | 0.0039063 | 0.0037818 | 0.0050052 | 0.0045193 | 0.0048911 | 0.0057121 | 0.0059869 | 0.0071557 | 0.0082865 | 0.0072403 | 0.0077784 | 0.0083779 | 0.0074264 | 0.0078484 | 0.0076883 | 0.0077106 | 0.007708 | 0.0077054 | 0.0077028 | 0.0077002 | 0.13413 | 0.13413 | 0.0039063 | 0.0076881 | 0.012693 | 0.017213 | 0.022104 | 0.027816 | 0.033803 | 0.040958 | 0.049245 | 0.056485 | 0.064264 | 0.072642 | 0.080068 | 0.087916 | 0.095605 | 0.10332 | 0.11102 | 0.11873 | 0.12643 | 0.13413
Over $160 | Over $160 | Lighting Controls Interior | Over $160 | 256.5977 | Lighting | Urban | SC-New | M_Input | Commercial | University | Lighting Controls Interior-New-University-Unitary | 169.2637 | 256.5977 | C-Unv-Lgt-LPD Int-All-All-C | C-Unv-HVAC-ER-All-All-C | 0.0043381 | 0.0041999 | 0.0055584 | 0.0050189 | 0.0054318 | 0.0063435 | 0.0066487 | 0.0079467 | 0.0092025 | 0.0080406 | 0.0086382 | 0.009304 | 0.0082474 | 0.008716 | 0.0085381 | 0.008563 | 0.0085601 | 0.0085572 | 0.0085543 | 0.0085514 | 0.14896 | 0.14896 | 0.0043381 | 0.008538 | 0.014096 | 0.019115 | 0.024547 | 0.030891 | 0.037539 | 0.045486 | 0.054689 | 0.062729 | 0.071367 | 0.080671 | 0.088919 | 0.097635 | 0.10617 | 0.11474 | 0.1233 | 0.13185 | 0.14041 | 0.14896
Over $160 | Under $130 | Lighting Controls Interior | Over $160 | 183.0668 | Lighting | Urban | SC-New | M_Input | Commercial | Warehouse | Lighting Controls Interior-New-Warehouse-Unitary | 116.5051 | 183.0668 | C-War-Lgt-LPD Int-All-All-C | C-War-HVAC-ER-All-All-C | 0.0019675 | 0.0019048 | 0.002521 | 0.0022763 | 0.0024635 | 0.002877 | 0.0030154 | 0.0036041 | 0.0041737 | 0.0036467 | 0.0039178 | 0.0042197 | 0.0037405 | 0.003953 | 0.0038724 | 0.0038836 | 0.0038823 | 0.003881 | 0.0038797 | 0.0038784 | 0.067558 | 0.067558 | 0.0019675 | 0.0038723 | 0.0063933 | 0.0086695 | 0.011133 | 0.01401 | 0.017025 | 0.02063 | 0.024803 | 0.02845 | 0.032368 | 0.036588 | 0.040328 | 0.044281 | 0.048153 | 0.052037 | 0.055919 | 0.0598 | 0.06368 | 0.067558
Under $5 | Under $5 | Lighting Controls Interior | Under $5 | 0 | Lighting | Urban | SC-New | M_Input | Commercial | Supermarket | Lighting Controls Interior-New-Supermarket-Unitary | 0 | 0 | C-Gro-Lgt-LPD Int-All-All-C | C-Gro-HVAC-ER-All-All-C | 0 | 0 | 0 | 0 | 0 | 0 | 0 | 0 | 0 | 0 | 0 | 0 | 0 | 0 | 0 | 0 | 0 | 0 | 0 | 0 | 0 | 0 | 0 | 0 | 0 | 0 | 0 | 0 | 0 | 0 | 0 | 0 | 0 | 0 | 0 | 0 | 0 | 0 | 0 | 0 | 0 | 0
Under $5 | Under $5 | Lighting Controls Interior | Under $5 | 0 | Lighting | Urban | SC-New | M_Input | Commercial | MiniMart | Lighting Controls Interior-New-MiniMart-Unitary | 0 | 0 | C-Gro-Lgt-LPD Int-All-All-C | C-Gro-HVAC-ER-All-All-C | 0 | 0 | 0 | 0 | 0 | 0 | 0 | 0 | 0 | 0 | 0 | 0 | 0 | 0 | 0 | 0 | 0 | 0 | 0 | 0 | 0 | 0 | 0 | 0 | 0 | 0 | 0 | 0 | 0 | 0 | 0 | 0 | 0 | 0 | 0 | 0 | 0 | 0 | 0 | 0 | 0 | 0
Under $5 | Under $5 | Lighting Controls Interior | Under $5 | 0 | Lighting | Urban | SC-New | M_Input | Commercial | Restaurant | Lighting Controls Interior-New-Restaurant-Unitary | 0 | 0 | C-Res-Lgt-LPD Int-All-All-C | C-Res-HVAC-ER-All-All-C | 0 | 0 | 0 | 0 | 0 | 0 | 0 | 0 | 0 | 0 | 0 | 0 | 0 | 0 | 0 | 0 | 0 | 0 | 0 | 0 | 0 | 0 | 0 | 0 | 0 | 0 | 0 | 0 | 0 | 0 | 0 | 0 | 0 | 0 | 0 | 0 | 0 | 0 | 0 | 0 | 0 | 0
Under $5 | Under $5 | Lighting Controls Interior | Under $5 | 0 | Lighting | Urban | SC-New | M_Input | Commercial | Lodging | Lighting Controls Interior-New-Lodging-Unitary | 0 | 0 | C-Lod-Lgt-LPD Int-All-All-C | C-Lod-HVAC-ER-All-All-C | 0 | 0 | 0 | 0 | 0 | 0 | 0 | 0 | 0 | 0 | 0 | 0 | 0 | 0 | 0 | 0 | 0 | 0 | 0 | 0 | 0 | 0 | 0 | 0 | 0 | 0 | 0 | 0 | 0 | 0 | 0 | 0 | 0 | 0 | 0 | 0 | 0 | 0 | 0 | 0 | 0 | 0
Under $5 | Under $5 | Lighting Controls Interior | Under $5 | 0 | Lighting | Urban | SC-New | M_Input | Commercial | Hospital | Lighting Controls Interior-New-Hospital-Unitary | 0 | 0 | C-Hos-Lgt-LPD Int-All-All-C | C-Hea-HVAC-ER-All-All-C | 0 | 0 | 0 | 0 | 0 | 0 | 0 | 0 | 0 | 0 | 0 | 0 | 0 | 0 | 0 | 0 | 0 | 0 | 0 | 0 | 0 | 0 | 0 | 0 | 0 | 0 | 0 | 0 | 0 | 0 | 0 | 0 | 0 | 0 | 0 | 0 | 0 | 0 | 0 | 0 | 0 | 0
Under $5 | Under $5 | Lighting Controls Interior | Under $5 | 0 | Lighting | Urban | SC-New | M_Input | Commercial | Residential Care | Lighting Controls Interior-New-Residential Care-Unitary | 0 | 0 | C-Hos-Lgt-LPD Int-All-All-C | C-Hea-HVAC-ER-All-All-C | 0 | 0 | 0 | 0 | 0 | 0 | 0 | 0 | 0 | 0 | 0 | 0 | 0 | 0 | 0 | 0 | 0 | 0 | 0 | 0 | 0 | 0 | 0 | 0 | 0 | 0 | 0 | 0 | 0 | 0 | 0 | 0 | 0 | 0 | 0 | 0 | 0 | 0 | 0 | 0 | 0 | 0
Under $5 | Under $5 | Lighting Controls Interior | Under $5 | 0 | Lighting | Urban | SC-New | M_Input | Commercial | Assembly | Lighting Controls Interior-New-Assembly-Unitary | 0 | 0 | C-Oth-Lgt-LPD Int-All-All-C | C-All-HVAC-ER-All-All-C | 0 | 0 | 0 | 0 | 0 | 0 | 0 | 0 | 0 | 0 | 0 | 0 | 0 | 0 | 0 | 0 | 0 | 0 | 0 | 0 | 0 | 0 | 0 | 0 | 0 | 0 | 0 | 0 | 0 | 0 | 0 | 0 | 0 | 0 | 0 | 0 | 0 | 0 | 0 | 0 | 0 | 0
Over $160 | Under $100 | Lighting Controls Interior | Over $160 | 143.4528 | Lighting | Urban | SC-New | M_Input | Commercial | Other | Lighting Controls Interior-New-Other-Unitary | 94.4419 | 143.4528 | C-Oth-Lgt-LPD Int-All-All-C | C-All-HVAC-ER-All-All-C | 0.0036954 | 0.0035776 | 0.0047349 | 0.0042753 | 0.004627 | 0.0054036 | 0.0056637 | 0.0067693 | 0.0078391 | 0.0068493 | 0.0073584 | 0.0079256 | 0.0070254 | 0.0074247 | 0.0072731 | 0.0072943 | 0.0072918 | 0.0072894 | 0.0072869 | 0.0072845 | 0.12689 | 0.12689 | 0.0036954 | 0.007273 | 0.012008 | 0.016283 | 0.02091 | 0.026314 | 0.031978 | 0.038747 | 0.046586 | 0.053435 | 0.060794 | 0.068719 | 0.075745 | 0.083169 | 0.090443 | 0.097737 | 0.10503 | 0.11232 | 0.1196 | 0.12689
Under $130 | Under $85 | Lighting Controls Interior | Under $130 | 125.7532 | Lighting | Urban | SC-New | M_Input | Commercial | Large Off | Lighting Controls Interior-New-Large Off-Integrated | 77.374 | 125.7532 | C-LOff-Lgt-LPD Int-All-All-C | C-LOff-HVAC-ER-All-All-C | 0.006445 | 0.0062396 | 0.0082579 | 0.0074564 | 0.0080698 | 0.0094242 | 0.0098777 | 0.011806 | 0.013672 | 0.011946 | 0.012833 | 0.013823 | 0.012253 | 0.012949 | 0.012685 | 0.012722 | 0.012717 | 0.012713 | 0.012709 | 0.012704 | 0.2213 | 0.2213 | 0.006445 | 0.012685 | 0.020942 | 0.028399 | 0.036469 | 0.045893 | 0.055771 | 0.067577 | 0.081249 | 0.093194 | 0.10603 | 0.11985 | 0.1321 | 0.14505 | 0.15774 | 0.17046 | 0.18318 | 0.19589 | 0.2086 | 0.2213
Over $160 | Under $130 | Lighting Controls Interior | Over $160 | 201.6157 | Lighting | Urban | SC-New | M_Input | Commercial | Medium Off | Lighting Controls Interior-New-Medium Off-Integrated | 119.3118 | 201.6157 | C-LOff-Lgt-LPD Int-All-All-C | C-LOff-HVAC-ER-All-All-C | 0.0042434 | 0.0041081 | 0.005437 | 0.0049093 | 0.0053132 | 0.0062049 | 0.0065035 | 0.0077731 | 0.0090015 | 0.007865 | 0.0084496 | 0.0091008 | 0.0080672 | 0.0085256 | 0.0083516 | 0.0083759 | 0.0083731 | 0.0083703 | 0.0083675 | 0.0083646 | 0.14571 | 0.14571 | 0.0042434 | 0.0083515 | 0.013789 | 0.018698 | 0.024011 | 0.030216 | 0.036719 | 0.044492 | 0.053494 | 0.061359 | 0.069809 | 0.078909 | 0.086977 | 0.095502 | 0.10385 | 0.11223 | 0.1206 | 0.12897 | 0.13734 | 0.14571
Over $160 | Under $130 | Lighting Controls Interior | Over $160 | 200.4456 | Lighting | Urban | SC-New | M_Input | Commercial | Small Off | Lighting Controls Interior-New-Small Off-Integrated | 122.3924 | 200.4456 | C-SOff-Lgt-LPD Int-All-All-C | C-SOff-HVAC-ER-All-All-C | 0.0041285 | 0.0039969 | 0.0052898 | 0.0047764 | 0.0051693 | 0.0060369 | 0.0063274 | 0.0075627 | 0.0087578 | 0.007652 | 0.0082208 | 0.0088544 | 0.0078488 | 0.0082948 | 0.0081255 | 0.0081492 | 0.0081464 | 0.0081437 | 0.0081409 | 0.0081382 | 0.14176 | 0.14176 | 0.0041285 | 0.0081254 | 0.013415 | 0.018192 | 0.023361 | 0.029398 | 0.035725 | 0.043288 | 0.052046 | 0.059698 | 0.067919 | 0.076773 | 0.084622 | 0.092917 | 0.10104 | 0.10919 | 0.11734 | 0.12548 | 0.13362 | 0.14176
Over $160 | Under $130 | Lighting Controls Interior | Over $160 | 184.6062 | Lighting | Urban | SC-New | M_Input | Commercial | XLarge Ret | Lighting Controls Interior-New-Xlarge Ret-Integrated | 120.1987 | 184.6062 | C-Ret-Lgt-LPD Int-All-All-C | C-Ret-HVAC-ER-All-All-C | 0.00099531 | 0.0009636 | 0.0012753 | 0.0011515 | 0.0012462 | 0.0014554 | 0.0015254 | 0.0018232 | 0.0021114 | 0.0018448 | 0.0019819 | 0.0021347 | 0.0018922 | 0.0019998 | 0.0019589 | 0.0019646 | 0.001964 | 0.0019633 | 0.0019627 | 0.001962 | 0.034176 | 0.034176 | 0.00099531 | 0.0019589 | 0.0032342 | 0.0043857 | 0.005632 | 0.0070874 | 0.0086128 | 0.010436 | 0.012547 | 0.014392 | 0.016374 | 0.018509 | 0.020401 | 0.022401 | 0.02436 | 0.026324 | 0.028288 | 0.030252 | 0.032214 | 0.034176
Over $160 | Over $160 | Lighting Controls Interior | Over $160 | 321.7162 | Lighting | Urban | SC-New | M_Input | Commercial | Large Ret | Lighting Controls Interior-New-Large Ret-Integrated | 210.3349 | 321.7162 | C-Ret-Lgt-LPD Int-All-All-C | C-Ret-HVAC-ER-All-All-C | 0.00057555 | 0.00055721 | 0.00073746 | 0.00066587 | 0.00072066 | 0.00084161 | 0.00088211 | 0.0010543 | 0.0012209 | 0.0010668 | 0.0011461 | 0.0012344 | 0.0010942 | 0.0011564 | 0.0011328 | 0.0011361 | 0.0011357 | 0.0011353 | 0.0011349 | 0.0011345 | 0.019763 | 0.019763 | 0.00057555 | 0.0011328 | 0.0018702 | 0.0025361 | 0.0032567 | 0.0040984 | 0.0049805 | 0.0060348 | 0.0072557 | 0.0083225 | 0.0094685 | 0.010703 | 0.011797 | 0.012954 | 0.014086 | 0.015222 | 0.016358 | 0.017493 | 0.018628 | 0.019763
Over $160 | Over $160 | Lighting Controls Interior | Over $160 | 352.7389 | Lighting | Urban | SC-New | M_Input | Commercial | Medium Ret | Lighting Controls Interior-New-Medium Ret-Integrated | 228.3879 | 352.7389 | C-Ret-Lgt-LPD Int-All-All-C | C-Ret-HVAC-ER-All-All-C | 0.00053072 | 0.00051381 | 0.00068002 | 0.00061401 | 0.00066452 | 0.00077606 | 0.0008134 | 0.00097219 | 0.0011258 | 0.00098368 | 0.0010568 | 0.0011382 | 0.001009 | 0.0010663 | 0.0010446 | 0.0010476 | 0.0010472 | 0.0010469 | 0.0010465 | 0.0010462 | 0.018224 | 0.018224 | 0.00053072 | 0.0010445 | 0.0017246 | 0.0023386 | 0.0030031 | 0.0037791 | 0.0045925 | 0.0055647 | 0.0066906 | 0.0076743 | 0.0087311 | 0.0098693 | 0.010878 | 0.011945 | 0.012989 | 0.014037 | 0.015084 | 0.016131 | 0.017177 | 0.018224
Over $160 | Over $160 | Lighting Controls Interior | Over $160 | 479.928 | Lighting | Urban | SC-New | M_Input | Commercial | Small Ret | Lighting Controls Interior-New-Small Ret-Integrated | 311.1659 | 479.928 | C-Ret-Lgt-LPD Int-All-All-C | C-Ret-HVAC-ER-All-All-C | 0.00039106 | 0.0003786 | 0.00050107 | 0.00045243 | 0.00048965 | 0.00057183 | 0.00059935 | 0.00071635 | 0.00082956 | 0.00072482 | 0.00077869 | 0.00083871 | 0.00074346 | 0.0007857 | 0.00076967 | 0.00077191 | 0.00077165 | 0.00077139 | 0.00077113 | 0.00077087 | 0.013428 | 0.013428 | 0.00039106 | 0.00076966 | 0.0012707 | 0.0017231 | 0.0022128 | 0.0027846 | 0.003384 | 0.0041003 | 0.0049299 | 0.0056547 | 0.0064334 | 0.0072721 | 0.0080156 | 0.0088013 | 0.0095709 | 0.010343 | 0.011115 | 0.011886 | 0.012657 | 0.013428
Over $160 | Over $160 | Lighting Controls Interior | Over $160 | 433.2647 | Lighting | Urban | SC-New | M_Input | Commercial | School K-12 | Lighting Controls Interior-New-School K-12-Integrated | 285.2708 | 433.2647 | C-K12-Lgt-LPD Int-All-All-C | C-Sch-HVAC-ER-All-All-C | 0.0015625 | 0.0015127 | 0.0020021 | 0.0018077 | 0.0019565 | 0.0022848 | 0.0023948 | 0.0028623 | 0.0033146 | 0.0028961 | 0.0031114 | 0.0033512 | 0.0029706 | 0.0031394 | 0.0030753 | 0.0030843 | 0.0030832 | 0.0030822 | 0.0030811 | 0.0030801 | 0.053653 | 0.053653 | 0.0015625 | 0.0030753 | 0.0050773 | 0.0068851 | 0.0088415 | 0.011126 | 0.013521 | 0.016383 | 0.019698 | 0.022594 | 0.025705 | 0.029057 | 0.032027 | 0.035167 | 0.038242 | 0.041326 | 0.044409 | 0.047492 | 0.050573 | 0.053653
Over $160 | Over $160 | Lighting Controls Interior | Over $160 | 422.3564 | Lighting | Urban | SC-New | M_Input | Commercial | University | Lighting Controls Interior-New-University-Integrated | 277.756 | 422.3564 | C-Unv-Lgt-LPD Int-All-All-C | C-Unv-HVAC-ER-All-All-C | 0.0017352 | 0.00168 | 0.0022234 | 0.0020076 | 0.0021727 | 0.0025374 | 0.0026595 | 0.0031787 | 0.003681 | 0.0032162 | 0.0034553 | 0.0037216 | 0.0032989 | 0.0034864 | 0.0034153 | 0.0034252 | 0.003424 | 0.0034229 | 0.0034217 | 0.0034206 | 0.059583 | 0.059583 | 0.0017352 | 0.0034152 | 0.0056386 | 0.0076461 | 0.0098188 | 0.012356 | 0.015016 | 0.018194 | 0.021875 | 0.025092 | 0.028547 | 0.032269 | 0.035567 | 0.039054 | 0.042469 | 0.045894 | 0.049318 | 0.052741 | 0.056163 | 0.059583
Over $160 | Over $160 | Lighting Controls Interior | Over $160 | 726.7569 | Lighting | Urban | SC-New | M_Input | Commercial | Warehouse | Lighting Controls Interior-New-Warehouse-Integrated | 471.3994 | 726.7569 | C-War-Lgt-LPD Int-All-All-C | C-War-HVAC-ER-All-All-C | 0.00065583 | 0.00063493 | 0.00084032 | 0.00075875 | 0.00082118 | 0.000959 | 0.0010051 | 0.0012014 | 0.0013912 | 0.0012156 | 0.0013059 | 0.0014066 | 0.0012468 | 0.0013177 | 0.0012908 | 0.0012945 | 0.0012941 | 0.0012937 | 0.0012932 | 0.0012928 | 0.022519 | 0.022519 | 0.00065583 | 0.0012908 | 0.0021311 | 0.0028898 | 0.003711 | 0.00467 | 0.0056752 | 0.0068765 | 0.0082678 | 0.0094833 | 0.010789 | 0.012196 | 0.013443 | 0.01476 | 0.016051 | 0.017346 | 0.01864 | 0.019933 | 0.021227 | 0.022519
Under $5 | Under $5 | Lighting Controls Interior | Under $5 | 0 | Lighting | Urban | SC-New | M_Input | Commercial | Supermarket | Lighting Controls Interior-New-Supermarket-Integrated | 0 | 0 | C-Gro-Lgt-LPD Int-All-All-C | C-Gro-HVAC-ER-All-All-C | 0 | 0 | 0 | 0 | 0 | 0 | 0 | 0 | 0 | 0 | 0 | 0 | 0 | 0 | 0 | 0 | 0 | 0 | 0 | 0 | 0 | 0 | 0 | 0 | 0 | 0 | 0 | 0 | 0 | 0 | 0 | 0 | 0 | 0 | 0 | 0 | 0 | 0 | 0 | 0 | 0 | 0
Under $5 | Under $5 | Lighting Controls Interior | Under $5 | 0 | Lighting | Urban | SC-New | M_Input | Commercial | MiniMart | Lighting Controls Interior-New-MiniMart-Integrated | 0 | 0 | C-Gro-Lgt-LPD Int-All-All-C | C-Gro-HVAC-ER-All-All-C | 0 | 0 | 0 | 0 | 0 | 0 | 0 | 0 | 0 | 0 | 0 | 0 | 0 | 0 | 0 | 0 | 0 | 0 | 0 | 0 | 0 | 0 | 0 | 0 | 0 | 0 | 0 | 0 | 0 | 0 | 0 | 0 | 0 | 0 | 0 | 0 | 0 | 0 | 0 | 0 | 0 | 0
Under $5 | Under $5 | Lighting Controls Interior | Under $5 | 0 | Lighting | Urban | SC-New | M_Input | Commercial | Restaurant | Lighting Controls Interior-New-Restaurant-Integrated | 0 | 0 | C-Res-Lgt-LPD Int-All-All-C | C-Res-HVAC-ER-All-All-C | 0 | 0 | 0 | 0 | 0 | 0 | 0 | 0 | 0 | 0 | 0 | 0 | 0 | 0 | 0 | 0 | 0 | 0 | 0 | 0 | 0 | 0 | 0 | 0 | 0 | 0 | 0 | 0 | 0 | 0 | 0 | 0 | 0 | 0 | 0 | 0 | 0 | 0 | 0 | 0 | 0 | 0
Under $5 | Under $5 | Lighting Controls Interior | Under $5 | 0 | Lighting | Urban | SC-New | M_Input | Commercial | Lodging | Lighting Controls Interior-New-Lodging-Integrated | 0 | 0 | C-Lod-Lgt-LPD Int-All-All-C | C-Lod-HVAC-ER-All-All-C | 0 | 0 | 0 | 0 | 0 | 0 | 0 | 0 | 0 | 0 | 0 | 0 | 0 | 0 | 0 | 0 | 0 | 0 | 0 | 0 | 0 | 0 | 0 | 0 | 0 | 0 | 0 | 0 | 0 | 0 | 0 | 0 | 0 | 0 | 0 | 0 | 0 | 0 | 0 | 0 | 0 | 0
Under $5 | Under $5 | Lighting Controls Interior | Under $5 | 0 | Lighting | Urban | SC-New | M_Input | Commercial | Hospital | Lighting Controls Interior-New-Hospital-Integrated | 0 | 0 | C-Hos-Lgt-LPD Int-All-All-C | C-Hea-HVAC-ER-All-All-C | 0 | 0 | 0 | 0 | 0 | 0 | 0 | 0 | 0 | 0 | 0 | 0 | 0 | 0 | 0 | 0 | 0 | 0 | 0 | 0 | 0 | 0 | 0 | 0 | 0 | 0 | 0 | 0 | 0 | 0 | 0 | 0 | 0 | 0 | 0 | 0 | 0 | 0 | 0 | 0 | 0 | 0
Under $5 | Under $5 | Lighting Controls Interior | Under $5 | 0 | Lighting | Urban | SC-New | M_Input | Commercial | Residential Care | Lighting Controls Interior-New-Residential Care-Integrated | 0 | 0 | C-Hos-Lgt-LPD Int-All-All-C | C-Hea-HVAC-ER-All-All-C | 0 | 0 | 0 | 0 | 0 | 0 | 0 | 0 | 0 | 0 | 0 | 0 | 0 | 0 | 0 | 0 | 0 | 0 | 0 | 0 | 0 | 0 | 0 | 0 | 0 | 0 | 0 | 0 | 0 | 0 | 0 | 0 | 0 | 0 | 0 | 0 | 0 | 0 | 0 | 0 | 0 | 0
Under $5 | Under $5 | Lighting Controls Interior | Under $5 | 0 | Lighting | Urban | SC-New | M_Input | Commercial | Assembly | Lighting Controls Interior-New-Assembly-Integrated | 0 | 0 | C-Oth-Lgt-LPD Int-All-All-C | C-All-HVAC-ER-All-All-C | 0 | 0 | 0 | 0 | 0 | 0 | 0 | 0 | 0 | 0 | 0 | 0 | 0 | 0 | 0 | 0 | 0 | 0 | 0 | 0 | 0 | 0 | 0 | 0 | 0 | 0 | 0 | 0 | 0 | 0 | 0 | 0 | 0 | 0 | 0 | 0 | 0 | 0 | 0 | 0 | 0 | 0
Over $160 | Over $160 | Lighting Controls Interior | Over $160 | 236.5257 | Lighting | Urban | SC-New | M_Input | Commercial | Other | Lighting Controls Interior-New-Other-Integrated | 155.4854 | 236.5257 | C-Oth-Lgt-LPD Int-All-All-C | C-All-HVAC-ER-All-All-C | 0.0014782 | 0.0014311 | 0.001894 | 0.0017101 | 0.0018508 | 0.0021615 | 0.0022655 | 0.0027077 | 0.0031356 | 0.0027397 | 0.0029434 | 0.0031702 | 0.0028102 | 0.0029699 | 0.0029093 | 0.0029177 | 0.0029167 | 0.0029157 | 0.0029148 | 0.0029138 | 0.050756 | 0.050756 | 0.0014782 | 0.0029092 | 0.0048032 | 0.0065133 | 0.0083641 | 0.010526 | 0.012791 | 0.015499 | 0.018634 | 0.021374 | 0.024317 | 0.027488 | 0.030298 | 0.033268 | 0.036177 | 0.039095 | 0.042011 | 0.044927 | 0.047842 | 0.050756
Under $115 | Under $85 | Lighting Controls Interior | Under $115 | 113.444 | Lighting | Urban | SC-NR | M_Input | Commercial | Large Off | Lighting Controls Interior-NR-Large Off-Unitary | 74.3925 | 113.444 | C-LOff-Lgt-LPD Int-All-All-C | C-LOff-HVAC-ER-All-All-C | 0.043452 | 0.047609 | 0.051128 | 0.054076 | 0.056523 | 0.058535 | 0.060175 | 0.061403 | 0.062313 | 0.071544 | 0.070214 | 0.070844 | 0.069454 | 0.069118 | 0.069143 | 0.068744 | 0.068802 | 0.068839 | 0.067761 | 0.067601 | 1.2846 | 1.2573 | 0.043452 | 0.091061 | 0.14219 | 0.19627 | 0.25279 | 0.31132 | 0.3715 | 0.4329 | 0.49522 | 0.56676 | 0.63697 | 0.70782 | 0.77727 | 0.84639 | 0.91553 | 0.98427 | 1.0531 | 1.1219 | 1.1897 | 1.2573
Under $115 | Under $70 | Lighting Controls Interior | Under $115 | 108.5529 | Lighting | Urban | SC-NR | M_Input | Commercial | Medium Off | Lighting Controls Interior-NR-Medium Off-Unitary | 67.6585 | 108.5529 | C-LOff-Lgt-LPD Int-All-All-C | C-LOff-HVAC-ER-All-All-C | 0.022904 | 0.025095 | 0.02695 | 0.028504 | 0.029794 | 0.030855 | 0.031719 | 0.032366 | 0.032846 | 0.042575 | 0.040851 | 0.041358 | 0.039719 | 0.039285 | 0.039286 | 0.038852 | 0.039026 | 0.039175 | 0.038106 | 0.038039 | 0.69309 | 0.69309 | 0.022904 | 0.047999 | 0.07495 | 0.10345 | 0.13325 | 0.1641 | 0.19582 | 0.22819 | 0.26103 | 0.30361 | 0.34446 | 0.38582 | 0.42554 | 0.46482 | 0.50411 | 0.54296 | 0.58199 | 0.62116 | 0.65927 | 0.69309
Under $130 | Under $85 | Lighting Controls Interior | Under $130 | 121.8308 | Lighting | Urban | SC-NR | M_Input | Commercial | Small Off | Lighting Controls Interior-NR-Small Off-Unitary | 75.5197 | 121.8308 | C-SOff-Lgt-LPD Int-All-All-C | C-SOff-HVAC-ER-All-All-C | 0.020383 | 0.022333 | 0.023984 | 0.025367 | 0.026514 | 0.027458 | 0.028227 | 0.028804 | 0.029231 | 0.037952 | 0.036404 | 0.036858 | 0.035388 | 0.034998 | 0.034998 | 0.03461 | 0.034766 | 0.034901 | 0.033942 | 0.033883 | 0.61701 | 0.61701 | 0.020383 | 0.042716 | 0.0667 | 0.092066 | 0.11858 | 0.14604 | 0.17427 | 0.20307 | 0.2323 | 0.27025 | 0.30666 | 0.34351 | 0.3789 | 0.4139 | 0.4489 | 0.48351 | 0.51827 | 0.55317 | 0.58712 | 0.61701
Under $45 | Under $30 | Lighting Controls Interior | Under $45 | 42.9917 | Lighting | Urban | SC-NR | M_Input | Commercial | XLarge Ret | Lighting Controls Interior-NR-Xlarge Ret-Unitary | 26.1412 | 42.9917 | C-Ret-Lgt-LPD Int-All-All-C | C-Ret-HVAC-ER-All-All-C | 0.0088434 | 0.0096739 | 0.010372 | 0.010953 | 0.01143 | 0.011818 | 0.012129 | 0.012357 | 0.01252 | 0.017966 | 0.016919 | 0.017155 | 0.016182 | 0.015903 | 0.015878 | 0.015611 | 0.015709 | 0.015793 | 0.015184 | 0.015145 | 0.25214 | 0.25214 | 0.0088434 | 0.018517 | 0.02889 | 0.039842 | 0.051272 | 0.06309 | 0.075219 | 0.087577 | 0.1001 | 0.11806 | 0.13498 | 0.15214 | 0.16832 | 0.18422 | 0.2001 | 0.21571 | 0.23142 | 0.24721 | 0.25214 | 0.25214
Over $160 | Over $160 | Lighting Controls Interior | Over $160 | 200.1698 | Lighting | Urban | SC-NR | M_Input | Commercial | Large Ret | Lighting Controls Interior-NR-Large Ret-Unitary | 131.2144 | 200.1698 | C-Ret-Lgt-LPD Int-All-All-C | C-Ret-HVAC-ER-All-All-C | 0.0029707 | 0.0032496 | 0.0034842 | 0.0036792 | 0.0038395 | 0.0039698 | 0.0040744 | 0.004151 | 0.0042057 | 0.0054137 | 0.0051926 | 0.0052494 | 0.0050384 | 0.0049775 | 0.0049707 | 0.0049098 | 0.0049243 | 0.0049359 | 0.0047953 | 0.00478 | 0.084216 | 0.084216 | 0.0029707 | 0.0062203 | 0.0097045 | 0.013384 | 0.017223 | 0.021193 | 0.025267 | 0.029418 | 0.033624 | 0.039038 | 0.04423 | 0.04948 | 0.054518 | 0.059496 | 0.064466 | 0.069376 | 0.074301 | 0.079236 | 0.084032 | 0.084216
Over $160 | Under $130 | Lighting Controls Interior | Over $160 | 188.6645 | Lighting | Urban | SC-NR | M_Input | Commercial | Medium Ret | Lighting Controls Interior-NR-Medium Ret-Unitary | 123.6065 | 188.6645 | C-Ret-Lgt-LPD Int-All-All-C | C-Ret-HVAC-ER-All-All-C | 0.0013548 | 0.0014821 | 0.0015891 | 0.001678 | 0.0017511 | 0.0018105 | 0.0018583 | 0.0018932 | 0.0019181 | 0.0031756 | 0.0029262 | 0.0029775 | 0.0027497 | 0.0026845 | 0.0026796 | 0.0026194 | 0.0026468 | 0.002671 | 0.0025339 | 0.0025296 | 0.038956 | 0.038956 | 0.0013548 | 0.0028369 | 0.004426 | 0.006104 | 0.0078551 | 0.0096656 | 0.011524 | 0.013417 | 0.015335 | 0.018511 | 0.021437 | 0.024415 | 0.027164 | 0.029849 | 0.032528 | 0.035148 | 0.037795 | 0.038956 | 0.038956 | 0.038956
Over $160 | Over $160 | Lighting Controls Interior | Over $160 | 286.5633 | Lighting | Urban | SC-NR | M_Input | Commercial | Small Ret | Lighting Controls Interior-NR-Small Ret-Unitary | 187.5854 | 286.5633 | C-Ret-Lgt-LPD Int-All-All-C | C-Ret-HVAC-ER-All-All-C | 0.001074 | 0.0011749 | 0.0012597 | 0.0013302 | 0.0013881 | 0.0014352 | 0.0014731 | 0.0015007 | 0.0015205 | 0.002359 | 0.0021946 | 0.0022296 | 0.0020784 | 0.0020352 | 0.0020317 | 0.0019912 | 0.0020083 | 0.0020232 | 0.0019309 | 0.0019269 | 0.030759 | 0.030759 | 0.001074 | 0.0022489 | 0.0035085 | 0.0048387 | 0.0062269 | 0.0076621 | 0.0091352 | 0.010636 | 0.012156 | 0.014515 | 0.01671 | 0.01894 | 0.021018 | 0.023053 | 0.025085 | 0.027076 | 0.029084 | 0.030759 | 0.030759 | 0.030759
Over $160 | Over $160 | Lighting Controls Interior | Over $160 | 366.0208 | Lighting | Urban | SC-NR | M_Input | Commercial | School K-12 | Lighting Controls Interior-NR-School K-12-Unitary | 240.1808 | 366.0208 | C-K12-Lgt-LPD Int-All-All-C | C-Sch-HVAC-ER-All-All-C | 0.0071494 | 0.0078247 | 0.0083938 | 0.008868 | 0.009259 | 0.0095781 | 0.0098354 | 0.010025 | 0.010163 | 0.012631 | 0.012198 | 0.012324 | 0.011904 | 0.011786 | 0.011777 | 0.011655 | 0.011682 | 0.011703 | 0.011415 | 0.011382 | 0.20915 | 0.20915 | 0.0071494 | 0.014974 | 0.023368 | 0.032236 | 0.041495 | 0.051073 | 0.060908 | 0.070934 | 0.081096 | 0.093728 | 0.10593 | 0.11825 | 0.13015 | 0.14194 | 0.15372 | 0.16537 | 0.17705 | 0.18876 | 0.20017 | 0.20915
Over $160 | Over $160 | Lighting Controls Interior | Over $160 | 265.9398 | Lighting | Urban | SC-NR | M_Input | Commercial | University | Lighting Controls Interior-NR-University-Unitary | 175.3991 | 265.9398 | C-Unv-Lgt-LPD Int-All-All-C | C-Unv-HVAC-ER-All-All-C | 0.0046872 | 0.0051299 | 0.005503 | 0.0058139 | 0.0060703 | 0.0062794 | 0.0064482 | 0.0065726 | 0.0066627 | 0.010213 | 0.0095229 | 0.0096751 | 0.0090399 | 0.0088605 | 0.008849 | 0.0086808 | 0.0087552 | 0.0088206 | 0.0084326 | 0.0084178 | 0.14347 | 0.14347 | 0.0046872 | 0.0098171 | 0.01532 | 0.021134 | 0.027204 | 0.033484 | 0.039932 | 0.046505 | 0.053167 | 0.063381 | 0.072903 | 0.082579 | 0.091619 | 0.10048 | 0.10933 | 0.11801 | 0.12676 | 0.13558 | 0.14347 | 0.14347
Over $160 | Under $100 | Lighting Controls Interior | Over $160 | 141.2895 | Lighting | Urban | SC-NR | M_Input | Commercial | Warehouse | Lighting Controls Interior-NR-Warehouse-Unitary | 91.0274 | 141.2895 | C-War-Lgt-LPD Int-All-All-C | C-War-HVAC-ER-All-All-C | 0.011321 | 0.012395 | 0.013302 | 0.014059 | 0.014685 | 0.015197 | 0.015612 | 0.01592 | 0.016144 | 0.018383 | 0.018056 | 0.018203 | 0.017857 | 0.017766 | 0.017761 | 0.017652 | 0.017652 | 0.017646 | 0.01737 | 0.017317 | 0.3282 | 0.3243 | 0.011321 | 0.023716 | 0.037019 | 0.051078 | 0.065763 | 0.080961 | 0.096572 | 0.11249 | 0.12864 | 0.14702 | 0.16507 | 0.18328 | 0.20113 | 0.2189 | 0.23666 | 0.25431 | 0.27197 | 0.28961 | 0.30698 | 0.3243
Under $5 | Under $5 | Lighting Controls Interior | Under $5 | 0 | Lighting | Urban | SC-NR | M_Input | Commercial | Supermarket | Lighting Controls Interior-NR-Supermarket-Unitary | 0 | 0 | C-Gro-Lgt-LPD Int-All-All-C | C-Gro-HVAC-ER-All-All-C | 0 | 0 | 0 | 0 | 0 | 0 | 0 | 0 | 0 | 0 | 0 | 0 | 0 | 0 | 0 | 0 | 0 | 0 | 0 | 0 | 0 | 0 | 0 | 0 | 0 | 0 | 0 | 0 | 0 | 0 | 0 | 0 | 0 | 0 | 0 | 0 | 0 | 0 | 0 | 0 | 0 | 0
Under $5 | Under $5 | Lighting Controls Interior | Under $5 | 0 | Lighting | Urban | SC-NR | M_Input | Commercial | MiniMart | Lighting Controls Interior-NR-MiniMart-Unitary | 0 | 0 | C-Gro-Lgt-LPD Int-All-All-C | C-Gro-HVAC-ER-All-All-C | 0 | 0 | 0 | 0 | 0 | 0 | 0 | 0 | 0 | 0 | 0 | 0 | 0 | 0 | 0 | 0 | 0 | 0 | 0 | 0 | 0 | 0 | 0 | 0 | 0 | 0 | 0 | 0 | 0 | 0 | 0 | 0 | 0 | 0 | 0 | 0 | 0 | 0 | 0 | 0 | 0 | 0
Under $5 | Under $5 | Lighting Controls Interior | Under $5 | 0 | Lighting | Urban | SC-NR | M_Input | Commercial | Restaurant | Lighting Controls Interior-NR-Restaurant-Unitary | 0 | 0 | C-Res-Lgt-LPD Int-All-All-C | C-Res-HVAC-ER-All-All-C | 0 | 0 | 0 | 0 | 0 | 0 | 0 | 0 | 0 | 0 | 0 | 0 | 0 | 0 | 0 | 0 | 0 | 0 | 0 | 0 | 0 | 0 | 0 | 0 | 0 | 0 | 0 | 0 | 0 | 0 | 0 | 0 | 0 | 0 | 0 | 0 | 0 | 0 | 0 | 0 | 0 | 0
Under $5 | Under $5 | Lighting Controls Interior | Under $5 | 0 | Lighting | Urban | SC-NR | M_Input | Commercial | Lodging | Lighting Controls Interior-NR-Lodging-Unitary | 0 | 0 | C-Lod-Lgt-LPD Int-All-All-C | C-Lod-HVAC-ER-All-All-C | 0 | 0 | 0 | 0 | 0 | 0 | 0 | 0 | 0 | 0 | 0 | 0 | 0 | 0 | 0 | 0 | 0 | 0 | 0 | 0 | 0 | 0 | 0 | 0 | 0 | 0 | 0 | 0 | 0 | 0 | 0 | 0 | 0 | 0 | 0 | 0 | 0 | 0 | 0 | 0 | 0 | 0
Under $5 | Under $5 | Lighting Controls Interior | Under $5 | 0 | Lighting | Urban | SC-NR | M_Input | Commercial | Hospital | Lighting Controls Interior-NR-Hospital-Unitary | 0 | 0 | C-Hos-Lgt-LPD Int-All-All-C | C-Hea-HVAC-ER-All-All-C | 0 | 0 | 0 | 0 | 0 | 0 | 0 | 0 | 0 | 0 | 0 | 0 | 0 | 0 | 0 | 0 | 0 | 0 | 0 | 0 | 0 | 0 | 0 | 0 | 0 | 0 | 0 | 0 | 0 | 0 | 0 | 0 | 0 | 0 | 0 | 0 | 0 | 0 | 0 | 0 | 0 | 0
Under $5 | Under $5 | Lighting Controls Interior | Under $5 | 0 | Lighting | Urban | SC-NR | M_Input | Commercial | Residential Care | Lighting Controls Interior-NR-Residential Care-Unitary | 0 | 0 | C-Hos-Lgt-LPD Int-All-All-C | C-Hea-HVAC-ER-All-All-C | 0 | 0 | 0 | 0 | 0 | 0 | 0 | 0 | 0 | 0 | 0 | 0 | 0 | 0 | 0 | 0 | 0 | 0 | 0 | 0 | 0 | 0 | 0 | 0 | 0 | 0 | 0 | 0 | 0 | 0 | 0 | 0 | 0 | 0 | 0 | 0 | 0 | 0 | 0 | 0 | 0 | 0
Under $5 | Under $5 | Lighting Controls Interior | Under $5 | 0 | Lighting | Urban | SC-NR | M_Input | Commercial | Assembly | Lighting Controls Interior-NR-Assembly-Unitary | 0 | 0 | C-Oth-Lgt-LPD Int-All-All-C | C-All-HVAC-ER-All-All-C | 0 | 0 | 0 | 0 | 0 | 0 | 0 | 0 | 0 | 0 | 0 | 0 | 0 | 0 | 0 | 0 | 0 | 0 | 0 | 0 | 0 | 0 | 0 | 0 | 0 | 0 | 0 | 0 | 0 | 0 | 0 | 0 | 0 | 0 | 0 | 0 | 0 | 0 | 0 | 0 | 0 | 0
Under $115 | Under $70 | Lighting Controls Interior | Under $115 | 107.3943 | Lighting | Urban | SC-NR | M_Input | Commercial | Other | Lighting Controls Interior-NR-Other-Unitary | 69.7884 | 107.3943 | C-Oth-Lgt-LPD Int-All-All-C | C-All-HVAC-ER-All-All-C | 0.012089 | 0.013166 | 0.014054 | 0.014775 | 0.01535 | 0.015801 | 0.016146 | 0.016376 | 0.016519 | 0.020708 | 0.019867 | 0.019998 | 0.019185 | 0.018898 | 0.018801 | 0.018512 | 0.018484 | 0.018447 | 0.017874 | 0.017741 | 0.31754 | 0.31754 | 0.012089 | 0.025255 | 0.039308 | 0.054083 | 0.069433 | 0.085234 | 0.10138 | 0.11776 | 0.13427 | 0.15498 | 0.17485 | 0.19485 | 0.21403 | 0.23293 | 0.25173 | 0.27024 | 0.28873 | 0.30717 | 0.31754 | 0.31754
Over $160 | Under $130 | Lighting Controls Interior | Over $160 | 187.6093 | Lighting | Urban | SC-NR | M_Input | Commercial | Large Off | Lighting Controls Interior-NR-Large Off-Integrated | 123.0484 | 187.6093 | C-LOff-Lgt-LPD Int-All-All-C | C-LOff-HVAC-ER-All-All-C | 0.017381 | 0.019044 | 0.020451 | 0.021631 | 0.022609 | 0.023414 | 0.02407 | 0.024561 | 0.024925 | 0.028618 | 0.028085 | 0.028337 | 0.027781 | 0.027647 | 0.027657 | 0.027497 | 0.027521 | 0.027536 | 0.027105 | 0.02704 | 0.51384 | 0.50291 | 0.017381 | 0.036425 | 0.056876 | 0.078506 | 0.10112 | 0.12453 | 0.1486 | 0.17316 | 0.19809 | 0.2267 | 0.25479 | 0.28313 | 0.31091 | 0.33856 | 0.36621 | 0.39371 | 0.42123 | 0.44877 | 0.47587 | 0.50291
Over $160 | Under $115 | Lighting Controls Interior | Over $160 | 184.1342 | Lighting | Urban | SC-NR | M_Input | Commercial | Medium Off | Lighting Controls Interior-NR-Medium Off-Integrated | 112.1056 | 184.1342 | C-LOff-Lgt-LPD Int-All-All-C | C-LOff-HVAC-ER-All-All-C | 0.0091617 | 0.010038 | 0.01078 | 0.011402 | 0.011918 | 0.012342 | 0.012687 | 0.012947 | 0.013138 | 0.01703 | 0.01634 | 0.016543 | 0.015888 | 0.015714 | 0.015714 | 0.015541 | 0.01561 | 0.01567 | 0.015242 | 0.015216 | 0.27724 | 0.27724 | 0.0091617 | 0.0192 | 0.02998 | 0.041382 | 0.053299 | 0.065641 | 0.078328 | 0.091275 | 0.10441 | 0.12144 | 0.13778 | 0.15433 | 0.17021 | 0.18593 | 0.20164 | 0.21718 | 0.23279 | 0.24846 | 0.26371 | 0.27724
Over $160 | Under $130 | Lighting Controls Interior | Over $160 | 207.1783 | Lighting | Urban | SC-NR | M_Input | Commercial | Small Off | Lighting Controls Interior-NR-Small Off-Integrated | 125.0898 | 207.1783 | C-SOff-Lgt-LPD Int-All-All-C | C-SOff-HVAC-ER-All-All-C | 0.0081532 | 0.0089332 | 0.0095935 | 0.010147 | 0.010606 | 0.010983 | 0.011291 | 0.011521 | 0.011692 | 0.015181 | 0.014562 | 0.014743 | 0.014155 | 0.013999 | 0.013999 | 0.013844 | 0.013906 | 0.01396 | 0.013577 | 0.013553 | 0.2468 | 0.2468 | 0.0081532 | 0.017086 | 0.02668 | 0.036827 | 0.047432 | 0.058416 | 0.069706 | 0.081228 | 0.09292 | 0.1081 | 0.12266 | 0.13741 | 0.15156 | 0.16556 | 0.17956 | 0.1934 | 0.20731 | 0.22127 | 0.23485 | 0.2468
Under $85 | Under $45 | Lighting Controls Interior | Under $85 | 74.1807 | Lighting | Urban | SC-NR | M_Input | Commercial | XLarge Ret | Lighting Controls Interior-NR-Xlarge Ret-Integrated | 44.5986 | 74.1807 | C-Ret-Lgt-LPD Int-All-All-C | C-Ret-HVAC-ER-All-All-C | 0.0035374 | 0.0038696 | 0.0041489 | 0.0043811 | 0.004572 | 0.0047271 | 0.0048517 | 0.0049429 | 0.0050081 | 0.0071865 | 0.0067676 | 0.0068619 | 0.0064727 | 0.0063611 | 0.0063512 | 0.0062446 | 0.0062836 | 0.0063173 | 0.0060735 | 0.006058 | 0.10086 | 0.10086 | 0.0035374 | 0.0074069 | 0.011556 | 0.015937 | 0.020509 | 0.025236 | 0.030088 | 0.035031 | 0.040039 | 0.047225 | 0.053993 | 0.060855 | 0.067328 | 0.073689 | 0.08004 | 0.086284 | 0.092568 | 0.098885 | 0.10086 | 0.10086
Over $160 | Over $160 | Lighting Controls Interior | Over $160 | 330.5552 | Lighting | Urban | SC-NR | M_Input | Commercial | Large Ret | Lighting Controls Interior-NR-Large Ret-Integrated | 215.3425 | 330.5552 | C-Ret-Lgt-LPD Int-All-All-C | C-Ret-HVAC-ER-All-All-C | 0.0011883 | 0.0012998 | 0.0013937 | 0.0014717 | 0.0015358 | 0.0015879 | 0.0016298 | 0.0016604 | 0.0016823 | 0.0021655 | 0.002077 | 0.0020998 | 0.0020154 | 0.001991 | 0.0019883 | 0.0019639 | 0.0019697 | 0.0019744 | 0.0019181 | 0.001912 | 0.033686 | 0.033686 | 0.0011883 | 0.0024881 | 0.0038818 | 0.0053535 | 0.0068893 | 0.0084772 | 0.010107 | 0.011767 | 0.01345 | 0.015615 | 0.017692 | 0.019792 | 0.021807 | 0.023798 | 0.025787 | 0.02775 | 0.02972 | 0.031695 | 0.033613 | 0.033686
Over $160 | Over $160 | Lighting Controls Interior | Over $160 | 311.6805 | Lighting | Urban | SC-NR | M_Input | Commercial | Medium Ret | Lighting Controls Interior-NR-Medium Ret-Integrated | 202.9797 | 311.6805 | C-Ret-Lgt-LPD Int-All-All-C | C-Ret-HVAC-ER-All-All-C | 0.00054194 | 0.00059283 | 0.00063562 | 0.0006712 | 0.00070044 | 0.00072421 | 0.0007433 | 0.00075726 | 0.00076725 | 0.0012703 | 0.0011705 | 0.001191 | 0.0010999 | 0.0010738 | 0.0010719 | 0.0010478 | 0.0010587 | 0.0010684 | 0.0010136 | 0.0010118 | 0.015582 | 0.015582 | 0.00054194 | 0.0011348 | 0.0017704 | 0.0024416 | 0.003142 | 0.0038662 | 0.0046095 | 0.0053668 | 0.0061341 | 0.0074043 | 0.0085748 | 0.0097658 | 0.010866 | 0.011939 | 0.013011 | 0.014059 | 0.015118 | 0.015582 | 0.015582 | 0.015582
Over $160 | Over $160 | Lighting Controls Interior | Over $160 | 473.2698 | Lighting | Urban | SC-NR | M_Input | Commercial | Small Ret | Lighting Controls Interior-NR-Small Ret-Integrated | 306.9454 | 473.2698 | C-Ret-Lgt-LPD Int-All-All-C | C-Ret-HVAC-ER-All-All-C | 0.0004296 | 0.00046995 | 0.00050387 | 0.00053207 | 0.00055525 | 0.0005741 | 0.00058923 | 0.00060029 | 0.00060821 | 0.00094359 | 0.00087782 | 0.00089182 | 0.00083137 | 0.00081406 | 0.00081268 | 0.00079648 | 0.0008033 | 0.00080928 | 0.00077237 | 0.00077076 | 0.012303 | 0.012303 | 0.0004296 | 0.00089955 | 0.0014034 | 0.0019355 | 0.0024907 | 0.0030648 | 0.0036541 | 0.0042544 | 0.0048626 | 0.0058062 | 0.006684 | 0.0075758 | 0.0084072 | 0.0092212 | 0.010034 | 0.01083 | 0.011634 | 0.012303 | 0.012303 | 0.012303
Over $160 | Over $160 | Lighting Controls Interior | Over $160 | 603.4009 | Lighting | Urban | SC-NR | M_Input | Commercial | School K-12 | Lighting Controls Interior-NR-School K-12-Integrated | 391.9425 | 603.4009 | C-K12-Lgt-LPD Int-All-All-C | C-Sch-HVAC-ER-All-All-C | 0.0028598 | 0.0031299 | 0.0033575 | 0.0035472 | 0.0037036 | 0.0038312 | 0.0039342 | 0.0040101 | 0.004065 | 0.0050526 | 0.0048792 | 0.0049297 | 0.0047618 | 0.0047146 | 0.0047106 | 0.0046621 | 0.0046729 | 0.0046812 | 0.0045662 | 0.0045527 | 0.083661 | 0.083661 | 0.0028598 | 0.0059896 | 0.0093472 | 0.012894 | 0.016598 | 0.020429 | 0.024363 | 0.028373 | 0.032438 | 0.037491 | 0.04237 | 0.0473 | 0.052062 | 0.056776 | 0.061487 | 0.066149 | 0.070822 | 0.075503 | 0.080069 | 0.083661
Over $160 | Over $160 | Lighting Controls Interior | Over $160 | 437.7372 | Lighting | Urban | SC-NR | M_Input | Commercial | University | Lighting Controls Interior-NR-University-Integrated | 287.7261 | 437.7372 | C-Unv-Lgt-LPD Int-All-All-C | C-Unv-HVAC-ER-All-All-C | 0.0018749 | 0.002052 | 0.0022012 | 0.0023256 | 0.0024281 | 0.0025118 | 0.0025793 | 0.002629 | 0.0026651 | 0.0040853 | 0.0038092 | 0.0038701 | 0.003616 | 0.0035442 | 0.0035396 | 0.0034723 | 0.0035021 | 0.0035282 | 0.003373 | 0.0033671 | 0.057387 | 0.057387 | 0.0018749 | 0.0039269 | 0.0061281 | 0.0084536 | 0.010882 | 0.013394 | 0.015973 | 0.018602 | 0.021267 | 0.025352 | 0.029161 | 0.033031 | 0.036647 | 0.040192 | 0.043731 | 0.047204 | 0.050706 | 0.054234 | 0.057387 | 0.057387
Over $160 | Over $160 | Lighting Controls Interior | Over $160 | 565.288 | Lighting | Urban | SC-NR | M_Input | Commercial | Warehouse | Lighting Controls Interior-NR-Warehouse-Integrated | 370.6389 | 565.288 | C-War-Lgt-LPD Int-All-All-C | C-War-HVAC-ER-All-All-C | 0.0037737 | 0.0041318 | 0.0044341 | 0.0046865 | 0.0048951 | 0.0050658 | 0.005204 | 0.0053065 | 0.0053814 | 0.0061276 | 0.0060187 | 0.0060675 | 0.0059524 | 0.0059219 | 0.0059204 | 0.0058842 | 0.005884 | 0.0058821 | 0.0057901 | 0.0057723 | 0.1094 | 0.1081 | 0.0037737 | 0.0079055 | 0.01234 | 0.017026 | 0.021921 | 0.026987 | 0.032191 | 0.037497 | 0.042879 | 0.049006 | 0.055025 | 0.061093 | 0.067045 | 0.072967 | 0.078887 | 0.084771 | 0.090655 | 0.096537 | 0.10233 | 0.1081
Under $5 | Under $5 | Lighting Controls Interior | Under $5 | 0 | Lighting | Urban | SC-NR | M_Input | Commercial | Supermarket | Lighting Controls Interior-NR-Supermarket-Integrated | 0 | 0 | C-Gro-Lgt-LPD Int-All-All-C | C-Gro-HVAC-ER-All-All-C | 0 | 0 | 0 | 0 | 0 | 0 | 0 | 0 | 0 | 0 | 0 | 0 | 0 | 0 | 0 | 0 | 0 | 0 | 0 | 0 | 0 | 0 | 0 | 0 | 0 | 0 | 0 | 0 | 0 | 0 | 0 | 0 | 0 | 0 | 0 | 0 | 0 | 0 | 0 | 0 | 0 | 0
Under $5 | Under $5 | Lighting Controls Interior | Under $5 | 0 | Lighting | Urban | SC-NR | M_Input | Commercial | MiniMart | Lighting Controls Interior-NR-MiniMart-Integrated | 0 | 0 | C-Gro-Lgt-LPD Int-All-All-C | C-Gro-HVAC-ER-All-All-C | 0 | 0 | 0 | 0 | 0 | 0 | 0 | 0 | 0 | 0 | 0 | 0 | 0 | 0 | 0 | 0 | 0 | 0 | 0 | 0 | 0 | 0 | 0 | 0 | 0 | 0 | 0 | 0 | 0 | 0 | 0 | 0 | 0 | 0 | 0 | 0 | 0 | 0 | 0 | 0 | 0 | 0
Under $5 | Under $5 | Lighting Controls Interior | Under $5 | 0 | Lighting | Urban | SC-NR | M_Input | Commercial | Restaurant | Lighting Controls Interior-NR-Restaurant-Integrated | 0 | 0 | C-Res-Lgt-LPD Int-All-All-C | C-Res-HVAC-ER-All-All-C | 0 | 0 | 0 | 0 | 0 | 0 | 0 | 0 | 0 | 0 | 0 | 0 | 0 | 0 | 0 | 0 | 0 | 0 | 0 | 0 | 0 | 0 | 0 | 0 | 0 | 0 | 0 | 0 | 0 | 0 | 0 | 0 | 0 | 0 | 0 | 0 | 0 | 0 | 0 | 0 | 0 | 0
Under $5 | Under $5 | Lighting Controls Interior | Under $5 | 0 | Lighting | Urban | SC-NR | M_Input | Commercial | Lodging | Lighting Controls Interior-NR-Lodging-Integrated | 0 | 0 | C-Lod-Lgt-LPD Int-All-All-C | C-Lod-HVAC-ER-All-All-C | 0 | 0 | 0 | 0 | 0 | 0 | 0 | 0 | 0 | 0 | 0 | 0 | 0 | 0 | 0 | 0 | 0 | 0 | 0 | 0 | 0 | 0 | 0 | 0 | 0 | 0 | 0 | 0 | 0 | 0 | 0 | 0 | 0 | 0 | 0 | 0 | 0 | 0 | 0 | 0 | 0 | 0
Under $5 | Under $5 | Lighting Controls Interior | Under $5 | 0 | Lighting | Urban | SC-NR | M_Input | Commercial | Hospital | Lighting Controls Interior-NR-Hospital-Integrated | 0 | 0 | C-Hos-Lgt-LPD Int-All-All-C | C-Hea-HVAC-ER-All-All-C | 0 | 0 | 0 | 0 | 0 | 0 | 0 | 0 | 0 | 0 | 0 | 0 | 0 | 0 | 0 | 0 | 0 | 0 | 0 | 0 | 0 | 0 | 0 | 0 | 0 | 0 | 0 | 0 | 0 | 0 | 0 | 0 | 0 | 0 | 0 | 0 | 0 | 0 | 0 | 0 | 0 | 0
Under $5 | Under $5 | Lighting Controls Interior | Under $5 | 0 | Lighting | Urban | SC-NR | M_Input | Commercial | Residential Care | Lighting Controls Interior-NR-Residential Care-Integrated | 0 | 0 | C-Hos-Lgt-LPD Int-All-All-C | C-Hea-HVAC-ER-All-All-C | 0 | 0 | 0 | 0 | 0 | 0 | 0 | 0 | 0 | 0 | 0 | 0 | 0 | 0 | 0 | 0 | 0 | 0 | 0 | 0 | 0 | 0 | 0 | 0 | 0 | 0 | 0 | 0 | 0 | 0 | 0 | 0 | 0 | 0 | 0 | 0 | 0 | 0 | 0 | 0 | 0 | 0
Under $5 | Under $5 | Lighting Controls Interior | Under $5 | 0 | Lighting | Urban | SC-NR | M_Input | Commercial | Assembly | Lighting Controls Interior-NR-Assembly-Integrated | 0 | 0 | C-Oth-Lgt-LPD Int-All-All-C | C-All-HVAC-ER-All-All-C | 0 | 0 | 0 | 0 | 0 | 0 | 0 | 0 | 0 | 0 | 0 | 0 | 0 | 0 | 0 | 0 | 0 | 0 | 0 | 0 | 0 | 0 | 0 | 0 | 0 | 0 | 0 | 0 | 0 | 0 | 0 | 0 | 0 | 0 | 0 | 0 | 0 | 0 | 0 | 0 | 0 | 0
Over $160 | Under $130 | Lighting Controls Interior | Over $160 | 178.4233 | Lighting | Urban | SC-NR | M_Input | Commercial | Other | Lighting Controls Interior-NR-Other-Integrated | 115.4235 | 178.4233 | C-Oth-Lgt-LPD Int-All-All-C | C-All-HVAC-ER-All-All-C | 0.0048356 | 0.0052663 | 0.0056215 | 0.0059098 | 0.0061401 | 0.0063204 | 0.0064583 | 0.0065505 | 0.0066076 | 0.0082833 | 0.0079466 | 0.0079993 | 0.0076742 | 0.0075593 | 0.0075203 | 0.0074046 | 0.0073937 | 0.0073786 | 0.0071496 | 0.0070966 | 0.12701 | 0.12701 | 0.0048356 | 0.010102 | 0.015723 | 0.021633 | 0.027773 | 0.034094 | 0.040552 | 0.047102 | 0.05371 | 0.061993 | 0.06994 | 0.077939 | 0.085613 | 0.093173 | 0.10069 | 0.1081 | 0.11549 | 0.12287 | 0.12701 | 0.12701
Under $40 | Under $40 | LPD Package | Under $40 | 39.0078 | Lighting | Urban | SC-New | M_Input(per KSF Btype) | Commercial | All Btype | New_LF_FIX_REPL_from LF2018 to LED_FIX_KIT | 38.1539 | 39.0078 | C-LOff-Lgt-LPD Int-All-All-C | C-LOff-HVAC-ER-All-All-C | 0.18314 | 0.18805 | 0.2104 | 0.2186 | 0.25052 | 0.28883 | 0.3152 | 0.39112 | 0.4441 | 0.4175 | 0.44737 | 0.445 | 0.41131 | 0.40996 | 0.39954 | 0.40758 | 0.41432 | 0.42107 | 0.42781 | 0.43455 | 7.126 | 7.126 | 0.18314 | 0.37119 | 0.58159 | 0.80019 | 1.0507 | 1.3395 | 1.6547 | 2.0459 | 2.49 | 2.9075 | 3.3548 | 3.7998 | 4.2111 | 4.6211 | 5.0206 | 5.4282 | 5.8426 | 6.2636 | 6.6914 | 7.126
Under $5 | Under $15 | LPD Package | Under $5 | -13.5562 | Lighting | Urban | SC-New | M_Input(per KSF Btype) | Commercial | All Btype | New_CAN_FIX_REPL_from CFL to LED_FIX_KIT | 13.1764 | -13.5562 | C-LOff-Lgt-LPD Int-All-All-C | C-LOff-HVAC-ER-All-All-C | 0.038074 | 0.039096 | 0.043741 | 0.045447 | 0.052081 | 0.060047 | 0.06553 | 0.081313 | 0.092327 | 0.086796 | 0.093006 | 0.092514 | 0.085509 | 0.08523 | 0.083062 | 0.084734 | 0.086136 | 0.087538 | 0.08894 | 0.090342 | 1.4815 | 1.4815 | 0.038074 | 0.07717 | 0.12091 | 0.16636 | 0.21844 | 0.27849 | 0.34402 | 0.42533 | 0.51766 | 0.60445 | 0.69746 | 0.78997 | 0.87548 | 0.96071 | 1.0438 | 1.1285 | 1.2146 | 1.3022 | 1.3911 | 1.4815
Under $5 | Under $5 | LPD Package | Under $5 | -57.2788 | Lighting | Urban | SC-New | M_Input(per KSF Btype) | Commercial | All Btype | New_CAN_FIX_REPL_from INC_HAL to LED_FIX_KIT | -1.9981 | -57.2788 | C-LOff-Lgt-LPD Int-All-All-C | C-LOff-HVAC-ER-All-All-C | 0.029342 | 0.030129 | 0.033709 | 0.035024 | 0.040137 | 0.046276 | 0.050501 | 0.062665 | 0.071153 | 0.06689 | 0.071676 | 0.071297 | 0.065899 | 0.065683 | 0.064013 | 0.065301 | 0.066382 | 0.067462 | 0.068543 | 0.069623 | 1.1417 | 1.1417 | 0.029342 | 0.059472 | 0.093181 | 0.12821 | 0.16834 | 0.21462 | 0.26512 | 0.32778 | 0.39894 | 0.46583 | 0.5375 | 0.6088 | 0.6747 | 0.74038 | 0.80439 | 0.8697 | 0.93608 | 1.0035 | 1.0721 | 1.1417
Under $85 | Over $160 | LPD Package | Under $85 | 77.4222 | Lighting | Urban | SC-New | M_Input(per KSF Btype) | Commercial | All Btype | New_DISP_FIX_REPL_from CFL to LED_FIX_KIT | 167.4866 | 77.4222 | C-LOff-Lgt-LPD Int-All-All-C | C-LOff-HVAC-ER-All-All-C | 0.0089887 | 0.0092297 | 0.010326 | 0.010729 | 0.012295 | 0.014176 | 0.01547 | 0.019196 | 0.021797 | 0.020491 | 0.021957 | 0.021841 | 0.020187 | 0.020121 | 0.019609 | 0.020004 | 0.020335 | 0.020666 | 0.020997 | 0.021328 | 0.34975 | 0.34975 | 0.0089887 | 0.018218 | 0.028545 | 0.039274 | 0.051569 | 0.065745 | 0.081216 | 0.10041 | 0.12221 | 0.1427 | 0.16466 | 0.1865 | 0.20669 | 0.22681 | 0.24642 | 0.26642 | 0.28676 | 0.30742 | 0.32842 | 0.34975
Under $5 | Under $25 | LPD Package | Under $5 | -25.73 | Lighting | Urban | SC-New | M_Input(per KSF Btype) | Commercial | All Btype | New_DISP_FIX_REPL_from INC_HAL to LED_FIX_KIT | 20.8775 | -25.73 | C-LOff-Lgt-LPD Int-All-All-C | C-LOff-HVAC-ER-All-All-C | 0.0052311 | 0.0053714 | 0.0060096 | 0.0062441 | 0.0071556 | 0.00825 | 0.0090033 | 0.011172 | 0.012685 | 0.011925 | 0.012778 | 0.012711 | 0.011748 | 0.01171 | 0.011412 | 0.011642 | 0.011834 | 0.012027 | 0.01222 | 0.012412 | 0.20354 | 0.20354 | 0.0052311 | 0.010603 | 0.016612 | 0.022856 | 0.030012 | 0.038262 | 0.047265 | 0.058437 | 0.071122 | 0.083047 | 0.095825 | 0.10854 | 0.12028 | 0.13199 | 0.14341 | 0.15505 | 0.16688 | 0.17891 | 0.19113 | 0.20354
Under $40 | Under $35 | LPD Package | Under $40 | 39.3564 | Lighting | Urban | SC-New | M_Input(per KSF Btype) | Commercial | All Btype | New_HIGHBAY_FIX_REPL_from HID to LED_FIX_KIT | 31.3942 | 39.3564 | C-LOff-Lgt-LPD Int-All-All-C | C-LOff-HVAC-ER-All-All-C | 0.0096681 | 0.0099274 | 0.011107 | 0.01154 | 0.013225 | 0.015248 | 0.01664 | 0.020647 | 0.023444 | 0.02204 | 0.023617 | 0.023492 | 0.021713 | 0.021642 | 0.021092 | 0.021516 | 0.021872 | 0.022228 | 0.022584 | 0.02294 | 0.37618 | 0.37618 | 0.0096681 | 0.019595 | 0.030702 | 0.042243 | 0.055467 | 0.070715 | 0.087355 | 0.108 | 0.13145 | 0.15349 | 0.1771 | 0.20059 | 0.22231 | 0.24395 | 0.26504 | 0.28656 | 0.30843 | 0.33066 | 0.35324 | 0.37618
Under $20 | Under $25 | LPD Package | Under $20 | 17.3391 | Lighting | Urban | SC-New | M_Input(per KSF Btype) | Commercial | All Btype | New_HIGHBAY_FIX_REPL_from HID to LF2018 | 20.0472 | 17.3391 | C-LOff-Lgt-LPD Int-All-All-C | C-LOff-HVAC-ER-All-All-C | 0.0015593 | 0.0016011 | 0.0017913 | 0.0018612 | 0.0021329 | 0.0024591 | 0.0026836 | 0.00333 | 0.0037811 | 0.0035546 | 0.0038089 | 0.0037887 | 0.0035019 | 0.0034904 | 0.0034016 | 0.0034701 | 0.0035275 | 0.0035849 | 0.0036424 | 0.0036998 | 0.06067 | 0.06067 | 0.0015593 | 0.0031603 | 0.0049516 | 0.0068128 | 0.0089457 | 0.011405 | 0.014088 | 0.017418 | 0.0212 | 0.024754 | 0.028563 | 0.032352 | 0.035854 | 0.039344 | 0.042746 | 0.046216 | 0.049743 | 0.053328 | 0.056971 | 0.06067
Under $60 | Under $85 | LPD Package | Under $60 | 57.6112 | Lighting | Urban | SC-New | M_Input(per KSF Btype) | Commercial | All Btype | New_HIGHBAY_FIX_REPL_from LF2018 to LED_FIX_KIT | 74.26 | 57.6112 | C-LOff-Lgt-LPD Int-All-All-C | C-LOff-HVAC-ER-All-All-C | 0.0099229 | 0.010189 | 0.0114 | 0.011844 | 0.013573 | 0.015649 | 0.017078 | 0.021192 | 0.024062 | 0.022621 | 0.024239 | 0.024111 | 0.022285 | 0.022212 | 0.021648 | 0.022083 | 0.022449 | 0.022814 | 0.023179 | 0.023545 | 0.3861 | 0.3861 | 0.0099229 | 0.020112 | 0.031512 | 0.043356 | 0.056929 | 0.072579 | 0.089657 | 0.11085 | 0.13491 | 0.15753 | 0.18177 | 0.20588 | 0.22817 | 0.25038 | 0.27203 | 0.29411 | 0.31656 | 0.33937 | 0.36255 | 0.3861
Under $50 | Under $50 | LPD Package | Under $50 | 45.9019 | Lighting | Urban | SC-NR | M_Input(per KSF Btype) | Commercial | All Btype | NR_LF_FIX_REPL_from LF2018 to LED_FIX_KIT | 45.6586 | 45.9019 | C-LOff-Lgt-LPD Int-All-All-C | C-LOff-HVAC-ER-All-All-C | 0.4683 | 0.52087 | 0.56516 | 0.60206 | 0.63249 | 0.65732 | 0.67735 | 0.69211 | 0.7028 | 0.71032 | 0.7154 | 0.71859 | 0.72031 | 0.7209 | 0.72061 | 0.71965 | 0.71633 | 0.71302 | 0.7097 | 0.70638 | 14.299 | 13.3897 | 0.4683 | 0.98917 | 1.5543 | 2.1564 | 2.7889 | 3.4462 | 4.1236 | 4.8157 | 5.5185 | 6.2288 | 6.9442 | 7.6628 | 8.3831 | 9.104 | 9.8246 | 10.5442 | 11.2606 | 11.9736 | 12.6833 | 13.3897
Under $10 | Under $20 | LPD Package | Under $10 | 9.343 | Lighting | Urban | SC-NR | M_Input(per KSF Btype) | Commercial | All Btype | NR_LF_FIX_REPL_from LF2018 to LED_FIX_KIT_RDX | 16.9624 | 9.343 | C-LOff-Lgt-LPD Int-All-All-C | C-LOff-HVAC-ER-All-All-C | 0.25 | 0.27806 | 0.3017 | 0.32141 | 0.33765 | 0.3509 | 0.3616 | 0.36948 | 0.37518 | 0.3792 | 0.38191 | 0.38361 | 0.38453 | 0.38485 | 0.38469 | 0.38418 | 0.38241 | 0.38064 | 0.37887 | 0.3771 | 7.6334 | 7.148 | 0.25 | 0.52806 | 0.82976 | 1.1512 | 1.4888 | 1.8397 | 2.2013 | 2.5708 | 2.946 | 3.3252 | 3.7071 | 4.0907 | 4.4752 | 4.8601 | 5.2448 | 5.629 | 6.0114 | 6.392 | 6.7709 | 7.148
Under $5 | Under $30 | LPD Package | Under $5 | -1.9647 | Lighting | Urban | SC-NR | M_Input(per KSF Btype) | Commercial | All Btype | NR_LF_FIX_REPL_from LF2018 to LF_FIX_KIT_RDX | 26.1662 | -1.9647 | C-LOff-Lgt-LPD Int-All-All-C | C-LOff-HVAC-ER-All-All-C | 0.074196 | 0.082524 | 0.089541 | 0.095389 | 0.10021 | 0.10414 | 0.10732 | 0.10966 | 0.11135 | 0.11254 | 0.11335 | 0.11385 | 0.11412 | 0.11422 | 0.11417 | 0.11402 | 0.11349 | 0.11297 | 0.11244 | 0.11192 | 2.2655 | 2.1214 | 0.074196 | 0.15672 | 0.24626 | 0.34165 | 0.44186 | 0.546 | 0.65332 | 0.76297 | 0.87432 | 0.98686 | 1.1002 | 1.2141 | 1.3282 | 1.4424 | 1.5566 | 1.6706 | 1.7841 | 1.897 | 2.0095 | 2.1214
Under $30 | Under $40 | LPD Package | Under $30 | 28.3398 | Lighting | Urban | SC-NR | M_Input(per KSF Btype) | Commercial | All Btype | NR_LF_FIX_REPL_from LF2018 to TLED_PIN | 39.1465 | 28.3398 | C-LOff-Lgt-LPD Int-All-All-C | C-LOff-HVAC-ER-All-All-C | 0.056251 | 0.062565 | 0.067885 | 0.072319 | 0.075974 | 0.078955 | 0.081361 | 0.083135 | 0.084418 | 0.085322 | 0.085933 | 0.086315 | 0.086522 | 0.086593 | 0.086558 | 0.086443 | 0.086044 | 0.085646 | 0.085247 | 0.084849 | 1.7176 | 1.6083 | 0.056251 | 0.11882 | 0.1867 | 0.25902 | 0.33499 | 0.41395 | 0.49531 | 0.57845 | 0.66286 | 0.74819 | 0.83412 | 0.92043 | 1.007 | 1.0935 | 1.1801 | 1.2665 | 1.3526 | 1.4382 | 1.5235 | 1.6083
Under $5 | Under $15 | LPD Package | Under $5 | 2.8327 | Lighting | Urban | SC-NR | M_Input(per KSF Btype) | Commercial | All Btype | NR_LF_FIX_REPL_from LF2018 to TLED_PIN_RDX | 13.2893 | 2.8327 | C-LOff-Lgt-LPD Int-All-All-C | C-LOff-HVAC-ER-All-All-C | 0.094545 | 0.10516 | 0.1141 | 0.12155 | 0.12769 | 0.13271 | 0.13675 | 0.13973 | 0.14189 | 0.14341 | 0.14443 | 0.14508 | 0.14542 | 0.14554 | 0.14548 | 0.14529 | 0.14462 | 0.14395 | 0.14328 | 0.14261 | 2.8868 | 2.7032 | 0.094545 | 0.1997 | 0.3138 | 0.43535 | 0.56305 | 0.69575 | 0.8325 | 0.97223 | 1.1141 | 1.2575 | 1.402 | 1.547 | 1.6925 | 1.838 | 1.9835 | 2.1288 | 2.2734 | 2.4173 | 2.5606 | 2.7032
Under $5 | Under $15 | LPD Package | Under $5 | -14.2928 | Lighting | Urban | SC-NR | M_Input(per KSF Btype) | Commercial | All Btype | NR_CAN_FIX_REPL_from CFL to LED_FIX_KIT | 14.2724 | -14.2928 | C-LOff-Lgt-LPD Int-All-All-C | C-LOff-HVAC-ER-All-All-C | 0.10709 | 0.11911 | 0.12924 | 0.13768 | 0.14464 | 0.15032 | 0.1549 | 0.15827 | 0.16072 | 0.16244 | 0.1636 | 0.16433 | 0.16472 | 0.16486 | 0.16479 | 0.16457 | 0.16381 | 0.16306 | 0.1623 | 0.16154 | 3.2699 | 3.062 | 0.10709 | 0.22621 | 0.35545 | 0.49313 | 0.63777 | 0.78809 | 0.94299 | 1.1013 | 1.262 | 1.4244 | 1.588 | 1.7524 | 1.9171 | 2.0819 | 2.2467 | 2.4113 | 2.5751 | 2.7382 | 2.9005 | 3.062
Under $5 | Under $5 | LPD Package | Under $5 | -58.1208 | Lighting | Urban | SC-NR | M_Input(per KSF Btype) | Commercial | All Btype | NR_CAN_FIX_REPL_from INC_HAL to LED_FIX_KIT | -1.7181 | -58.1208 | C-LOff-Lgt-LPD Int-All-All-C | C-LOff-HVAC-ER-All-All-C | 0.12533 | 0.1394 | 0.15125 | 0.16113 | 0.16927 | 0.17592 | 0.18128 | 0.18523 | 0.18809 | 0.1901 | 0.19146 | 0.19232 | 0.19278 | 0.19294 | 0.19286 | 0.1926 | 0.19171 | 0.19083 | 0.18994 | 0.18905 | 3.8268 | 3.5835 | 0.12533 | 0.26473 | 0.41599 | 0.57712 | 0.74639 | 0.92231 | 1.1036 | 1.2888 | 1.4769 | 1.667 | 1.8585 | 2.0508 | 2.2436 | 2.4365 | 2.6294 | 2.822 | 3.0137 | 3.2045 | 3.3944 | 3.5835
Under $85 | Over $160 | LPD Package | Under $85 | 78.0141 | Lighting | Urban | SC-NR | M_Input(per KSF Btype) | Commercial | All Btype | NR_DISP_FIX_REPL_from CFL to LED_FIX_KIT | 171.0418 | 78.0141 | C-LOff-Lgt-LPD Int-All-All-C | C-LOff-HVAC-ER-All-All-C | 0.0060642 | 0.0067448 | 0.0073183 | 0.0077963 | 0.0081903 | 0.0085118 | 0.0087711 | 0.0089623 | 0.0091007 | 0.0091981 | 0.0092639 | 0.0093052 | 0.0093275 | 0.0093351 | 0.0093314 | 0.0093189 | 0.009276 | 0.009233 | 0.00919 | 0.0091471 | 0.18516 | 0.17339 | 0.0060642 | 0.012809 | 0.020127 | 0.027924 | 0.036114 | 0.044626 | 0.053397 | 0.062359 | 0.07146 | 0.080658 | 0.089922 | 0.099227 | 0.10855 | 0.11789 | 0.12722 | 0.13654 | 0.14582 | 0.15505 | 0.16424 | 0.17339
Under $5 | Under $25 | LPD Package | Under $5 | -27.1052 | Lighting | Urban | SC-NR | M_Input(per KSF Btype) | Commercial | All Btype | NR_DISP_FIX_REPL_from INC_HAL to LED_FIX_KIT | 22.2694 | -27.1052 | C-LOff-Lgt-LPD Int-All-All-C | C-LOff-HVAC-ER-All-All-C | 0.014555 | 0.016189 | 0.017565 | 0.018712 | 0.019658 | 0.02043 | 0.021052 | 0.021511 | 0.021843 | 0.022077 | 0.022235 | 0.022334 | 0.022387 | 0.022406 | 0.022397 | 0.022367 | 0.022264 | 0.022161 | 0.022058 | 0.021955 | 0.44442 | 0.41616 | 0.014555 | 0.030744 | 0.048309 | 0.067021 | 0.086679 | 0.10711 | 0.12816 | 0.14967 | 0.17152 | 0.19359 | 0.21583 | 0.23816 | 0.26055 | 0.28295 | 0.30535 | 0.32772 | 0.34998 | 0.37214 | 0.3942 | 0.41616
Under $45 | Under $40 | LPD Package | Under $45 | 43.9378 | Lighting | Urban | SC-NR | M_Input(per KSF Btype) | Commercial | All Btype | NR_HIGHBAY_FIX_REPL_from HID to LED_FIX_KIT | 35.4214 | 43.9378 | C-LOff-Lgt-LPD Int-All-All-C | C-LOff-HVAC-ER-All-All-C | 0.058985 | 0.065605 | 0.071184 | 0.075833 | 0.079665 | 0.082792 | 0.085315 | 0.087174 | 0.08852 | 0.089468 | 0.090108 | 0.09051 | 0.090726 | 0.090801 | 0.090764 | 0.090643 | 0.090225 | 0.089808 | 0.08939 | 0.088972 | 1.801 | 1.6865 | 0.058985 | 0.12459 | 0.19577 | 0.27161 | 0.35127 | 0.43406 | 0.51938 | 0.60655 | 0.69507 | 0.78454 | 0.87465 | 0.96516 | 1.0559 | 1.1467 | 1.2375 | 1.3281 | 1.4183 | 1.5081 | 1.5975 | 1.6865
Under $5 | Under $5 | LPD Package | Under $5 | 0 | Lighting | Urban | SC-NR | M_Input(per KSF Btype) | Commercial | All Btype | NR_HIGHBAY_FIX_REPL_from HID to LF2018 | 0 | 0 | C-LOff-Lgt-LPD Int-All-All-C | C-LOff-HVAC-ER-All-All-C | 0 | 0 | 0 | 0 | 0 | 0 | 0 | 0 | 0 | 0 | 0 | 0 | 0 | 0 | 0 | 0 | 0 | 0 | 0 | 0 | 0 | 0 | 0 | 0 | 0 | 0 | 0 | 0 | 0 | 0 | 0 | 0 | 0 | 0 | 0 | 0 | 0 | 0 | 0 | 0 | 0 | 0
Under $65 | Under $85 | LPD Package | Under $65 | 63.2493 | Lighting | Urban | SC-NR | M_Input(per KSF Btype) | Commercial | All Btype | NR_HIGHBAY_FIX_REPL_from LF2018 to LED_FIX_KIT | 82.4896 | 63.2493 | C-LOff-Lgt-LPD Int-All-All-C | C-LOff-HVAC-ER-All-All-C | 0.039544 | 0.043983 | 0.047723 | 0.050839 | 0.053409 | 0.055505 | 0.057196 | 0.058443 | 0.059345 | 0.059981 | 0.06041 | 0.060679 | 0.060824 | 0.060874 | 0.06085 | 0.060768 | 0.060488 | 0.060208 | 0.059928 | 0.059648 | 1.2074 | 1.1306 | 0.039544 | 0.083527 | 0.13125 | 0.18209 | 0.2355 | 0.291 | 0.3482 | 0.40664 | 0.46599 | 0.52597 | 0.58638 | 0.64705 | 0.70788 | 0.76875 | 0.8296 | 0.89037 | 0.95086 | 1.0111 | 1.071 | 1.1306
Over $160 | Over $160 | LPD Package | Over $160 | 182.4944 | Lighting | Urban | SC-Retro | M_Input(per KSF Btype) | Commercial | All Btype | Retro_LF_FIX_REPL_from LF2018 to LED_FIX_KIT | 137.1914 | 182.4944 | C-LOff-Lgt-LPD Int-All-All-C | C-LOff-HVAC-ER-All-All-C | 0 | 0 | 0 | 0 | 0 | 0 | 0 | 0 | 0 | 0 | 0 | 0 | 0 | 0 | 0 | 0 | 0 | 0 | 0 | 0 | 0 | 0 | 0 | 0 | 0 | 0 | 0 | 0 | 0 | 0 | 0 | 0 | 0 | 0 | 0 | 0 | 0 | 0 | 0 | 0 | 0 | 0
Under $115 | Under $100 | LPD Package | Under $115 | 111.6899 | Lighting | Urban | SC-Retro | M_Input(per KSF Btype) | Commercial | All Btype | Retro_LF_FIX_REPL_from LF2018 to LED_FIX_KIT_RDX | 85.5466 | 111.6899 | C-LOff-Lgt-LPD Int-All-All-C | C-LOff-HVAC-ER-All-All-C | 0 | 0 | 0 | 0 | 0 | 0 | 0 | 0 | 0 | 0 | 0 | 0 | 0 | 0 | 0 | 0 | 0 | 0 | 0 | 0 | 0 | 0 | 0 | 0 | 0 | 0 | 0 | 0 | 0 | 0 | 0 | 0 | 0 | 0 | 0 | 0 | 0 | 0 | 0 | 0 | 0 | 0
Under $85 | Under $85 | LPD Package | Under $85 | 83.8023 | Lighting | Urban | SC-Retro | M_Input(per KSF Btype) | Commercial | All Btype | Retro_LF_FIX_REPL_from LF2018 to LF_FIX_KIT_RDX | 83.9043 | 83.8023 | C-LOff-Lgt-LPD Int-All-All-C | C-LOff-HVAC-ER-All-All-C | 0 | 0 | 0 | 0 | 0 | 0 | 0 | 0 | 0 | 0 | 0 | 0 | 0 | 0 | 0 | 0 | 0 | 0 | 0 | 0 | 0 | 0 | 0 | 0 | 0 | 0 | 0 | 0 | 0 | 0 | 0 | 0 | 0 | 0 | 0 | 0 | 0 | 0 | 0 | 0 | 0 | 0
Under $55 | Under $60 | LPD Package | Under $55 | 50.8045 | Lighting | Urban | SC-Retro | M_Input(per KSF Btype) | Commercial | All Btype | Retro_CAN_FIX_REPL_from CFL to LED_FIX_KIT | 57.6499 | 50.8045 | C-LOff-Lgt-LPD Int-All-All-C | C-LOff-HVAC-ER-All-All-C | 0.04392 | 0.043887 | 0.04384 | 0.043774 | 0.043704 | 0.039024 | 0.030675 | 0.024012 | 0.018692 | 0.014436 | 0.011037 | 0.0083216 | 0.0061509 | 0.0044174 | 0.0030328 | 0.0019275 | 0 | 0 | 0 | 0 | 0.58056 | 0.38085 | 0.04392 | 0.087807 | 0.13165 | 0.17542 | 0.21912 | 0.25815 | 0.28882 | 0.31283 | 0.33153 | 0.34596 | 0.357 | 0.36532 | 0.37147 | 0.37589 | 0.37892 | 0.38085 | 0.38085 | 0.38085 | 0.38085 | 0.38085
Under $5 | Under $10 | LPD Package | Under $5 | -43.6622 | Lighting | Urban | SC-Retro | M_Input(per KSF Btype) | Commercial | All Btype | Retro_CAN_FIX_REPL_from INC_HAL to LED_FIX_KIT | 7.9198 | -43.6622 | C-LOff-Lgt-LPD Int-All-All-C | C-LOff-HVAC-ER-All-All-C | 0.0514 | 0.051361 | 0.051306 | 0.051229 | 0.051147 | 0.04567 | 0.035899 | 0.028102 | 0.021875 | 0.016894 | 0.012917 | 0.0097389 | 0.0071985 | 0.0051697 | 0.0035494 | 0.0022558 | 0 | 0 | 0 | 0 | 0.67944 | 0.44571 | 0.0514 | 0.10276 | 0.15407 | 0.2053 | 0.25644 | 0.30211 | 0.33801 | 0.36611 | 0.38799 | 0.40488 | 0.4178 | 0.42754 | 0.43474 | 0.43991 | 0.44346 | 0.44571 | 0.44571 | 0.44571 | 0.44571 | 0.44571
Over $160 | Over $160 | LPD Package | Over $160 | 342.6444 | Lighting | Urban | SC-Retro | M_Input(per KSF Btype) | Commercial | All Btype | Retro_DISP_FIX_REPL_from CFL to LED_FIX_KIT | 345.3148 | 342.6444 | C-LOff-Lgt-LPD Int-All-All-C | C-LOff-HVAC-ER-All-All-C | 0 | 0 | 0 | 0 | 0 | 0 | 0 | 0 | 0 | 0 | 0 | 0 | 0 | 0 | 0 | 0 | 0 | 0 | 0 | 0 | 0 | 0 | 0 | 0 | 0 | 0 | 0 | 0 | 0 | 0 | 0 | 0 | 0 | 0 | 0 | 0 | 0 | 0 | 0 | 0 | 0 | 0
Under $5 | Under $45 | LPD Package | Under $5 | 4.2677 | Lighting | Urban | SC-Retro | M_Input(per KSF Btype) | Commercial | All Btype | Retro_DISP_FIX_REPL_from INC_HAL to LED_FIX_KIT | 43.0069 | 4.2677 | C-LOff-Lgt-LPD Int-All-All-C | C-LOff-HVAC-ER-All-All-C | 0 | 0 | 0 | 0 | 0 | 0 | 0 | 0 | 0 | 0 | 0 | 0 | 0 | 0 | 0 | 0 | 0 | 0 | 0 | 0 | 0 | 0 | 0 | 0 | 0 | 0 | 0 | 0 | 0 | 0 | 0 | 0 | 0 | 0 | 0 | 0 | 0 | 0 | 0 | 0 | 0 | 0
Under $65 | Under $50 | LPD Package | Under $65 | 64.7717 | Lighting | Urban | SC-Retro | M_Input(per KSF Btype) | Commercial | All Btype | Retro_HIGHBAY_FIX_REPL_from HID to LED_FIX_KIT | 49.5492 | 64.7717 | C-LOff-Lgt-LPD Int-All-All-C | C-LOff-HVAC-ER-All-All-C | 0.082926 | 0.082852 | 0.082751 | 0.082618 | 0.082476 | 0.073637 | 0.057875 | 0.045299 | 0.035258 | 0.027227 | 0.020814 | 0.01569 | 0.011595 | 0.0083251 | 0.0057137 | 0.0036292 | 0 | 0 | 0 | 0 | 1.078 | 0.71869 | 0.082926 | 0.16578 | 0.24853 | 0.33115 | 0.41362 | 0.48726 | 0.54514 | 0.59044 | 0.62569 | 0.65292 | 0.67373 | 0.68942 | 0.70102 | 0.70934 | 0.71506 | 0.71869 | 0.71869 | 0.71869 | 0.71869 | 0.71869
Under $5 | Under $5 | LPD Package | Under $5 | 0 | Lighting | Urban | SC-Retro | M_Input(per KSF Btype) | Commercial | All Btype | Retro_HIGHBAY_FIX_REPL_from HID to LF2018 | 0 | 0 | C-LOff-Lgt-LPD Int-All-All-C | C-LOff-HVAC-ER-All-All-C | 0 | 0 | 0 | 0 | 0 | 0 | 0 | 0 | 0 | 0 | 0 | 0 | 0 | 0 | 0 | 0 | 0 | 0 | 0 | 0 | 0 | 0 | 0 | 0 | 0 | 0 | 0 | 0 | 0 | 0 | 0 | 0 | 0 | 0 | 0 | 0 | 0 | 0 | 0 | 0 | 0 | 0
Over $160 | Over $160 | LPD Package | Over $160 | 250.0603 | Lighting | Urban | SC-Retro | M_Input(per KSF Btype) | Commercial | All Btype | Retro_HIGHBAY_FIX_REPL_from LF2018 to LED_FIX_KIT | 209.1002 | 250.0603 | C-LOff-Lgt-LPD Int-All-All-C | C-LOff-HVAC-ER-All-All-C | 0.055594 | 0.055545 | 0.055478 | 0.055388 | 0.055293 | 0.049367 | 0.0388 | 0.030369 | 0.023637 | 0.018253 | 0.013954 | 0.010519 | 0.0077735 | 0.0055812 | 0.0038305 | 0.002433 | 0 | 0 | 0 | 0 | 0.72267 | 0.48182 | 0.055594 | 0.11114 | 0.16662 | 0.222 | 0.2773 | 0.32667 | 0.36547 | 0.39583 | 0.41947 | 0.43773 | 0.45168 | 0.4622 | 0.46997 | 0.47555 | 0.47938 | 0.48182 | 0.48182 | 0.48182 | 0.48182 | 0.48182
Under $5 | Under $5 | LPD Package | Under $5 | 0 | Lighting | Urban | SC-Retro | M_Input(per KSF Btype) | Commercial | All Btype | Retro_LF_LAMP_REPL_from LF2018 to TLED_PIN | 0 | 0 | C-LOff-Lgt-LPD Int-All-All-C | C-LOff-HVAC-ER-All-All-C | 0 | 0 | 0 | 0 | 0 | 0 | 0 | 0 | 0 | 0 | 0 | 0 | 0 | 0 | 0 | 0 | 0 | 0 | 0 | 0 | 0 | 0 | 0 | 0 | 0 | 0 | 0 | 0 | 0 | 0 | 0 | 0 | 0 | 0 | 0 | 0 | 0 | 0 | 0 | 0 | 0 | 0
Under $60 | Under $55 | LPD Package | Under $60 | 59.0236 | Lighting | Urban | SC-Retro | M_Input(per KSF Btype) | Commercial | All Btype | Retro_LF_LAMP_REPL_from LF2018 to TLED_PIN_RDX | 53.4106 | 59.0236 | C-LOff-Lgt-LPD Int-All-All-C | C-LOff-HVAC-ER-All-All-C | 0.28591 | 0.28467 | 0.28343 | 0.2822 | 0.28098 | 0.2503 | 0.1964 | 0.15346 | 0.11925 | 0.091997 | 0.070282 | 0.052982 | 0.039199 | 0.028217 | 0.019468 | 0.012497 | 0 | 0 | 0 | 0 | 2.246 | 2.246 | 0.28591 | 0.57058 | 0.85401 | 1.1362 | 1.4172 | 1.6675 | 1.8639 | 2.0174 | 2.1366 | 2.2286 | 2.246 | 2.246 | 2.246 | 2.246 | 2.246 | 2.246 | 2.246 | 2.246 | 2.246 | 2.246
Under $5 | Under $25 | LPD Package | Under $5 | -2.5523 | Lighting | Urban | SC-Retro | M_Input(per KSF Btype) | Commercial | All Btype | Retro_CAN_LAMP_REPL_from CFL to LED_CAN_LAMP | 23.5536 | -2.5523 | C-LOff-Lgt-LPD Int-All-All-C | C-LOff-HVAC-ER-All-All-C | 0.039833 | 0.03966 | 0.039488 | 0.039316 | 0.039146 | 0.034872 | 0.027363 | 0.02138 | 0.016614 | 0.012817 | 0.0097917 | 0.0073814 | 0.0054611 | 0.0039312 | 0.0027122 | 0.0017411 | 0 | 0 | 0 | 0 | 0.31291 | 0.31291 | 0.039833 | 0.079492 | 0.11898 | 0.1583 | 0.19744 | 0.23231 | 0.25968 | 0.28106 | 0.29767 | 0.31049 | 0.31291 | 0.31291 | 0.31291 | 0.31291 | 0.31291 | 0.31291 | 0.31291 | 0.31291 | 0.31291 | 0.31291
Under $5 | Under $5 | LPD Package | Under $5 | -53.5685 | Lighting | Urban | SC-Retro | M_Input(per KSF Btype) | Commercial | All Btype | Retro_CAN_LAMP_REPL_from INC_HAL to LED_CAN_LAMP | 1.714 | -53.5685 | C-LOff-Lgt-LPD Int-All-All-C | C-LOff-HVAC-ER-All-All-C | 0.048777 | 0.048565 | 0.048354 | 0.048144 | 0.047936 | 0.042702 | 0.033507 | 0.026181 | 0.020345 | 0.015695 | 0.01199 | 0.0090388 | 0.0066873 | 0.0048139 | 0.0033213 | 0.0021321 | 0 | 0 | 0 | 0 | 0.38317 | 0.38317 | 0.048777 | 0.097342 | 0.1457 | 0.19384 | 0.24178 | 0.28448 | 0.31799 | 0.34417 | 0.36451 | 0.38021 | 0.38317 | 0.38317 | 0.38317 | 0.38317 | 0.38317 | 0.38317 | 0.38317 | 0.38317 | 0.38317 | 0.38317
Under $50 | Over $160 | LPD Package | Under $50 | 46.8848 | Lighting | Urban | SC-Retro | M_Input(per KSF Btype) | Commercial | All Btype | Retro_DISP_LAMP_REPL_from CFL to LED_PAR_MR | 131.8631 | 46.8848 | C-LOff-Lgt-LPD Int-All-All-C | C-LOff-HVAC-ER-All-All-C | 0.083008 | 0.082647 | 0.082288 | 0.081931 | 0.081576 | 0.07267 | 0.057022 | 0.044555 | 0.034622 | 0.026709 | 0.020405 | 0.015382 | 0.01138 | 0.0081922 | 0.0056521 | 0.0036283 | 0 | 0 | 0 | 0 | 0.65207 | 0.65207 | 0.083008 | 0.16565 | 0.24794 | 0.32987 | 0.41145 | 0.48412 | 0.54114 | 0.5857 | 0.62032 | 0.64703 | 0.65207 | 0.65207 | 0.65207 | 0.65207 | 0.65207 | 0.65207 | 0.65207 | 0.65207 | 0.65207 | 0.65207
Under $5 | Under $20 | LPD Package | Under $5 | -32.1526 | Lighting | Urban | SC-Retro | M_Input(per KSF Btype) | Commercial | All Btype | Retro_DISP_LAMP_REPL_from INC_HAL to LED_PAR_MR | 18.1725 | -32.1526 | C-LOff-Lgt-LPD Int-All-All-C | C-LOff-HVAC-ER-All-All-C | 0.13731 | 0.13671 | 0.13612 | 0.13553 | 0.13494 | 0.12021 | 0.094322 | 0.0737 | 0.05727 | 0.044181 | 0.033753 | 0.025444 | 0.018825 | 0.013551 | 0.0093493 | 0.0060018 | 0 | 0 | 0 | 0 | 1.0786 | 1.0786 | 0.13731 | 0.27402 | 0.41013 | 0.54566 | 0.6806 | 0.8008 | 0.89513 | 0.96883 | 1.0261 | 1.0703 | 1.0786 | 1.0786 | 1.0786 | 1.0786 | 1.0786 | 1.0786 | 1.0786 | 1.0786 | 1.0786 | 1.0786
Under $5 | Under $15 | LPD Package | Under $5 | 0.37047 | Lighting | Urban | SC-Retro | M_Input(per KSF Btype) | Commercial | All Btype | Retro_DISP_LAMP_REPL_from INC_HAL to HID_CMH | 12.9353 | 0.37047 | C-LOff-Lgt-LPD Int-All-All-C | C-LOff-HVAC-ER-All-All-C | 0.033165 | 0.033021 | 0.032878 | 0.032735 | 0.032593 | 0.029035 | 0.022783 | 0.017802 | 0.013833 | 0.010672 | 0.0081526 | 0.0061458 | 0.004547 | 0.0032731 | 0.0022582 | 0.0014497 | 0 | 0 | 0 | 0 | 0.26053 | 0.26053 | 0.033165 | 0.066186 | 0.099064 | 0.1318 | 0.16439 | 0.19343 | 0.21621 | 0.23401 | 0.24784 | 0.25852 | 0.26053 | 0.26053 | 0.26053 | 0.26053 | 0.26053 | 0.26053 | 0.26053 | 0.26053 | 0.26053 | 0.26053
Under $5 | Under $5 | LPD Package | Under $5 | 0 | Lighting | Urban | SC-Retro | M_Input(per KSF Btype) | Commercial | All Btype | Retro_DISP_LAMP_REPL_from HID_CMH to LED_PAR_MR | 0 | 0 | C-LOff-Lgt-LPD Int-All-All-C | C-LOff-HVAC-ER-All-All-C | 0 | 0 | 0 | 0 | 0 | 0 | 0 | 0 | 0 | 0 | 0 | 0 | 0 | 0 | 0 | 0 | 0 | 0 | 0 | 0 | 0 | 0 | 0 | 0 | 0 | 0 | 0 | 0 | 0 | 0 | 0 | 0 | 0 | 0 | 0 | 0 | 0 | 0 | 0 | 0 | 0 | 0
Under $5 | Under $30 | LPD Package | Under $5 | 0.64211 | Lighting | Urban | SC-Retro | M_Input(per KSF Btype) | Commercial | All Btype | Retro_OTHER_LAMP_REPL_from CFL to LED_OMNI | 26.0919 | 0.64211 | C-LOff-Lgt-LPD Int-All-All-C | C-LOff-HVAC-ER-All-All-C | 0.51831 | 0.51606 | 0.51382 | 0.51159 | 0.50937 | 0.45376 | 0.35605 | 0.27821 | 0.21619 | 0.16678 | 0.12741 | 0.096048 | 0.071061 | 0.051153 | 0.035292 | 0.022656 | 0 | 0 | 0 | 0 | 4.0716 | 4.0716 | 0.51831 | 1.0344 | 1.5482 | 2.0598 | 2.5692 | 3.0229 | 3.379 | 3.6572 | 3.8734 | 4.0402 | 4.0716 | 4.0716 | 4.0716 | 4.0716 | 4.0716 | 4.0716 | 4.0716 | 4.0716 | 4.0716 | 4.0716
Under $5 | Under $15 | LPD Package | Under $5 | -3.1058 | Lighting | Urban | SC-Retro | M_Input(per KSF Btype) | Commercial | All Btype | Retro_OTHER_LAMP_REPL_from EISA_2020 to LED_OMNI | 13.4293 | -3.1058 | C-LOff-Lgt-LPD Int-All-All-C | C-LOff-HVAC-ER-All-All-C | 0.252 | 0.2509 | 0.24981 | 0.24873 | 0.24765 | 0.22061 | 0.17311 | 0.13526 | 0.10511 | 0.081085 | 0.061946 | 0.046697 | 0.034549 | 0.02487 | 0.017159 | 0.011015 | 0 | 0 | 0 | 0 | 1.9796 | 1.9796 | 0.252 | 0.5029 | 0.75271 | 1.0014 | 1.2491 | 1.4697 | 1.6428 | 1.7781 | 1.8832 | 1.9643 | 1.9796 | 1.9796 | 1.9796 | 1.9796 | 1.9796 | 1.9796 | 1.9796 | 1.9796 | 1.9796 | 1.9796
Under $5 | Under $5 | LPD Package | Under $5 | 0 | Lighting | Urban | SC-Retro | M_Input(per KSF Btype) | Commercial | All Btype | Retro_OTHER_LAMP_REPL_from EISA_2020 to CFL_OMNI | 0 | 0 | C-LOff-Lgt-LPD Int-All-All-C | C-LOff-HVAC-ER-All-All-C | 0 | 0 | 0 | 0 | 0 | 0 | 0 | 0 | 0 | 0 | 0 | 0 | 0 | 0 | 0 | 0 | 0 | 0 | 0 | 0 | 0 | 0 | 0 | 0 | 0 | 0 | 0 | 0 | 0 | 0 | 0 | 0 | 0 | 0 | 0 | 0 | 0 | 0 | 0 | 0 | 0 | 0
Under $5 | Under $5 | LPD Package | Under $5 | 0 | Lighting | Urban | SC-Retro | M_Input(per KSF Btype) | Commercial | All Btype | Retro_OTHER_LAMP_REPL_from HID to LED_OMNI | 0 | 0 | C-LOff-Lgt-LPD Int-All-All-C | C-LOff-HVAC-ER-All-All-C | 0 | 0 | 0 | 0 | 0 | 0 | 0 | 0 | 0 | 0 | 0 | 0 | 0 | 0 | 0 | 0 | 0 | 0 | 0 | 0 | 0 | 0 | 0 | 0 | 0 | 0 | 0 | 0 | 0 | 0 | 0 | 0 | 0 | 0 | 0 | 0 | 0 | 0 | 0 | 0 | 0 | 0
Under $20 | Under $15 | MotorsRewind | Under $20 | 16.8718 | Motors/Drives | Urban | SC-New | M_Input_New | Commercial | Large Off | MotorsRewind-New-Large Off | 10.6991 | 16.8718 | C-All-Mot-All-All-All-C | 0 | 0.00075109 | 0.00079713 | 0.0011276 | 0.001045 | 0.0011549 | 0.0013696 | 0.0014465 | 0.0017449 | 0.0020353 | 0.0017814 | 0.0019228 | 0.0020793 | 0.0018269 | 0.001922 | 0.0018742 | 0.0018736 | 0.0018729 | 0.0018723 | 0.0018716 | 0.001871 | 0.03224 | 0.03224 | 0.00075109 | 0.0015482 | 0.0026758 | 0.0037208 | 0.0048757 | 0.0062453 | 0.0076918 | 0.0094367 | 0.011472 | 0.013253 | 0.015176 | 0.017256 | 0.019082 | 0.021005 | 0.022879 | 0.024752 | 0.026625 | 0.028497 | 0.030369 | 0.03224
Under $20 | Under $15 | MotorsRewind | Under $20 | 16.8718 | Motors/Drives | Urban | SC-New | M_Input_New | Commercial | Medium Off | MotorsRewind-New-Medium Off | 10.6991 | 16.8718 | C-All-Mot-All-All-All-C | 0 | 0.00048852 | 0.00051331 | 0.0007274 | 0.00067695 | 0.00074409 | 0.00087884 | 0.00092819 | 0.0011177 | 0.0013037 | 0.001142 | 0.0012377 | 0.001327 | 0.0011687 | 0.001231 | 0.0012008 | 0.0011998 | 0.0011988 | 0.0011978 | 0.0011968 | 0.0011959 | 0.020675 | 0.020675 | 0.00048852 | 0.0010018 | 0.0017292 | 0.0024062 | 0.0031503 | 0.0040291 | 0.0049573 | 0.006075 | 0.0073787 | 0.0085207 | 0.0097584 | 0.011085 | 0.012254 | 0.013485 | 0.014686 | 0.015886 | 0.017084 | 0.018282 | 0.019479 | 0.020675
Under $20 | Under $15 | MotorsRewind | Under $20 | 16.8718 | Motors/Drives | Urban | SC-New | M_Input_New | Commercial | Small Off | MotorsRewind-New-Small Off | 10.6991 | 16.8718 | C-All-Mot-All-All-All-C | 0 | 0.00012683 | 0.00013295 | 0.00018848 | 0.00017559 | 0.00019275 | 0.00022744 | 0.00024021 | 0.00028911 | 0.00033725 | 0.00029548 | 0.00032054 | 0.00034296 | 0.00030221 | 0.00031842 | 0.00031063 | 0.00031034 | 0.00031005 | 0.00030977 | 0.00030948 | 0.00030919 | 0.0053497 | 0.0053497 | 0.00012683 | 0.00025978 | 0.00044826 | 0.00062385 | 0.0008166 | 0.001044 | 0.0012842 | 0.0015734 | 0.0019106 | 0.0022061 | 0.0025266 | 0.0028696 | 0.0031718 | 0.0034902 | 0.0038008 | 0.0041112 | 0.0044212 | 0.004731 | 0.0050405 | 0.0053497
Under $15 | Under $10 | MotorsRewind | Under $15 | 10.5758 | Motors/Drives | Urban | SC-New | M_Input_New | Commercial | XLarge Ret | MotorsRewind-New-XLarge Ret | 6.4606 | 10.5758 | C-All-Mot-All-All-All-C | 0 | 5.3648e-05 | 6.5308e-05 | 7.6398e-05 | 8.5202e-05 | 9.7225e-05 | 0.00010631 | 0.0001298 | 0.0002473 | 0.00029759 | 0.00026204 | 0.00025248 | 0.00024728 | 0.00019797 | 0.00020675 | 0.00019105 | 0.00021635 | 0.00024164 | 0.00026693 | 0.00029222 | 0.00031751 | 0.003851 | 0.003851 | 5.3648e-05 | 0.00011896 | 0.00019535 | 0.00028056 | 0.00037778 | 0.00048409 | 0.00061389 | 0.00086119 | 0.0011588 | 0.0014208 | 0.0016733 | 0.0019206 | 0.0021186 | 0.0023253 | 0.0025164 | 0.0027327 | 0.0029743 | 0.0032413 | 0.0035335 | 0.003851
Under $15 | Under $10 | MotorsRewind | Under $15 | 10.5758 | Motors/Drives | Urban | SC-New | M_Input_New | Commercial | Large Ret | MotorsRewind-New-Large Ret | 6.4606 | 10.5758 | C-All-Mot-All-All-All-C | 0 | 1.9803e-05 | 2.3934e-05 | 2.8015e-05 | 3.1266e-05 | 3.602e-05 | 3.9578e-05 | 4.827e-05 | 9.1523e-05 | 0.00011004 | 9.6936e-05 | 9.3496e-05 | 9.1596e-05 | 7.3383e-05 | 7.6607e-05 | 7.0853e-05 | 8.0244e-05 | 8.9634e-05 | 9.9024e-05 | 0.00010841 | 0.0001178 | 0.0014264 | 0.0014264 | 1.9803e-05 | 4.3736e-05 | 7.1752e-05 | 0.00010302 | 0.00013904 | 0.00017862 | 0.00022689 | 0.00031841 | 0.00042844 | 0.00052538 | 0.00061888 | 0.00071047 | 0.00078386 | 0.00086046 | 0.00093132 | 0.0010116 | 0.0011012 | 0.0012002 | 0.0013086 | 0.0014264
Under $15 | Under $10 | MotorsRewind | Under $15 | 10.5758 | Motors/Drives | Urban | SC-New | M_Input_New | Commercial | Medium Ret | MotorsRewind-New-Medium Ret | 6.4606 | 10.5758 | C-All-Mot-All-All-All-C | 0 | 7.1122e-05 | 8.5864e-05 | 0.00010052 | 0.00011219 | 0.00012944 | 0.00014233 | 0.00017356 | 0.00032883 | 0.0003953 | 0.00034826 | 0.00033595 | 0.00032914 | 0.00026372 | 0.00027529 | 0.00025465 | 0.0002884 | 0.00032216 | 0.00035591 | 0.00038967 | 0.00042342 | 0.0051257 | 0.0051257 | 7.1122e-05 | 0.00015699 | 0.0002575 | 0.0003697 | 0.00049913 | 0.00064146 | 0.00081502 | 0.0011439 | 0.0015391 | 0.0018874 | 0.0022234 | 0.0025525 | 0.0028162 | 0.0030915 | 0.0033462 | 0.0036346 | 0.0039567 | 0.0043126 | 0.0047023 | 0.0051257
Under $15 | Under $10 | MotorsRewind | Under $15 | 10.5758 | Motors/Drives | Urban | SC-New | M_Input_New | Commercial | Small Ret | MotorsRewind-New-Small Ret | 6.4606 | 10.5758 | C-All-Mot-All-All-All-C | 0 | 2.045e-05 | 2.4341e-05 | 2.8531e-05 | 3.1891e-05 | 3.7483e-05 | 4.1601e-05 | 5.0627e-05 | 9.5029e-05 | 0.00011404 | 0.00010056 | 9.72e-05 | 9.5282e-05 | 7.6447e-05 | 7.9744e-05 | 7.3886e-05 | 8.3703e-05 | 9.3519e-05 | 0.00010334 | 0.00011315 | 0.00012297 | 0.0014838 | 0.0014838 | 2.045e-05 | 4.4791e-05 | 7.3323e-05 | 0.00010521 | 0.0001427 | 0.0001843 | 0.00023493 | 0.00032996 | 0.000444 | 0.00054456 | 0.00064176 | 0.00073704 | 0.00081349 | 0.00089323 | 0.00096712 | 0.0010508 | 0.0011443 | 0.0012477 | 0.0013608 | 0.0014838
Under $20 | Under $15 | MotorsRewind | Under $20 | 16.8718 | Motors/Drives | Urban | SC-New | M_Input_New | Commercial | School K-12 | MotorsRewind-New-School K-12 | 10.6991 | 16.8718 | C-All-Mot-All-All-All-C | 0 | 2.1199e-05 | 2.6422e-05 | 3.258e-05 | 4.3055e-05 | 5.2163e-05 | 4.9293e-05 | 5.1313e-05 | 5.4575e-05 | 5.8782e-05 | 5.3857e-05 | 5.8297e-05 | 5.7292e-05 | 6.1304e-05 | 5.4931e-05 | 5.7446e-05 | 5.6479e-05 | 5.5512e-05 | 5.4545e-05 | 5.3578e-05 | 5.2611e-05 | 0.0010052 | 0.0010052 | 2.1199e-05 | 4.762e-05 | 8.02e-05 | 0.00012325 | 0.00017542 | 0.00022471 | 0.00027602 | 0.0003306 | 0.00038938 | 0.00044324 | 0.00050154 | 0.00055883 | 0.00062013 | 0.00067506 | 0.00073251 | 0.00078899 | 0.0008445 | 0.00089905 | 0.00095262 | 0.0010052
Under $20 | Under $15 | MotorsRewind | Under $20 | 16.8718 | Motors/Drives | Urban | SC-New | M_Input_New | Commercial | University | MotorsRewind-New-University | 10.6991 | 16.8718 | C-All-Mot-All-All-All-C | 0 | 3.7336e-05 | 5.0295e-05 | 4.146e-05 | 6.5879e-05 | 8.4259e-05 | 8.1752e-05 | 0.00010114 | 0.00011385 | 0.00011904 | 0.00012305 | 0.00012168 | 0.00010719 | 0.00012445 | 0.00010443 | 0.00010484 | 0.00011545 | 0.00012605 | 0.00013666 | 0.00014727 | 0.00015788 | 0.002064 | 0.002064 | 3.7336e-05 | 8.7631e-05 | 0.00012909 | 0.00019497 | 0.00027923 | 0.00036098 | 0.00046212 | 0.00057597 | 0.00069501 | 0.00081806 | 0.00093974 | 0.0010469 | 0.0011714 | 0.0012758 | 0.0013807 | 0.0014961 | 0.0016222 | 0.0017588 | 0.0019061 | 0.002064
Under $20 | Under $15 | MotorsRewind | Under $20 | 16.8718 | Motors/Drives | Urban | SC-New | M_Input_New | Commercial | Warehouse | MotorsRewind-New-Warehouse | 10.6991 | 16.8718 | C-All-Mot-All-All-All-C | 0 | 9.4918e-05 | 0.00011151 | 0.00013711 | 0.00015502 | 0.00022556 | 0.00025254 | 0.00025516 | 0.00023039 | 0.00019074 | 0.00017618 | 0.00020182 | 0.00020466 | 0.0002021 | 0.00020198 | 0.00019897 | 0.00019359 | 0.00018821 | 0.00018283 | 0.00017745 | 0.00017207 | 0.0037528 | 0.0037528 | 9.4918e-05 | 0.00020643 | 0.00034354 | 0.00049856 | 0.00072412 | 0.00097666 | 0.0012318 | 0.0014622 | 0.0016529 | 0.0018291 | 0.0020309 | 0.0022356 | 0.0024377 | 0.0026397 | 0.0028387 | 0.0030323 | 0.0032205 | 0.0034033 | 0.0035807 | 0.0037528
Under $10 | Under $5 | MotorsRewind | Under $10 | 5.5389 | Motors/Drives | Urban | SC-New | M_Input_New | Commercial | Supermarket | MotorsRewind-New-Supermarket | 3.0699 | 5.5389 | C-All-Mot-All-All-All-C | 0 | 0.00012145 | 0.00014642 | 0.00016469 | 0.00017803 | 0.00018744 | 0.00019505 | 0.0002007 | 0.00020476 | 0.00020849 | 0.00018995 | 0.00021361 | 0.00021464 | 0.00021303 | 0.0002111 | 0.00020904 | 0.00020722 | 0.00020539 | 0.00020357 | 0.00020174 | 0.00019991 | 0.0038762 | 0.0038762 | 0.00012145 | 0.00026787 | 0.00043256 | 0.00061059 | 0.00079803 | 0.00099308 | 0.0011938 | 0.0013985 | 0.001607 | 0.001797 | 0.0020106 | 0.0022252 | 0.0024383 | 0.0026494 | 0.0028584 | 0.0030656 | 0.003271 | 0.0034746 | 0.0036763 | 0.0038762
Under $10 | Under $5 | MotorsRewind | Under $10 | 5.5389 | Motors/Drives | Urban | SC-New | M_Input_New | Commercial | MiniMart | MotorsRewind-New-MiniMart | 3.0699 | 5.5389 | C-All-Mot-All-All-All-C | 0 | 1.6763e-05 | 1.078e-05 | 1.2624e-05 | 1.4326e-05 | 2.8193e-05 | 4.1909e-05 | 5.9691e-05 | 0.0001098 | 0.00011692 | 0.0001043 | 0.00011924 | 0.00010475 | 8.0242e-05 | 8.4373e-05 | 8.1255e-05 | 8.2594e-05 | 8.3933e-05 | 8.5272e-05 | 8.6611e-05 | 8.795e-05 | 0.0014115 | 0.0014115 | 1.6763e-05 | 2.7543e-05 | 4.0167e-05 | 5.4493e-05 | 8.2685e-05 | 0.00012459 | 0.00018429 | 0.00029409 | 0.00041101 | 0.00051531 | 0.00063455 | 0.0007393 | 0.00081954 | 0.00090392 | 0.00098517 | 0.0010678 | 0.0011517 | 0.001237 | 0.0013236 | 0.0014115
Under $10 | Under $10 | MotorsRewind | Under $10 | 9.3165 | Motors/Drives | Urban | SC-New | M_Input_New | Commercial | Restaurant | MotorsRewind-New-Restaurant | 5.613 | 9.3165 | C-All-Mot-All-All-All-C | 0 | 0.00012442 | 0.00015486 | 0.00017869 | 0.00019708 | 0.0002113 | 0.00022268 | 0.00023169 | 0.00033035 | 0.0003846 | 0.00039236 | 0.00041067 | 0.00042428 | 0.00035985 | 0.00036662 | 0.00033476 | 0.00036754 | 0.00040032 | 0.00043309 | 0.00046587 | 0.00049864 | 0.0064897 | 0.0064897 | 0.00012442 | 0.00027928 | 0.00045798 | 0.00065506 | 0.00086636 | 0.001089 | 0.0013207 | 0.0016511 | 0.0020357 | 0.002428 | 0.0028387 | 0.003263 | 0.0036228 | 0.0039895 | 0.0043242 | 0.0046918 | 0.0050921 | 0.0055252 | 0.005991 | 0.0064897
Under $5 | Under $5 | MotorsRewind | Under $5 | 3.3803 | Motors/Drives | Urban | SC-New | M_Input_New | Commercial | Lodging | MotorsRewind-New-Lodging | 1.6167 | 3.3803 | C-All-Mot-All-All-All-C | 0 | 5.1132e-05 | 6.5699e-05 | 7.6962e-05 | 8.6154e-05 | 9.553e-05 | 0.00010364 | 0.00011261 | 0.00025028 | 0.00031452 | 0.0003419 | 0.00034773 | 0.00036869 | 0.00029829 | 0.00028308 | 0.00026876 | 0.00029133 | 0.00031391 | 0.00033648 | 0.00035905 | 0.00038162 | 0.0047474 | 0.0047474 | 5.1132e-05 | 0.00011683 | 0.00019379 | 0.00027995 | 0.00037548 | 0.00047911 | 0.00059173 | 0.000842 | 0.0011565 | 0.0014984 | 0.0018462 | 0.0022148 | 0.0025131 | 0.0027962 | 0.003065 | 0.0033563 | 0.0036702 | 0.0040067 | 0.0043657 | 0.0047474
Under $5 | Under $5 | MotorsRewind | Under $5 | 4.0746 | Motors/Drives | Urban | SC-New | M_Input_New | Commercial | Hospital | MotorsRewind-New-Hospital | 2.0841 | 4.0746 | C-All-Mot-All-All-All-C | 0 | 0.00021536 | 0.00021813 | 0.00022848 | 0.00021103 | 0.00023561 | 0.00026346 | 0.00032604 | 0.00040015 | 0.00045409 | 0.00040801 | 0.00041723 | 0.00039406 | 0.00033888 | 0.00032976 | 0.00031536 | 0.00031052 | 0.00030568 | 0.00030083 | 0.00029599 | 0.00029115 | 0.0062598 | 0.0062598 | 0.00021536 | 0.00043349 | 0.00066198 | 0.000873 | 0.0011086 | 0.0013721 | 0.0016981 | 0.0020983 | 0.0025523 | 0.0029604 | 0.0033776 | 0.0037716 | 0.0041105 | 0.0044403 | 0.0047556 | 0.0050662 | 0.0053718 | 0.0056727 | 0.0059687 | 0.0062598
Under $5 | Under $5 | MotorsRewind | Under $5 | 3.3803 | Motors/Drives | Urban | SC-New | M_Input_New | Commercial | Residential Care | MotorsRewind-New-Residential Care | 1.6167 | 3.3803 | C-All-Mot-All-All-All-C | 0 | 0.00022702 | 0.00023802 | 0.00024946 | 0.00024118 | 0.00028169 | 0.00032413 | 0.00040555 | 0.00052392 | 0.00059279 | 0.00054329 | 0.00057005 | 0.00054054 | 0.00047874 | 0.00046589 | 0.00045667 | 0.00045444 | 0.00045222 | 0.00044999 | 0.00044777 | 0.00044554 | 0.0083889 | 0.0083889 | 0.00022702 | 0.00046504 | 0.0007145 | 0.00095568 | 0.0012374 | 0.0015615 | 0.001967 | 0.002491 | 0.0030838 | 0.003627 | 0.0041971 | 0.0047376 | 0.0052164 | 0.0056823 | 0.0061389 | 0.0065934 | 0.0070456 | 0.0074956 | 0.0079433 | 0.0083889
Under $20 | Under $15 | MotorsRewind | Under $20 | 16.1162 | Motors/Drives | Urban | SC-New | M_Input_New | Commercial | Assembly | MotorsRewind-New-Assembly | 10.1905 | 16.1162 | C-All-Mot-All-All-All-C | 0 | 4.678e-05 | 0.00010681 | 8.3173e-05 | 9.8674e-05 | 0.00013372 | 0.00032201 | 0.00036247 | 0.00053382 | 0.00076778 | 0.00092157 | 0.0010662 | 0.0009723 | 0.0010224 | 0.00092684 | 0.00092145 | 0.00093904 | 0.00095662 | 0.00097421 | 0.0009918 | 0.0010094 | 0.013157 | 0.013157 | 4.678e-05 | 0.00015359 | 0.00023676 | 0.00033544 | 0.00046916 | 0.00079118 | 0.0011536 | 0.0016875 | 0.0024552 | 0.0033768 | 0.004443 | 0.0054153 | 0.0064378 | 0.0073646 | 0.0082861 | 0.0092251 | 0.010182 | 0.011156 | 0.012148 | 0.013157
Under $15 | Under $10 | MotorsRewind | Under $15 | 13.0942 | Motors/Drives | Urban | SC-New | M_Input_New | Commercial | Other | MotorsRewind-New-Other | 8.156 | 13.0942 | C-All-Mot-All-All-All-C | 0 | 0.00036613 | 0.00043212 | 0.00038159 | 0.00059946 | 0.00071312 | 0.0007826 | 0.00086904 | 0.00097331 | 0.0010216 | 0.00099232 | 0.0011146 | 0.0010403 | 0.00099708 | 0.00094738 | 0.00089839 | 0.00089105 | 0.00088371 | 0.00087638 | 0.00086904 | 0.0008617 | 0.016511 | 0.016511 | 0.00036613 | 0.00079825 | 0.0011798 | 0.0017793 | 0.0024924 | 0.003275 | 0.0041441 | 0.0051174 | 0.006139 | 0.0071313 | 0.0082459 | 0.0092862 | 0.010283 | 0.011231 | 0.012129 | 0.01302 | 0.013904 | 0.01478 | 0.015649 | 0.016511
Under $20 | Under $15 | MotorsRewind | Under $20 | 16.8718 | Motors/Drives | Urban | SC-NR | M_Input_NR | Commercial | Large Off | MotorsRewind-NR-Large Off | 10.6991 | 16.8718 | C-All-Mot-All-All-All-C | 0 | 0.0065229 | 0.0077929 | 0.0087976 | 0.0095909 | 0.010215 | 0.010706 | 0.011088 | 0.011386 | 0.011615 | 0.011789 | 0.011921 | 0.012017 | 0.01198 | 0.011943 | 0.011905 | 0.011867 | 0.011829 | 0.011792 | 0.011754 | 0.011716 | 0.085949 | 0.085949 | 0.0065229 | 0.014316 | 0.023113 | 0.032704 | 0.04292 | 0.053625 | 0.064714 | 0.076099 | 0.085949 | 0.085949 | 0.085949 | 0.085949 | 0.085949 | 0.085949 | 0.085949 | 0.085949 | 0.085949 | 0.085949 | 0.085949 | 0.085949
Under $20 | Under $15 | MotorsRewind | Under $20 | 16.8718 | Motors/Drives | Urban | SC-NR | M_Input_NR | Commercial | Medium Off | MotorsRewind-NR-Medium Off | 10.6991 | 16.8718 | C-All-Mot-All-All-All-C | 0 | 0.0031409 | 0.0037524 | 0.0042362 | 0.0046182 | 0.0049189 | 0.0051549 | 0.0053392 | 0.0054823 | 0.0055926 | 0.0056767 | 0.00574 | 0.0057866 | 0.0057687 | 0.0057505 | 0.0057324 | 0.0057142 | 0.005696 | 0.0056779 | 0.0056597 | 0.0056415 | 0.041386 | 0.041386 | 0.0031409 | 0.0068933 | 0.011129 | 0.015748 | 0.020667 | 0.025821 | 0.031161 | 0.036643 | 0.041386 | 0.041386 | 0.041386 | 0.041386 | 0.041386 | 0.041386 | 0.041386 | 0.041386 | 0.041386 | 0.041386 | 0.041386 | 0.041386
Under $20 | Under $15 | MotorsRewind | Under $20 | 16.8718 | Motors/Drives | Urban | SC-NR | M_Input_NR | Commercial | Small Off | MotorsRewind-NR-Small Off | 10.6991 | 16.8718 | C-All-Mot-All-All-All-C | 0 | 0.0031173 | 0.0037242 | 0.0042044 | 0.0045835 | 0.004882 | 0.0051162 | 0.0052991 | 0.0054412 | 0.0055507 | 0.0056341 | 0.0056969 | 0.0057432 | 0.0057254 | 0.0057074 | 0.0056894 | 0.0056714 | 0.0056533 | 0.0056353 | 0.0056173 | 0.0055992 | 0.041075 | 0.041075 | 0.0031173 | 0.0068416 | 0.011046 | 0.01563 | 0.020512 | 0.025628 | 0.030927 | 0.036368 | 0.041075 | 0.041075 | 0.041075 | 0.041075 | 0.041075 | 0.041075 | 0.041075 | 0.041075 | 0.041075 | 0.041075 | 0.041075 | 0.041075
Under $15 | Under $10 | MotorsRewind | Under $15 | 10.5758 | Motors/Drives | Urban | SC-NR | M_Input_NR | Commercial | XLarge Ret | MotorsRewind-NR-XLarge Ret | 6.4606 | 10.5758 | C-All-Mot-All-All-All-C | 0 | 0.0017126 | 0.0020414 | 0.0023 | 0.0025026 | 0.0026608 | 0.0027835 | 0.002878 | 0.00295 | 0.0030042 | 0.0030441 | 0.0030728 | 0.0030925 | 0.0030777 | 0.0030628 | 0.003048 | 0.0030332 | 0.0030184 | 0.0030036 | 0.0029888 | 0.002974 | 0.021817 | 0.021817 | 0.0017126 | 0.003754 | 0.006054 | 0.0085566 | 0.011217 | 0.014001 | 0.016879 | 0.019829 | 0.021817 | 0.021817 | 0.021817 | 0.021817 | 0.021817 | 0.021817 | 0.021817 | 0.021817 | 0.021817 | 0.021817 | 0.021817 | 0.021817
Under $15 | Under $10 | MotorsRewind | Under $15 | 10.5758 | Motors/Drives | Urban | SC-NR | M_Input_NR | Commercial | Large Ret | MotorsRewind-NR-Large Ret | 6.4606 | 10.5758 | C-All-Mot-All-All-All-C | 0 | 0.0026221 | 0.0031256 | 0.0035215 | 0.0038318 | 0.0040739 | 0.0042617 | 0.0044064 | 0.0045167 | 0.0045996 | 0.0046608 | 0.0047047 | 0.0047349 | 0.0047122 | 0.0046895 | 0.0046668 | 0.0046441 | 0.0046214 | 0.0045988 | 0.0045761 | 0.0045534 | 0.033403 | 0.033403 | 0.0026221 | 0.0057477 | 0.0092692 | 0.013101 | 0.017175 | 0.021437 | 0.025843 | 0.03036 | 0.033403 | 0.033403 | 0.033403 | 0.033403 | 0.033403 | 0.033403 | 0.033403 | 0.033403 | 0.033403 | 0.033403 | 0.033403 | 0.033403
Under $15 | Under $10 | MotorsRewind | Under $15 | 10.5758 | Motors/Drives | Urban | SC-NR | M_Input_NR | Commercial | Medium Ret | MotorsRewind-NR-Medium Ret | 6.4606 | 10.5758 | C-All-Mot-All-All-All-C | 0 | 0.0011283 | 0.0013449 | 0.0015153 | 0.0016488 | 0.001753 | 0.0018338 | 0.0018961 | 0.0019435 | 0.0019792 | 0.0020056 | 0.0020244 | 0.0020374 | 0.0020277 | 0.0020179 | 0.0020081 | 0.0019984 | 0.0019886 | 0.0019788 | 0.0019691 | 0.0019593 | 0.014373 | 0.014373 | 0.0011283 | 0.0024732 | 0.0039885 | 0.0056373 | 0.0073903 | 0.0092241 | 0.01112 | 0.013064 | 0.014373 | 0.014373 | 0.014373 | 0.014373 | 0.014373 | 0.014373 | 0.014373 | 0.014373 | 0.014373 | 0.014373 | 0.014373 | 0.014373
Under $15 | Under $10 | MotorsRewind | Under $15 | 10.5758 | Motors/Drives | Urban | SC-NR | M_Input_NR | Commercial | Small Ret | MotorsRewind-NR-Small Ret | 6.4606 | 10.5758 | C-All-Mot-All-All-All-C | 0 | 0.001345 | 0.0016033 | 0.0018063 | 0.0019655 | 0.0020897 | 0.0021861 | 0.0022603 | 0.0023168 | 0.0023594 | 0.0023908 | 0.0024133 | 0.0024287 | 0.0024171 | 0.0024055 | 0.0023938 | 0.0023822 | 0.0023706 | 0.0023589 | 0.0023473 | 0.0023357 | 0.017134 | 0.017134 | 0.001345 | 0.0029483 | 0.0047546 | 0.0067201 | 0.0088098 | 0.010996 | 0.013256 | 0.015573 | 0.017134 | 0.017134 | 0.017134 | 0.017134 | 0.017134 | 0.017134 | 0.017134 | 0.017134 | 0.017134 | 0.017134 | 0.017134 | 0.017134
Under $20 | Under $15 | MotorsRewind | Under $20 | 16.8718 | Motors/Drives | Urban | SC-NR | M_Input_NR | Commercial | School K-12 | MotorsRewind-NR-School K-12 | 10.6991 | 16.8718 | C-All-Mot-All-All-All-C | 0 | 0.0015437 | 0.0018414 | 0.002076 | 0.0022602 | 0.0024044 | 0.0025167 | 0.0026035 | 0.0026701 | 0.0027206 | 0.0027583 | 0.0027858 | 0.0028051 | 0.0027932 | 0.0027812 | 0.0027691 | 0.0027572 | 0.0027452 | 0.0027332 | 0.0027212 | 0.0027092 | 0.019874 | 0.019874 | 0.0015437 | 0.0033851 | 0.0054611 | 0.0077214 | 0.010126 | 0.012642 | 0.015246 | 0.017916 | 0.019874 | 0.019874 | 0.019874 | 0.019874 | 0.019874 | 0.019874 | 0.019874 | 0.019874 | 0.019874 | 0.019874 | 0.019874 | 0.019874
Under $20 | Under $15 | MotorsRewind | Under $20 | 16.8718 | Motors/Drives | Urban | SC-NR | M_Input_NR | Commercial | University | MotorsRewind-NR-University | 10.6991 | 16.8718 | C-All-Mot-All-All-All-C | 0 | 0.00068847 | 0.00082124 | 0.00092584 | 0.001008 | 0.0010723 | 0.0011224 | 0.0011611 | 0.0011908 | 0.0012133 | 0.0012301 | 0.0012424 | 0.001251 | 0.0012457 | 0.0012403 | 0.001235 | 0.0012296 | 0.0012243 | 0.0012189 | 0.0012136 | 0.0012082 | 0.0088635 | 0.0088635 | 0.00068847 | 0.0015097 | 0.0024355 | 0.0034436 | 0.0045159 | 0.0056383 | 0.0067994 | 0.0079902 | 0.0088635 | 0.0088635 | 0.0088635 | 0.0088635 | 0.0088635 | 0.0088635 | 0.0088635 | 0.0088635 | 0.0088635 | 0.0088635 | 0.0088635 | 0.0088635
Under $20 | Under $15 | MotorsRewind | Under $20 | 16.8718 | Motors/Drives | Urban | SC-NR | M_Input_NR | Commercial | Warehouse | MotorsRewind-NR-Warehouse | 10.6991 | 16.8718 | C-All-Mot-All-All-All-C | 0 | 0.0026528 | 0.0031662 | 0.0035713 | 0.0038901 | 0.0041401 | 0.0043353 | 0.0044869 | 0.0046037 | 0.0046928 | 0.0047598 | 0.0048092 | 0.0048447 | 0.0048261 | 0.0048074 | 0.0047887 | 0.0047699 | 0.0047512 | 0.0047325 | 0.0047138 | 0.0046951 | 0.034443 | 0.034443 | 0.0026528 | 0.005819 | 0.0093903 | 0.01328 | 0.017421 | 0.021756 | 0.026243 | 0.030846 | 0.034443 | 0.034443 | 0.034443 | 0.034443 | 0.034443 | 0.034443 | 0.034443 | 0.034443 | 0.034443 | 0.034443 | 0.034443 | 0.034443
Under $10 | Under $5 | MotorsRewind | Under $10 | 5.5389 | Motors/Drives | Urban | SC-NR | M_Input_NR | Commercial | Supermarket | MotorsRewind-NR-Supermarket | 3.0699 | 5.5389 | C-All-Mot-All-All-All-C | 0 | 0.0031274 | 0.0037053 | 0.004152 | 0.0044946 | 0.0047549 | 0.00495 | 0.0050935 | 0.0051962 | 0.0052667 | 0.0053117 | 0.0053367 | 0.0053458 | 0.0052955 | 0.0052454 | 0.0051957 | 0.0051464 | 0.0050971 | 0.0050478 | 0.0049984 | 0.0049491 | 0.036306 | 0.036306 | 0.0031274 | 0.0068327 | 0.010985 | 0.015479 | 0.020234 | 0.025184 | 0.030278 | 0.035474 | 0.036306 | 0.036306 | 0.036306 | 0.036306 | 0.036306 | 0.036306 | 0.036306 | 0.036306 | 0.036306 | 0.036306 | 0.036306 | 0.036306
Under $10 | Under $5 | MotorsRewind | Under $10 | 5.5389 | Motors/Drives | Urban | SC-NR | M_Input_NR | Commercial | MiniMart | MotorsRewind-NR-MiniMart | 3.0699 | 5.5389 | C-All-Mot-All-All-All-C | 0 | 0.0013066 | 0.0015573 | 0.0017542 | 0.0019085 | 0.0020289 | 0.0021221 | 0.0021939 | 0.0022485 | 0.0022895 | 0.0023197 | 0.0023412 | 0.0023559 | 0.0023443 | 0.0023327 | 0.0023211 | 0.0023096 | 0.002298 | 0.0022864 | 0.0022748 | 0.0022633 | 0.016603 | 0.016603 | 0.0013066 | 0.0028639 | 0.0046181 | 0.0065267 | 0.0085555 | 0.010678 | 0.012872 | 0.01512 | 0.016603 | 0.016603 | 0.016603 | 0.016603 | 0.016603 | 0.016603 | 0.016603 | 0.016603 | 0.016603 | 0.016603 | 0.016603 | 0.016603
Under $10 | Under $10 | MotorsRewind | Under $10 | 9.3165 | Motors/Drives | Urban | SC-NR | M_Input_NR | Commercial | Restaurant | MotorsRewind-NR-Restaurant | 5.613 | 9.3165 | C-All-Mot-All-All-All-C | 0 | 0.0022622 | 0.0026962 | 0.0030372 | 0.0033044 | 0.0035127 | 0.0036742 | 0.0037984 | 0.003893 | 0.0039639 | 0.0040162 | 0.0040535 | 0.0040789 | 0.0040589 | 0.0040388 | 0.0040187 | 0.0039987 | 0.0039786 | 0.0039586 | 0.0039386 | 0.0039185 | 0.028746 | 0.028746 | 0.0022622 | 0.0049584 | 0.0079956 | 0.0113 | 0.014813 | 0.018487 | 0.022285 | 0.026178 | 0.028746 | 0.028746 | 0.028746 | 0.028746 | 0.028746 | 0.028746 | 0.028746 | 0.028746 | 0.028746 | 0.028746 | 0.028746 | 0.028746
Under $5 | Under $5 | MotorsRewind | Under $5 | 3.3803 | Motors/Drives | Urban | SC-NR | M_Input_NR | Commercial | Lodging | MotorsRewind-NR-Lodging | 1.6167 | 3.3803 | C-All-Mot-All-All-All-C | 0 | 0.0027347 | 0.0032699 | 0.0036943 | 0.0040303 | 0.0042957 | 0.0045047 | 0.0046689 | 0.0047972 | 0.0048968 | 0.0049737 | 0.0050323 | 0.0050764 | 0.0050639 | 0.0050512 | 0.0050384 | 0.0050257 | 0.0050129 | 0.0050001 | 0.0049873 | 0.0049746 | 0.036493 | 0.036493 | 0.0027347 | 0.0060046 | 0.0096989 | 0.013729 | 0.018025 | 0.02253 | 0.027199 | 0.031996 | 0.036493 | 0.036493 | 0.036493 | 0.036493 | 0.036493 | 0.036493 | 0.036493 | 0.036493 | 0.036493 | 0.036493 | 0.036493 | 0.036493
Under $5 | Under $5 | MotorsRewind | Under $5 | 4.0746 | Motors/Drives | Urban | SC-NR | M_Input_NR | Commercial | Hospital | MotorsRewind-NR-Hospital | 2.0841 | 4.0746 | C-All-Mot-All-All-All-C | 0 | 0.0014003 | 0.0016751 | 0.0018932 | 0.0020661 | 0.0022029 | 0.0023109 | 0.0023959 | 0.0024625 | 0.0025145 | 0.0025548 | 0.0025857 | 0.0026092 | 0.0026036 | 0.0025979 | 0.0025922 | 0.0025864 | 0.0025807 | 0.0025749 | 0.0025692 | 0.0025634 | 0.018805 | 0.018805 | 0.0014003 | 0.0030754 | 0.0049686 | 0.0070348 | 0.0092377 | 0.011549 | 0.013945 | 0.016407 | 0.018805 | 0.018805 | 0.018805 | 0.018805 | 0.018805 | 0.018805 | 0.018805 | 0.018805 | 0.018805 | 0.018805 | 0.018805 | 0.018805
Under $5 | Under $5 | MotorsRewind | Under $5 | 3.3803 | Motors/Drives | Urban | SC-NR | M_Input_NR | Commercial | Residential Care | MotorsRewind-NR-Residential Care | 1.6167 | 3.3803 | C-All-Mot-All-All-All-C | 0 | 0.001899 | 0.0022707 | 0.0025654 | 0.0027987 | 0.002983 | 0.0031282 | 0.0032421 | 0.0033312 | 0.0034004 | 0.0034538 | 0.0034945 | 0.0035251 | 0.0035164 | 0.0035076 | 0.0034988 | 0.0034899 | 0.003481 | 0.0034722 | 0.0034633 | 0.0034544 | 0.025341 | 0.025341 | 0.001899 | 0.0041697 | 0.0067351 | 0.0095338 | 0.012517 | 0.015645 | 0.018887 | 0.022218 | 0.025341 | 0.025341 | 0.025341 | 0.025341 | 0.025341 | 0.025341 | 0.025341 | 0.025341 | 0.025341 | 0.025341 | 0.025341 | 0.025341
Under $20 | Under $15 | MotorsRewind | Under $20 | 16.1162 | Motors/Drives | Urban | SC-NR | M_Input_NR | Commercial | Assembly | MotorsRewind-NR-Assembly | 10.1905 | 16.1162 | C-All-Mot-All-All-All-C | 0 | 0.0044851 | 0.0053472 | 0.0060254 | 0.0065572 | 0.0069724 | 0.0072948 | 0.0075434 | 0.0077331 | 0.0078761 | 0.0079818 | 0.008058 | 0.0081106 | 0.0080728 | 0.0080348 | 0.0079968 | 0.0079589 | 0.007921 | 0.0078831 | 0.0078452 | 0.0078073 | 0.057274 | 0.057274 | 0.0044851 | 0.0098324 | 0.015858 | 0.022415 | 0.029387 | 0.036682 | 0.044226 | 0.051959 | 0.057274 | 0.057274 | 0.057274 | 0.057274 | 0.057274 | 0.057274 | 0.057274 | 0.057274 | 0.057274 | 0.057274 | 0.057274 | 0.057274
Under $15 | Under $10 | MotorsRewind | Under $15 | 13.0942 | Motors/Drives | Urban | SC-NR | M_Input_NR | Commercial | Other | MotorsRewind-NR-Other | 8.156 | 13.0942 | C-All-Mot-All-All-All-C | 0 | 0.0030791 | 0.0036481 | 0.0040879 | 0.0044252 | 0.0046815 | 0.0048736 | 0.0050149 | 0.005116 | 0.0051854 | 0.0052297 | 0.0052543 | 0.0052633 | 0.0052138 | 0.0051645 | 0.0051155 | 0.005067 | 0.0050184 | 0.0049698 | 0.0049213 | 0.0048727 | 0.035746 | 0.035746 | 0.0030791 | 0.0067272 | 0.010815 | 0.01524 | 0.019922 | 0.024795 | 0.02981 | 0.034926 | 0.035746 | 0.035746 | 0.035746 | 0.035746 | 0.035746 | 0.035746 | 0.035746 | 0.035746 | 0.035746 | 0.035746 | 0.035746 | 0.035746
Under $15 | Under $10 | Parking Lighting | Under $15 | 10.6108 | Lighting | Urban | SC-NR | M_Input(per KSF) | Commercial | Applicable HID Parking Area | NR_PARKING_GARAGE_FIX_REPL_from MH to BI-LEVEL_LED_FIX | 7.3464 | 10.6108 | I-All-SecTotal-All-All-All-E | 0 | 0.36507 | 0.43108 | 0.48309 | 0.52394 | 0.5559 | 0.58079 | 0.60004 | 0.6148 | 0.62599 | 0.63434 | 0.64043 | 0.64472 | 0.64207 | 0.63941 | 0.63675 | 0.6341 | 0.63145 | 0.6288 | 0.62615 | 0.62349 | 1.7996 | 1.7996 | 0.36507 | 0.79615 | 1.2792 | 1.7996 | 1.7996 | 1.7996 | 1.7996 | 1.7996 | 1.7996 | 1.7996 | 1.7996 | 1.7996 | 1.7996 | 1.7996 | 1.7996 | 1.7996 | 1.7996 | 1.7996 | 1.7996 | 1.7996
Under $20 | Under $15 | Smart Plug Power Strips | Under $20 | 15.9502 | Electronics | Urban | SC-Retro | Measure InputOutput | Commercial | All | Smart Plug Power Strips-Retro | 10.3876 | 15.9502 | C-All-Other-Control-All-All-E | 0 | 1.2619 | 1.2574 | 1.2533 | 1.2498 | 1.2461 | 1.1184 | 0.89212 | 0.71149 | 0.56739 | 0.45254 | 0.36094 | 0.28781 | 0.22944 | 0.18294 | 0.14586 | 0.11628 | 0.0004386 | 0 | 0 | 0 | 10.904 | 10.904 | 1.2619 | 2.5193 | 3.7726 | 5.0224 | 6.2685 | 7.387 | 8.2791 | 8.9906 | 9.558 | 10.0105 | 10.3715 | 10.6593 | 10.8887 | 10.904 | 10.904 | 10.904 | 10.904 | 10.904 | 10.904 | 10.904
Under $5 | Under $20 | Pre-Rinse Spray Valve | Under $5 | -97.3595 | Food Preparation | Urban | SC-Retro | Measure InputOutput | Commercial | All | Pre-Rinse Spray Valve_0.61_to_1.0gpm | 15.1276 | -97.3595 | C-All-WH-Dwash-All-All-C | C-All-WH-Dwash-All-All-C | 0.025497 | 0.025407 | 0.025325 | 0.025253 | 0.025179 | 0.0226 | 0.018028 | 0.014379 | 0.011468 | 0.0091485 | 0.0072983 | 0.005821 | 0.0046419 | 0.0037025 | 0.0029535 | 0.0023561 | 1.6025e-05 | 5.7071e-06 | 1.9401e-06 | 6.3085e-07 | 0.22041 | 0.22041 | 0.025497 | 0.050904 | 0.076229 | 0.10148 | 0.12666 | 0.14926 | 0.16729 | 0.18167 | 0.19314 | 0.20229 | 0.20958 | 0.2154 | 0.22005 | 0.22041 | 0.22041 | 0.22041 | 0.22041 | 0.22041 | 0.22041 | 0.22041
Under $45 | Under $30 | Advanced Rooftop Controller | Under $45 | 41.2985 | HVAC | Urban | SC-Retro | Measure InputOutput | Commercial | Large Off | Advanced Rooftop Controller-Retro-Large Off | 27.1036 | 41.2985 | C-Off-HVAC-Vent-All-All-E | 0 | 0.00698 | 0.010999 | 0.022037 | 0.038527 | 0.059809 | 0.083523 | 0.10601 | 0.12333 | 0.13242 | 0.13203 | 0.12285 | 0.10715 | 0.087961 | 0.068185 | 0.050063 | 0.034907 | 0.023166 | 0.014659 | 0.0088544 | 0.0051052 | 1.2075 | 1.2075 | 0.00698 | 0.017979 | 0.040016 | 0.078542 | 0.13835 | 0.22187 | 0.32789 | 0.45121 | 0.58364 | 0.71566 | 0.83851 | 0.94566 | 1.0336 | 1.1018 | 1.1519 | 1.1868 | 1.2075 | 1.2075 | 1.2075 | 1.2075
Under $45 | Under $30 | Advanced Rooftop Controller | Under $45 | 44.8974 | HVAC | Urban | SC-Retro | Measure InputOutput | Commercial | Medium Off | Advanced Rooftop Controller-Retro-Medium Off | 29.5263 | 44.8974 | C-Off-HVAC-Vent-All-All-E | 0 | 0.011281 | 0.017777 | 0.035616 | 0.062268 | 0.096665 | 0.13499 | 0.17134 | 0.19932 | 0.21402 | 0.21338 | 0.19855 | 0.17319 | 0.14217 | 0.1102 | 0.080913 | 0.056418 | 0.037442 | 0.023692 | 0.014311 | 0.0082512 | 1.9516 | 1.9516 | 0.011281 | 0.029058 | 0.064674 | 0.12694 | 0.22361 | 0.3586 | 0.52994 | 0.72926 | 0.94329 | 1.1567 | 1.3552 | 1.5284 | 1.6706 | 1.7808 | 1.8617 | 1.9181 | 1.9516 | 1.9516 | 1.9516 | 1.9516
Under $45 | Under $30 | Advanced Rooftop Controller | Under $45 | 41.229 | HVAC | Urban | SC-Retro | Measure InputOutput | Commercial | Small Off | Advanced Rooftop Controller-Retro-Small Off | 27.0568 | 41.229 | C-Off-HVAC-Vent-All-All-E | 0 | 0.0076841 | 0.012108 | 0.024259 | 0.042413 | 0.065842 | 0.091948 | 0.11671 | 0.13577 | 0.14578 | 0.14534 | 0.13524 | 0.11796 | 0.096834 | 0.075063 | 0.055113 | 0.038428 | 0.025503 | 0.016138 | 0.0097475 | 0.0056202 | 1.3293 | 1.3293 | 0.0076841 | 0.019792 | 0.044052 | 0.086465 | 0.15231 | 0.24425 | 0.36096 | 0.49673 | 0.64251 | 0.78785 | 0.92309 | 1.041 | 1.1379 | 1.2129 | 1.2681 | 1.3065 | 1.3293 | 1.3293 | 1.3293 | 1.3293
Under $10 | Under $10 | Advanced Rooftop Controller | Under $10 | 9.3741 | HVAC | Urban | SC-Retro | Measure InputOutput | Commercial | XLarge Ret | Advanced Rooftop Controller-Retro-XLarge Ret | 5.7361 | 9.3741 | C-Ret-HVAC-Vent-All-All-E | 0 | 0.018562 | 0.029197 | 0.058394 | 0.10192 | 0.15796 | 0.22024 | 0.27909 | 0.32415 | 0.3475 | 0.3459 | 0.32133 | 0.27984 | 0.22935 | 0.1775 | 0.13011 | 0.090578 | 0.060015 | 0.037914 | 0.022863 | 0.01316 | 3.1128 | 3.1128 | 0.018562 | 0.047758 | 0.10615 | 0.20807 | 0.36604 | 0.58628 | 0.86536 | 1.1895 | 1.537 | 1.8829 | 2.2042 | 2.4841 | 2.7134 | 2.8909 | 3.021 | 3.1116 | 3.1128 | 3.1128 | 3.1128 | 3.1128
Under $10 | Under $5 | Advanced Rooftop Controller | Under $10 | 7.4301 | HVAC | Urban | SC-Retro | Measure InputOutput | Commercial | Large Ret | Advanced Rooftop Controller-Retro-Large Ret | 4.4274 | 7.4301 | C-Ret-HVAC-Vent-All-All-E | 0 | 0.034892 | 0.054883 | 0.10977 | 0.19159 | 0.29694 | 0.414 | 0.52462 | 0.60932 | 0.65321 | 0.65021 | 0.60403 | 0.52603 | 0.43112 | 0.33365 | 0.24458 | 0.17027 | 0.11281 | 0.07127 | 0.042978 | 0.024739 | 5.8513 | 5.8513 | 0.034892 | 0.089775 | 0.19954 | 0.39113 | 0.68807 | 1.1021 | 1.6267 | 2.236 | 2.8892 | 3.5394 | 4.1435 | 4.6695 | 5.1006 | 5.4343 | 5.6788 | 5.8491 | 5.8513 | 5.8513 | 5.8513 | 5.8513
Under $20 | Under $10 | Advanced Rooftop Controller | Under $20 | 15.1554 | HVAC | Urban | SC-Retro | Measure InputOutput | Commercial | Medium Ret | Advanced Rooftop Controller-Retro-Medium Ret | 9.628 | 15.1554 | C-Ret-HVAC-Vent-All-All-E | 0 | 0.0051563 | 0.0081106 | 0.016222 | 0.028313 | 0.043881 | 0.061181 | 0.077529 | 0.090047 | 0.096533 | 0.096088 | 0.089264 | 0.077737 | 0.063711 | 0.049308 | 0.036145 | 0.025162 | 0.016672 | 0.010532 | 0.0063513 | 0.0036559 | 0.86472 | 0.86472 | 0.0051563 | 0.013267 | 0.029489 | 0.057802 | 0.10168 | 0.16286 | 0.24039 | 0.33044 | 0.42697 | 0.52306 | 0.61232 | 0.69006 | 0.75377 | 0.80308 | 0.83923 | 0.86439 | 0.86472 | 0.86472 | 0.86472 | 0.86472
Under $45 | Under $30 | Advanced Rooftop Controller | Under $45 | 44.0058 | HVAC | Urban | SC-Retro | Measure InputOutput | Commercial | Small Ret | Advanced Rooftop Controller-Retro-Small Ret | 29.05 | 44.0058 | C-Ret-HVAC-Vent-All-All-E | 0 | 0.00041275 | 0.00064923 | 0.0012985 | 0.0022664 | 0.0035126 | 0.0048973 | 0.0062059 | 0.0072079 | 0.0077271 | 0.0076915 | 0.0071453 | 0.0062226 | 0.0050998 | 0.0039469 | 0.0028933 | 0.0020141 | 0.0013345 | 0.00084308 | 0.0005084 | 0.00029264 | 0.069218 | 0.069218 | 0.00041275 | 0.001062 | 0.0023605 | 0.0046268 | 0.0081394 | 0.013037 | 0.019243 | 0.026451 | 0.034178 | 0.041869 | 0.049015 | 0.055237 | 0.060337 | 0.064284 | 0.067177 | 0.069191 | 0.069218 | 0.069218 | 0.069218 | 0.069218
Under $50 | Under $35 | Advanced Rooftop Controller | Under $50 | 49.1286 | HVAC | Urban | SC-Retro | Measure InputOutput | Commercial | School K-12 | Advanced Rooftop Controller-Retro-School K-12 | 32.4409 | 49.1286 | C-Sch-HVAC-Vent-All-All-C | 0 | 0.0038379 | 0.0060402 | 0.012087 | 0.021108 | 0.032731 | 0.045659 | 0.057888 | 0.067268 | 0.07215 | 0.071854 | 0.066784 | 0.058189 | 0.047714 | 0.036946 | 0.027097 | 0.018873 | 0.012511 | 0.0079078 | 0.0047711 | 0.0027477 | 0.64991 | 0.64991 | 0.0038379 | 0.0098782 | 0.021965 | 0.043074 | 0.075805 | 0.12146 | 0.17935 | 0.24662 | 0.31877 | 0.39062 | 0.45741 | 0.5156 | 0.56331 | 0.60026 | 0.62735 | 0.64623 | 0.64991 | 0.64991 | 0.64991 | 0.64991
Under $50 | Under $35 | Advanced Rooftop Controller | Under $50 | 47.3242 | HVAC | Urban | SC-Retro | Measure InputOutput | Commercial | University | Advanced Rooftop Controller-Retro-University | 30.6014 | 47.3242 | C-All-HVAC-Vent-All-All-E | 0 | 0.001708 | 0.0026881 | 0.0053793 | 0.009394 | 0.014567 | 0.02032 | 0.025762 | 0.029937 | 0.032109 | 0.031978 | 0.029722 | 0.025897 | 0.021235 | 0.016442 | 0.012059 | 0.0083991 | 0.0055679 | 0.0035193 | 0.0021233 | 0.0012229 | 0.28924 | 0.28924 | 0.001708 | 0.0043962 | 0.0097755 | 0.019169 | 0.033736 | 0.054056 | 0.079819 | 0.10976 | 0.14186 | 0.17384 | 0.20356 | 0.22946 | 0.2507 | 0.26714 | 0.2792 | 0.2876 | 0.28924 | 0.28924 | 0.28924 | 0.28924
Under $45 | Under $30 | Advanced Rooftop Controller | Under $45 | 44.2291 | HVAC | Urban | SC-Retro | Measure InputOutput | Commercial | Warehouse | Advanced Rooftop Controller-Retro-Warehouse | 28.978 | 44.2291 | C-War-HVAC-Vent-All-All-E | 0 | 0.0030326 | 0.004775 | 0.0095595 | 0.016701 | 0.025908 | 0.036155 | 0.045857 | 0.053309 | 0.057201 | 0.056989 | 0.052989 | 0.046188 | 0.037889 | 0.02935 | 0.021534 | 0.015004 | 0.0099506 | 0.0062921 | 0.0037978 | 0.0021881 | 0.51755 | 0.51755 | 0.0030326 | 0.0078076 | 0.017367 | 0.034068 | 0.059976 | 0.09613 | 0.14199 | 0.1953 | 0.2525 | 0.30949 | 0.36247 | 0.40866 | 0.44655 | 0.4759 | 0.49744 | 0.51244 | 0.51755 | 0.51755 | 0.51755 | 0.51755
Under $20 | Under $15 | Advanced Rooftop Controller | Under $20 | 16.2693 | HVAC | Urban | SC-Retro | Measure InputOutput | Commercial | Supermarket | Advanced Rooftop Controller-Retro-Supermarket | 10.2863 | 16.2693 | C-Gro-HVAC-Vent-All-All-E | 0 | 0.0074279 | 0.011627 | 0.023142 | 0.040207 | 0.062036 | 0.086107 | 0.10863 | 0.12561 | 0.13406 | 0.13285 | 0.12287 | 0.10653 | 0.086926 | 0.066978 | 0.048881 | 0.033878 | 0.022346 | 0.014053 | 0.0084354 | 0.0048326 | 1.143 | 1.143 | 0.0074279 | 0.019055 | 0.042196 | 0.082404 | 0.14444 | 0.23055 | 0.33918 | 0.46479 | 0.59885 | 0.73171 | 0.85458 | 0.96111 | 1.048 | 1.115 | 1.143 | 1.143 | 1.143 | 1.143 | 1.143 | 1.143
Under $20 | Under $15 | Advanced Rooftop Controller | Under $20 | 16.2693 | HVAC | Urban | SC-Retro | Measure InputOutput | Commercial | MiniMart | Advanced Rooftop Controller-Retro-MiniMart | 10.2863 | 16.2693 | C-Gro-HVAC-Vent-All-All-E | 0 | 0.0031243 | 0.0049137 | 0.0098262 | 0.017149 | 0.026575 | 0.037047 | 0.04694 | 0.054512 | 0.058432 | 0.058156 | 0.054019 | 0.047038 | 0.038546 | 0.029828 | 0.021863 | 0.015218 | 0.010082 | 0.0063684 | 0.0038398 | 0.00221 | 0.52272 | 0.52272 | 0.0031243 | 0.0080379 | 0.017864 | 0.035013 | 0.061587 | 0.098634 | 0.14557 | 0.20009 | 0.25852 | 0.31667 | 0.37069 | 0.41773 | 0.45628 | 0.48611 | 0.50797 | 0.52272 | 0.52272 | 0.52272 | 0.52272 | 0.52272
Under $20 | Under $15 | Advanced Rooftop Controller | Under $20 | 18.6622 | HVAC | Urban | SC-Retro | Measure InputOutput | Commercial | Restaurant | Advanced Rooftop Controller-Retro-Restaurant | 11.7983 | 18.6622 | C-Res-HVAC-Vent-All-All-E | 0 | 0.014689 | 0.023102 | 0.046199 | 0.080625 | 0.12494 | 0.17418 | 0.22069 | 0.25629 | 0.27472 | 0.27342 | 0.25398 | 0.22115 | 0.18123 | 0.14024 | 0.10279 | 0.071548 | 0.0474 | 0.029941 | 0.018053 | 0.01039 | 2.4576 | 2.4576 | 0.014689 | 0.037791 | 0.08399 | 0.16461 | 0.28956 | 0.46374 | 0.68443 | 0.94072 | 1.2154 | 1.4889 | 1.7428 | 1.964 | 2.1452 | 2.2855 | 2.3883 | 2.4576 | 2.4576 | 2.4576 | 2.4576 | 2.4576
Under $30 | Under $20 | Advanced Rooftop Controller | Under $30 | 27.365 | HVAC | Urban | SC-Retro | Measure InputOutput | Commercial | Lodging | Advanced Rooftop Controller-Retro-Lodging | 17.1649 | 27.365 | C-All-HVAC-Vent-All-All-E | 0 | 0.0032445 | 0.0051159 | 0.010257 | 0.017943 | 0.027872 | 0.038947 | 0.049463 | 0.057576 | 0.06186 | 0.061712 | 0.057456 | 0.050147 | 0.041189 | 0.031948 | 0.023471 | 0.016375 | 0.010874 | 0.0068851 | 0.0041613 | 0.0024008 | 0.56785 | 0.56785 | 0.0032445 | 0.0083604 | 0.018617 | 0.03656 | 0.064432 | 0.10338 | 0.15284 | 0.21042 | 0.27228 | 0.33399 | 0.39145 | 0.44159 | 0.48278 | 0.51473 | 0.5382 | 0.55458 | 0.56545 | 0.56785 | 0.56785 | 0.56785
Under $30 | Under $20 | Advanced Rooftop Controller | Under $30 | 28.8358 | HVAC | Urban | SC-Retro | Measure InputOutput | Commercial | Hospital | Advanced Rooftop Controller-Retro-Hospital | 18.6092 | 28.8358 | C-Hea-HVAC-Vent-All-All-C | 0 | 0.0015512 | 0.0024467 | 0.0049069 | 0.0085868 | 0.013342 | 0.01865 | 0.023693 | 0.027587 | 0.029649 | 0.029586 | 0.027554 | 0.024056 | 0.019765 | 0.015335 | 0.01127 | 0.007865 | 0.0052243 | 0.0033089 | 0.0020005 | 0.0011545 | 0.27307 | 0.27307 | 0.0015512 | 0.0039979 | 0.0089048 | 0.017492 | 0.030834 | 0.049484 | 0.073176 | 0.10076 | 0.13041 | 0.16 | 0.18755 | 0.21161 | 0.23137 | 0.24671 | 0.25798 | 0.26584 | 0.27107 | 0.27307 | 0.27307 | 0.27307
Under $20 | Under $10 | Advanced Rooftop Controller | Under $20 | 15.0821 | HVAC | Urban | SC-Retro | Measure InputOutput | Commercial | Residential Care | Advanced Rooftop Controller-Retro-Residential Care | 9.3502 | 15.0821 | C-Hea-HVAC-Vent-All-All-C | 0 | 0.013036 | 0.020555 | 0.04121 | 0.072093 | 0.11199 | 0.15648 | 0.19874 | 0.23133 | 0.24855 | 0.24795 | 0.23085 | 0.20148 | 0.16549 | 0.12836 | 0.094304 | 0.065795 | 0.043691 | 0.027663 | 0.01672 | 0.0096461 | 2.2816 | 2.2816 | 0.013036 | 0.033591 | 0.074801 | 0.14689 | 0.25888 | 0.41536 | 0.6141 | 0.84543 | 1.094 | 1.3419 | 1.5728 | 1.7743 | 1.9398 | 2.0681 | 2.1624 | 2.2282 | 2.2719 | 2.2816 | 2.2816 | 2.2816
Under $15 | Under $10 | Advanced Rooftop Controller | Under $15 | 10.7923 | HVAC | Urban | SC-Retro | Measure InputOutput | Commercial | Assembly | Advanced Rooftop Controller-Retro-Assembly | 6.0082 | 10.7923 | C-All-HVAC-Vent-All-All-E | 0 | 0.03698 | 0.058175 | 0.11637 | 0.20313 | 0.31486 | 0.43904 | 0.55641 | 0.64632 | 0.69296 | 0.68985 | 0.64093 | 0.55823 | 0.45756 | 0.35416 | 0.25964 | 0.18077 | 0.11979 | 0.075684 | 0.045645 | 0.026277 | 6.2152 | 6.2152 | 0.03698 | 0.095154 | 0.21152 | 0.41465 | 0.72951 | 1.1685 | 1.725 | 2.3713 | 3.0642 | 3.7541 | 4.395 | 4.9532 | 5.4108 | 5.7649 | 6.0246 | 6.2054 | 6.2152 | 6.2152 | 6.2152 | 6.2152
Under $25 | Under $15 | Advanced Rooftop Controller | Under $25 | 23.2829 | HVAC | Urban | SC-Retro | Measure InputOutput | Commercial | Other | Advanced Rooftop Controller-Retro-Other | 14.4168 | 23.2829 | C-All-HVAC-Vent-All-All-E | 0 | 0.004976 | 0.0077887 | 0.015503 | 0.026935 | 0.041558 | 0.057684 | 0.072772 | 0.084147 | 0.089809 | 0.089 | 0.082314 | 0.071368 | 0.058232 | 0.044869 | 0.032746 | 0.022695 | 0.01497 | 0.0094144 | 0.0056509 | 0.0032374 | 0.76572 | 0.76572 | 0.004976 | 0.012765 | 0.028268 | 0.055203 | 0.096761 | 0.15444 | 0.22722 | 0.31136 | 0.40117 | 0.49017 | 0.57249 | 0.64386 | 0.70209 | 0.74696 | 0.76572 | 0.76572 | 0.76572 | 0.76572 | 0.76572 | 0.76572
Under $5 | Under $10 | Showerheads | Under $5 | -99.5103 | Water Heating | Urban | SC-New | M_Input_Retro | Commercial | Large Off | Showerheads-Retro-Large Off | 5.5493 | -99.5103 | C-LOff-WH-All-All-All-C | C-LOff-WH-All-All-All-C | 0.00016767 | 0.00010214 | 8.1842e-05 | 5.3383e-05 | 4.7111e-05 | 4.4566e-05 | 3.7851e-05 | 3.661e-05 | 3.4322e-05 | 2.3732e-05 | 2.0256e-05 | 1.5802e-05 | 9.3411e-06 | 6.6157e-06 | 3.7654e-06 | 1.7485e-06 | 1.7818e-07 | 0 | 0 | 0 | 0.00068116 | 0.00068116 | 0.00016767 | 0.00026981 | 0.00035166 | 0.00040504 | 0.00045215 | 0.00049672 | 0.00053457 | 0.00057118 | 0.0006055 | 0.00062923 | 0.00064949 | 0.00066529 | 0.00067463 | 0.00068116 | 0.00068116 | 0.00068116 | 0.00068116 | 0.00068116 | 0.00068116 | 0.00068116
Under $5 | Under $10 | Showerheads | Under $5 | -99.6886 | Water Heating | Urban | SC-New | M_Input_Retro | Commercial | Medium Off | Showerheads-Retro-Medium Off | 5.3687 | -99.6886 | C-SOff-WH-All-All-All-C | C-SOff-WH-All-All-All-C | 0.00019352 | 0.00011698 | 9.3901e-05 | 6.1476e-05 | 5.3992e-05 | 5.0887e-05 | 4.3218e-05 | 4.1725e-05 | 3.9118e-05 | 2.7061e-05 | 2.32e-05 | 1.7912e-05 | 1.0604e-05 | 7.5134e-06 | 4.2662e-06 | 1.9619e-06 | 1.6864e-07 | 0 | 0 | 0 | 0.0007808 | 0.0007808 | 0.00019352 | 0.0003105 | 0.0004044 | 0.00046587 | 0.00051987 | 0.00057075 | 0.00061397 | 0.0006557 | 0.00069482 | 0.00072188 | 0.00074508 | 0.00076299 | 0.00077359 | 0.0007808 | 0.0007808 | 0.0007808 | 0.0007808 | 0.0007808 | 0.0007808 | 0.0007808
Under $5 | Under $10 | Showerheads | Under $5 | -99.6886 | Water Heating | Urban | SC-New | M_Input_Retro | Commercial | Small Off | Showerheads-Retro-Small Off | 5.3687 | -99.6886 | C-SOff-WH-All-All-All-C | C-SOff-WH-All-All-All-C | 9.1291e-06 | 5.5085e-06 | 4.4235e-06 | 2.8986e-06 | 2.5428e-06 | 2.3945e-06 | 2.0336e-06 | 1.9625e-06 | 1.8399e-06 | 1.273e-06 | 1.0925e-06 | 8.4139e-07 | 4.9827e-07 | 3.5308e-07 | 2.0037e-07 | 9.193e-08 | 7.5443e-09 | 0 | 0 | 0 | 3.6775e-05 | 3.6775e-05 | 9.1291e-06 | 1.4638e-05 | 1.9061e-05 | 2.196e-05 | 2.4503e-05 | 2.6897e-05 | 2.8931e-05 | 3.0893e-05 | 3.2733e-05 | 3.4006e-05 | 3.5098e-05 | 3.594e-05 | 3.6438e-05 | 3.6775e-05 | 3.6775e-05 | 3.6775e-05 | 3.6775e-05 | 3.6775e-05 | 3.6775e-05 | 3.6775e-05
Under $5 | Under $5 | Showerheads | Under $5 | 0 | Water Heating | Urban | SC-New | M_Input_Retro | Commercial | XLarge Ret | Showerheads-Retro-XLarge Ret | 0 | 0 | C-All-WH-All-All-All-E | C-All-WH-All-All-All-E | 0 | 0 | 0 | 0 | 0 | 0 | 0 | 0 | 0 | 0 | 0 | 0 | 0 | 0 | 0 | 0 | 0 | 0 | 0 | 0 | 0 | 0 | 0 | 0 | 0 | 0 | 0 | 0 | 0 | 0 | 0 | 0 | 0 | 0 | 0 | 0 | 0 | 0 | 0 | 0 | 0 | 0
Under $5 | Under $5 | Showerheads | Under $5 | 0 | Water Heating | Urban | SC-New | M_Input_Retro | Commercial | Large Ret | Showerheads-Retro-Large Ret | 0 | 0 | C-All-WH-All-All-All-E | C-All-WH-All-All-All-E | 0 | 0 | 0 | 0 | 0 | 0 | 0 | 0 | 0 | 0 | 0 | 0 | 0 | 0 | 0 | 0 | 0 | 0 | 0 | 0 | 0 | 0 | 0 | 0 | 0 | 0 | 0 | 0 | 0 | 0 | 0 | 0 | 0 | 0 | 0 | 0 | 0 | 0 | 0 | 0 | 0 | 0
Under $5 | Under $5 | Showerheads | Under $5 | 0 | Water Heating | Urban | SC-New | M_Input_Retro | Commercial | Medium Ret | Showerheads-Retro-Medium Ret | 0 | 0 | C-All-WH-All-All-All-E | C-All-WH-All-All-All-E | 0 | 0 | 0 | 0 | 0 | 0 | 0 | 0 | 0 | 0 | 0 | 0 | 0 | 0 | 0 | 0 | 0 | 0 | 0 | 0 | 0 | 0 | 0 | 0 | 0 | 0 | 0 | 0 | 0 | 0 | 0 | 0 | 0 | 0 | 0 | 0 | 0 | 0 | 0 | 0 | 0 | 0
Under $5 | Under $5 | Showerheads | Under $5 | 0 | Water Heating | Urban | SC-New | M_Input_Retro | Commercial | Small Ret | Showerheads-Retro-Small Ret | 0 | 0 | C-All-WH-All-All-All-E | C-All-WH-All-All-All-E | 0 | 0 | 0 | 0 | 0 | 0 | 0 | 0 | 0 | 0 | 0 | 0 | 0 | 0 | 0 | 0 | 0 | 0 | 0 | 0 | 0 | 0 | 0 | 0 | 0 | 0 | 0 | 0 | 0 | 0 | 0 | 0 | 0 | 0 | 0 | 0 | 0 | 0 | 0 | 0 | 0 | 0
Under $5 | Under $20 | Showerheads | Under $5 | -306.2803 | Water Heating | Urban | SC-New | M_Input_Retro | Commercial | School K-12 | Showerheads-Retro-School K-12 | 15.5036 | -306.2803 | C-K12-WH-All-All-All-C | C-K12-WH-All-All-All-C | 1.4531e-06 | 1.0027e-06 | 7.1557e-07 | 6.4033e-07 | 6.2002e-07 | 4.7636e-07 | 4.0006e-07 | 3.421e-07 | 2.9528e-07 | 2.1324e-07 | 1.821e-07 | 1.2572e-07 | 9.4965e-08 | 5.2e-08 | 3.2297e-08 | 1.2749e-08 | 0 | 0 | 0 | 0 | 6.5904e-06 | 6.5904e-06 | 1.4531e-06 | 2.4557e-06 | 3.1713e-06 | 3.8116e-06 | 4.4316e-06 | 4.908e-06 | 5.3081e-06 | 5.6502e-06 | 5.9454e-06 | 6.1587e-06 | 6.3408e-06 | 6.4665e-06 | 6.5614e-06 | 6.5904e-06 | 6.5904e-06 | 6.5904e-06 | 6.5904e-06 | 6.5904e-06 | 6.5904e-06 | 6.5904e-06
Under $5 | Under $10 | Showerheads | Under $5 | -318.7685 | Water Heating | Urban | SC-New | M_Input_Retro | Commercial | University | Showerheads-Retro-University | 6.6267 | -318.7685 | C-Unv-WH-All-All-All-C | C-Unv-WH-All-All-All-C | 4.4962e-05 | 3.2755e-05 | 1.678e-05 | 1.7147e-05 | 1.7294e-05 | 1.3609e-05 | 1.3456e-05 | 1.2186e-05 | 1.0235e-05 | 8.4472e-06 | 6.59e-06 | 4.0485e-06 | 3.4142e-06 | 1.7498e-06 | 1.018e-06 | 6.1792e-07 | 2.6683e-07 | 0 | 0 | 0 | 0.00020372 | 0.00020372 | 4.4962e-05 | 7.7717e-05 | 9.4497e-05 | 0.00011164 | 0.00012894 | 0.00014255 | 0.000156 | 0.00016819 | 0.00017842 | 0.00018687 | 0.00019346 | 0.00019751 | 0.00020092 | 0.00020267 | 0.00020369 | 0.00020372 | 0.00020372 | 0.00020372 | 0.00020372 | 0.00020372
Under $5 | Under $5 | Showerheads | Under $5 | 0 | Water Heating | Urban | SC-New | M_Input_Retro | Commercial | Warehouse | Showerheads-Retro-Warehouse | 0 | 0 | C-All-WH-All-All-All-E | C-All-WH-All-All-All-E | 0 | 0 | 0 | 0 | 0 | 0 | 0 | 0 | 0 | 0 | 0 | 0 | 0 | 0 | 0 | 0 | 0 | 0 | 0 | 0 | 0 | 0 | 0 | 0 | 0 | 0 | 0 | 0 | 0 | 0 | 0 | 0 | 0 | 0 | 0 | 0 | 0 | 0 | 0 | 0 | 0 | 0
Under $5 | Under $5 | Showerheads | Under $5 | 0 | Water Heating | Urban | SC-New | M_Input_Retro | Commercial | Supermarket | Showerheads-Retro-Supermarket | 0 | 0 | C-All-WH-All-All-All-E | C-All-WH-All-All-All-E | 0 | 0 | 0 | 0 | 0 | 0 | 0 | 0 | 0 | 0 | 0 | 0 | 0 | 0 | 0 | 0 | 0 | 0 | 0 | 0 | 0 | 0 | 0 | 0 | 0 | 0 | 0 | 0 | 0 | 0 | 0 | 0 | 0 | 0 | 0 | 0 | 0 | 0 | 0 | 0 | 0 | 0
Under $5 | Under $5 | Showerheads | Under $5 | 0 | Water Heating | Urban | SC-New | M_Input_Retro | Commercial | MiniMart | Showerheads-Retro-MiniMart | 0 | 0 | C-All-WH-All-All-All-E | C-All-WH-All-All-All-E | 0 | 0 | 0 | 0 | 0 | 0 | 0 | 0 | 0 | 0 | 0 | 0 | 0 | 0 | 0 | 0 | 0 | 0 | 0 | 0 | 0 | 0 | 0 | 0 | 0 | 0 | 0 | 0 | 0 | 0 | 0 | 0 | 0 | 0 | 0 | 0 | 0 | 0 | 0 | 0 | 0 | 0
Under $5 | Under $5 | Showerheads | Under $5 | 0 | Water Heating | Urban | SC-New | M_Input_Retro | Commercial | Restaurant | Showerheads-Retro-Restaurant | 0 | 0 | C-All-WH-All-All-All-E | C-All-WH-All-All-All-E | 0 | 0 | 0 | 0 | 0 | 0 | 0 | 0 | 0 | 0 | 0 | 0 | 0 | 0 | 0 | 0 | 0 | 0 | 0 | 0 | 0 | 0 | 0 | 0 | 0 | 0 | 0 | 0 | 0 | 0 | 0 | 0 | 0 | 0 | 0 | 0 | 0 | 0 | 0 | 0 | 0 | 0
Under $5 | Under $10 | Showerheads | Under $5 | -318.1835 | Water Heating | Urban | SC-New | M_Input_Retro | Commercial | Lodging | Showerheads-Retro-Lodging | 7.8398 | -318.1835 | C-Lod-WH-All-All-All-C | C-Lod-WH-All-All-All-C | 0.00022433 | 0.00015244 | 0.0001015 | 7.6538e-05 | 6.6784e-05 | 5.7384e-05 | 4.9349e-05 | 8.3499e-05 | 8.4419e-05 | 7.4016e-05 | 6.0391e-05 | 4.7377e-05 | 2.7284e-05 | 1.7974e-05 | 1.1064e-05 | 7.7764e-06 | 4.9608e-06 | 2.5693e-06 | 5.5212e-07 | 0 | 0.0011491 | 0.0011491 | 0.00022433 | 0.00037677 | 0.00047827 | 0.00055481 | 0.00062159 | 0.00067898 | 0.00072832 | 0.00081182 | 0.00089624 | 0.00097026 | 0.0010306 | 0.001078 | 0.0011053 | 0.0011233 | 0.0011343 | 0.0011421 | 0.0011471 | 0.0011491 | 0.0011491 | 0.0011491
Under $5 | Under $10 | Showerheads | Under $5 | -162.6463 | Water Heating | Urban | SC-New | M_Input_Retro | Commercial | Hospital | Showerheads-Retro-Hospital | 5.027 | -162.6463 | C-Hea-WH-All-All-All-C | C-Hea-WH-All-All-All-C | 0.00024763 | 0.00014596 | 9.1147e-05 | 5.9004e-05 | 5.2518e-05 | 4.6974e-05 | 4.6532e-05 | 4.5967e-05 | 4.1999e-05 | 2.9781e-05 | 2.3943e-05 | 1.5746e-05 | 8.6124e-06 | 4.9513e-06 | 2.0361e-06 | 1.9784e-08 | 0 | 0 | 0 | 0 | 0.00085058 | 0.00085058 | 0.00024763 | 0.00039358 | 0.00048473 | 0.00054374 | 0.00059625 | 0.00064323 | 0.00068976 | 0.00073573 | 0.00077772 | 0.00080751 | 0.00083145 | 0.0008472 | 0.00085058 | 0.00085058 | 0.00085058 | 0.00085058 | 0.00085058 | 0.00085058 | 0.00085058 | 0.00085058
Under $5 | Under $10 | Showerheads | Under $5 | -318.1991 | Water Heating | Urban | SC-New | M_Input_Retro | Commercial | Residential Care | Showerheads-Retro-Residential Care | 7.8194 | -318.1991 | C-Hea-WH-All-All-All-C | C-Hea-WH-All-All-All-C | 0.00059376 | 0.00035925 | 0.00022372 | 0.00015081 | 0.00013938 | 0.00012784 | 0.00012767 | 0.00013256 | 0.00012084 | 8.8001e-05 | 7.3179e-05 | 4.9145e-05 | 2.9129e-05 | 1.7971e-05 | 9.6604e-06 | 3.5764e-06 | 0 | 0 | 0 | 0 | 0.0022231 | 0.0022231 | 0.00059376 | 0.00095302 | 0.0011767 | 0.0013275 | 0.0014669 | 0.0015948 | 0.0017224 | 0.001855 | 0.0019758 | 0.0020638 | 0.002137 | 0.0021862 | 0.0022153 | 0.0022231 | 0.0022231 | 0.0022231 | 0.0022231 | 0.0022231 | 0.0022231 | 0.0022231
Under $5 | Under $10 | Showerheads | Under $5 | -318.3393 | Water Heating | Urban | SC-New | M_Input_Retro | Commercial | Assembly | Showerheads-Retro-Assembly | 7.491 | -318.3393 | C-All-WH-All-All-All-E | C-All-WH-All-All-All-E | 2.9321e-06 | 2.4117e-06 | 1.2478e-06 | 9.3233e-07 | 8.9559e-07 | 1.4044e-06 | 1.2556e-06 | 1.44e-06 | 1.646e-06 | 1.5918e-06 | 1.4857e-06 | 1.006e-06 | 7.9023e-07 | 5.1697e-07 | 3.6429e-07 | 2.5517e-07 | 1.6864e-07 | 1.0003e-07 | 4.5665e-08 | 2.589e-09 | 2.0493e-05 | 2.0493e-05 | 2.9321e-06 | 5.3438e-06 | 6.5916e-06 | 7.5239e-06 | 8.4195e-06 | 9.8239e-06 | 1.108e-05 | 1.2519e-05 | 1.4165e-05 | 1.5757e-05 | 1.7243e-05 | 1.8249e-05 | 1.9039e-05 | 1.9556e-05 | 1.9921e-05 | 2.0176e-05 | 2.0344e-05 | 2.0444e-05 | 2.049e-05 | 2.0493e-05
Under $5 | Under $5 | Showerheads | Under $5 | -172.9599 | Water Heating | Urban | SC-New | M_Input_Retro | Commercial | Other | Showerheads-Retro-Other | -2.088 | -172.9599 | C-All-WH-All-All-All-E | C-All-WH-All-All-All-E | 0.0016232 | 0.0010749 | 0.00057977 | 0.00059362 | 0.00056241 | 0.00049685 | 0.0004443 | 0.00040066 | 0.00033772 | 0.00026073 | 0.00023334 | 0.00015415 | 0.00010207 | 6.215e-05 | 3.2308e-05 | 1.2707e-05 | 0 | 0 | 0 | 0 | 0.0069008 | 0.0069008 | 0.0016232 | 0.0026981 | 0.0032778 | 0.0038715 | 0.0044339 | 0.0049307 | 0.005375 | 0.0057757 | 0.0061134 | 0.0063741 | 0.0066075 | 0.0067616 | 0.0068637 | 0.0069008 | 0.0069008 | 0.0069008 | 0.0069008 | 0.0069008 | 0.0069008 | 0.0069008
Under $5 | Under $10 | Showerheads | Under $5 | -99.5103 | Water Heating | Urban | SC-Retro | M_Input_Retro | Commercial | Large Off | Showerheads-Retro-Large Off | 5.5493 | -99.5103 | C-LOff-WH-All-All-All-C | C-LOff-WH-All-All-All-C | 0.0096349 | 0.0067678 | 0.0046567 | 0.0036198 | 0.0031776 | 0.002748 | 0.0023486 | 0.0019827 | 0.0016582 | 0.0013734 | 0.0011191 | 0.00082522 | 0.00059346 | 0.00040842 | 0.00026256 | 0.00014703 | 5.5709e-05 | 0 | 0 | 0 | 0.036618 | 0.036618 | 0.0096349 | 0.016403 | 0.021059 | 0.024679 | 0.027857 | 0.030605 | 0.032953 | 0.034936 | 0.036594 | 0.036618 | 0.036618 | 0.036618 | 0.036618 | 0.036618 | 0.036618 | 0.036618 | 0.036618 | 0.036618 | 0.036618 | 0.036618
Under $5 | Under $10 | Showerheads | Under $5 | -99.6886 | Water Heating | Urban | SC-Retro | M_Input_Retro | Commercial | Medium Off | Showerheads-Retro-Medium Off | 5.3687 | -99.6886 | C-SOff-WH-All-All-All-C | C-SOff-WH-All-All-All-C | 0.0082598 | 0.0058379 | 0.0040385 | 0.003159 | 0.0027881 | 0.0024243 | 0.0020842 | 0.0017704 | 0.0014912 | 0.0012452 | 0.0010229 | 0.00076265 | 0.00055636 | 0.00039042 | 0.0002591 | 0.00015455 | 7.1518e-05 | 5.6065e-06 | 0 | 0 | 0.031393 | 0.031393 | 0.0082598 | 0.014098 | 0.018136 | 0.021295 | 0.024083 | 0.026508 | 0.028592 | 0.030362 | 0.031393 | 0.031393 | 0.031393 | 0.031393 | 0.031393 | 0.031393 | 0.031393 | 0.031393 | 0.031393 | 0.031393 | 0.031393 | 0.031393
Under $5 | Under $10 | Showerheads | Under $5 | -99.6886 | Water Heating | Urban | SC-Retro | M_Input_Retro | Commercial | Small Off | Showerheads-Retro-Small Off | 5.3687 | -99.6886 | C-SOff-WH-All-All-All-C | C-SOff-WH-All-All-All-C | 0.0014908 | 0.001035 | 0.0007046 | 0.00054086 | 0.00046965 | 0.00040156 | 0.00033883 | 0.00028221 | 0.00023226 | 0.00018875 | 0.00015089 | 0.00010833 | 7.5086e-05 | 4.9e-05 | 2.863e-05 | 1.2691e-05 | 2.2764e-07 | 0 | 0 | 0 | 0.0056659 | 0.0056659 | 0.0014908 | 0.0025258 | 0.0032304 | 0.0037712 | 0.0042409 | 0.0046425 | 0.0049813 | 0.0052635 | 0.0054958 | 0.0056659 | 0.0056659 | 0.0056659 | 0.0056659 | 0.0056659 | 0.0056659 | 0.0056659 | 0.0056659 | 0.0056659 | 0.0056659 | 0.0056659
Under $5 | Under $5 | Showerheads | Under $5 | 0 | Water Heating | Urban | SC-Retro | M_Input_Retro | Commercial | XLarge Ret | Showerheads-Retro-XLarge Ret | 0 | 0 | C-All-WH-All-All-All-E | C-All-WH-All-All-All-E | 0 | 0 | 0 | 0 | 0 | 0 | 0 | 0 | 0 | 0 | 0 | 0 | 0 | 0 | 0 | 0 | 0 | 0 | 0 | 0 | 0 | 0 | 0 | 0 | 0 | 0 | 0 | 0 | 0 | 0 | 0 | 0 | 0 | 0 | 0 | 0 | 0 | 0 | 0 | 0 | 0 | 0
Under $5 | Under $5 | Showerheads | Under $5 | 0 | Water Heating | Urban | SC-Retro | M_Input_Retro | Commercial | Large Ret | Showerheads-Retro-Large Ret | 0 | 0 | C-All-WH-All-All-All-E | C-All-WH-All-All-All-E | 0 | 0 | 0 | 0 | 0 | 0 | 0 | 0 | 0 | 0 | 0 | 0 | 0 | 0 | 0 | 0 | 0 | 0 | 0 | 0 | 0 | 0 | 0 | 0 | 0 | 0 | 0 | 0 | 0 | 0 | 0 | 0 | 0 | 0 | 0 | 0 | 0 | 0 | 0 | 0 | 0 | 0
Under $5 | Under $5 | Showerheads | Under $5 | 0 | Water Heating | Urban | SC-Retro | M_Input_Retro | Commercial | Medium Ret | Showerheads-Retro-Medium Ret | 0 | 0 | C-All-WH-All-All-All-E | C-All-WH-All-All-All-E | 0 | 0 | 0 | 0 | 0 | 0 | 0 | 0 | 0 | 0 | 0 | 0 | 0 | 0 | 0 | 0 | 0 | 0 | 0 | 0 | 0 | 0 | 0 | 0 | 0 | 0 | 0 | 0 | 0 | 0 | 0 | 0 | 0 | 0 | 0 | 0 | 0 | 0 | 0 | 0 | 0 | 0
Under $5 | Under $5 | Showerheads | Under $5 | 0 | Water Heating | Urban | SC-Retro | M_Input_Retro | Commercial | Small Ret | Showerheads-Retro-Small Ret | 0 | 0 | C-All-WH-All-All-All-E | C-All-WH-All-All-All-E | 0 | 0 | 0 | 0 | 0 | 0 | 0 | 0 | 0 | 0 | 0 | 0 | 0 | 0 | 0 | 0 | 0 | 0 | 0 | 0 | 0 | 0 | 0 | 0 | 0 | 0 | 0 | 0 | 0 | 0 | 0 | 0 | 0 | 0 | 0 | 0 | 0 | 0 | 0 | 0 | 0 | 0
Under $5 | Under $20 | Showerheads | Under $5 | -306.2803 | Water Heating | Urban | SC-Retro | M_Input_Retro | Commercial | School K-12 | Showerheads-Retro-School K-12 | 15.5036 | -306.2803 | C-K12-WH-All-All-All-C | C-K12-WH-All-All-All-C | 0.00068355 | 0.00047218 | 0.00032007 | 0.00024438 | 0.00021131 | 0.00017993 | 0.00015105 | 0.00012513 | 0.00010229 | 8.2457e-05 | 6.5381e-05 | 4.6425e-05 | 3.1677e-05 | 2.0214e-05 | 1.1288e-05 | 4.3498e-06 | 0 | 0 | 0 | 0 | 0.0025422 | 0.0025422 | 0.00068355 | 0.0011557 | 0.0014758 | 0.0017202 | 0.0019315 | 0.0021114 | 0.0022625 | 0.0023876 | 0.0024899 | 0.0025422 | 0.0025422 | 0.0025422 | 0.0025422 | 0.0025422 | 0.0025422 | 0.0025422 | 0.0025422 | 0.0025422 | 0.0025422 | 0.0025422
Under $5 | Under $10 | Showerheads | Under $5 | -318.7685 | Water Heating | Urban | SC-Retro | M_Input_Retro | Commercial | University | Showerheads-Retro-University | 6.6267 | -318.7685 | C-Unv-WH-All-All-All-C | C-Unv-WH-All-All-All-C | 0.0051253 | 0.0035652 | 0.0024354 | 0.0018698 | 0.0016291 | 0.0013998 | 0.0011856 | 0.00099318 | 0.00082251 | 0.00067256 | 0.00054227 | 0.00039363 | 0.00027634 | 0.00018485 | 0.00011256 | 5.5907e-05 | 1.1631e-05 | 0 | 0 | 0 | 0.019062 | 0.019062 | 0.0051253 | 0.0086905 | 0.011126 | 0.012996 | 0.014625 | 0.016025 | 0.01721 | 0.018203 | 0.019026 | 0.019062 | 0.019062 | 0.019062 | 0.019062 | 0.019062 | 0.019062 | 0.019062 | 0.019062 | 0.019062 | 0.019062 | 0.019062
Under $5 | Under $5 | Showerheads | Under $5 | 0 | Water Heating | Urban | SC-Retro | M_Input_Retro | Commercial | Warehouse | Showerheads-Retro-Warehouse | 0 | 0 | C-All-WH-All-All-All-E | C-All-WH-All-All-All-E | 0 | 0 | 0 | 0 | 0 | 0 | 0 | 0 | 0 | 0 | 0 | 0 | 0 | 0 | 0 | 0 | 0 | 0 | 0 | 0 | 0 | 0 | 0 | 0 | 0 | 0 | 0 | 0 | 0 | 0 | 0 | 0 | 0 | 0 | 0 | 0 | 0 | 0 | 0 | 0 | 0 | 0
Under $5 | Under $5 | Showerheads | Under $5 | 0 | Water Heating | Urban | SC-Retro | M_Input_Retro | Commercial | Supermarket | Showerheads-Retro-Supermarket | 0 | 0 | C-All-WH-All-All-All-E | C-All-WH-All-All-All-E | 0 | 0 | 0 | 0 | 0 | 0 | 0 | 0 | 0 | 0 | 0 | 0 | 0 | 0 | 0 | 0 | 0 | 0 | 0 | 0 | 0 | 0 | 0 | 0 | 0 | 0 | 0 | 0 | 0 | 0 | 0 | 0 | 0 | 0 | 0 | 0 | 0 | 0 | 0 | 0 | 0 | 0
Under $5 | Under $5 | Showerheads | Under $5 | 0 | Water Heating | Urban | SC-Retro | M_Input_Retro | Commercial | MiniMart | Showerheads-Retro-MiniMart | 0 | 0 | C-All-WH-All-All-All-E | C-All-WH-All-All-All-E | 0 | 0 | 0 | 0 | 0 | 0 | 0 | 0 | 0 | 0 | 0 | 0 | 0 | 0 | 0 | 0 | 0 | 0 | 0 | 0 | 0 | 0 | 0 | 0 | 0 | 0 | 0 | 0 | 0 | 0 | 0 | 0 | 0 | 0 | 0 | 0 | 0 | 0 | 0 | 0 | 0 | 0
Under $5 | Under $5 | Showerheads | Under $5 | 0 | Water Heating | Urban | SC-Retro | M_Input_Retro | Commercial | Restaurant | Showerheads-Retro-Restaurant | 0 | 0 | C-All-WH-All-All-All-E | C-All-WH-All-All-All-E | 0 | 0 | 0 | 0 | 0 | 0 | 0 | 0 | 0 | 0 | 0 | 0 | 0 | 0 | 0 | 0 | 0 | 0 | 0 | 0 | 0 | 0 | 0 | 0 | 0 | 0 | 0 | 0 | 0 | 0 | 0 | 0 | 0 | 0 | 0 | 0 | 0 | 0 | 0 | 0 | 0 | 0
Under $5 | Under $10 | Showerheads | Under $5 | -318.1835 | Water Heating | Urban | SC-Retro | M_Input_Retro | Commercial | Lodging | Showerheads-Retro-Lodging | 7.8398 | -318.1835 | C-Lod-WH-All-All-All-C | C-Lod-WH-All-All-All-C | 0.061946 | 0.042917 | 0.029172 | 0.022335 | 0.019362 | 0.016525 | 0.013908 | 0.011554 | 0.0095073 | 0.0077287 | 0.0061904 | 0.0044475 | 0.0030831 | 0.0020074 | 0.0011643 | 0.00050382 | 0 | 0 | 0 | 0 | 0.23823 | 0.23823 | 0.061946 | 0.10486 | 0.13404 | 0.15637 | 0.17573 | 0.19226 | 0.20617 | 0.21772 | 0.22723 | 0.23495 | 0.23823 | 0.23823 | 0.23823 | 0.23823 | 0.23823 | 0.23823 | 0.23823 | 0.23823 | 0.23823 | 0.23823
Under $5 | Under $10 | Showerheads | Under $5 | -162.6463 | Water Heating | Urban | SC-Retro | M_Input_Retro | Commercial | Hospital | Showerheads-Retro-Hospital | 5.027 | -162.6463 | C-Hea-WH-All-All-All-C | C-Hea-WH-All-All-All-C | 0.011556 | 0.0081556 | 0.0056315 | 0.004375 | 0.0038391 | 0.003319 | 0.0028329 | 0.0023942 | 0.0020052 | 0.0016624 | 0.0013565 | 0.0010004 | 0.00071717 | 0.00049145 | 0.00031313 | 0.00017223 | 6.1108e-05 | 0 | 0 | 0 | 0.044704 | 0.044704 | 0.011556 | 0.019711 | 0.025343 | 0.029718 | 0.033557 | 0.036876 | 0.039709 | 0.042103 | 0.044108 | 0.044704 | 0.044704 | 0.044704 | 0.044704 | 0.044704 | 0.044704 | 0.044704 | 0.044704 | 0.044704 | 0.044704 | 0.044704
Under $5 | Under $10 | Showerheads | Under $5 | -318.1991 | Water Heating | Urban | SC-Retro | M_Input_Retro | Commercial | Residential Care | Showerheads-Retro-Residential Care | 7.8194 | -318.1991 | C-Hea-WH-All-All-All-C | C-Hea-WH-All-All-All-C | 0.034004 | 0.023897 | 0.016447 | 0.012738 | 0.011153 | 0.0096252 | 0.0082028 | 0.0069208 | 0.0057908 | 0.0047951 | 0.0039092 | 0.0028803 | 0.002062 | 0.0014105 | 0.00089551 | 0.00048876 | 0.00016788 | 0 | 0 | 0 | 0.13077 | 0.13077 | 0.034004 | 0.0579 | 0.074347 | 0.087086 | 0.098239 | 0.10786 | 0.11607 | 0.12299 | 0.12878 | 0.13077 | 0.13077 | 0.13077 | 0.13077 | 0.13077 | 0.13077 | 0.13077 | 0.13077 | 0.13077 | 0.13077 | 0.13077
Under $5 | Under $10 | Showerheads | Under $5 | -318.3393 | Water Heating | Urban | SC-Retro | M_Input_Retro | Commercial | Assembly | Showerheads-Retro-Assembly | 7.491 | -318.3393 | C-All-WH-All-All-All-E | C-All-WH-All-All-All-E | 0.00079112 | 0.00054727 | 0.00037182 | 0.00028424 | 0.00024597 | 0.00020964 | 0.00017678 | 0.00014721 | 0.00012135 | 9.9078e-05 | 7.9912e-05 | 5.8116e-05 | 4.0844e-05 | 2.7282e-05 | 1.6553e-05 | 8.113e-06 | 1.4818e-06 | 0 | 0 | 0 | 0.0029199 | 0.0029199 | 0.00079112 | 0.0013384 | 0.0017102 | 0.0019945 | 0.0022404 | 0.0024501 | 0.0026268 | 0.002774 | 0.0028954 | 0.0029199 | 0.0029199 | 0.0029199 | 0.0029199 | 0.0029199 | 0.0029199 | 0.0029199 | 0.0029199 | 0.0029199 | 0.0029199 | 0.0029199
Under $5 | Under $5 | Showerheads | Under $5 | -172.9599 | Water Heating | Urban | SC-Retro | M_Input_Retro | Commercial | Other | Showerheads-Retro-Other | -2.088 | -172.9599 | C-All-WH-All-All-All-E | C-All-WH-All-All-All-E | 0.088606 | 0.062006 | 0.042591 | 0.032841 | 0.028787 | 0.024902 | 0.021276 | 0.017985 | 0.015056 | 0.012466 | 0.010183 | 0.0075639 | 0.0054787 | 0.0038268 | 0.002519 | 0.0014848 | 0.00066965 | 2.742e-05 | 0 | 0 | 0.29907 | 0.29907 | 0.088606 | 0.15061 | 0.1932 | 0.22604 | 0.25483 | 0.27973 | 0.29907 | 0.29907 | 0.29907 | 0.29907 | 0.29907 | 0.29907 | 0.29907 | 0.29907 | 0.29907 | 0.29907 | 0.29907 | 0.29907 | 0.29907 | 0.29907
Under $55 | Under $35 | VRF | Under $55 | 51.1098 | HVAC | Urban | SC-Retro | M_Input_Retro | Commercial | Large Off | VRF-Retro-Large Off | 33.5151 | 51.1098 | C-Off-HVAC-Vent-All-All-E | 0 | 0.0051477 | 0.0082082 | 0.016617 | 0.029506 | 0.046451 | 0.065823 | 0.084902 | 0.10038 | 0.10976 | 0.11166 | 0.10572 | 0.0939 | 0.078557 | 0.061934 | 0.046282 | 0.032838 | 0.022186 | 0.014305 | 0.008821 | 0.0052119 | 0.87881 | 0.87881 | 0.0051477 | 0.013356 | 0.029973 | 0.059479 | 0.10593 | 0.17175 | 0.25665 | 0.35703 | 0.4668 | 0.57845 | 0.68417 | 0.77807 | 0.85663 | 0.87881 | 0.87881 | 0.87881 | 0.87881 | 0.87881 | 0.87881 | 0.87881
Under $55 | Under $35 | VRF | Under $55 | 51.5376 | HVAC | Urban | SC-Retro | M_Input_Retro | Commercial | Medium Off | VRF-Retro-Medium Off | 33.8031 | 51.5376 | C-Off-HVAC-Vent-All-All-E | 0 | 0.0042848 | 0.0068675 | 0.013957 | 0.024876 | 0.039262 | 0.055723 | 0.071909 | 0.084952 | 0.092676 | 0.093874 | 0.08844 | 0.078059 | 0.064803 | 0.050713 | 0.037592 | 0.026459 | 0.017733 | 0.011344 | 0.006941 | 0.00407 | 0.7315 | 0.7315 | 0.0042848 | 0.011152 | 0.025109 | 0.049985 | 0.089247 | 0.14497 | 0.21688 | 0.30183 | 0.39451 | 0.48838 | 0.57682 | 0.65488 | 0.71968 | 0.7315 | 0.7315 | 0.7315 | 0.7315 | 0.7315 | 0.7315 | 0.7315
Under $35 | Under $20 | VRF | Under $35 | 30.774 | HVAC | Urban | SC-Retro | M_Input_Retro | Commercial | Small Off | VRF-Retro-Small Off | 19.8251 | 30.774 | C-Off-HVAC-Vent-All-All-E | 0 | 0.0068883 | 0.010859 | 0.021764 | 0.038192 | 0.059519 | 0.083462 | 0.10641 | 0.12432 | 0.1341 | 0.13431 | 0.12544 | 0.10981 | 0.090458 | 0.070339 | 0.051814 | 0.036255 | 0.024158 | 0.015366 | 0.0093489 | 0.0054509 | 1.176 | 1.176 | 0.0068883 | 0.017748 | 0.039511 | 0.077704 | 0.13722 | 0.22068 | 0.32709 | 0.45142 | 0.58551 | 0.71983 | 0.84526 | 0.95507 | 1.0455 | 1.1159 | 1.1677 | 1.176 | 1.176 | 1.176 | 1.176 | 1.176
Under $85 | Under $50 | VRF | Under $85 | 73.708 | HVAC | Urban | SC-Retro | M_Input_Retro | Commercial | XLarge Ret | VRF-Retro-XLarge Ret | 48.889 | 73.708 | C-Ret-HVAC-Vent-All-All-E | 0 | 6.6615e-05 | 0.00010481 | 0.00020976 | 0.00036731 | 0.00057171 | 0.00080096 | 0.0010202 | 0.0011918 | 0.00129 | 0.0012981 | 0.0012173 | 0.0010696 | 0.00088419 | 0.00068928 | 0.00050916 | 0.00035713 | 0.00023874 | 0.00015244 | 9.317e-05 | 5.4609e-05 | 0.011029 | 0.011029 | 6.6615e-05 | 0.00017142 | 0.00038118 | 0.0007485 | 0.0013202 | 0.0021212 | 0.0031413 | 0.0043331 | 0.0056231 | 0.0069212 | 0.0081385 | 0.0092081 | 0.010092 | 0.010782 | 0.011029 | 0.011029 | 0.011029 | 0.011029 | 0.011029 | 0.011029
Under $85 | Under $50 | VRF | Under $85 | 73.708 | HVAC | Urban | SC-Retro | M_Input_Retro | Commercial | Large Ret | VRF-Retro-Large Ret | 48.889 | 73.708 | C-Ret-HVAC-Vent-All-All-E | 0 | 0.0014279 | 0.0022372 | 0.0044595 | 0.0077782 | 0.012059 | 0.016827 | 0.021346 | 0.024826 | 0.026677 | 0.026627 | 0.024796 | 0.021645 | 0.017782 | 0.013791 | 0.010134 | 0.0070734 | 0.0047029 | 0.0029852 | 0.0018128 | 0.0010552 | 0.23642 | 0.23642 | 0.0014279 | 0.0036651 | 0.0081246 | 0.015903 | 0.027962 | 0.044789 | 0.066135 | 0.09096 | 0.11764 | 0.14426 | 0.16906 | 0.19071 | 0.20849 | 0.22228 | 0.23241 | 0.23642 | 0.23642 | 0.23642 | 0.23642 | 0.23642
Under $85 | Under $50 | VRF | Under $85 | 73.708 | HVAC | Urban | SC-Retro | M_Input_Retro | Commercial | Medium Ret | VRF-Retro-Medium Ret | 48.889 | 73.708 | C-Ret-HVAC-Vent-All-All-E | 0 | 0.00061443 | 0.00097209 | 0.0019557 | 0.0034424 | 0.0053848 | 0.0075833 | 0.009709 | 0.011407 | 0.012459 | 0.012664 | 0.011976 | 0.010605 | 0.0088311 | 0.0069254 | 0.0051466 | 0.0036301 | 0.0024415 | 0.0015693 | 0.00096593 | 0.00057042 | 0.10173 | 0.10173 | 0.00061443 | 0.0015865 | 0.0035423 | 0.0069846 | 0.012369 | 0.019953 | 0.029662 | 0.041069 | 0.053528 | 0.066192 | 0.078168 | 0.088773 | 0.097604 | 0.10173 | 0.10173 | 0.10173 | 0.10173 | 0.10173 | 0.10173 | 0.10173
Under $85 | Under $50 | VRF | Under $85 | 73.708 | HVAC | Urban | SC-Retro | M_Input_Retro | Commercial | Small Ret | VRF-Retro-Small Ret | 48.889 | 73.708 | C-Ret-HVAC-Vent-All-All-E | 0 | 0.00026159 | 0.0004104 | 0.00081912 | 0.0014305 | 0.0022205 | 0.0031027 | 0.0039413 | 0.0045907 | 0.004945 | 0.0049492 | 0.0046198 | 0.0040417 | 0.0033274 | 0.0025852 | 0.0019031 | 0.0013306 | 0.00088634 | 0.00056378 | 0.00034314 | 0.00020022 | 0.04331 | 0.04331 | 0.00026159 | 0.00067199 | 0.0014911 | 0.0029216 | 0.0051421 | 0.0082448 | 0.012186 | 0.016777 | 0.021722 | 0.026671 | 0.031291 | 0.035333 | 0.03866 | 0.041245 | 0.043148 | 0.04331 | 0.04331 | 0.04331 | 0.04331 | 0.04331
Under $85 | Under $50 | VRF | Under $85 | 74.5149 | HVAC | Urban | SC-Retro | M_Input_Retro | Commercial | School K-12 | VRF-Retro-School K-12 | 49.3357 | 74.5149 | C-Sch-HVAC-Vent-All-All-C | 0 | 0.0003564 | 0.00055909 | 0.0011159 | 0.0019488 | 0.0030261 | 0.0042295 | 0.0053722 | 0.006254 | 0.0067197 | 0.0067037 | 0.00624 | 0.005445 | 0.0044712 | 0.0034675 | 0.0025472 | 0.0017776 | 0.0011814 | 0.00074945 | 0.00045476 | 0.00026444 | 0.059577 | 0.059577 | 0.0003564 | 0.00091549 | 0.0020314 | 0.0039802 | 0.0070063 | 0.011236 | 0.016608 | 0.022862 | 0.029582 | 0.036285 | 0.042525 | 0.04797 | 0.052442 | 0.055909 | 0.058456 | 0.059577 | 0.059577 | 0.059577 | 0.059577 | 0.059577
Under $85 | Under $50 | VRF | Under $85 | 70.0713 | HVAC | Urban | SC-Retro | M_Input_Retro | Commercial | University | VRF-Retro-University | 45.566 | 70.0713 | C-All-HVAC-Vent-All-All-E | 0 | 0.00016332 | 0.00025785 | 0.00051811 | 0.00090893 | 0.0014197 | 0.0019973 | 0.0025514 | 0.002989 | 0.0032318 | 0.0032425 | 0.0030343 | 0.0026599 | 0.0021921 | 0.0017066 | 0.0012575 | 0.00088023 | 0.00058693 | 0.00037369 | 0.00022765 | 0.00013294 | 0.027301 | 0.027301 | 0.00016332 | 0.00042117 | 0.00093928 | 0.0018482 | 0.0032679 | 0.0052652 | 0.0078166 | 0.010806 | 0.014037 | 0.01728 | 0.020314 | 0.022974 | 0.025166 | 0.026873 | 0.027301 | 0.027301 | 0.027301 | 0.027301 | 0.027301 | 0.027301
Under $55 | Under $35 | VRF | Under $55 | 51.7753 | HVAC | Urban | SC-Retro | M_Input_Retro | Commercial | Warehouse | VRF-Retro-Warehouse | 33.8386 | 51.7753 | C-War-HVAC-Vent-All-All-E | 0 | 0.0022312 | 0.0035129 | 0.0070358 | 0.012334 | 0.01922 | 0.027001 | 0.034496 | 0.040391 | 0.04362 | 0.043695 | 0.040835 | 0.035797 | 0.029534 | 0.023013 | 0.016987 | 0.011912 | 0.0079541 | 0.0050693 | 0.0030899 | 0.0018047 | 0.37584 | 0.37584 | 0.0022312 | 0.0057441 | 0.01278 | 0.025113 | 0.044334 | 0.071334 | 0.10583 | 0.14622 | 0.18984 | 0.23354 | 0.27437 | 0.31017 | 0.3397 | 0.36272 | 0.37584 | 0.37584 | 0.37584 | 0.37584 | 0.37584 | 0.37584
Under $50 | Under $35 | VRF | Under $50 | 49.4533 | HVAC | Urban | SC-Retro | M_Input_Retro | Commercial | Supermarket | VRF-Retro-Supermarket | 32.4455 | 49.4533 | C-Gro-HVAC-Vent-All-All-E | 0 | 0.00069842 | 0.0010941 | 0.0021806 | 0.0038026 | 0.0058943 | 0.0082226 | 0.010427 | 0.012122 | 0.013007 | 0.01296 | 0.012047 | 0.010504 | 0.0086197 | 0.0066806 | 0.0049053 | 0.0034217 | 0.0022731 | 0.0014413 | 0.00087414 | 0.00050804 | 0.10623 | 0.10623 | 0.00069842 | 0.0017925 | 0.003973 | 0.0077757 | 0.01367 | 0.021893 | 0.03232 | 0.044442 | 0.057448 | 0.070408 | 0.082456 | 0.09296 | 0.10158 | 0.10623 | 0.10623 | 0.10623 | 0.10623 | 0.10623 | 0.10623 | 0.10623
Under $50 | Under $35 | VRF | Under $50 | 49.4533 | HVAC | Urban | SC-Retro | M_Input_Retro | Commercial | MiniMart | VRF-Retro-MiniMart | 32.4455 | 49.4533 | C-Gro-HVAC-Vent-All-All-E | 0 | 0.0002941 | 0.00046124 | 0.00091962 | 0.0016043 | 0.0024877 | 0.0034742 | 0.0044137 | 0.0051443 | 0.0055482 | 0.0055575 | 0.005192 | 0.0045502 | 0.0037504 | 0.0029162 | 0.0021487 | 0.0015038 | 0.0010024 | 0.00063783 | 0.00038824 | 0.00022649 | 0.048582 | 0.048582 | 0.0002941 | 0.00075534 | 0.001675 | 0.0032792 | 0.0057669 | 0.0092411 | 0.013655 | 0.018799 | 0.024347 | 0.029905 | 0.035097 | 0.039647 | 0.043397 | 0.046314 | 0.048462 | 0.048582 | 0.048582 | 0.048582 | 0.048582 | 0.048582
Under $45 | Under $30 | VRF | Under $45 | 44.4539 | HVAC | Urban | SC-Retro | M_Input_Retro | Commercial | Restaurant | VRF-Retro-Restaurant | 28.9546 | 44.4539 | C-Res-HVAC-Vent-All-All-E | 0 | 1.8744e-05 | 2.9582e-05 | 5.9394e-05 | 0.00010433 | 0.00016288 | 0.00022882 | 0.00029219 | 0.00034195 | 0.00037018 | 0.00037246 | 0.00034967 | 0.00030778 | 0.00025497 | 0.00019919 | 0.00014743 | 0.0001036 | 6.9371e-05 | 4.4369e-05 | 2.7162e-05 | 1.5945e-05 | 0.0030963 | 0.0030963 | 1.8744e-05 | 4.8326e-05 | 0.00010772 | 0.00021205 | 0.00037494 | 0.00060376 | 0.00089595 | 0.0012379 | 0.0016081 | 0.0019805 | 0.0023302 | 0.002638 | 0.002893 | 0.0030922 | 0.0030963 | 0.0030963 | 0.0030963 | 0.0030963 | 0.0030963 | 0.0030963
Under $50 | Under $35 | VRF | Under $50 | 48.0026 | HVAC | Urban | SC-Retro | M_Input_Retro | Commercial | Lodging | VRF-Retro-Lodging | 30.7094 | 48.0026 | C-All-HVAC-Vent-All-All-E | 0 | 0.00074846 | 0.0011779 | 0.0023581 | 0.0041305 | 0.0064302 | 0.0090083 | 0.011471 | 0.013389 | 0.014454 | 0.014495 | 0.013566 | 0.011897 | 0.0098189 | 0.0076458 | 0.0056387 | 0.0039496 | 0.0026353 | 0.0016787 | 0.0010231 | 0.00059768 | 0.12925 | 0.12925 | 0.00074846 | 0.0019263 | 0.0042845 | 0.008415 | 0.014845 | 0.023853 | 0.035325 | 0.048714 | 0.063167 | 0.077663 | 0.091228 | 0.10313 | 0.11294 | 0.12059 | 0.12623 | 0.12925 | 0.12925 | 0.12925 | 0.12925 | 0.12925
Under $60 | Under $40 | VRF | Under $60 | 59.77 | HVAC | Urban | SC-Retro | M_Input_Retro | Commercial | Hospital | VRF-Retro-Hospital | 39.2161 | 59.77 | C-Hea-HVAC-Vent-All-All-C | 0 | 0.0001584 | 0.00025377 | 0.00051557 | 0.0009151 | 0.0014403 | 0.0020406 | 0.0026296 | 0.0031124 | 0.0034085 | 0.0034709 | 0.0032906 | 0.0029242 | 0.0024426 | 0.0019228 | 0.0014333 | 0.0010143 | 0.00068342 | 0.00043943 | 0.00027019 | 0.00015917 | 0.02751 | 0.02751 | 0.0001584 | 0.00041217 | 0.00092773 | 0.0018428 | 0.0032831 | 0.0053238 | 0.0079534 | 0.011066 | 0.014474 | 0.017945 | 0.021236 | 0.02416 | 0.026603 | 0.02751 | 0.02751 | 0.02751 | 0.02751 | 0.02751 | 0.02751 | 0.02751
Under $55 | Under $40 | VRF | Under $55 | 54.2738 | HVAC | Urban | SC-Retro | M_Input_Retro | Commercial | Residential Care | VRF-Retro-Residential Care | 35.5161 | 54.2738 | C-Hea-HVAC-Vent-All-All-C | 0 | 0.0011762 | 0.0018755 | 0.0037956 | 0.0067107 | 0.010527 | 0.014862 | 0.019074 | 0.022454 | 0.024427 | 0.024667 | 0.023196 | 0.020432 | 0.016916 | 0.01321 | 0.0097684 | 0.00686 | 0.0045874 | 0.0029282 | 0.0017878 | 0.001046 | 0.20311 | 0.20311 | 0.0011762 | 0.0030517 | 0.0068473 | 0.013558 | 0.024085 | 0.038947 | 0.058021 | 0.080475 | 0.1049 | 0.12957 | 0.15277 | 0.1732 | 0.19011 | 0.20311 | 0.20311 | 0.20311 | 0.20311 | 0.20311 | 0.20311 | 0.20311
Under $45 | Under $30 | VRF | Under $45 | 43.9864 | HVAC | Urban | SC-Retro | M_Input_Retro | Commercial | Assembly | VRF-Retro-Assembly | 28.0057 | 43.9864 | C-All-HVAC-Vent-All-All-E | 0 | 0.0089172 | 0.014007 | 0.028013 | 0.048974 | 0.076105 | 0.10647 | 0.13576 | 0.15872 | 0.17162 | 0.17275 | 0.16252 | 0.14352 | 0.1191 | 0.093386 | 0.069287 | 0.048829 | 0.032777 | 0.021004 | 0.012877 | 0.007566 | 1.4796 | 1.4796 | 0.0089172 | 0.022924 | 0.050937 | 0.099911 | 0.17602 | 0.28249 | 0.41825 | 0.57697 | 0.74859 | 0.92134 | 1.0839 | 1.2274 | 1.3465 | 1.4399 | 1.4796 | 1.4796 | 1.4796 | 1.4796 | 1.4796 | 1.4796
Under $35 | Under $20 | VRF | Under $35 | 30.1116 | HVAC | Urban | SC-Retro | M_Input_Retro | Commercial | Other | VRF-Retro-Other | 18.6653 | 30.1116 | C-All-HVAC-Vent-All-All-E | 0 | 0.00050626 | 0.00080278 | 0.0016179 | 0.0028433 | 0.0044564 | 0.0062893 | 0.0080644 | 0.0094748 | 0.010272 | 0.010328 | 0.0096747 | 0.0084943 | 0.0070072 | 0.005454 | 0.0040186 | 0.0028114 | 0.0018728 | 0.0011908 | 0.00072423 | 0.00042208 | 0.077006 | 0.077006 | 0.00050626 | 0.001309 | 0.002927 | 0.0057703 | 0.010227 | 0.016516 | 0.02458 | 0.034055 | 0.044327 | 0.054656 | 0.06433 | 0.072825 | 0.077006 | 0.077006 | 0.077006 | 0.077006 | 0.077006 | 0.077006 | 0.077006 | 0.077006
Under $55 | Under $35 | VRF | Under $55 | 50.4494 | HVAC | Urban | SC-New | M_Input | Commercial | Large Off | VRF-NEW-Large Off | 33.0706 | 50.4494 | C-Off-HVAC-Vent-All-All-E | 0 | 0.0015182 | 0.0021465 | 0.0037918 | 0.0047108 | 0.0066073 | 0.0096052 | 0.012356 | 0.017351 | 0.023074 | 0.023156 | 0.027208 | 0.031252 | 0.029464 | 0.031946 | 0.031923 | 0.03224 | 0.03223 | 0.03222 | 0.032211 | 0.032201 | 0.41721 | 0.41721 | 0.0015182 | 0.0036647 | 0.0074565 | 0.012167 | 0.018775 | 0.02838 | 0.040736 | 0.058087 | 0.081161 | 0.10432 | 0.13153 | 0.16278 | 0.19224 | 0.22419 | 0.25611 | 0.28835 | 0.32058 | 0.3528 | 0.38501 | 0.41721
Under $55 | Under $35 | VRF | Under $55 | 50.8719 | HVAC | Urban | SC-New | M_Input | Commercial | Medium Off | VRF-NEW-Medium Off | 33.355 | 50.8719 | C-Off-HVAC-Vent-All-All-E | 0 | 0.0097194 | 0.01364 | 0.024136 | 0.030087 | 0.042014 | 0.060876 | 0.078313 | 0.1098 | 0.14602 | 0.14664 | 0.17292 | 0.19711 | 0.18623 | 0.20213 | 0.20205 | 0.20397 | 0.20383 | 0.20368 | 0.20353 | 0.20339 | 2.6401 | 2.6401 | 0.0097194 | 0.02336 | 0.047496 | 0.077582 | 0.1196 | 0.18047 | 0.25879 | 0.36858 | 0.5146 | 0.66125 | 0.83417 | 1.0313 | 1.2175 | 1.4197 | 1.6217 | 1.8257 | 2.0295 | 2.2332 | 2.4367 | 2.6401
Under $35 | Under $20 | VRF | Under $35 | 30.363 | HVAC | Urban | SC-New | M_Input | Commercial | Small Off | VRF-NEW-Small Off | 19.5485 | 30.363 | C-Off-HVAC-Vent-All-All-E | 0 | 0.0040838 | 0.0057212 | 0.010127 | 0.012634 | 0.017625 | 0.025517 | 0.032826 | 0.046007 | 0.061185 | 0.061457 | 0.072533 | 0.082526 | 0.078012 | 0.084694 | 0.084668 | 0.085463 | 0.085393 | 0.085323 | 0.085253 | 0.085183 | 1.1062 | 1.1062 | 0.0040838 | 0.009805 | 0.019932 | 0.032567 | 0.050191 | 0.075709 | 0.10854 | 0.15454 | 0.21573 | 0.27718 | 0.34972 | 0.43224 | 0.51025 | 0.59495 | 0.67962 | 0.76508 | 0.85047 | 0.93579 | 1.021 | 1.1062
Under $65 | Under $45 | VRF | Under $65 | 62.8086 | HVAC | Urban | SC-New | M_Input | Commercial | XLarge Ret | VRF-NEW-XLarge Ret | 41.5516 | 62.8086 | C-Ret-HVAC-Vent-All-All-E | 0 | 0.00018127 | 0.00027913 | 0.00041859 | 0.00059884 | 0.00085497 | 0.0011553 | 0.0016631 | 0.0034455 | 0.0047253 | 0.0047555 | 0.0050537 | 0.0053155 | 0.004621 | 0.0049754 | 0.0047471 | 0.0053437 | 0.0058919 | 0.00644 | 0.0069881 | 0.0075363 | 0.07499 | 0.07499 | 0.00018127 | 0.0004604 | 0.00087899 | 0.0014778 | 0.0023328 | 0.0034881 | 0.0051512 | 0.0085967 | 0.013322 | 0.018078 | 0.023131 | 0.028447 | 0.033068 | 0.038043 | 0.04279 | 0.048134 | 0.054026 | 0.060466 | 0.067454 | 0.07499
Under $65 | Under $45 | VRF | Under $65 | 62.8086 | HVAC | Urban | SC-New | M_Input | Commercial | Large Ret | VRF-NEW-Large Ret | 41.5516 | 62.8086 | C-Ret-HVAC-Vent-All-All-E | 0 | 6.6994e-05 | 0.00010264 | 0.00015394 | 0.00022029 | 0.00031673 | 0.00042963 | 0.00061803 | 0.0012752 | 0.0017475 | 0.0017594 | 0.0018715 | 0.0019689 | 0.0017127 | 0.0018435 | 0.0017602 | 0.0019817 | 0.0021852 | 0.0023887 | 0.0025922 | 0.0027958 | 0.027791 | 0.027791 | 6.6994e-05 | 0.00016964 | 0.00032357 | 0.00054387 | 0.0008606 | 0.0012902 | 0.0019083 | 0.0031835 | 0.004931 | 0.0066904 | 0.0085619 | 0.010531 | 0.012244 | 0.014087 | 0.015847 | 0.017829 | 0.020014 | 0.022403 | 0.024995 | 0.027791
Under $65 | Under $45 | VRF | Under $65 | 62.8086 | HVAC | Urban | SC-New | M_Input | Commercial | Medium Ret | VRF-NEW-Medium Ret | 41.5516 | 62.8086 | C-Ret-HVAC-Vent-All-All-E | 0 | 0.00024065 | 0.00036843 | 0.00055255 | 0.00079078 | 0.0011382 | 0.0015448 | 0.0022219 | 0.0045819 | 0.006278 | 0.0063212 | 0.0067247 | 0.0070751 | 0.0061551 | 0.0066247 | 0.006326 | 0.0071222 | 0.0078538 | 0.0085854 | 0.009317 | 0.010049 | 0.099871 | 0.099871 | 0.00024065 | 0.00060908 | 0.0011616 | 0.0019524 | 0.0030906 | 0.0046353 | 0.0068572 | 0.011439 | 0.017717 | 0.024038 | 0.030763 | 0.037838 | 0.043993 | 0.050618 | 0.056944 | 0.064066 | 0.07192 | 0.080505 | 0.089822 | 0.099871
Under $65 | Under $45 | VRF | Under $65 | 62.8086 | HVAC | Urban | SC-New | M_Input | Commercial | Small Ret | VRF-NEW-Small Ret | 41.5516 | 62.8086 | C-Ret-HVAC-Vent-All-All-E | 0 | 6.9367e-05 | 0.00010515 | 0.00015773 | 0.00022587 | 0.00032957 | 0.00045056 | 0.0006472 | 0.0013244 | 0.0018117 | 0.0018258 | 0.0019457 | 0.0020482 | 0.0017839 | 0.0019188 | 0.0018349 | 0.0020664 | 0.0022792 | 0.0024919 | 0.0027047 | 0.0029174 | 0.028938 | 0.028938 | 6.9367e-05 | 0.00017451 | 0.00033224 | 0.00055811 | 0.00088768 | 0.0013382 | 0.0019854 | 0.0033098 | 0.0051215 | 0.0069473 | 0.008893 | 0.010941 | 0.012725 | 0.014644 | 0.016479 | 0.018545 | 0.020824 | 0.023316 | 0.026021 | 0.028938
Under $65 | Under $45 | VRF | Under $65 | 62.253 | HVAC | Urban | SC-New | M_Input | Commercial | School K-12 | VRF-NEW-School K-12 | 41.081 | 62.253 | C-Sch-HVAC-Vent-All-All-C | 0 | 0.00024302 | 0.00038755 | 0.00061418 | 0.0010217 | 0.0015573 | 0.0018705 | 0.0023785 | 0.0029977 | 0.0037149 | 0.0038837 | 0.0045735 | 0.0048262 | 0.0054163 | 0.0050985 | 0.0054181 | 0.0053925 | 0.0053115 | 0.0052304 | 0.0051494 | 0.0050684 | 0.070154 | 0.070154 | 0.00024302 | 0.00063057 | 0.0012447 | 0.0022665 | 0.0038238 | 0.0056943 | 0.0080728 | 0.01107 | 0.014785 | 0.018669 | 0.023243 | 0.028069 | 0.033485 | 0.038584 | 0.044002 | 0.049394 | 0.054706 | 0.059936 | 0.065086 | 0.070154
Under $65 | Under $40 | VRF | Under $65 | 60.008 | HVAC | Urban | SC-New | M_Input | Commercial | University | VRF-NEW-University | 38.7914 | 60.008 | C-All-HVAC-Vent-All-All-E | 0 | 0.00044632 | 0.00074947 | 0.00087317 | 0.0016426 | 0.0025996 | 0.0031972 | 0.0047044 | 0.0062279 | 0.0075195 | 0.00874 | 0.0095071 | 0.0091169 | 0.010987 | 0.0097699 | 0.010016 | 0.011005 | 0.011892 | 0.012779 | 0.013666 | 0.014553 | 0.14999 | 0.14999 | 0.00044632 | 0.0011958 | 0.002069 | 0.0037116 | 0.0063112 | 0.0095084 | 0.014213 | 0.020441 | 0.02796 | 0.0367 | 0.046207 | 0.055324 | 0.066311 | 0.076081 | 0.086097 | 0.097102 | 0.10899 | 0.12177 | 0.13544 | 0.14999
Under $65 | Under $45 | VRF | Under $65 | 61.7828 | HVAC | Urban | SC-New | M_Input | Commercial | Warehouse | VRF-NEW-Warehouse | 40.5756 | 61.7828 | C-War-HVAC-Vent-All-All-E | 0 | 3.3626e-05 | 5.1526e-05 | 8.1802e-05 | 0.00011972 | 0.00021401 | 0.0002985 | 0.00037003 | 0.00040352 | 0.00039703 | 0.00041853 | 0.00051715 | 0.00056093 | 0.00058653 | 0.00060784 | 0.00061299 | 0.00060467 | 0.00059008 | 0.00057549 | 0.00056091 | 0.00054632 | 0.0081512 | 0.0081512 | 3.3626e-05 | 8.5152e-05 | 0.00016695 | 0.00028668 | 0.00050068 | 0.00079918 | 0.0011692 | 0.0015727 | 0.0019698 | 0.0023883 | 0.0029055 | 0.0034664 | 0.0040529 | 0.0046608 | 0.0052738 | 0.0058784 | 0.0064685 | 0.007044 | 0.0076049 | 0.0081512
Under $45 | Under $30 | VRF | Under $45 | 42.8869 | HVAC | Urban | SC-New | M_Input | Commercial | Supermarket | VRF-NEW-Supermarket | 28.025 | 42.8869 | C-Gro-HVAC-Vent-All-All-E | 0 | 2.6604e-05 | 4.1878e-05 | 6.2083e-05 | 8.7652e-05 | 0.00011845 | 0.00015463 | 0.00019468 | 0.00023663 | 0.0002791 | 0.0002906 | 0.00035353 | 0.00038042 | 0.00039954 | 0.00041097 | 0.00041635 | 0.00041739 | 0.00041419 | 0.00041098 | 0.00040777 | 0.00040456 | 0.005508 | 0.005508 | 2.6604e-05 | 6.8482e-05 | 0.00013057 | 0.00021822 | 0.00033667 | 0.0004913 | 0.00068598 | 0.00092261 | 0.0012017 | 0.0014923 | 0.0018458 | 0.0022263 | 0.0026258 | 0.0030368 | 0.0034531 | 0.0038705 | 0.0042847 | 0.0046957 | 0.0051035 | 0.005508
Under $45 | Under $30 | VRF | Under $45 | 42.8869 | HVAC | Urban | SC-New | M_Input | Commercial | MiniMart | VRF-NEW-MiniMart | 28.025 | 42.8869 | C-Gro-HVAC-Vent-All-All-E | 0 | 4.8765e-06 | 5.1755e-06 | 7.5405e-06 | 1.068e-05 | 2.135e-05 | 3.6338e-05 | 5.961e-05 | 0.00012163 | 0.00014953 | 0.00015215 | 0.0001888 | 0.00017981 | 0.00014987 | 0.00016242 | 0.00016053 | 0.00016453 | 0.00016688 | 0.00016923 | 0.00017158 | 0.00017393 | 0.0022565 | 0.0022565 | 4.8765e-06 | 1.0052e-05 | 1.7592e-05 | 2.8273e-05 | 4.9623e-05 | 8.5961e-05 | 0.00014557 | 0.0002672 | 0.00041673 | 0.00056888 | 0.00075768 | 0.00093749 | 0.0010874 | 0.0012498 | 0.0014103 | 0.0015748 | 0.0017417 | 0.001911 | 0.0020825 | 0.0022565
Under $45 | Under $30 | VRF | Under $45 | 42.4733 | HVAC | Urban | SC-New | M_Input | Commercial | Restaurant | VRF-NEW-Restaurant | 27.6213 | 42.4733 | C-Res-HVAC-Vent-All-All-E | 0 | 0.00036088 | 0.00057259 | 0.00085842 | 0.0012252 | 0.0016751 | 0.0022046 | 0.0027969 | 0.0045073 | 0.0059779 | 0.0068681 | 0.0078572 | 0.0086673 | 0.0079208 | 0.0083478 | 0.0078787 | 0.0086357 | 0.0093121 | 0.0099885 | 0.010665 | 0.011341 | 0.11766 | 0.11766 | 0.00036088 | 0.00093346 | 0.0017919 | 0.0030171 | 0.0046922 | 0.0068968 | 0.0096937 | 0.014201 | 0.020179 | 0.027047 | 0.034904 | 0.043571 | 0.051492 | 0.05984 | 0.067719 | 0.076355 | 0.085667 | 0.095655 | 0.10632 | 0.11766
Under $45 | Under $30 | VRF | Under $45 | 43.5828 | HVAC | Urban | SC-New | M_Input | Commercial | Lodging | VRF-NEW-Lodging | 27.734 | 43.5828 | C-All-HVAC-Vent-All-All-E | 0 | 0.003502 | 0.0055148 | 0.0082204 | 0.011738 | 0.01633 | 0.021856 | 0.028554 | 0.065441 | 0.09296 | 0.1131 | 0.12617 | 0.14255 | 0.12457 | 0.1233 | 0.12035 | 0.13055 | 0.13952 | 0.14849 | 0.15746 | 0.16643 | 1.7466 | 1.7466 | 0.003502 | 0.0090168 | 0.017237 | 0.028975 | 0.045305 | 0.06716 | 0.095715 | 0.16116 | 0.25412 | 0.36722 | 0.49338 | 0.63594 | 0.7605 | 0.88381 | 1.0042 | 1.1347 | 1.2742 | 1.4227 | 1.5802 | 1.7466
Under $55 | Under $35 | VRF | Under $55 | 51.3293 | HVAC | Urban | SC-New | M_Input | Commercial | Hospital | VRF-NEW-Hospital | 33.5339 | 51.3293 | C-Hea-HVAC-Vent-All-All-C | 0 | 0.00032731 | 0.00044711 | 0.00062403 | 0.00077277 | 0.0010936 | 0.0015144 | 0.0022324 | 0.0031934 | 0.004153 | 0.0042587 | 0.004773 | 0.0048602 | 0.0044985 | 0.0045545 | 0.0044768 | 0.0044625 | 0.0044024 | 0.0043423 | 0.0042822 | 0.0042221 | 0.063491 | 0.063491 | 0.00032731 | 0.00077442 | 0.0013984 | 0.0021712 | 0.0032648 | 0.0047793 | 0.0070117 | 0.010205 | 0.014358 | 0.018617 | 0.02339 | 0.02825 | 0.032748 | 0.037303 | 0.04178 | 0.046242 | 0.050645 | 0.054987 | 0.059269 | 0.063491
Under $55 | Under $35 | VRF | Under $55 | 51.3293 | HVAC | Urban | SC-New | M_Input | Commercial | Residential Care | VRF-NEW-Residential Care | 33.5339 | 51.3293 | C-Hea-HVAC-Vent-All-All-C | 0 | 0.0057984 | 0.0081334 | 0.011339 | 0.014592 | 0.021356 | 0.030229 | 0.044879 | 0.067071 | 0.086969 | 0.090792 | 0.10413 | 0.1064 | 0.10102 | 0.10227 | 0.10268 | 0.10329 | 0.10285 | 0.10241 | 0.10196 | 0.10152 | 1.4097 | 1.4097 | 0.0057984 | 0.013932 | 0.025271 | 0.039863 | 0.061219 | 0.091448 | 0.13633 | 0.2034 | 0.29037 | 0.38116 | 0.48529 | 0.59169 | 0.69271 | 0.79497 | 0.89766 | 1.0009 | 1.1038 | 1.2062 | 1.3082 | 1.4097
Under $35 | Under $20 | VRF | Under $35 | 30.1546 | HVAC | Urban | SC-New | M_Input | Commercial | Assembly | VRF-NEW-Assembly | 18.6942 | 30.1546 | C-All-HVAC-Vent-All-All-E | 0 | 0.0014134 | 0.0026755 | 0.0031902 | 0.0045665 | 0.0069296 | 0.015687 | 0.0211 | 0.034478 | 0.054735 | 0.072694 | 0.091137 | 0.089812 | 0.099375 | 0.094286 | 0.095833 | 0.098474 | 0.10014 | 0.1018 | 0.10346 | 0.10512 | 1.1969 | 1.1969 | 0.0014134 | 0.0040889 | 0.0072791 | 0.011846 | 0.018775 | 0.034462 | 0.055563 | 0.090041 | 0.14478 | 0.21747 | 0.30861 | 0.39842 | 0.49779 | 0.59208 | 0.68791 | 0.78639 | 0.88652 | 0.98832 | 1.0918 | 1.1969
Under $30 | Under $20 | VRF | Under $30 | 27.6824 | HVAC | Urban | SC-New | M_Input | Commercial | Other | VRF-NEW-Other | 17.0299 | 27.6824 | C-All-HVAC-Vent-All-All-E | 0 | 0.013446 | 0.020597 | 0.025185 | 0.047468 | 0.070947 | 0.09687 | 0.13025 | 0.17183 | 0.20824 | 0.22909 | 0.27913 | 0.28122 | 0.28632 | 0.28377 | 0.27675 | 0.27759 | 0.27559 | 0.2736 | 0.2716 | 0.2696 | 3.7891 | 3.7891 | 0.013446 | 0.034043 | 0.059228 | 0.1067 | 0.17764 | 0.27451 | 0.40477 | 0.5766 | 0.78484 | 1.0139 | 1.2931 | 1.5743 | 1.8606 | 2.1444 | 2.4211 | 2.6987 | 2.9743 | 3.2479 | 3.5195 | 3.7891
Under $5 | Under $25 | Washer | Under $5 | -33.044 | Water Heating | Urban | SC-NR | Measure InputOutput | Commercial | All | Washer | 21.8575 | -33.044 | C-All-WH-All-All-All-E | C-All-WH-All-All-All-E | 0.027861 | 0.036415 | 0.045758 | 0.055266 | 0.06416 | 0.071751 | 0.077535 | 0.081402 | 0.0836 | 0.084609 | 0.084906 | 0.084837 | 0.084617 | 0.084378 | 0.084137 | 0.083899 | 0.083662 | 0.083426 | 0.08319 | 0.082955 | 0.90286 | 0.90286 | 0.027861 | 0.064276 | 0.11003 | 0.1653 | 0.22946 | 0.30121 | 0.37875 | 0.46015 | 0.54375 | 0.62836 | 0.71326 | 0.7981 | 0.88272 | 0.90286 | 0.90286 | 0.90286 | 0.90286 | 0.90286 | 0.90286 | 0.90286
Under $5 | Under $10 | Municipal Sewage Treatment | Under $5 | -4.0744 | Process Loads | Urban | SC-Retro | Measure InputOutput | Commercial | Commercial | Optimize Municipal Sewage ; >10 MGD Design Capacity | 6.36 | -4.0744 | C-WWW-Proc-All-All-All-U | 0 | 0.009332 | 0.011733 | 0.014605 | 0.01708 | 0.019553 | 0.022959 | 0.025139 | 0.0255 | 0.023726 | 0.019983 | 0.014946 | 0.0096289 | 0.0050195 | 0.001708 | 0 | 0 | 0 | 0 | 0 | 0 | 0.18653 | 0.18653 | 0.009332 | 0.021065 | 0.035669 | 0.052749 | 0.072303 | 0.095261 | 0.1204 | 0.1459 | 0.16963 | 0.18653 | 0.18653 | 0.18653 | 0.18653 | 0.18653 | 0.18653 | 0.18653 | 0.18653 | 0.18653 | 0.18653 | 0.18653
Under $15 | Under $20 | Municipal Sewage Treatment | Under $15 | 14.3504 | Process Loads | Urban | SC-Retro | Measure InputOutput | Commercial | Commercial | Optimize Municipal Sewage ; <1 MGD Design Capacity | 18.7636 | 14.3504 | C-WWW-Proc-All-All-All-U | 0 | 0.031201 | 0.039228 | 0.04883 | 0.057108 | 0.065376 | 0.076761 | 0.084053 | 0.085258 | 0.079327 | 0.066812 | 0.049971 | 0.032194 | 0.016782 | 0.0057107 | 0 | 0 | 0 | 0 | 0 | 0 | 0.62366 | 0.62366 | 0.031201 | 0.070429 | 0.11926 | 0.17637 | 0.24174 | 0.3185 | 0.40256 | 0.48781 | 0.56714 | 0.62366 | 0.62366 | 0.62366 | 0.62366 | 0.62366 | 0.62366 | 0.62366 | 0.62366 | 0.62366 | 0.62366 | 0.62366
Under $20 | Under $25 | Municipal Sewage Treatment | Under $20 | 19.1071 | Process Loads | Urban | SC-Retro | Measure InputOutput | Commercial | Commercial | Optimize Municipal Sewage ; 1 to 10 MGD Design Capacity | 21.9657 | 19.1071 | C-WWW-Proc-All-All-All-U | 0 | 0.25907 | 0.32572 | 0.40545 | 0.47418 | 0.54283 | 0.63737 | 0.69791 | 0.70792 | 0.65868 | 0.55476 | 0.41492 | 0.26732 | 0.13935 | 0.047417 | 0 | 0 | 0 | 0 | 0 | 0 | 5.1785 | 5.1785 | 0.25907 | 0.58479 | 0.99024 | 1.4644 | 2.0073 | 2.6446 | 3.3425 | 4.0504 | 4.7091 | 5.1785 | 5.1785 | 5.1785 | 5.1785 | 5.1785 | 5.1785 | 5.1785 | 5.1785 | 5.1785 | 5.1785 | 5.1785
Under $20 | Under $15 | Water Cooler Controls | Under $20 | 18.6253 | Refrigeration | Urban | SC-NR | M_Input | Commercial | Commercial | Market Average to ES 2.0 Upgrade | 12.1808 | 18.6253 | I-All-SecTotal-All-All-All-E | 0 | 0.01997 | 0.031346 | 0.045153 | 0.060953 | 0.077959 | 0.095181 | 0.11168 | 0.12688 | 0.14069 | 0.1535 | 0.15453 | 0.15489 | 0.15499 | 0.15501 | 0.15501 | 0.15501 | 0.15501 | 0.15501 | 0.15501 | 0.15501 | 0.65921 | 0.65921 | 0.01997 | 0.051317 | 0.096469 | 0.15742 | 0.23538 | 0.33056 | 0.44224 | 0.56912 | 0.65921 | 0.65921 | 0.65921 | 0.65921 | 0.65921 | 0.65921 | 0.65921 | 0.65921 | 0.65921 | 0.65921 | 0.65921 | 0.65921
Under $10 | Under $5 | Water Cooler Controls | Under $10 | 6.3069 | Refrigeration | Urban | SC-NR | M_Input | Commercial | Commercial | Timer on ES 2.0 Hot & Cold Water Cooler | 3.5749 | 6.3069 | C-All-Plug-TimerOff6PM6AM-All-All-S | 0 | 0.054585 | 0.085679 | 0.12342 | 0.1666 | 0.21309 | 0.26016 | 0.30526 | 0.3468 | 0.38455 | 0.41957 | 0.42237 | 0.42335 | 0.42363 | 0.42369 | 0.4237 | 0.4237 | 0.4237 | 0.4237 | 0.4237 | 0.4237 | 1.8018 | 1.8018 | 0.054585 | 0.14026 | 0.26368 | 0.43028 | 0.64337 | 0.90352 | 1.2088 | 1.5556 | 1.8018 | 1.8018 | 1.8018 | 1.8018 | 1.8018 | 1.8018 | 1.8018 | 1.8018 | 1.8018 | 1.8018 | 1.8018 | 1.8018
Under $40 | Under $30 | Water Cooler Controls | Under $40 | 39.7466 | Refrigeration | Urban | SC-NR | M_Input | Commercial | Commercial | Timer on ES 2.0 Cold Only Water Cooler | 26.0864 | 39.7466 | C-All-Plug-TimerOff6PM6AM-All-All-S | 0 | 0.0027292 | 0.0042839 | 0.0061708 | 0.0083301 | 0.010654 | 0.013008 | 0.015263 | 0.01734 | 0.019228 | 0.020978 | 0.021118 | 0.021168 | 0.021181 | 0.021184 | 0.021185 | 0.021185 | 0.021185 | 0.021185 | 0.021185 | 0.021185 | 0.090091 | 0.090091 | 0.0027292 | 0.0070132 | 0.013184 | 0.021514 | 0.032168 | 0.045176 | 0.060439 | 0.077779 | 0.090091 | 0.090091 | 0.090091 | 0.090091 | 0.090091 | 0.090091 | 0.090091 | 0.090091 | 0.090091 | 0.090091 | 0.090091 | 0.090091
Under $15 | Under $10 | Municipal Water Supply | Under $15 | 13.1471 | Process Loads | Urban | SC-Retro | Measure InputOutput | Commercial | Commercial | Municipal Water Supply-Retro | 8.0704 | 13.1471 | C-WWW-Proc-All-All-All-U | 0 | 0.12845 | 0.16149 | 0.20102 | 0.23509 | 0.26913 | 0.316 | 0.34602 | 0.35098 | 0.32656 | 0.27504 | 0.20571 | 0.13253 | 0.069088 | 0.023509 | 0 | 0 | 0 | 0 | 0 | 0 | 2.5674 | 2.5674 | 0.12845 | 0.28993 | 0.49095 | 0.72604 | 0.99517 | 1.3112 | 1.6572 | 2.0082 | 2.3347 | 2.5674 | 2.5674 | 2.5674 | 2.5674 | 2.5674 | 2.5674 | 2.5674 | 2.5674 | 2.5674 | 2.5674 | 2.5674
Under $5 | Under $5 | WEPT | Under $5 | 0 | HVAC | Urban | SC-Retro | M_Input_Retro | Commercial | Large Off | WEPT-Retro-Large Off | 0 | 0 | C-LOff-HVAC-ER-All-All-C | 0 | 0 | 0 | 0 | 0 | 0 | 0 | 0 | 0 | 0 | 0 | 0 | 0 | 0 | 0 | 0 | 0 | 0 | 0 | 0 | 0 | 0 | 0 | 0 | 0 | 0 | 0 | 0 | 0 | 0 | 0 | 0 | 0 | 0 | 0 | 0 | 0 | 0 | 0 | 0 | 0 | 0 | 0
Under $5 | Under $5 | WEPT | Under $5 | 0 | HVAC | Urban | SC-Retro | M_Input_Retro | Commercial | Medium Off | WEPT-Retro-Medium Off | 0 | 0 | C-LOff-HVAC-ER-All-All-C | 0 | 0 | 0 | 0 | 0 | 0 | 0 | 0 | 0 | 0 | 0 | 0 | 0 | 0 | 0 | 0 | 0 | 0 | 0 | 0 | 0 | 0 | 0 | 0 | 0 | 0 | 0 | 0 | 0 | 0 | 0 | 0 | 0 | 0 | 0 | 0 | 0 | 0 | 0 | 0 | 0 | 0 | 0
Under $20 | Under $15 | WEPT | Under $20 | 15.6729 | HVAC | Urban | SC-Retro | M_Input_Retro | Commercial | Small Off | WEPT-Retro-Small Off | 10.0378 | 15.6729 | C-SOff-HVAC-ER-All-All-C | 0 | 0.028516 | 0.03622 | 0.045476 | 0.053553 | 0.061703 | 0.07289 | 0.08027 | 0.081864 | 0.076562 | 0.064778 | 0.048641 | 0.031434 | 0.016395 | 0.0055062 | 0 | 0 | 0 | 0 | 0 | 0 | 0.6378 | 0.6378 | 0.028516 | 0.064736 | 0.11021 | 0.16377 | 0.22547 | 0.29836 | 0.37863 | 0.46049 | 0.53705 | 0.60183 | 0.6378 | 0.6378 | 0.6378 | 0.6378 | 0.6378 | 0.6378 | 0.6378 | 0.6378 | 0.6378 | 0.6378
Under $5 | Under $5 | WEPT | Under $5 | 0 | HVAC | Urban | SC-Retro | M_Input_Retro | Commercial | XLarge Ret | WEPT-Retro-XLarge Ret | 0 | 0 | C-Ret-HVAC-ER-All-All-C | 0 | 0 | 0 | 0 | 0 | 0 | 0 | 0 | 0 | 0 | 0 | 0 | 0 | 0 | 0 | 0 | 0 | 0 | 0 | 0 | 0 | 0 | 0 | 0 | 0 | 0 | 0 | 0 | 0 | 0 | 0 | 0 | 0 | 0 | 0 | 0 | 0 | 0 | 0 | 0 | 0 | 0 | 0
Under $5 | Under $5 | WEPT | Under $5 | 0 | HVAC | Urban | SC-Retro | M_Input_Retro | Commercial | Large Ret | WEPT-Retro-Large Ret | 0 | 0 | C-Ret-HVAC-ER-All-All-C | 0 | 0 | 0 | 0 | 0 | 0 | 0 | 0 | 0 | 0 | 0 | 0 | 0 | 0 | 0 | 0 | 0 | 0 | 0 | 0 | 0 | 0 | 0 | 0 | 0 | 0 | 0 | 0 | 0 | 0 | 0 | 0 | 0 | 0 | 0 | 0 | 0 | 0 | 0 | 0 | 0 | 0 | 0
Under $20 | Under $15 | WEPT | Under $20 | 16.6726 | HVAC | Urban | SC-Retro | M_Input_Retro | Commercial | Medium Ret | WEPT-Retro-Medium Ret | 11.0295 | 16.6726 | C-Ret-HVAC-ER-All-All-C | 0 | 0 | 0 | 0 | 0 | 0 | 0 | 0 | 0 | 0 | 0 | 0 | 0 | 0 | 0 | 0 | 0 | 0 | 0 | 0 | 0 | 0 | 0 | 0 | 0 | 0 | 0 | 0 | 0 | 0 | 0 | 0 | 0 | 0 | 0 | 0 | 0 | 0 | 0 | 0 | 0 | 0 | 0
Under $20 | Under $15 | WEPT | Under $20 | 16.6726 | HVAC | Urban | SC-Retro | M_Input_Retro | Commercial | Small Ret | WEPT-Retro-Small Ret | 11.0295 | 16.6726 | C-Ret-HVAC-ER-All-All-C | 0 | 0.011942 | 0.01512 | 0.018932 | 0.022243 | 0.025573 | 0.030147 | 0.033137 | 0.033736 | 0.0315 | 0.026611 | 0.019956 | 0.012884 | 0.00672 | 0.0022674 | 0 | 0 | 0 | 0 | 0 | 0 | 0.25744 | 0.25744 | 0.011942 | 0.027061 | 0.045993 | 0.068235 | 0.093809 | 0.12396 | 0.15709 | 0.19083 | 0.22233 | 0.24894 | 0.25744 | 0.25744 | 0.25744 | 0.25744 | 0.25744 | 0.25744 | 0.25744 | 0.25744 | 0.25744 | 0.25744
Under $20 | Under $15 | WEPT | Under $20 | 17.1795 | HVAC | Urban | SC-Retro | M_Input_Retro | Commercial | School K-12 | WEPT-Retro-School K-12 | 11.5453 | 17.1795 | C-Sch-HVAC-ER-All-All-C | 0 | 0.033764 | 0.042792 | 0.053626 | 0.06305 | 0.07254 | 0.08557 | 0.094111 | 0.095864 | 0.089555 | 0.075693 | 0.056786 | 0.036674 | 0.019128 | 0.0064447 | 0 | 0 | 0 | 0 | 0 | 0 | 0.7363 | 0.7363 | 0.033764 | 0.076556 | 0.13018 | 0.19323 | 0.26577 | 0.35134 | 0.44545 | 0.54132 | 0.63087 | 0.70657 | 0.7363 | 0.7363 | 0.7363 | 0.7363 | 0.7363 | 0.7363 | 0.7363 | 0.7363 | 0.7363 | 0.7363
Under $5 | Under $5 | WEPT | Under $5 | 0 | HVAC | Urban | SC-Retro | M_Input_Retro | Commercial | University | WEPT-Retro-University | 0 | 0 | C-Unv-HVAC-ER-All-All-C | 0 | 0 | 0 | 0 | 0 | 0 | 0 | 0 | 0 | 0 | 0 | 0 | 0 | 0 | 0 | 0 | 0 | 0 | 0 | 0 | 0 | 0 | 0 | 0 | 0 | 0 | 0 | 0 | 0 | 0 | 0 | 0 | 0 | 0 | 0 | 0 | 0 | 0 | 0 | 0 | 0 | 0 | 0
Under $5 | Under $5 | WEPT | Under $5 | 0 | HVAC | Urban | SC-Retro | M_Input_Retro | Commercial | Warehouse | WEPT-Retro-Warehouse | 0 | 0 | C-War-HVAC-ER-All-All-C | 0 | 0 | 0 | 0 | 0 | 0 | 0 | 0 | 0 | 0 | 0 | 0 | 0 | 0 | 0 | 0 | 0 | 0 | 0 | 0 | 0 | 0 | 0 | 0 | 0 | 0 | 0 | 0 | 0 | 0 | 0 | 0 | 0 | 0 | 0 | 0 | 0 | 0 | 0 | 0 | 0 | 0 | 0
Under $5 | Under $5 | WEPT | Under $5 | 0 | HVAC | Urban | SC-Retro | M_Input_Retro | Commercial | Supermarket | WEPT-Retro-Supermarket | 0 | 0 | C-Gro-HVAC-ER-All-All-C | 0 | 0 | 0 | 0 | 0 | 0 | 0 | 0 | 0 | 0 | 0 | 0 | 0 | 0 | 0 | 0 | 0 | 0 | 0 | 0 | 0 | 0 | 0 | 0 | 0 | 0 | 0 | 0 | 0 | 0 | 0 | 0 | 0 | 0 | 0 | 0 | 0 | 0 | 0 | 0 | 0 | 0 | 0
Under $5 | Under $5 | WEPT | Under $5 | 0 | HVAC | Urban | SC-Retro | M_Input_Retro | Commercial | MiniMart | WEPT-Retro-MiniMart | 0 | 0 | C-Gro-HVAC-ER-All-All-C | 0 | 0 | 0 | 0 | 0 | 0 | 0 | 0 | 0 | 0 | 0 | 0 | 0 | 0 | 0 | 0 | 0 | 0 | 0 | 0 | 0 | 0 | 0 | 0 | 0 | 0 | 0 | 0 | 0 | 0 | 0 | 0 | 0 | 0 | 0 | 0 | 0 | 0 | 0 | 0 | 0 | 0 | 0
Under $5 | Under $5 | WEPT | Under $5 | 0 | HVAC | Urban | SC-Retro | M_Input_Retro | Commercial | Restaurant | WEPT-Retro-Restaurant | 0 | 0 | C-Res-HVAC-ER-All-All-C | 0 | 0 | 0 | 0 | 0 | 0 | 0 | 0 | 0 | 0 | 0 | 0 | 0 | 0 | 0 | 0 | 0 | 0 | 0 | 0 | 0 | 0 | 0 | 0 | 0 | 0 | 0 | 0 | 0 | 0 | 0 | 0 | 0 | 0 | 0 | 0 | 0 | 0 | 0 | 0 | 0 | 0 | 0
Under $20 | Under $15 | WEPT | Under $20 | 18.204 | HVAC | Urban | SC-Retro | M_Input_Retro | Commercial | Lodging | WEPT-Retro-Lodging | 12.5349 | 18.204 | C-Lod-HVAC-ER-All-All-C | 0 | 0.00080671 | 0.0010259 | 0.0012894 | 0.0015197 | 0.0017524 | 0.0020717 | 0.0022831 | 0.0023299 | 0.0021804 | 0.0018458 | 0.0013867 | 0.00089647 | 0.00046755 | 0.00015675 | 0 | 0 | 0 | 0 | 0 | 0 | 0.018294 | 0.018294 | 0.00080671 | 0.0018326 | 0.003122 | 0.0046417 | 0.006394 | 0.0084658 | 0.010749 | 0.013079 | 0.015259 | 0.017105 | 0.018294 | 0.018294 | 0.018294 | 0.018294 | 0.018294 | 0.018294 | 0.018294 | 0.018294 | 0.018294 | 0.018294
Under $5 | Under $5 | WEPT | Under $5 | 0 | HVAC | Urban | SC-Retro | M_Input_Retro | Commercial | Hospital | WEPT-Retro-Hospital | 0 | 0 | C-Hea-HVAC-ER-All-All-C | 0 | 0 | 0 | 0 | 0 | 0 | 0 | 0 | 0 | 0 | 0 | 0 | 0 | 0 | 0 | 0 | 0 | 0 | 0 | 0 | 0 | 0 | 0 | 0 | 0 | 0 | 0 | 0 | 0 | 0 | 0 | 0 | 0 | 0 | 0 | 0 | 0 | 0 | 0 | 0 | 0 | 0 | 0
Under $20 | Under $15 | WEPT | Under $20 | 19.1368 | HVAC | Urban | SC-Retro | M_Input_Retro | Commercial | Residential Care | WEPT-Retro-Residential Care | 13.4455 | 19.1368 | C-Hea-HVAC-ER-All-All-C | 0 | 0.00025422 | 0.00032328 | 0.00040632 | 0.0004789 | 0.00055222 | 0.00065286 | 0.00071946 | 0.00073423 | 0.0006871 | 0.00058167 | 0.00043699 | 0.0002825 | 0.00014734 | 4.9397e-05 | 0 | 0 | 0 | 0 | 0 | 0 | 0.005765 | 0.005765 | 0.00025422 | 0.0005775 | 0.00098382 | 0.0014627 | 0.0020149 | 0.0026678 | 0.0033873 | 0.0041215 | 0.0048086 | 0.0053903 | 0.005765 | 0.005765 | 0.005765 | 0.005765 | 0.005765 | 0.005765 | 0.005765 | 0.005765 | 0.005765 | 0.005765
Under $5 | Under $5 | WEPT | Under $5 | 0 | HVAC | Urban | SC-Retro | M_Input_Retro | Commercial | Assembly | WEPT-Retro-Assembly | 0 | 0 | C-All-HVAC-ER-All-All-C | 0 | 0 | 0 | 0 | 0 | 0 | 0 | 0 | 0 | 0 | 0 | 0 | 0 | 0 | 0 | 0 | 0 | 0 | 0 | 0 | 0 | 0 | 0 | 0 | 0 | 0 | 0 | 0 | 0 | 0 | 0 | 0 | 0 | 0 | 0 | 0 | 0 | 0 | 0 | 0 | 0 | 0 | 0
Under $5 | Under $5 | WEPT | Under $5 | 0 | HVAC | Urban | SC-Retro | M_Input_Retro | Commercial | Other | WEPT-Retro-Other | 0 | 0 | C-All-HVAC-ER-All-All-C | 0 | 0 | 0 | 0 | 0 | 0 | 0 | 0 | 0 | 0 | 0 | 0 | 0 | 0 | 0 | 0 | 0 | 0 | 0 | 0 | 0 | 0 | 0 | 0 | 0 | 0 | 0 | 0 | 0 | 0 | 0 | 0 | 0 | 0 | 0 | 0 | 0 | 0 | 0 | 0 | 0 | 0 | 0
Under $20 | Under $10 | WHTanks | Under $20 | 15.6314 | Water Heating | Urban | SC-New | M_Input_New | Commercial | Large Off | WHTanks-New-Large Off | 9.5277 | 15.6314 | C-All-WH-All-All-All-E | C-All-WH-All-All-All-E | 0.0006856 | 0.00071761 | 0.00094737 | 0.00088992 | 0.00096639 | 0.0011157 | 0.0011691 | 0.0013766 | 0.0015785 | 0.001402 | 0.0015002 | 0.0016091 | 0.0014336 | 0.0014998 | 0.0014665 | 0.001466 | 0.0014656 | 0.0014651 | 0.0014647 | 0.0014643 | 0.025684 | 0.025684 | 0.0006856 | 0.0014032 | 0.0023506 | 0.0032405 | 0.0042069 | 0.0053226 | 0.0064916 | 0.0078682 | 0.0094467 | 0.010849 | 0.012349 | 0.013958 | 0.015392 | 0.016891 | 0.018358 | 0.019824 | 0.02129 | 0.022755 | 0.024219 | 0.025684
Under $20 | Under $10 | WHTanks | Under $20 | 15.6314 | Water Heating | Urban | SC-New | M_Input_New | Commercial | Medium Off | WHTanks-New-Medium Off | 9.5277 | 15.6314 | C-All-WH-All-All-All-E | C-All-WH-All-All-All-E | 0.00090463 | 0.00093972 | 0.0012427 | 0.0011713 | 0.0012663 | 0.001457 | 0.0015269 | 0.001795 | 0.0020584 | 0.0018295 | 0.0019649 | 0.0020912 | 0.0018672 | 0.0019554 | 0.0019126 | 0.0019113 | 0.0019099 | 0.0019085 | 0.0019071 | 0.0019057 | 0.033525 | 0.033525 | 0.00090463 | 0.0018443 | 0.003087 | 0.0042584 | 0.0055247 | 0.0069817 | 0.0085086 | 0.010304 | 0.012362 | 0.014191 | 0.016156 | 0.018248 | 0.020115 | 0.02207 | 0.023983 | 0.025894 | 0.027804 | 0.029712 | 0.031619 | 0.033525
Under $20 | Under $10 | WHTanks | Under $20 | 15.6314 | Water Heating | Urban | SC-New | M_Input_New | Commercial | Small Off | WHTanks-New-Small Off | 9.5277 | 15.6314 | C-All-WH-All-All-All-E | C-All-WH-All-All-All-E | 7.1372e-05 | 7.4008e-05 | 9.7909e-05 | 9.2359e-05 | 9.9745e-05 | 0.00011468 | 0.00012017 | 0.00014122 | 0.00016194 | 0.00014396 | 0.00015475 | 0.0001644 | 0.00014686 | 0.00015384 | 0.00015049 | 0.00015036 | 0.00015024 | 0.00015011 | 0.00014999 | 0.00014986 | 0.0026383 | 0.0026383 | 7.1372e-05 | 0.00014538 | 0.00024329 | 0.00033565 | 0.00043539 | 0.00055007 | 0.00067024 | 0.00081146 | 0.00097341 | 0.0011174 | 0.0012721 | 0.0014365 | 0.0015834 | 0.0017372 | 0.0018877 | 0.0020381 | 0.0021883 | 0.0023384 | 0.0024884 | 0.0026383
Under $15 | Under $10 | WHTanks | Under $15 | 13.0995 | Water Heating | Urban | SC-New | M_Input_New | Commercial | XLarge Ret | WHTanks-New-XLarge Ret | 7.8232 | 13.0995 | C-All-WH-All-All-All-E | C-All-WH-All-All-All-E | 3.0619e-05 | 3.4988e-05 | 3.9143e-05 | 4.2442e-05 | 4.6947e-05 | 5.0352e-05 | 5.9152e-05 | 0.00010318 | 0.00012202 | 0.0001087 | 0.00010512 | 0.00010317 | 8.4697e-05 | 8.7985e-05 | 8.2105e-05 | 9.1582e-05 | 0.00010106 | 0.00011053 | 0.00012001 | 0.00012949 | 0.0016533 | 0.0016533 | 3.0619e-05 | 6.5606e-05 | 0.00010475 | 0.00014719 | 0.00019414 | 0.00024449 | 0.00030364 | 0.00040682 | 0.00052885 | 0.00063755 | 0.00074267 | 0.00084585 | 0.00093054 | 0.0010185 | 0.0011006 | 0.0011922 | 0.0012933 | 0.0014038 | 0.0015238 | 0.0016533
Under $15 | Under $10 | WHTanks | Under $15 | 13.0995 | Water Heating | Urban | SC-New | M_Input_New | Commercial | Large Ret | WHTanks-New-Large Ret | 7.8232 | 13.0995 | C-All-WH-All-All-All-E | C-All-WH-All-All-All-E | 1.7407e-06 | 1.9788e-06 | 2.2141e-06 | 2.4015e-06 | 2.6755e-06 | 2.8806e-06 | 3.3817e-06 | 5.8748e-06 | 6.9419e-06 | 6.1868e-06 | 5.9886e-06 | 5.8791e-06 | 4.8292e-06 | 5.015e-06 | 4.6834e-06 | 5.2247e-06 | 5.7659e-06 | 6.3072e-06 | 6.8485e-06 | 7.3897e-06 | 9.4208e-05 | 9.4208e-05 | 1.7407e-06 | 3.7196e-06 | 5.9337e-06 | 8.3352e-06 | 1.1011e-05 | 1.3891e-05 | 1.7273e-05 | 2.3148e-05 | 3.009e-05 | 3.6277e-05 | 4.2265e-05 | 4.8144e-05 | 5.2973e-05 | 5.7988e-05 | 6.2672e-05 | 6.7897e-05 | 7.3662e-05 | 7.997e-05 | 8.6818e-05 | 9.4208e-05
Under $15 | Under $10 | WHTanks | Under $15 | 13.0995 | Water Heating | Urban | SC-New | M_Input_New | Commercial | Medium Ret | WHTanks-New-Medium Ret | 7.8232 | 13.0995 | C-All-WH-All-All-All-E | C-All-WH-All-All-All-E | 0.00015945 | 0.00018112 | 0.00020266 | 0.00021983 | 0.00024517 | 0.00026412 | 0.00031002 | 0.00053826 | 0.00063595 | 0.00056682 | 0.00054873 | 0.00053871 | 0.00044256 | 0.00045956 | 0.00042922 | 0.00047884 | 0.00052845 | 0.00057807 | 0.00062768 | 0.0006773 | 0.0086325 | 0.0086325 | 0.00015945 | 0.00034058 | 0.00054324 | 0.00076306 | 0.0010082 | 0.0012724 | 0.0015824 | 0.0021206 | 0.0027566 | 0.0033234 | 0.0038721 | 0.0044108 | 0.0048534 | 0.005313 | 0.0057422 | 0.006221 | 0.0067495 | 0.0073275 | 0.0079552 | 0.0086325
Under $15 | Under $10 | WHTanks | Under $15 | 13.0995 | Water Heating | Urban | SC-New | M_Input_New | Commercial | Small Ret | WHTanks-New-Small Ret | 7.8232 | 13.0995 | C-All-WH-All-All-All-E | C-All-WH-All-All-All-E | 6.5951e-06 | 7.4158e-06 | 8.2997e-06 | 9.0085e-06 | 1.0188e-05 | 1.1057e-05 | 1.2961e-05 | 2.2327e-05 | 2.6338e-05 | 2.3494e-05 | 2.2785e-05 | 2.238e-05 | 1.8407e-05 | 1.9103e-05 | 1.7867e-05 | 1.9938e-05 | 2.2009e-05 | 2.4079e-05 | 2.615e-05 | 2.8221e-05 | 0.00035862 | 0.00035862 | 6.5951e-06 | 1.4011e-05 | 2.2311e-05 | 3.1319e-05 | 4.1507e-05 | 5.2564e-05 | 6.5525e-05 | 8.7852e-05 | 0.00011419 | 0.00013768 | 0.00016047 | 0.00018285 | 0.00020126 | 0.00022036 | 0.00023823 | 0.00025816 | 0.00028017 | 0.00030425 | 0.0003304 | 0.00035862
Under $25 | Under $15 | WHTanks | Under $25 | 23.5876 | Water Heating | Urban | SC-New | M_Input_New | Commercial | School K-12 | WHTanks-New-School K-12 | 14.8838 | 23.5876 | C-All-WH-All-All-All-E | C-All-WH-All-All-All-E | 1.2663e-05 | 1.4981e-05 | 1.7715e-05 | 2.2365e-05 | 2.6409e-05 | 2.5135e-05 | 2.6031e-05 | 2.7479e-05 | 2.9347e-05 | 2.7161e-05 | 2.9132e-05 | 2.8685e-05 | 3.0466e-05 | 2.7637e-05 | 2.8754e-05 | 2.8325e-05 | 2.7895e-05 | 2.7466e-05 | 2.7037e-05 | 2.6608e-05 | 0.00051129 | 0.00051129 | 1.2663e-05 | 2.7644e-05 | 4.5359e-05 | 6.7724e-05 | 9.4133e-05 | 0.00011927 | 0.0001453 | 0.00017278 | 0.00020213 | 0.00022929 | 0.00025842 | 0.0002871 | 0.00031757 | 0.00034521 | 0.00037396 | 0.00040228 | 0.00043018 | 0.00045765 | 0.00048468 | 0.00051129
Under $25 | Under $15 | WHTanks | Under $25 | 22.1109 | Water Heating | Urban | SC-New | M_Input_New | Commercial | University | WHTanks-New-University | 13.8897 | 22.1109 | C-All-WH-All-All-All-E | C-All-WH-All-All-All-E | 0.00011812 | 0.00014735 | 0.00012742 | 0.00018249 | 0.00022394 | 0.00021829 | 0.00026202 | 0.00029067 | 0.00030237 | 0.00031142 | 0.00030832 | 0.00027566 | 0.00031458 | 0.00026944 | 0.00027035 | 0.00029427 | 0.00031819 | 0.00034212 | 0.00036604 | 0.00038996 | 0.005333 | 0.005333 | 0.00011812 | 0.00026547 | 0.00039289 | 0.00057538 | 0.00079932 | 0.0010176 | 0.0012796 | 0.0015703 | 0.0018727 | 0.0021841 | 0.0024924 | 0.0027681 | 0.0030827 | 0.0033521 | 0.0036224 | 0.0039167 | 0.0042349 | 0.004577 | 0.0049431 | 0.005333
Under $20 | Under $15 | WHTanks | Under $20 | 18.2027 | Water Heating | Urban | SC-New | M_Input_New | Commercial | Warehouse | WHTanks-New-Warehouse | 11.2587 | 18.2027 | C-All-WH-All-All-All-E | C-All-WH-All-All-All-E | 7.5932e-05 | 8.6239e-05 | 0.00010213 | 0.00011326 | 0.00015706 | 0.00017382 | 0.00017545 | 0.00016006 | 0.00013544 | 0.0001264 | 0.00014232 | 0.00014408 | 0.00014249 | 0.00014242 | 0.00014055 | 0.00013721 | 0.00013387 | 0.00013053 | 0.00012719 | 0.00012385 | 0.0026703 | 0.0026703 | 7.5932e-05 | 0.00016217 | 0.00026431 | 0.00037756 | 0.00053462 | 0.00070844 | 0.00088389 | 0.001044 | 0.0011794 | 0.0013058 | 0.0014481 | 0.0015922 | 0.0017347 | 0.0018771 | 0.0020177 | 0.0021549 | 0.0022887 | 0.0024193 | 0.0025465 | 0.0026703
Under $20 | Under $10 | WHTanks | Under $20 | 16.1804 | Water Heating | Urban | SC-New | M_Input_New | Commercial | Supermarket | WHTanks-New-Supermarket | 9.8973 | 16.1804 | C-All-WH-All-All-All-E | C-All-WH-All-All-All-E | 3.1054e-05 | 3.6233e-05 | 4.0024e-05 | 4.2791e-05 | 4.4743e-05 | 4.6322e-05 | 4.7495e-05 | 4.8336e-05 | 4.911e-05 | 4.5265e-05 | 5.0171e-05 | 5.0385e-05 | 5.0051e-05 | 4.9651e-05 | 4.9225e-05 | 4.8846e-05 | 4.8467e-05 | 4.8088e-05 | 4.7709e-05 | 4.733e-05 | 0.0009213 | 0.0009213 | 3.1054e-05 | 6.7287e-05 | 0.00010731 | 0.0001501 | 0.00019484 | 0.00024117 | 0.00028866 | 0.000337 | 0.00038611 | 0.00043137 | 0.00048154 | 0.00053193 | 0.00058198 | 0.00063163 | 0.00068085 | 0.0007297 | 0.00077817 | 0.00082626 | 0.00087397 | 0.0009213
Under $20 | Under $10 | WHTanks | Under $20 | 16.1804 | Water Heating | Urban | SC-New | M_Input_New | Commercial | MiniMart | WHTanks-New-MiniMart | 9.8973 | 16.1804 | C-All-WH-All-All-All-E | C-All-WH-All-All-All-E | 2.381e-06 | 1.8544e-06 | 2.0167e-06 | 2.1665e-06 | 3.3871e-06 | 4.5945e-06 | 6.1597e-06 | 1.0571e-05 | 1.1197e-05 | 1.0086e-05 | 1.1401e-05 | 1.0126e-05 | 7.9686e-06 | 8.3321e-06 | 8.0577e-06 | 8.1756e-06 | 8.2935e-06 | 8.4113e-06 | 8.5292e-06 | 8.647e-06 | 0.00014236 | 0.00014236 | 2.381e-06 | 4.2354e-06 | 6.2521e-06 | 8.4186e-06 | 1.1806e-05 | 1.64e-05 | 2.256e-05 | 3.313e-05 | 4.4328e-05 | 5.4414e-05 | 6.5815e-05 | 7.5941e-05 | 8.3909e-05 | 9.2241e-05 | 0.0001003 | 0.00010847 | 0.00011677 | 0.00012518 | 0.00013371 | 0.00014236
Under $30 | Under $20 | WHTanks | Under $30 | 28.7274 | Water Heating | Urban | SC-New | M_Input_New | Commercial | Restaurant | WHTanks-New-Restaurant | 18.3439 | 28.7274 | C-All-WH-All-All-All-E | C-All-WH-All-All-All-E | 4.2469e-05 | 4.9999e-05 | 5.5892e-05 | 6.044e-05 | 6.3958e-05 | 6.677e-05 | 6.8999e-05 | 9.3401e-05 | 0.00010682 | 0.00010874 | 0.00011326 | 0.00011663 | 0.0001007 | 0.00010237 | 9.4491e-05 | 0.0001026 | 0.0001107 | 0.00011881 | 0.00012692 | 0.00013502 | 0.001839 | 0.001839 | 4.2469e-05 | 9.2468e-05 | 0.00014836 | 0.0002088 | 0.00027276 | 0.00033953 | 0.00040853 | 0.00050193 | 0.00060874 | 0.00071748 | 0.00083074 | 0.00094737 | 0.0010481 | 0.0011504 | 0.0012449 | 0.0013475 | 0.0014582 | 0.001577 | 0.001704 | 0.001839
Under $25 | Under $15 | WHTanks | Under $25 | 23.5474 | Water Heating | Urban | SC-New | M_Input_New | Commercial | Lodging | WHTanks-New-Lodging | 14.8567 | 23.5474 | C-All-WH-All-All-All-E | C-All-WH-All-All-All-E | 8.8504e-05 | 0.00010354 | 0.00011517 | 0.00012466 | 0.00013434 | 0.0001427 | 0.00015197 | 0.00029409 | 0.00036041 | 0.00038868 | 0.00039469 | 0.00041633 | 0.00034365 | 0.00032795 | 0.00031317 | 0.00033647 | 0.00035977 | 0.00038308 | 0.00040638 | 0.00042968 | 0.0056152 | 0.0056152 | 8.8504e-05 | 0.00019205 | 0.00030721 | 0.00043187 | 0.00056621 | 0.00070892 | 0.00086089 | 0.001155 | 0.0015154 | 0.0019041 | 0.0022988 | 0.0027151 | 0.0030587 | 0.0033867 | 0.0036999 | 0.0040363 | 0.0043961 | 0.0047792 | 0.0051856 | 0.0056152
Under $25 | Under $15 | WHTanks | Under $25 | 22.1109 | Water Heating | Urban | SC-New | M_Input_New | Commercial | Hospital | WHTanks-New-Hospital | 13.8897 | 22.1109 | C-All-WH-All-All-All-E | C-All-WH-All-All-All-E | 0.00024119 | 0.00024374 | 0.00025331 | 0.00023718 | 0.0002599 | 0.00028564 | 0.00034347 | 0.00041195 | 0.0004618 | 0.00041923 | 0.00042774 | 0.00040633 | 0.00035534 | 0.00034691 | 0.0003336 | 0.00032913 | 0.00032465 | 0.00032018 | 0.0003157 | 0.00031123 | 0.0066282 | 0.0066282 | 0.00024119 | 0.00048493 | 0.00073825 | 0.00097543 | 0.0012353 | 0.001521 | 0.0018644 | 0.0022764 | 0.0027382 | 0.0031574 | 0.0035852 | 0.0039915 | 0.0043468 | 0.0046937 | 0.0050273 | 0.0053565 | 0.0056811 | 0.0060013 | 0.006317 | 0.0066282
Under $25 | Under $15 | WHTanks | Under $25 | 22.1109 | Water Heating | Urban | SC-New | M_Input_New | Commercial | Residential Care | WHTanks-New-Residential Care | 13.8897 | 22.1109 | C-All-WH-All-All-All-E | C-All-WH-All-All-All-E | 0.00023703 | 0.00024607 | 0.00025548 | 0.00024868 | 0.00028199 | 0.0003169 | 0.00038387 | 0.00048124 | 0.00053789 | 0.00049717 | 0.00051919 | 0.00049491 | 0.00044408 | 0.00043351 | 0.00042592 | 0.00042409 | 0.00042226 | 0.00042043 | 0.0004186 | 0.00041677 | 0.0079061 | 0.0079061 | 0.00023703 | 0.0004831 | 0.00073858 | 0.00098726 | 0.0012692 | 0.0015861 | 0.00197 | 0.0024513 | 0.0029892 | 0.0034863 | 0.0040055 | 0.0045004 | 0.0049445 | 0.005378 | 0.0058039 | 0.006228 | 0.0066503 | 0.0070707 | 0.0074893 | 0.0079061
Under $25 | Under $15 | WHTanks | Under $25 | 22.8203 | Water Heating | Urban | SC-New | M_Input_New | Commercial | Assembly | WHTanks-New-Assembly | 14.3673 | 22.8203 | C-All-WH-All-All-All-E | C-All-WH-All-All-All-E | 0.00012014 | 0.00017068 | 0.00015078 | 0.00016383 | 0.00019335 | 0.00035189 | 0.00038596 | 0.00053024 | 0.00072725 | 0.00085675 | 0.00097856 | 0.00089947 | 0.00094167 | 0.00086119 | 0.00085664 | 0.00087146 | 0.00088627 | 0.00090107 | 0.00091588 | 0.00093069 | 0.012694 | 0.012694 | 0.00012014 | 0.00029082 | 0.0004416 | 0.00060543 | 0.00079878 | 0.0011507 | 0.0015366 | 0.0020669 | 0.0027941 | 0.0036509 | 0.0046294 | 0.0055289 | 0.0064706 | 0.0073318 | 0.0081884 | 0.0090599 | 0.0099461 | 0.010847 | 0.011763 | 0.012694
Under $20 | Under $15 | WHTanks | Under $20 | 19.204 | Water Heating | Urban | SC-New | M_Input_New | Commercial | Other | WHTanks-New-Other | 11.9328 | 19.204 | C-All-WH-All-All-All-E | C-All-WH-All-All-All-E | 0.00025031 | 0.00028427 | 0.00025827 | 0.00037037 | 0.00042886 | 0.00046461 | 0.00050909 | 0.00056274 | 0.00058757 | 0.00057252 | 0.00063546 | 0.00059722 | 0.00057497 | 0.00054939 | 0.00052418 | 0.00052041 | 0.00051663 | 0.00051286 | 0.00050908 | 0.00050531 | 0.0097341 | 0.0097341 | 0.00025031 | 0.00053458 | 0.00079285 | 0.0011632 | 0.0015921 | 0.0020567 | 0.0025658 | 0.0031285 | 0.0037161 | 0.0042886 | 0.0049241 | 0.0055213 | 0.0060962 | 0.0066456 | 0.0071698 | 0.0076902 | 0.0082069 | 0.0087197 | 0.0092288 | 0.0097341
Under $20 | Under $10 | WHTanks | Under $20 | 15.6314 | Water Heating | Urban | SC-NR | M_Input | Commercial | Large Off | WHTanks-NR-Large Off | 9.5277 | 15.6314 | C-All-WH-All-All-All-E | C-All-WH-All-All-All-E | 0.0030442 | 0.0036324 | 0.0041085 | 0.0044999 | 0.0048147 | 0.005071 | 0.0052814 | 0.0054534 | 0.0055968 | 0.0057173 | 0.0058145 | 0.0058962 | 0.0059157 | 0.0059328 | 0.0059506 | 0.005968 | 0.0059854 | 0.0060027 | 0.0060201 | 0.0060374 | 0.072499 | 0.072499 | 0.0030442 | 0.0066767 | 0.010785 | 0.015285 | 0.0201 | 0.025171 | 0.030452 | 0.035905 | 0.041502 | 0.04722 | 0.053034 | 0.05893 | 0.064846 | 0.070779 | 0.072499 | 0.072499 | 0.072499 | 0.072499 | 0.072499 | 0.072499
Under $20 | Under $10 | WHTanks | Under $20 | 15.6314 | Water Heating | Urban | SC-NR | M_Input | Commercial | Medium Off | WHTanks-NR-Medium Off | 9.5277 | 15.6314 | C-All-WH-All-All-All-E | C-All-WH-All-All-All-E | 0.0029837 | 0.0035717 | 0.004049 | 0.0044448 | 0.0047638 | 0.0050247 | 0.0052404 | 0.0054176 | 0.005567 | 0.0056941 | 0.0057968 | 0.0058842 | 0.0059093 | 0.0059316 | 0.0059548 | 0.0059775 | 0.0060001 | 0.0060227 | 0.0060453 | 0.0060679 | 0.071057 | 0.071057 | 0.0029837 | 0.0065554 | 0.010604 | 0.015049 | 0.019813 | 0.024838 | 0.030078 | 0.035496 | 0.041063 | 0.046757 | 0.052554 | 0.058438 | 0.064347 | 0.070279 | 0.071057 | 0.071057 | 0.071057 | 0.071057 | 0.071057 | 0.071057
Under $20 | Under $10 | WHTanks | Under $20 | 15.6314 | Water Heating | Urban | SC-NR | M_Input | Commercial | Small Off | WHTanks-NR-Small Off | 9.5277 | 15.6314 | C-All-WH-All-All-All-E | C-All-WH-All-All-All-E | 0.00090064 | 0.0010682 | 0.0012027 | 0.0013115 | 0.0013986 | 0.0014688 | 0.0015255 | 0.0015713 | 0.0016084 | 0.0016388 | 0.0016631 | 0.001683 | 0.0016851 | 0.0016869 | 0.0016887 | 0.0016905 | 0.0016923 | 0.0016941 | 0.0016958 | 0.0016976 | 0.021449 | 0.021449 | 0.00090064 | 0.0019688 | 0.0031715 | 0.004483 | 0.0058816 | 0.0073504 | 0.0088759 | 0.010447 | 0.012056 | 0.013694 | 0.015358 | 0.017041 | 0.018726 | 0.020413 | 0.021449 | 0.021449 | 0.021449 | 0.021449 | 0.021449 | 0.021449
Under $15 | Under $10 | WHTanks | Under $15 | 13.0995 | Water Heating | Urban | SC-NR | M_Input | Commercial | XLarge Ret | WHTanks-NR-XLarge Ret | 7.8232 | 13.0995 | C-All-WH-All-All-All-E | C-All-WH-All-All-All-E | 0.00042939 | 0.0005091 | 0.00057323 | 0.00062482 | 0.00066632 | 0.00069975 | 0.00072668 | 0.0007485 | 0.0007668 | 0.00078192 | 0.00079408 | 0.00080398 | 0.00080526 | 0.00080628 | 0.00080733 | 0.00080831 | 0.00080939 | 0.00081059 | 0.00081189 | 0.00081331 | 0.010226 | 0.010226 | 0.00042939 | 0.00093849 | 0.0015117 | 0.0021365 | 0.0028029 | 0.0035026 | 0.0042293 | 0.0049778 | 0.0057446 | 0.0065265 | 0.0073206 | 0.0081246 | 0.0089298 | 0.0097361 | 0.010226 | 0.010226 | 0.010226 | 0.010226 | 0.010226 | 0.010226
Under $15 | Under $10 | WHTanks | Under $15 | 13.0995 | Water Heating | Urban | SC-NR | M_Input | Commercial | Large Ret | WHTanks-NR-Large Ret | 7.8232 | 13.0995 | C-All-WH-All-All-All-E | C-All-WH-All-All-All-E | 0.00010114 | 0.00011964 | 0.00013446 | 0.00014633 | 0.00015585 | 0.00016347 | 0.00016958 | 0.00017448 | 0.00017845 | 0.00018165 | 0.00018422 | 0.00018628 | 0.00018637 | 0.00018643 | 0.00018649 | 0.00018655 | 0.00018661 | 0.00018668 | 0.00018675 | 0.00018683 | 0.0024086 | 0.0024086 | 0.00010114 | 0.00022078 | 0.00035524 | 0.00050157 | 0.00065742 | 0.00082088 | 0.00099046 | 0.0011649 | 0.0013434 | 0.001525 | 0.0017093 | 0.0018956 | 0.0020819 | 0.0022683 | 0.0024086 | 0.0024086 | 0.0024086 | 0.0024086 | 0.0024086 | 0.0024086
Under $15 | Under $10 | WHTanks | Under $15 | 13.0995 | Water Heating | Urban | SC-NR | M_Input | Commercial | Medium Ret | WHTanks-NR-Medium Ret | 7.8232 | 13.0995 | C-All-WH-All-All-All-E | C-All-WH-All-All-All-E | 0.0011098 | 0.0013198 | 0.0014896 | 0.001627 | 0.0017381 | 0.0018282 | 0.0019012 | 0.0019611 | 0.0020134 | 0.0020578 | 0.0020936 | 0.0021231 | 0.0021296 | 0.0021349 | 0.0021404 | 0.0021455 | 0.0021512 | 0.0021574 | 0.0021643 | 0.0021717 | 0.026429 | 0.026429 | 0.0011098 | 0.0024295 | 0.0039191 | 0.0055461 | 0.0072842 | 0.0091123 | 0.011014 | 0.012975 | 0.014988 | 0.017046 | 0.019139 | 0.021263 | 0.023392 | 0.025527 | 0.026429 | 0.026429 | 0.026429 | 0.026429 | 0.026429 | 0.026429
Under $15 | Under $10 | WHTanks | Under $15 | 13.0995 | Water Heating | Urban | SC-NR | M_Input | Commercial | Small Ret | WHTanks-NR-Small Ret | 7.8232 | 13.0995 | C-All-WH-All-All-All-E | C-All-WH-All-All-All-E | 0.00018985 | 0.00022475 | 0.00025274 | 0.00027519 | 0.0002932 | 0.00030767 | 0.00031928 | 0.00032863 | 0.00033629 | 0.00034252 | 0.00034752 | 0.00035156 | 0.00035185 | 0.00035208 | 0.00035231 | 0.00035252 | 0.00035275 | 0.00035302 | 0.0003533 | 0.00035361 | 0.0045213 | 0.0045213 | 0.00018985 | 0.0004146 | 0.00066734 | 0.00094253 | 0.0012357 | 0.0015434 | 0.0018627 | 0.0021913 | 0.0025276 | 0.0028701 | 0.0032176 | 0.0035692 | 0.003921 | 0.0042731 | 0.0045213 | 0.0045213 | 0.0045213 | 0.0045213 | 0.0045213 | 0.0045213
Under $25 | Under $15 | WHTanks | Under $25 | 23.5876 | Water Heating | Urban | SC-NR | M_Input | Commercial | School K-12 | WHTanks-NR-School K-12 | 14.8838 | 23.5876 | C-All-WH-All-All-All-E | C-All-WH-All-All-All-E | 0.000459 | 0.0005432 | 0.00061073 | 0.00066491 | 0.00070844 | 0.00074342 | 0.00077145 | 0.00079395 | 0.00081202 | 0.00082657 | 0.00083823 | 0.00084764 | 0.00084805 | 0.00084843 | 0.00084876 | 0.00084911 | 0.00084944 | 0.00084977 | 0.0008501 | 0.00085042 | 0.010931 | 0.010931 | 0.000459 | 0.0010022 | 0.0016129 | 0.0022778 | 0.0029863 | 0.0037297 | 0.0045012 | 0.0052951 | 0.0061071 | 0.0069337 | 0.0077719 | 0.0086196 | 0.0094676 | 0.010316 | 0.010931 | 0.010931 | 0.010931 | 0.010931 | 0.010931 | 0.010931
Under $25 | Under $15 | WHTanks | Under $25 | 22.1109 | Water Heating | Urban | SC-NR | M_Input | Commercial | University | WHTanks-NR-University | 13.8897 | 22.1109 | C-All-WH-All-All-All-E | C-All-WH-All-All-All-E | 0.0010399 | 0.0012351 | 0.0013932 | 0.0015196 | 0.0016227 | 0.0017067 | 0.0017743 | 0.0018297 | 0.001875 | 0.0019121 | 0.0019424 | 0.0019673 | 0.0019707 | 0.0019745 | 0.0019777 | 0.0019809 | 0.0019844 | 0.0019882 | 0.0019922 | 0.0019965 | 0.024766 | 0.024766 | 0.0010399 | 0.002275 | 0.0036682 | 0.0051878 | 0.0068105 | 0.0085172 | 0.010291 | 0.012121 | 0.013996 | 0.015908 | 0.017851 | 0.019818 | 0.021789 | 0.023763 | 0.024766 | 0.024766 | 0.024766 | 0.024766 | 0.024766 | 0.024766
Under $20 | Under $15 | WHTanks | Under $20 | 18.2027 | Water Heating | Urban | SC-NR | M_Input | Commercial | Warehouse | WHTanks-NR-Warehouse | 11.2587 | 18.2027 | C-All-WH-All-All-All-E | C-All-WH-All-All-All-E | 0.0011043 | 0.0013091 | 0.0014739 | 0.0016065 | 0.0017133 | 0.0018001 | 0.0018703 | 0.0019268 | 0.0019722 | 0.0020085 | 0.0020377 | 0.0020615 | 0.0020633 | 0.0020651 | 0.0020668 | 0.0020684 | 0.0020701 | 0.0020716 | 0.0020732 | 0.0020747 | 0.026299 | 0.026299 | 0.0011043 | 0.0024135 | 0.0038873 | 0.0054939 | 0.0072072 | 0.0090073 | 0.010878 | 0.012804 | 0.014777 | 0.016785 | 0.018823 | 0.020884 | 0.022948 | 0.025013 | 0.026299 | 0.026299 | 0.026299 | 0.026299 | 0.026299 | 0.026299
Under $20 | Under $10 | WHTanks | Under $20 | 16.1804 | Water Heating | Urban | SC-NR | M_Input | Commercial | Supermarket | WHTanks-NR-Supermarket | 9.8973 | 16.1804 | C-All-WH-All-All-All-E | C-All-WH-All-All-All-E | 0.00043061 | 0.00051054 | 0.00057488 | 0.00062664 | 0.00066825 | 0.00070172 | 0.00072863 | 0.00075029 | 0.00076774 | 0.00078181 | 0.0007931 | 0.00080229 | 0.00080295 | 0.00080356 | 0.00080416 | 0.00080475 | 0.00080532 | 0.0008059 | 0.00080647 | 0.00080703 | 0.010255 | 0.010255 | 0.00043061 | 0.00094115 | 0.001516 | 0.0021427 | 0.0028109 | 0.0035126 | 0.0042413 | 0.0049916 | 0.0057593 | 0.0065411 | 0.0073342 | 0.0081365 | 0.0089395 | 0.009743 | 0.010255 | 0.010255 | 0.010255 | 0.010255 | 0.010255 | 0.010255
Under $20 | Under $10 | WHTanks | Under $20 | 16.1804 | Water Heating | Urban | SC-NR | M_Input | Commercial | MiniMart | WHTanks-NR-MiniMart | 9.8973 | 16.1804 | C-All-WH-All-All-All-E | C-All-WH-All-All-All-E | 7.6942e-05 | 9.107e-05 | 0.00010237 | 0.00011142 | 0.00011867 | 0.00012451 | 0.00012921 | 0.00013301 | 0.00013614 | 0.00013867 | 0.0001407 | 0.00014236 | 0.00014249 | 0.00014259 | 0.00014269 | 0.00014278 | 0.00014288 | 0.00014298 | 0.00014308 | 0.00014318 | 0.0018324 | 0.0018324 | 7.6942e-05 | 0.00016801 | 0.00027038 | 0.0003818 | 0.00050047 | 0.00062498 | 0.00075418 | 0.0008872 | 0.0010233 | 0.001162 | 0.0013027 | 0.0014451 | 0.0015875 | 0.0017301 | 0.0018324 | 0.0018324 | 0.0018324 | 0.0018324 | 0.0018324 | 0.0018324
Under $30 | Under $20 | WHTanks | Under $30 | 28.7274 | Water Heating | Urban | SC-NR | M_Input | Commercial | Restaurant | WHTanks-NR-Restaurant | 18.3439 | 28.7274 | C-All-WH-All-All-All-E | C-All-WH-All-All-All-E | 0.0003743 | 0.00044456 | 0.00050132 | 0.00054714 | 0.00058411 | 0.00061395 | 0.00063804 | 0.00065751 | 0.00067362 | 0.00068691 | 0.00069777 | 0.00070673 | 0.00070816 | 0.00070937 | 0.00071059 | 0.00071171 | 0.00071293 | 0.00071424 | 0.00071565 | 0.00071715 | 0.0089139 | 0.0089139 | 0.0003743 | 0.00081885 | 0.0013202 | 0.0018673 | 0.0024514 | 0.0030654 | 0.0037034 | 0.0043609 | 0.0050346 | 0.0057215 | 0.0064192 | 0.007126 | 0.0078341 | 0.0085435 | 0.0089139 | 0.0089139 | 0.0089139 | 0.0089139 | 0.0089139 | 0.0089139
Under $25 | Under $15 | WHTanks | Under $25 | 23.5474 | Water Heating | Urban | SC-NR | M_Input | Commercial | Lodging | WHTanks-NR-Lodging | 14.8567 | 23.5474 | C-All-WH-All-All-All-E | C-All-WH-All-All-All-E | 0.0018972 | 0.0022471 | 0.0025282 | 0.0027538 | 0.002935 | 0.0030806 | 0.0031975 | 0.0032916 | 0.0033695 | 0.0034333 | 0.0034855 | 0.0035281 | 0.0035333 | 0.0035375 | 0.0035414 | 0.0035451 | 0.0035491 | 0.0035533 | 0.0035579 | 0.0035627 | 0.045183 | 0.045183 | 0.0018972 | 0.0041444 | 0.0066725 | 0.0094264 | 0.012361 | 0.015442 | 0.01864 | 0.021931 | 0.025301 | 0.028734 | 0.032219 | 0.035748 | 0.039281 | 0.042818 | 0.045183 | 0.045183 | 0.045183 | 0.045183 | 0.045183 | 0.045183
Under $25 | Under $15 | WHTanks | Under $25 | 22.1109 | Water Heating | Urban | SC-NR | M_Input | Commercial | Hospital | WHTanks-NR-Hospital | 13.8897 | 22.1109 | C-All-WH-All-All-All-E | C-All-WH-All-All-All-E | 0.0008702 | 0.0010405 | 0.0011784 | 0.00129 | 0.0013798 | 0.0014528 | 0.0015124 | 0.0015618 | 0.0016031 | 0.0016378 | 0.0016659 | 0.0016892 | 0.0016942 | 0.0016984 | 0.0017026 | 0.0017065 | 0.0017104 | 0.0017143 | 0.0017181 | 0.0017218 | 0.020724 | 0.020724 | 0.0008702 | 0.0019107 | 0.0030891 | 0.0043791 | 0.0057588 | 0.0072116 | 0.008724 | 0.010286 | 0.011889 | 0.013527 | 0.015193 | 0.016882 | 0.018576 | 0.020274 | 0.020724 | 0.020724 | 0.020724 | 0.020724 | 0.020724 | 0.020724
Under $25 | Under $15 | WHTanks | Under $25 | 22.1109 | Water Heating | Urban | SC-NR | M_Input | Commercial | Residential Care | WHTanks-NR-Residential Care | 13.8897 | 22.1109 | C-All-WH-All-All-All-E | C-All-WH-All-All-All-E | 0.0010497 | 0.0012526 | 0.0014167 | 0.0015493 | 0.0016561 | 0.0017431 | 0.0018141 | 0.0018728 | 0.0019222 | 0.0019635 | 0.0019971 | 0.0020252 | 0.0020312 | 0.0020365 | 0.0020417 | 0.0020468 | 0.0020518 | 0.0020568 | 0.0020618 | 0.0020667 | 0.025 | 0.025 | 0.0010497 | 0.0023023 | 0.003719 | 0.0052683 | 0.0069244 | 0.0086675 | 0.010482 | 0.012354 | 0.014277 | 0.01624 | 0.018237 | 0.020263 | 0.022294 | 0.02433 | 0.025 | 0.025 | 0.025 | 0.025 | 0.025 | 0.025
Under $25 | Under $15 | WHTanks | Under $25 | 22.8203 | Water Heating | Urban | SC-NR | M_Input | Commercial | Assembly | WHTanks-NR-Assembly | 14.3673 | 22.8203 | C-All-WH-All-All-All-E | C-All-WH-All-All-All-E | 0.0025277 | 0.0029941 | 0.0033699 | 0.0036707 | 0.0039123 | 0.0041067 | 0.0042659 | 0.0043947 | 0.0045009 | 0.0045899 | 0.0046642 | 0.0047269 | 0.0047379 | 0.0047492 | 0.0047594 | 0.0047695 | 0.0047798 | 0.0047903 | 0.004801 | 0.0048118 | 0.060198 | 0.060198 | 0.0025277 | 0.0055218 | 0.0088917 | 0.012562 | 0.016475 | 0.020581 | 0.024847 | 0.029242 | 0.033743 | 0.038333 | 0.042997 | 0.047724 | 0.052462 | 0.057211 | 0.060198 | 0.060198 | 0.060198 | 0.060198 | 0.060198 | 0.060198
Under $20 | Under $15 | WHTanks | Under $20 | 19.204 | Water Heating | Urban | SC-NR | M_Input | Commercial | Other | WHTanks-NR-Other | 11.9328 | 19.204 | C-All-WH-All-All-All-E | C-All-WH-All-All-All-E | 0.0010516 | 0.0012555 | 0.0014214 | 0.0015546 | 0.0016651 | 0.001756 | 0.0018304 | 0.0018919 | 0.001943 | 0.0019854 | 0.0020203 | 0.0020502 | 0.0020574 | 0.0020643 | 0.0020708 | 0.002077 | 0.0020832 | 0.0020893 | 0.0020954 | 0.0021014 | 0.025044 | 0.025044 | 0.0010516 | 0.0023071 | 0.0037285 | 0.0052832 | 0.0069483 | 0.0087043 | 0.010535 | 0.012427 | 0.01437 | 0.016355 | 0.018375 | 0.020426 | 0.022483 | 0.024547 | 0.025044 | 0.025044 | 0.025044 | 0.025044 | 0.025044 | 0.025044
Over $160 | Over $160 | Secondary Glazing Systems | Over $160 | 211.1976 | HVAC | Urban | SC-Retro | M_Input | Commercial | SGSWindow-(AC with Gas Furnace) | SGSWindow-Small Office (AC with Gas Furnace)-Portland | 152.0019 | 211.1976 | C-All-HVAC-CAC-All-All-E | C-All-HVAC-ER-All-All-E | 0.006134 | 0.012665 | 0.022747 | 0.037132 | 0.056364 | 0.080589 | 0.10933 | 0.14129 | 0.17414 | 0.20459 | 0.22864 | 0.24226 | 0.24228 | 0.22742 | 0.19908 | 0.16131 | 0.11996 | 0.081098 | 0.049302 | 0.023313 | 2.3679 | 2.3679 | 0.006134 | 0.018799 | 0.041546 | 0.078678 | 0.13504 | 0.21563 | 0.32497 | 0.46625 | 0.64039 | 0.84498 | 1.0736 | 1.3159 | 1.5582 | 1.7856 | 1.9847 | 2.146 | 2.2659 | 2.347 | 2.3679 | 2.3679
Over $160 | Under $130 | Secondary Glazing Systems | Over $160 | 171.7798 | HVAC | Urban | SC-Retro | M_Input | Commercial | SGSWindow-(AC with Gas Furnace) | SGSWindow-Small Office (AC with Gas Furnace)-Spokane | 129.8864 | 171.7798 | C-All-HVAC-CAC-All-All-E | C-All-HVAC-ER-All-All-E | 0.0016219 | 0.0033488 | 0.0060145 | 0.0098182 | 0.014903 | 0.021308 | 0.028909 | 0.037358 | 0.046043 | 0.054094 | 0.060456 | 0.064057 | 0.064061 | 0.060133 | 0.052639 | 0.042651 | 0.031718 | 0.021443 | 0.013036 | 0.0061641 | 0.62611 | 0.62611 | 0.0016219 | 0.0049706 | 0.010985 | 0.020803 | 0.035707 | 0.057015 | 0.085924 | 0.12328 | 0.16933 | 0.22342 | 0.28388 | 0.34793 | 0.41199 | 0.47213 | 0.52477 | 0.56742 | 0.59913 | 0.62058 | 0.62611 | 0.62611
Over $160 | Over $160 | Secondary Glazing Systems | Over $160 | 192.0362 | HVAC | Urban | SC-Retro | M_Input | Commercial | SGSWindow-(AC with Gas Furnace) | SGSWindow-Small Office (AC with Gas Furnace)-Missoula | 143.8351 | 192.0362 | C-All-HVAC-CAC-All-All-E | C-All-HVAC-ER-All-All-E | 0.00028283 | 0.00058397 | 0.0010488 | 0.0017121 | 0.0025989 | 0.0037158 | 0.0050413 | 0.0065146 | 0.0080292 | 0.0094331 | 0.010542 | 0.01117 | 0.011171 | 0.010486 | 0.0091794 | 0.0074377 | 0.0055311 | 0.0037393 | 0.0022732 | 0.0010749 | 0.10918 | 0.10918 | 0.00028283 | 0.0008668 | 0.0019156 | 0.0036278 | 0.0062266 | 0.0099425 | 0.014984 | 0.021498 | 0.029528 | 0.038961 | 0.049503 | 0.060674 | 0.071845 | 0.082331 | 0.09151 | 0.098948 | 0.10448 | 0.10822 | 0.10918 | 0.10918
Over $160 | Under $115 | Secondary Glazing Systems | Over $160 | 155.6326 | HVAC | Urban | SC-Retro | M_Input | Commercial | SGSWindow-(Air-source Heat Pump) | SGSWindow-Small Office (Air-source Heat Pump)-Portland | 103.4346 | 155.6326 | C-All-HVAC-ER-All-All-E | C-All-HVAC-ER-All-All-E | 0.0038878 | 0.0080272 | 0.014417 | 0.023535 | 0.035724 | 0.051078 | 0.069297 | 0.089549 | 0.11037 | 0.12967 | 0.14492 | 0.15355 | 0.15356 | 0.14414 | 0.12618 | 0.10224 | 0.07603 | 0.051401 | 0.031248 | 0.014776 | 1.5008 | 1.5008 | 0.0038878 | 0.011915 | 0.026332 | 0.049867 | 0.085591 | 0.13667 | 0.20597 | 0.29552 | 0.40588 | 0.53555 | 0.68047 | 0.83402 | 0.98758 | 1.1317 | 1.2579 | 1.3601 | 1.4362 | 1.4876 | 1.5008 | 1.5008
Under $115 | Under $85 | Secondary Glazing Systems | Under $115 | 110.8617 | HVAC | Urban | SC-Retro | M_Input | Commercial | SGSWindow-(Air-source Heat Pump) | SGSWindow-Small Office (Air-source Heat Pump)-Spokane | 72.3632 | 110.8617 | C-All-HVAC-ER-All-All-E | C-All-HVAC-ER-All-All-E | 0.0011927 | 0.0024626 | 0.0044229 | 0.0072201 | 0.010959 | 0.01567 | 0.021259 | 0.027472 | 0.033859 | 0.03978 | 0.044458 | 0.047106 | 0.047109 | 0.044221 | 0.03871 | 0.031365 | 0.023324 | 0.015769 | 0.0095863 | 0.0045329 | 0.46042 | 0.46042 | 0.0011927 | 0.0036553 | 0.0080782 | 0.015298 | 0.026258 | 0.041927 | 0.063187 | 0.090659 | 0.12452 | 0.1643 | 0.20875 | 0.25586 | 0.30297 | 0.34719 | 0.3859 | 0.41726 | 0.44059 | 0.45636 | 0.46042 | 0.46042
Under $130 | Under $85 | Secondary Glazing Systems | Under $130 | 122.3409 | HVAC | Urban | SC-Retro | M_Input | Commercial | SGSWindow-(Air-source Heat Pump) | SGSWindow-Small Office (Air-source Heat Pump)-Missoula | 80.3299 | 122.3409 | C-All-HVAC-ER-All-All-E | C-All-HVAC-ER-All-All-E | 0.00021086 | 0.00043537 | 0.00078194 | 0.0012765 | 0.0019376 | 0.0027703 | 0.0037585 | 0.0048569 | 0.0059861 | 0.0070328 | 0.0078598 | 0.0083281 | 0.0083286 | 0.007818 | 0.0068436 | 0.0055451 | 0.0041236 | 0.0027878 | 0.0016948 | 0.0008014 | 0.081401 | 0.081401 | 0.00021086 | 0.00064624 | 0.0014282 | 0.0027046 | 0.0046422 | 0.0074125 | 0.011171 | 0.016028 | 0.022014 | 0.029047 | 0.036907 | 0.045235 | 0.053563 | 0.061381 | 0.068225 | 0.07377 | 0.077894 | 0.080682 | 0.081401 | 0.081401
Under $45 | Under $25 | Secondary Glazing Systems | Under $45 | 41.1863 | HVAC | Urban | SC-Retro | M_Input | Commercial | SGSWindow-(Apackaged VAV with Electric reheat) | SGSWindow-Mid-rise Office (Apackaged VAV with Electric reheat)-Portland | 24.0078 | 41.1863 | C-All-HVAC-ER-All-All-E | C-All-HVAC-ER-All-All-E | 0.0024556 | 0.0050701 | 0.009106 | 0.014865 | 0.022564 | 0.032261 | 0.043769 | 0.05656 | 0.06971 | 0.0819 | 0.091531 | 0.096983 | 0.096989 | 0.091043 | 0.079697 | 0.064575 | 0.048021 | 0.032465 | 0.019737 | 0.0093325 | 0.94794 | 0.94794 | 0.0024556 | 0.0075256 | 0.016632 | 0.031497 | 0.05406 | 0.086322 | 0.13009 | 0.18665 | 0.25636 | 0.33826 | 0.42979 | 0.52677 | 0.62376 | 0.71481 | 0.7945 | 0.85908 | 0.9071 | 0.93956 | 0.94794 | 0.94794
Under $20 | Under $10 | Secondary Glazing Systems | Under $20 | 18.3589 | HVAC | Urban | SC-Retro | M_Input | Commercial | SGSWindow-(Apackaged VAV with Electric reheat) | SGSWindow-Mid-rise Office (Apackaged VAV with Electric reheat)-Spokane | 8.1653 | 18.3589 | C-All-HVAC-ER-All-All-E | C-All-HVAC-ER-All-All-E | 0.00093633 | 0.0019333 | 0.0034722 | 0.0056681 | 0.0086038 | 0.012302 | 0.016689 | 0.021567 | 0.026581 | 0.031229 | 0.034902 | 0.036981 | 0.036983 | 0.034716 | 0.030389 | 0.024623 | 0.018311 | 0.012379 | 0.0075257 | 0.0035586 | 0.36146 | 0.36146 | 0.00093633 | 0.0028696 | 0.0063418 | 0.01201 | 0.020614 | 0.032915 | 0.049605 | 0.071172 | 0.097753 | 0.12898 | 0.16388 | 0.20086 | 0.23785 | 0.27256 | 0.30295 | 0.32757 | 0.34589 | 0.35827 | 0.36146 | 0.36146
Under $25 | Under $15 | Secondary Glazing Systems | Under $25 | 23.7921 | HVAC | Urban | SC-Retro | M_Input | Commercial | SGSWindow-(Apackaged VAV with Electric reheat) | SGSWindow-Mid-rise Office (Apackaged VAV with Electric reheat)-Missoula | 11.7291 | 23.7921 | C-All-HVAC-ER-All-All-E | C-All-HVAC-ER-All-All-E | 0.00015652 | 0.00032316 | 0.00058041 | 0.00094748 | 0.0014382 | 0.0020563 | 0.0027898 | 0.0036051 | 0.0044433 | 0.0052202 | 0.0058341 | 0.0061816 | 0.006182 | 0.005803 | 0.0050798 | 0.0041159 | 0.0030608 | 0.0020693 | 0.001258 | 0.00059485 | 0.060421 | 0.060421 | 0.00015652 | 0.00047968 | 0.0010601 | 0.0020076 | 0.0034458 | 0.0055021 | 0.0082919 | 0.011897 | 0.01634 | 0.02156 | 0.027395 | 0.033576 | 0.039758 | 0.045561 | 0.050641 | 0.054757 | 0.057818 | 0.059887 | 0.060421 | 0.060421
Over $160 | Over $160 | Secondary Glazing Systems | Over $160 | 193.7056 | HVAC | Urban | SC-Retro | M_Input | Commercial | SGSWindow-(Apackaged VAV with Gas) | SGSWindow-Mid-rise Office (Apackaged VAV with Gas)-Portland | 164.2748 | 193.7056 | C-All-HVAC-Vent-All-All-E | C-All-HVAC-ER-All-All-E | 0.0029571 | 0.0061056 | 0.010966 | 0.017901 | 0.027172 | 0.03885 | 0.052708 | 0.068112 | 0.083948 | 0.098627 | 0.11022 | 0.11679 | 0.1168 | 0.10964 | 0.095974 | 0.077763 | 0.057829 | 0.039096 | 0.023768 | 0.011239 | 1.1415 | 1.1415 | 0.0029571 | 0.0090627 | 0.020028 | 0.037929 | 0.065102 | 0.10395 | 0.15666 | 0.22477 | 0.30872 | 0.40735 | 0.51757 | 0.63436 | 0.75116 | 0.8608 | 0.95677 | 1.0345 | 1.0924 | 1.1315 | 1.1415 | 1.1415
Under $130 | Under $130 | Secondary Glazing Systems | Under $130 | 118.0572 | HVAC | Urban | SC-Retro | M_Input | Commercial | SGSWindow-(Apackaged VAV with Gas) | SGSWindow-Mid-rise Office (Apackaged VAV with Gas)-Spokane | 124.7472 | 118.0572 | C-All-HVAC-Vent-All-All-E | C-All-HVAC-ER-All-All-E | 0.00087306 | 0.0018026 | 0.0032376 | 0.0052851 | 0.0080224 | 0.01147 | 0.015562 | 0.02011 | 0.024785 | 0.029119 | 0.032543 | 0.034482 | 0.034484 | 0.03237 | 0.028336 | 0.022959 | 0.017074 | 0.011543 | 0.0070172 | 0.0033181 | 0.33703 | 0.33703 | 0.00087306 | 0.0026757 | 0.0059133 | 0.011198 | 0.019221 | 0.030691 | 0.046253 | 0.066363 | 0.091148 | 0.12027 | 0.15281 | 0.18729 | 0.22178 | 0.25415 | 0.28248 | 0.30544 | 0.32251 | 0.33406 | 0.33703 | 0.33703
Over $160 | Over $160 | Secondary Glazing Systems | Over $160 | 158.7544 | HVAC | Urban | SC-Retro | M_Input | Commercial | SGSWindow-(Apackaged VAV with Gas) | SGSWindow-Mid-rise Office (Apackaged VAV with Gas)-Missoula | 153.6795 | 158.7544 | C-All-HVAC-Vent-All-All-E | C-All-HVAC-ER-All-All-E | 0.00013771 | 0.00028433 | 0.00051066 | 0.00083362 | 0.0012654 | 0.0018092 | 0.0024545 | 0.0031719 | 0.0039093 | 0.0045929 | 0.005133 | 0.0054388 | 0.0054391 | 0.0051057 | 0.0044694 | 0.0036213 | 0.002693 | 0.0018206 | 0.0011068 | 0.00052337 | 0.05316 | 0.05316 | 0.00013771 | 0.00042204 | 0.0009327 | 0.0017663 | 0.0030317 | 0.0048409 | 0.0072954 | 0.010467 | 0.014377 | 0.01897 | 0.024103 | 0.029541 | 0.034981 | 0.040086 | 0.044556 | 0.048177 | 0.05087 | 0.052691 | 0.05316 | 0.05316
Over $160 | Under $115 | Secondary Glazing Systems | Over $160 | 133.2852 | HVAC | Urban | SC-Retro | M_Input | Commercial | SGSWindow-(VAV with Central Chillers / Gas Boilers) | SGSWindow-High-rise Office (VAV with Central Chillers / Gas Boilers)-Portland | 107.4762 | 133.2852 | C-All-HVAC-Vent-All-All-E | C-All-HVAC-ER-All-All-E | 0.00083192 | 0.0017177 | 0.0030851 | 0.0050361 | 0.0076444 | 0.01093 | 0.014829 | 0.019162 | 0.023617 | 0.027747 | 0.03101 | 0.032857 | 0.032859 | 0.030845 | 0.027001 | 0.021877 | 0.016269 | 0.010999 | 0.0066866 | 0.0031618 | 0.32115 | 0.32115 | 0.00083192 | 0.0025496 | 0.0056347 | 0.010671 | 0.018315 | 0.029245 | 0.044074 | 0.063236 | 0.086853 | 0.1146 | 0.14561 | 0.17847 | 0.21133 | 0.24217 | 0.26917 | 0.29105 | 0.30732 | 0.31832 | 0.32115 | 0.32115
Under $115 | Under $100 | Secondary Glazing Systems | Under $115 | 104.8783 | HVAC | Urban | SC-Retro | M_Input | Commercial | SGSWindow-(VAV with Central Chillers / Gas Boilers) | SGSWindow-High-rise Office (VAV with Central Chillers / Gas Boilers)-Spokane | 93.8964 | 104.8783 | C-All-HVAC-Vent-All-All-E | C-All-HVAC-ER-All-All-E | 0.00021411 | 0.00044207 | 0.00079398 | 0.0012961 | 0.0019674 | 0.0028129 | 0.0038163 | 0.0049316 | 0.0060782 | 0.007141 | 0.0079808 | 0.0084562 | 0.0084567 | 0.0079382 | 0.0069489 | 0.0056304 | 0.0041871 | 0.0028307 | 0.0017209 | 0.00081373 | 0.082653 | 0.082653 | 0.00021411 | 0.00065618 | 0.0014502 | 0.0027463 | 0.0047137 | 0.0075266 | 0.011343 | 0.016275 | 0.022353 | 0.029494 | 0.037475 | 0.045931 | 0.054387 | 0.062326 | 0.069275 | 0.074905 | 0.079092 | 0.081923 | 0.082653 | 0.082653
Under $115 | Under $115 | Secondary Glazing Systems | Under $115 | 114.5658 | HVAC | Urban | SC-Retro | M_Input | Commercial | SGSWindow-(VAV with Central Chillers / Gas Boilers) | SGSWindow-High-rise Office (VAV with Central Chillers / Gas Boilers)-Missoula | 101.4461 | 114.5658 | C-All-HVAC-Vent-All-All-E | C-All-HVAC-ER-All-All-E | 3.8374e-05 | 7.9233e-05 | 0.0001423 | 0.0002323 | 0.00035262 | 0.00050417 | 0.000684 | 0.0008839 | 0.0010894 | 0.0012799 | 0.0014304 | 0.0015156 | 0.0015157 | 0.0014228 | 0.0012455 | 0.0010091 | 0.00075045 | 0.00050735 | 0.00030843 | 0.00014584 | 0.014814 | 0.014814 | 3.8374e-05 | 0.00011761 | 0.00025991 | 0.00049221 | 0.00084483 | 0.001349 | 0.002033 | 0.0029169 | 0.0040063 | 0.0052862 | 0.0067166 | 0.0082322 | 0.0097479 | 0.011171 | 0.012416 | 0.013425 | 0.014176 | 0.014683 | 0.014814 | 0.014814
Under $130 | Under $85 | Secondary Glazing Systems | Under $130 | 120.9853 | HVAC | Urban | SC-Retro | M_Input | Commercial | SGSWindow-(Apackaged VAV with Electric reheat) | SGSWindow-Small Office (AC with Ele Furnace)-Portland | 79.3891 | 120.9853 | C-All-HVAC-ER-All-All-E | C-All-HVAC-ER-All-All-E | 0.0028096 | 0.005801 | 0.010419 | 0.017008 | 0.025817 | 0.036912 | 0.050079 | 0.064715 | 0.079761 | 0.093707 | 0.10473 | 0.11096 | 0.11097 | 0.10417 | 0.091186 | 0.073884 | 0.054944 | 0.037146 | 0.022582 | 0.010678 | 1.0846 | 1.0846 | 0.0028096 | 0.0086106 | 0.019029 | 0.036037 | 0.061854 | 0.098767 | 0.14885 | 0.21356 | 0.29332 | 0.38703 | 0.49175 | 0.60272 | 0.71369 | 0.81786 | 0.90905 | 0.98293 | 1.0379 | 1.075 | 1.0846 | 1.0846
Under $85 | Under $50 | Secondary Glazing Systems | Under $85 | 72.0224 | HVAC | Urban | SC-Retro | M_Input | Commercial | SGSWindow-(Apackaged VAV with Electric reheat) | SGSWindow-Small Office (AC with Ele Furnace)-Spokane | 45.4084 | 72.0224 | C-All-HVAC-ER-All-All-E | C-All-HVAC-ER-All-All-E | 0.00099358 | 0.0020515 | 0.0036845 | 0.0060147 | 0.0091298 | 0.013054 | 0.01771 | 0.022886 | 0.028207 | 0.033139 | 0.037035 | 0.039242 | 0.039244 | 0.036838 | 0.032247 | 0.026128 | 0.019431 | 0.013136 | 0.0079859 | 0.0037762 | 0.38356 | 0.38356 | 0.00099358 | 0.0030451 | 0.0067296 | 0.012744 | 0.021874 | 0.034928 | 0.052638 | 0.075523 | 0.10373 | 0.13687 | 0.1739 | 0.21315 | 0.25239 | 0.28923 | 0.32147 | 0.3476 | 0.36703 | 0.38017 | 0.38356 | 0.38356
Under $85 | Under $55 | Secondary Glazing Systems | Under $85 | 81.7804 | HVAC | Urban | SC-Retro | M_Input | Commercial | SGSWindow-(Apackaged VAV with Electric reheat) | SGSWindow-Small Office (AC with Ele Furnace)-Missoula | 52.1805 | 81.7804 | C-All-HVAC-ER-All-All-E | C-All-HVAC-ER-All-All-E | 0.00017235 | 0.00035586 | 0.00063913 | 0.0010433 | 0.0015837 | 0.0022644 | 0.003072 | 0.0039698 | 0.0048928 | 0.0057484 | 0.0064243 | 0.006807 | 0.0068074 | 0.0063901 | 0.0055937 | 0.0045323 | 0.0033705 | 0.0022787 | 0.0013853 | 0.00065503 | 0.066534 | 0.066534 | 0.00017235 | 0.00052821 | 0.0011673 | 0.0022107 | 0.0037944 | 0.0060587 | 0.0091308 | 0.013101 | 0.017993 | 0.023742 | 0.030166 | 0.036973 | 0.043781 | 0.050171 | 0.055764 | 0.060297 | 0.063667 | 0.065946 | 0.066534 | 0.066534
Under $45 | Under $30 | Secondary Glazing Systems | Under $45 | 44.2728 | HVAC | Urban | SC-Retro | M_Input | Commercial | SGSWindow-(Apackaged VAV with Electric reheat) | SGSWindow-High-rise Office (VAV with Central Chillers / Ele Boilers)-Portland | 26.1498 | 44.2728 | C-All-HVAC-ER-All-All-E | C-All-HVAC-ER-All-All-E | 0.00082587 | 0.0017052 | 0.0030626 | 0.0049995 | 0.0075888 | 0.01085 | 0.014721 | 0.019023 | 0.023446 | 0.027545 | 0.030784 | 0.032618 | 0.03262 | 0.03062 | 0.026804 | 0.021718 | 0.016151 | 0.010919 | 0.0066379 | 0.0031388 | 0.31882 | 0.31882 | 0.00082587 | 0.0025311 | 0.0055937 | 0.010593 | 0.018182 | 0.029032 | 0.043753 | 0.062776 | 0.086221 | 0.11377 | 0.14455 | 0.17717 | 0.20979 | 0.24041 | 0.26721 | 0.28893 | 0.30508 | 0.316 | 0.31882 | 0.31882
Under $30 | Under $15 | Secondary Glazing Systems | Under $30 | 27.2162 | HVAC | Urban | SC-Retro | M_Input | Commercial | SGSWindow-(Apackaged VAV with Electric reheat) | SGSWindow-High-rise Office (VAV with Central Chillers / Ele Boilers)-Spokane | 14.3124 | 27.2162 | C-All-HVAC-ER-All-All-E | C-All-HVAC-ER-All-All-E | 0.00026245 | 0.00054188 | 0.00097324 | 0.0015887 | 0.0024116 | 0.0034481 | 0.004678 | 0.0060451 | 0.0074506 | 0.0087533 | 0.0097827 | 0.010365 | 0.010366 | 0.0097305 | 0.0085179 | 0.0069017 | 0.0051325 | 0.0034698 | 0.0021094 | 0.00099745 | 0.10131 | 0.10131 | 0.00026245 | 0.00080433 | 0.0017776 | 0.0033663 | 0.0057779 | 0.009226 | 0.013904 | 0.019949 | 0.0274 | 0.036153 | 0.045936 | 0.056301 | 0.066667 | 0.076398 | 0.084916 | 0.091817 | 0.09695 | 0.10042 | 0.10131 | 0.10131
Under $30 | Under $20 | Secondary Glazing Systems | Under $30 | 29.3048 | HVAC | Urban | SC-Retro | M_Input | Commercial | SGSWindow-(Apackaged VAV with Electric reheat) | SGSWindow-High-rise Office (VAV with Central Chillers / Ele Boilers)-Missoula | 15.7619 | 29.3048 | C-All-HVAC-ER-All-All-E | C-All-HVAC-ER-All-All-E | 4.8243e-05 | 9.961e-05 | 0.0001789 | 0.00029204 | 0.0004433 | 0.00063383 | 0.00085991 | 0.0011112 | 0.0013696 | 0.001609 | 0.0017983 | 0.0019054 | 0.0019055 | 0.0017887 | 0.0015658 | 0.0012687 | 0.00094345 | 0.00063783 | 0.00038776 | 0.00018335 | 0.018624 | 0.018624 | 4.8243e-05 | 0.00014785 | 0.00032676 | 0.0006188 | 0.0010621 | 0.0016959 | 0.0025558 | 0.0036671 | 0.0050366 | 0.0066457 | 0.0084439 | 0.010349 | 0.012255 | 0.014044 | 0.015609 | 0.016878 | 0.017821 | 0.018459 | 0.018624 | 0.018624
Under $5 | Under $5 | Aerator | Under $5 | -168.1939 | Water Heating | Urban | SC-New | M_Input | Residential | Single Family | Single Family Bathroom Aerator 1.0 GPM AnyWH | -1.3799 | -168.1939 | R-All-WH-ERWH-All-All-R | R-All-WH-ERWH-All-All-R | 0.006122 | 0.0092312 | 0.013097 | 0.017794 | 0.022495 | 0.027638 | 0.032353 | 0.035688 | 0.037773 | 0.04017 | 0.042376 | 0.043285 | 0.042356 | 0.042553 | 0.042832 | 0.043134 | 0.04325 | 0.043367 | 0.043485 | 0.043603 | 0.6726 | 0.6726 | 0.006122 | 0.015353 | 0.02845 | 0.046244 | 0.068739 | 0.096377 | 0.12873 | 0.16442 | 0.20219 | 0.24236 | 0.28474 | 0.32802 | 0.37038 | 0.41293 | 0.45576 | 0.4989 | 0.54215 | 0.58551 | 0.629 | 0.6726
Under $5 | Under $5 | Aerator | Under $5 | -138.1783 | Water Heating | Urban | SC-New | M_Input | Residential | Multifamily - Low Rise | Multifamily - Low Rise Bathroom Aerator 1.0 GPM AnyWH | -0.90441 | -138.1783 | R-All-WH-ERWH-All-All-R | R-All-WH-ERWH-All-All-R | 0.001625 | 0.0025462 | 0.0037469 | 0.0053557 | 0.0071503 | 0.0091503 | 0.010793 | 0.012332 | 0.013678 | 0.014678 | 0.015319 | 0.015471 | 0.015551 | 0.015551 | 0.015547 | 0.015565 | 0.015517 | 0.015472 | 0.015427 | 0.015385 | 0.23586 | 0.23586 | 0.001625 | 0.0041712 | 0.0079181 | 0.013274 | 0.020424 | 0.029574 | 0.040367 | 0.0527 | 0.066378 | 0.081056 | 0.096375 | 0.11185 | 0.1274 | 0.14295 | 0.15849 | 0.17406 | 0.18958 | 0.20505 | 0.22047 | 0.23586
Under $5 | Under $5 | Aerator | Under $5 | -138.1783 | Water Heating | Urban | SC-New | M_Input | Residential | Multifamily - High Rise | Multifamily - High Rise Bathroom Aerator 1.0 GPM AnyWH | -0.90441 | -138.1783 | R-All-WH-ERWH-All-All-R | R-All-WH-ERWH-All-All-R | 0.00036668 | 0.00057726 | 0.00085029 | 0.0012212 | 0.0016265 | 0.0020813 | 0.002446 | 0.0027919 | 0.0030867 | 0.003321 | 0.0034723 | 0.0035068 | 0.0035254 | 0.003514 | 0.0035314 | 0.0035346 | 0.003523 | 0.0035118 | 0.0035011 | 0.0034909 | 0.05348 | 0.05348 | 0.00036668 | 0.00094394 | 0.0017942 | 0.0030154 | 0.0046419 | 0.0067232 | 0.0091692 | 0.011961 | 0.015048 | 0.018369 | 0.021841 | 0.025348 | 0.028873 | 0.032387 | 0.035919 | 0.039453 | 0.042976 | 0.046488 | 0.049989 | 0.05348
Under $5 | Under $5 | Aerator | Under $5 | -104.9017 | Water Heating | Urban | SC-New | M_Input | Residential | Manufactured | Manufactured Bathroom Aerator 1.0 GPM AnyWH | -2.1648 | -104.9017 | R-All-WH-ERWH-All-All-R | R-All-WH-ERWH-All-All-R | 0.00018096 | 0.00028244 | 0.00041521 | 0.00057052 | 0.00073645 | 0.00089559 | 0.0010321 | 0.001152 | 0.0012494 | 0.0013209 | 0.0013679 | 0.0013943 | 0.0014058 | 0.0014085 | 0.0014045 | 0.0013958 | 0.0013812 | 0.0013667 | 0.0013523 | 0.0013381 | 0.021651 | 0.021651 | 0.00018096 | 0.0004634 | 0.00087861 | 0.0014491 | 0.0021856 | 0.0030812 | 0.0041133 | 0.0052653 | 0.0065147 | 0.0078355 | 0.0092034 | 0.010598 | 0.012004 | 0.013412 | 0.014817 | 0.016212 | 0.017594 | 0.01896 | 0.020313 | 0.021651
Under $5 | Under $5 | Aerator | Under $5 | -182.6382 | Water Heating | Urban | SC-New | M_Input | Residential | Single Family | Single Family Bathroom Aerator 1.0 GPM HPWH | -1.3891 | -182.6382 | R-All-WH-HPWH-All-All-R | 0 | 0.0014536 | 0.0021918 | 0.0031096 | 0.0042249 | 0.005341 | 0.006562 | 0.0076817 | 0.0084734 | 0.0089684 | 0.0095377 | 0.010061 | 0.010277 | 0.010057 | 0.010103 | 0.01017 | 0.010241 | 0.010269 | 0.010297 | 0.010325 | 0.010353 | 0.1597 | 0.1597 | 0.0014536 | 0.0036453 | 0.0067549 | 0.01098 | 0.016321 | 0.022883 | 0.030565 | 0.039038 | 0.048006 | 0.057544 | 0.067605 | 0.077883 | 0.087939 | 0.098043 | 0.10821 | 0.11845 | 0.12872 | 0.13902 | 0.14934 | 0.1597
Under $5 | Under $5 | Aerator | Under $5 | -168.1939 | Water Heating | Urban | SC-Retro | M_Input | Residential | Single Family | Single Family Bathroom Aerator 1.0 GPM AnyWH | -1.3799 | -168.1939 | R-All-WH-ERWH-All-All-R | R-All-WH-ERWH-All-All-R | 0.025693 | 0.040769 | 0.082227 | 0.14501 | 0.2272 | 0.3202 | 0.41013 | 0.48137 | 0.5213 | 0.52398 | 0.49147 | 0.43214 | 0.35757 | 0.27933 | 0.20671 | 0.14532 | 0.097293 | 0.062178 | 0.03801 | 0.022267 | 5.1692 | 4.9102 | 0.025693 | 0.066462 | 0.14869 | 0.2937 | 0.5209 | 0.8411 | 1.2512 | 1.7326 | 2.2539 | 2.7779 | 3.2693 | 3.7015 | 4.059 | 4.3384 | 4.5451 | 4.6904 | 4.7877 | 4.8499 | 4.8879 | 4.9102
Under $5 | Under $5 | Aerator | Under $5 | -138.1783 | Water Heating | Urban | SC-Retro | M_Input | Residential | Multifamily - Low Rise | Multifamily - Low Rise Bathroom Aerator 1.0 GPM AnyWH | -0.90441 | -138.1783 | R-All-WH-ERWH-All-All-R | R-All-WH-ERWH-All-All-R | 0.0040643 | 0.0064998 | 0.013211 | 0.023479 | 0.037085 | 0.052707 | 0.068092 | 0.080585 | 0.087994 | 0.089189 | 0.084341 | 0.074741 | 0.0623 | 0.049024 | 0.036534 | 0.025858 | 0.017428 | 0.01121 | 0.0068961 | 0.004065 | 0.94366 | 0.8353 | 0.0040643 | 0.010564 | 0.023775 | 0.047254 | 0.084339 | 0.13705 | 0.20514 | 0.28572 | 0.37372 | 0.46291 | 0.54725 | 0.62199 | 0.68429 | 0.73331 | 0.76985 | 0.79571 | 0.81313 | 0.82434 | 0.83124 | 0.8353
Under $5 | Under $5 | Aerator | Under $5 | -138.1783 | Water Heating | Urban | SC-Retro | M_Input | Residential | Multifamily - High Rise | Multifamily - High Rise Bathroom Aerator 1.0 GPM AnyWH | -0.90441 | -138.1783 | R-All-WH-ERWH-All-All-R | R-All-WH-ERWH-All-All-R | 0.00092663 | 0.0014816 | 0.0030112 | 0.005351 | 0.0084522 | 0.012012 | 0.015518 | 0.018363 | 0.02005 | 0.020319 | 0.019213 | 0.017024 | 0.01419 | 0.011165 | 0.0083197 | 0.0058884 | 0.0039684 | 0.0025525 | 0.0015702 | 0.00092552 | 0.21485 | 0.1903 | 0.00092663 | 0.0024083 | 0.0054195 | 0.010771 | 0.019223 | 0.031235 | 0.046753 | 0.065116 | 0.085166 | 0.10548 | 0.1247 | 0.14172 | 0.15591 | 0.16708 | 0.1754 | 0.18128 | 0.18525 | 0.18781 | 0.18938 | 0.1903
Under $5 | Under $5 | Aerator | Under $5 | -104.9017 | Water Heating | Urban | SC-Retro | M_Input | Residential | Manufactured | Manufactured Bathroom Aerator 1.0 GPM AnyWH | -2.1648 | -104.9017 | R-All-WH-ERWH-All-All-R | R-All-WH-ERWH-All-All-R | 0.0028003 | 0.0043689 | 0.0086716 | 0.01506 | 0.023248 | 0.032296 | 0.040786 | 0.04721 | 0.050441 | 0.050041 | 0.046334 | 0.04022 | 0.032858 | 0.025353 | 0.018533 | 0.01287 | 0.0085122 | 0.0053742 | 0.0032455 | 0.0018784 | 0.43605 | 0.43605 | 0.0028003 | 0.0071692 | 0.015841 | 0.030901 | 0.054148 | 0.086445 | 0.12723 | 0.17444 | 0.22488 | 0.27492 | 0.32126 | 0.36148 | 0.39433 | 0.41969 | 0.43605 | 0.43605 | 0.43605 | 0.43605 | 0.43605 | 0.43605
Under $5 | Under $5 | Aerator | Under $5 | -182.6382 | Water Heating | Urban | SC-Retro | M_Input | Residential | Single Family | Single Family Bathroom Aerator 1.0 GPM HPWH | -1.3891 | -182.6382 | R-All-WH-HPWH-All-All-R | 0 | 0.0061004 | 0.0096798 | 0.019523 | 0.034429 | 0.053944 | 0.076026 | 0.097377 | 0.11429 | 0.12377 | 0.12441 | 0.11669 | 0.1026 | 0.084897 | 0.066322 | 0.04908 | 0.034503 | 0.0231 | 0.014763 | 0.0090247 | 0.0052869 | 1.2273 | 1.1658 | 0.0061004 | 0.01578 | 0.035303 | 0.069732 | 0.12368 | 0.1997 | 0.29708 | 0.41137 | 0.53514 | 0.65955 | 0.77624 | 0.87885 | 0.96374 | 1.0301 | 1.0791 | 1.1136 | 1.1367 | 1.1515 | 1.1605 | 1.1658
Under $25 | Under $20 | Controls Commissioning and Sizing | Under $25 | 23.7414 | HVAC | Urban | SC-New | M_Input | Residential | Single Family | SF CC&S + HZ23 | 19.3902 | 23.7414 | R-All-HVAC-ASHP-All-All-E | 0 | 0.004024 | 0.0050081 | 0.0060984 | 0.0073242 | 0.0083511 | 0.0093948 | 0.010176 | 0.010472 | 0.010433 | 0.010557 | 0.010715 | 0.010638 | 0.010202 | 0.010123 | 0.010113 | 0.010141 | 0.010169 | 0.010197 | 0.010226 | 0.010254 | 0.18462 | 0.18462 | 0.004024 | 0.0090322 | 0.015131 | 0.022455 | 0.030806 | 0.040201 | 0.050376 | 0.060849 | 0.071282 | 0.081839 | 0.092554 | 0.10319 | 0.11339 | 0.12352 | 0.13363 | 0.14377 | 0.15394 | 0.16414 | 0.17436 | 0.18462
Under $40 | Under $30 | Controls Commissioning and Sizing | Under $40 | 36.6451 | HVAC | Urban | SC-New | M_Input | Residential | Single Family | SF CC&S + HZ1 | 29.647 | 36.6451 | R-All-HVAC-ASHP-All-All-E | 0 | 0.035124 | 0.043714 | 0.05323 | 0.063929 | 0.072892 | 0.082003 | 0.088817 | 0.091408 | 0.091068 | 0.092147 | 0.093523 | 0.092851 | 0.089052 | 0.088359 | 0.088275 | 0.088517 | 0.088761 | 0.089007 | 0.089254 | 0.089502 | 1.6114 | 1.6114 | 0.035124 | 0.078837 | 0.13207 | 0.196 | 0.26889 | 0.35089 | 0.43971 | 0.53112 | 0.62219 | 0.71433 | 0.80786 | 0.90071 | 0.98976 | 1.0781 | 1.1664 | 1.2549 | 1.3437 | 1.4327 | 1.5219 | 1.6114
Under $130 | Under $100 | Controls Commissioning and Sizing | Under $130 | 129.9782 | HVAC | Urban | SC-New | M_Input | Residential | Manufactured | MH CC&S + HZ23 | 93.1011 | 129.9782 | R-All-HVAC-ASHP-All-All-E | 0 | 7.7951e-05 | 0.00010068 | 0.00012726 | 0.00015464 | 0.00018014 | 0.00020053 | 0.00021374 | 0.00022265 | 0.00022742 | 0.00022872 | 0.0002278 | 0.00022568 | 0.00022316 | 0.00022081 | 0.0002185 | 0.00021616 | 0.00021384 | 0.00021154 | 0.00020927 | 0.00020702 | 0.0039075 | 0.0039075 | 7.7951e-05 | 0.00017863 | 0.0003059 | 0.00046053 | 0.00064067 | 0.0008412 | 0.0010549 | 0.0012776 | 0.001505 | 0.0017337 | 0.0019615 | 0.0021872 | 0.0024104 | 0.0026312 | 0.0028497 | 0.0030658 | 0.0032797 | 0.0034912 | 0.0037005 | 0.0039075
Under $65 | Under $45 | Controls Commissioning and Sizing | Under $65 | 63.3001 | HVAC | Urban | SC-New | M_Input | Residential | Manufactured | MH CC&S + HZ1 | 44.0367 | 63.3001 | R-All-HVAC-ASHP-All-All-E | 0 | 0.00039183 | 0.0005061 | 0.0006397 | 0.0007773 | 0.0009055 | 0.001008 | 0.0010744 | 0.0011192 | 0.0011431 | 0.0011497 | 0.0011451 | 0.0011344 | 0.0011218 | 0.0011099 | 0.0010983 | 0.0010865 | 0.0010749 | 0.0010633 | 0.0010519 | 0.0010406 | 0.019642 | 0.019642 | 0.00039183 | 0.00089793 | 0.0015376 | 0.0023149 | 0.0032204 | 0.0042284 | 0.0053028 | 0.0064219 | 0.0075651 | 0.0087148 | 0.0098598 | 0.010994 | 0.012116 | 0.013226 | 0.014324 | 0.015411 | 0.016486 | 0.017549 | 0.018601 | 0.019642
Under $25 | Under $20 | Controls Commissioning and Sizing | Under $25 | 23.7414 | HVAC | Urban | SC-NR | M_Input | Residential | Single Family | SF CC&S + HZ23 | 19.3902 | 23.7414 | R-All-HVAC-ASHP-All-All-E | 0 | 0.022202 | 0.02946 | 0.037393 | 0.045462 | 0.053026 | 0.059482 | 0.064424 | 0.067753 | 0.069673 | 0.070574 | 0.070867 | 0.070864 | 0.070745 | 0.070593 | 0.070433 | 0.080879 | 0.079259 | 0.077866 | 0.076732 | 0.075613 | 1.0728 | 1.0728 | 0.022202 | 0.051662 | 0.089055 | 0.13452 | 0.18754 | 0.24703 | 0.31145 | 0.3792 | 0.44888 | 0.51945 | 0.59032 | 0.66118 | 0.73193 | 0.80252 | 0.87295 | 0.95383 | 1.0331 | 1.0728 | 1.0728 | 1.0728
Under $40 | Under $30 | Controls Commissioning and Sizing | Under $40 | 36.6451 | HVAC | Urban | SC-NR | M_Input | Residential | Single Family | SF CC&S + HZ1 | 29.647 | 36.6451 | R-All-HVAC-ASHP-All-All-E | 0 | 0.19379 | 0.25714 | 0.32639 | 0.39682 | 0.46284 | 0.51919 | 0.56232 | 0.59138 | 0.60814 | 0.61601 | 0.61856 | 0.61854 | 0.6175 | 0.61617 | 0.61477 | 0.70596 | 0.69182 | 0.67965 | 0.66976 | 0.65999 | 9.3637 | 9.3637 | 0.19379 | 0.45094 | 0.77732 | 1.1741 | 1.637 | 2.1562 | 2.7185 | 3.3099 | 3.918 | 4.534 | 5.1526 | 5.7711 | 6.3886 | 7.0048 | 7.6196 | 8.3255 | 9.0173 | 9.3637 | 9.3637 | 9.3637
Under $130 | Under $100 | Controls Commissioning and Sizing | Under $130 | 129.9782 | HVAC | Urban | SC-NR | M_Input | Residential | Manufactured | MH CC&S + HZ23 | 93.1011 | 129.9782 | R-All-HVAC-ASHP-All-All-E | 0 | 0.0016098 | 0.0021122 | 0.0026536 | 0.0031953 | 0.0036926 | 0.004105 | 0.0044069 | 0.0045944 | 0.004684 | 0.0047038 | 0.0046829 | 0.0046426 | 0.0045952 | 0.0045461 | 0.004497 | 0.0046548 | 0.0045844 | 0.0045177 | 0.0044518 | 0.0043876 | 0.063754 | 0.063754 | 0.0016098 | 0.003722 | 0.0063755 | 0.0095708 | 0.013263 | 0.017368 | 0.021775 | 0.02637 | 0.031054 | 0.035757 | 0.04044 | 0.045083 | 0.049678 | 0.054224 | 0.058721 | 0.063376 | 0.063754 | 0.063754 | 0.063754 | 0.063754
Under $65 | Under $45 | Controls Commissioning and Sizing | Under $65 | 63.3001 | HVAC | Urban | SC-NR | M_Input | Residential | Manufactured | MH CC&S + HZ1 | 44.0367 | 63.3001 | R-All-HVAC-ASHP-All-All-E | 0 | 0.0080918 | 0.010617 | 0.013338 | 0.016061 | 0.018561 | 0.020634 | 0.022152 | 0.023094 | 0.023544 | 0.023644 | 0.023539 | 0.023336 | 0.023098 | 0.022851 | 0.022604 | 0.023398 | 0.023044 | 0.022709 | 0.022378 | 0.022055 | 0.32047 | 0.32047 | 0.0080918 | 0.018709 | 0.032047 | 0.048109 | 0.06667 | 0.087304 | 0.10946 | 0.13255 | 0.15609 | 0.17974 | 0.20328 | 0.22661 | 0.24971 | 0.27256 | 0.29517 | 0.31857 | 0.32047 | 0.32047 | 0.32047 | 0.32047
Under $130 | Under $85 | Clothes Dryer | Under $130 | 118.5524 | Dryer | Urban | SC-New | M_Input | Residential | Single Family | Heat Pump Dryer | 78.1427 | 118.5524 | R-All-Plug-Dryer-All-All-R | 0 | 0.03007 | 0.03835 | 0.045927 | 0.053832 | 0.060387 | 0.067866 | 0.07472 | 0.079413 | 0.082657 | 0.087924 | 0.093939 | 0.097989 | 0.098401 | 0.1018 | 0.10564 | 0.10966 | 0.10996 | 0.11026 | 0.11056 | 0.11087 | 1.6702 | 1.6702 | 0.03007 | 0.06842 | 0.11435 | 0.16818 | 0.22857 | 0.29643 | 0.37115 | 0.45057 | 0.53322 | 0.62115 | 0.71509 | 0.81307 | 0.91148 | 1.0133 | 1.1189 | 1.2286 | 1.3385 | 1.4488 | 1.5594 | 1.6702
Under $130 | Under $85 | Clothes Dryer | Under $130 | 118.5524 | Dryer | Urban | SC-New | M_Input | Residential | Multifamily - Low Rise | Heat Pump Dryer | 78.1427 | 118.5524 | R-All-Plug-Dryer-All-All-R | 0 | 0.0067272 | 0.0089673 | 0.011177 | 0.013824 | 0.016413 | 0.019238 | 0.021348 | 0.023521 | 0.025679 | 0.027566 | 0.029132 | 0.030037 | 0.030997 | 0.031917 | 0.032892 | 0.033939 | 0.033834 | 0.033733 | 0.033635 | 0.033541 | 0.49812 | 0.49812 | 0.0067272 | 0.015694 | 0.026872 | 0.040696 | 0.057109 | 0.076347 | 0.097695 | 0.12122 | 0.1469 | 0.17446 | 0.20359 | 0.23363 | 0.26463 | 0.29654 | 0.32944 | 0.36338 | 0.39721 | 0.43094 | 0.46458 | 0.49812
Under $130 | Under $85 | Clothes Dryer | Under $130 | 118.5524 | Dryer | Urban | SC-New | M_Input | Residential | Multifamily - High Rise | Heat Pump Dryer | 78.1427 | 118.5524 | R-All-Plug-Dryer-All-All-R | 0 | 0.0015174 | 0.002033 | 0.0025366 | 0.0031526 | 0.0037339 | 0.0043762 | 0.0048381 | 0.0053248 | 0.0057943 | 0.0062367 | 0.006603 | 0.0068086 | 0.0070272 | 0.0072121 | 0.0074718 | 0.0077074 | 0.0076817 | 0.007657 | 0.0076333 | 0.0076106 | 0.11296 | 0.11296 | 0.0015174 | 0.0035504 | 0.006087 | 0.0092396 | 0.012973 | 0.01735 | 0.022188 | 0.027512 | 0.033307 | 0.039544 | 0.046146 | 0.052955 | 0.059982 | 0.067194 | 0.074666 | 0.082374 | 0.090055 | 0.097712 | 0.10535 | 0.11296
Under $130 | Under $85 | Clothes Dryer | Under $130 | 118.5524 | Dryer | Urban | SC-New | M_Input | Residential | Manufactured | Heat Pump Dryer | 78.1427 | 118.5524 | R-All-Plug-Dryer-All-All-R | 0 | 0.0005619 | 0.0007437 | 0.00092437 | 0.0010962 | 0.0012563 | 0.0013971 | 0.0015138 | 0.0016283 | 0.0017376 | 0.0018371 | 0.0019262 | 0.002005 | 0.0020756 | 0.0021413 | 0.002201 | 0.0022541 | 0.0022301 | 0.0022063 | 0.0021828 | 0.0021596 | 0.034078 | 0.034078 | 0.0005619 | 0.0013056 | 0.00223 | 0.0033262 | 0.0045825 | 0.0059796 | 0.0074934 | 0.0091217 | 0.010859 | 0.012696 | 0.014623 | 0.016628 | 0.018703 | 0.020844 | 0.023045 | 0.0253 | 0.02753 | 0.029736 | 0.031919 | 0.034078
Under $130 | Under $85 | Clothes Dryer | Under $130 | 118.5524 | Dryer | Urban | SC-NR | M_Input | Residential | Single Family | Heat Pump Dryer | 78.1427 | 118.5524 | R-All-Plug-Dryer-All-All-R | 0 | 0.15386 | 0.2098 | 0.2623 | 0.31156 | 0.35778 | 0.40114 | 0.4418 | 0.47993 | 0.51566 | 0.54916 | 0.58054 | 0.60993 | 0.63744 | 0.66319 | 0.68729 | 0.70983 | 0.83354 | 0.81837 | 0.80679 | 0.79875 | 15.4821 | 10.8286 | 0.15386 | 0.36366 | 0.62596 | 0.93752 | 1.2953 | 1.6964 | 2.1382 | 2.6182 | 3.1338 | 3.683 | 4.2635 | 4.8734 | 5.5109 | 6.1741 | 6.8614 | 7.5712 | 8.4047 | 9.2231 | 10.0299 | 10.8286
Under $130 | Under $85 | Clothes Dryer | Under $130 | 118.5524 | Dryer | Urban | SC-NR | M_Input | Residential | Multifamily - Low Rise | Heat Pump Dryer | 78.1427 | 118.5524 | R-All-Plug-Dryer-All-All-R | 0 | 0.020822 | 0.028408 | 0.035528 | 0.04221 | 0.04848 | 0.054363 | 0.05988 | 0.065053 | 0.069904 | 0.07445 | 0.078709 | 0.082697 | 0.086431 | 0.089927 | 0.093199 | 0.096259 | 0.12427 | 0.12187 | 0.1201 | 0.11942 | 2.1579 | 1.512 | 0.020822 | 0.04923 | 0.084758 | 0.12697 | 0.17545 | 0.22981 | 0.28969 | 0.35474 | 0.42465 | 0.4991 | 0.57781 | 0.6605 | 0.74693 | 0.83686 | 0.93006 | 1.0263 | 1.1506 | 1.2725 | 1.3926 | 1.512
Under $130 | Under $85 | Clothes Dryer | Under $130 | 118.5524 | Dryer | Urban | SC-NR | M_Input | Residential | Multifamily - High Rise | Heat Pump Dryer | 78.1427 | 118.5524 | R-All-Plug-Dryer-All-All-R | 0 | 0.0047475 | 0.006477 | 0.0081003 | 0.0096238 | 0.011053 | 0.012395 | 0.013652 | 0.014832 | 0.015938 | 0.016974 | 0.017945 | 0.018855 | 0.019706 | 0.020503 | 0.021249 | 0.021947 | 0.028266 | 0.027753 | 0.027357 | 0.027228 | 0.49182 | 0.3446 | 0.0047475 | 0.011224 | 0.019325 | 0.028949 | 0.040002 | 0.052397 | 0.066049 | 0.080881 | 0.096819 | 0.11379 | 0.13174 | 0.15059 | 0.1703 | 0.1908 | 0.21205 | 0.234 | 0.26226 | 0.29002 | 0.31737 | 0.3446
Under $130 | Under $85 | Clothes Dryer | Under $130 | 118.5524 | Dryer | Urban | SC-NR | M_Input | Residential | Manufactured | Heat Pump Dryer | 78.1427 | 118.5524 | R-All-Plug-Dryer-All-All-R | 0 | 0.010736 | 0.014479 | 0.017925 | 0.021094 | 0.024004 | 0.026674 | 0.02912 | 0.031357 | 0.0334 | 0.035262 | 0.036956 | 0.038493 | 0.039885 | 0.041141 | 0.042272 | 0.043285 | 0.04517 | 0.044527 | 0.043947 | 0.043386 | 0.88966 | 0.66311 | 0.010736 | 0.025215 | 0.043141 | 0.064235 | 0.088239 | 0.11491 | 0.14403 | 0.17539 | 0.20879 | 0.24405 | 0.28101 | 0.3195 | 0.35938 | 0.40053 | 0.4428 | 0.48608 | 0.53125 | 0.57578 | 0.61973 | 0.66311
Under $5 | Under $5 | Clothes Washer | Under $5 | -29.2769 | Water Heating | Urban | SC-New | M_Input | Residential | Single Family | Single Family CEE Tier 3 Clothes Washer - Any DHW, Any Dryer - 54% ENERGY STAR Baseline | -5.2342 | -29.2769 | R-All-WH-Cwash-All-All-R | R-All-Plug-Dryer-All-All-R | 0.013783 | 0.015336 | 0.016538 | 0.017761 | 0.018462 | 0.019386 | 0.020071 | 0.020163 | 0.019925 | 0.02021 | 0.020666 | 0.020696 | 0.019832 | 0.019674 | 0.019655 | 0.019709 | 0.019764 | 0.019819 | 0.019875 | 0.01993 | 0.38125 | 0.38125 | 0.013783 | 0.029118 | 0.045656 | 0.063418 | 0.081879 | 0.10127 | 0.12134 | 0.1415 | 0.16142 | 0.18163 | 0.2023 | 0.223 | 0.24283 | 0.2625 | 0.28216 | 0.30187 | 0.32163 | 0.34145 | 0.36132 | 0.38125
Under $5 | Under $5 | Clothes Washer | Under $5 | -50.1458 | Water Heating | Urban | SC-New | M_Input | Residential | Multifamily - Low Rise | Multifamily - Low Rise CEE Tier 3 Clothes Washer - Any DHW, Any Dryer - 54% ENERGY STAR Baseline | -5.2093 | -50.1458 | R-All-WH-Cwash-All-All-R | R-All-WH-ERWH-All-All-R | 0.0021496 | 0.0024933 | 0.0027952 | 0.0031661 | 0.0034829 | 0.0038149 | 0.0039807 | 0.0041467 | 0.0043 | 0.004402 | 0.004452 | 0.0044066 | 0.0043409 | 0.0042859 | 0.004252 | 0.0042382 | 0.0042249 | 0.0042121 | 0.0041997 | 0.0041878 | 0.077532 | 0.077532 | 0.0021496 | 0.0046429 | 0.0074381 | 0.010604 | 0.014087 | 0.017902 | 0.021883 | 0.026029 | 0.030329 | 0.034731 | 0.039184 | 0.04359 | 0.047931 | 0.052217 | 0.056469 | 0.060707 | 0.064932 | 0.069144 | 0.073344 | 0.077532
Under $5 | Under $5 | Clothes Washer | Under $5 | -50.3046 | Water Heating | Urban | SC-New | M_Input | Residential | Manufactured | Manufactured CEE Tier 3 Clothes Washer - Any DHW, Any Dryer - 54% ENERGY STAR Baseline | -5.2115 | -50.3046 | R-All-WH-Cwash-All-All-R | R-All-WH-ERWH-All-All-R | 0.00025094 | 0.00028953 | 0.00032399 | 0.00035204 | 0.0003739 | 0.00038848 | 0.00039577 | 0.00040244 | 0.00040782 | 0.00041113 | 0.00041249 | 0.0004122 | 0.00040734 | 0.00040297 | 0.00039871 | 0.0003944 | 0.00039014 | 0.00038592 | 0.00038175 | 0.00037762 | 0.0075596 | 0.0075596 | 0.00025094 | 0.00054047 | 0.00086447 | 0.0012165 | 0.0015904 | 0.0019789 | 0.0023747 | 0.0027771 | 0.0031849 | 0.0035961 | 0.0040085 | 0.0044207 | 0.0048281 | 0.0052311 | 0.0056298 | 0.0060242 | 0.0064143 | 0.0068002 | 0.007182 | 0.0075596
Under $5 | Under $5 | Clothes Washer | Under $5 | -50.1458 | Water Heating | Urban | SC-New | M_Input | Residential | Multifamily - High Rise | Multifamily - High Rise CEE Tier 3 Clothes Washer - Any DHW, Any Dryer - 54% ENERGY STAR Baseline | -5.2093 | -50.1458 | R-All-WH-Cwash-All-All-R | R-All-WH-ERWH-All-All-R | 0.00049156 | 0.000573 | 0.00064305 | 0.00073195 | 0.00080323 | 0.00087968 | 0.0009145 | 0.00095159 | 0.00098354 | 0.0010096 | 0.0010229 | 0.0010125 | 0.00099759 | 0.0009817 | 0.00097914 | 0.00097569 | 0.00097239 | 0.00096922 | 0.00096618 | 0.00096326 | 0.017822 | 0.017822 | 0.00049156 | 0.0010646 | 0.0017076 | 0.0024396 | 0.0032428 | 0.0041225 | 0.005037 | 0.0059886 | 0.0069721 | 0.0079817 | 0.0090046 | 0.010017 | 0.011015 | 0.011996 | 0.012976 | 0.013951 | 0.014924 | 0.015893 | 0.016859 | 0.017822
Under $20 | Under $65 | Clothes Washer | Under $20 | 16.3541 | Water Heating | Urban | SC-New | M_Input | Residential | Single Family | Single Family CEE Tier 2 Clothes Washer - Any DHW, Any Dryer - 54% ENERGY STAR Baseline | 62.4316 | 16.3541 | R-All-WH-Cwash-All-All-R | R-All-Plug-Dryer-All-All-R | 0.025572 | 0.028452 | 0.030683 | 0.032953 | 0.034252 | 0.035967 | 0.037238 | 0.037409 | 0.036968 | 0.037496 | 0.038343 | 0.038397 | 0.036794 | 0.036502 | 0.036466 | 0.036567 | 0.036669 | 0.036771 | 0.036874 | 0.036977 | 0.70735 | 0.70735 | 0.025572 | 0.054024 | 0.084707 | 0.11766 | 0.15191 | 0.18788 | 0.22512 | 0.26253 | 0.29949 | 0.33699 | 0.37533 | 0.41373 | 0.45052 | 0.48703 | 0.52349 | 0.56006 | 0.59673 | 0.6335 | 0.67037 | 0.70735
Under $5 | Under $65 | Clothes Washer | Under $5 | -52.2182 | Water Heating | Urban | SC-New | M_Input | Residential | Manufactured | Manufactured CEE Tier 2 Clothes Washer - Any DHW, Any Dryer - 54% ENERGY STAR Baseline | 63.0471 | -52.2182 | R-All-WH-Cwash-All-All-R | R-All-WH-ERWH-All-All-R | 0.00046379 | 0.00053511 | 0.0005988 | 0.00065064 | 0.00069104 | 0.00071799 | 0.00073145 | 0.00074379 | 0.00075373 | 0.00075985 | 0.00076237 | 0.00076182 | 0.00075284 | 0.00074476 | 0.0007369 | 0.00072893 | 0.00072105 | 0.00071326 | 0.00070554 | 0.00069791 | 0.013972 | 0.013972 | 0.00046379 | 0.0009989 | 0.0015977 | 0.0022483 | 0.0029394 | 0.0036574 | 0.0043888 | 0.0051326 | 0.0058863 | 0.0066462 | 0.0074086 | 0.0081704 | 0.0089232 | 0.009668 | 0.010405 | 0.011134 | 0.011855 | 0.012568 | 0.013274 | 0.013972
Under $5 | Under $65 | Clothes Washer | Under $5 | -51.6577 | Water Heating | Urban | SC-New | M_Input | Residential | Multifamily - Low Rise | Multifamily - Low Rise CEE Tier 2 Clothes Washer - Any DHW, Any Dryer - 54% ENERGY STAR Baseline | 63.1067 | -51.6577 | R-All-WH-Cwash-All-All-R | R-All-WH-ERWH-All-All-R | 0.0039715 | 0.0046064 | 0.0051643 | 0.0058494 | 0.0064348 | 0.007048 | 0.0073545 | 0.0076612 | 0.0079444 | 0.0081327 | 0.0082252 | 0.0081412 | 0.0080199 | 0.0079183 | 0.0078556 | 0.0078302 | 0.0078056 | 0.0077819 | 0.007759 | 0.0077369 | 0.14324 | 0.14324 | 0.0039715 | 0.0085778 | 0.013742 | 0.019591 | 0.026026 | 0.033074 | 0.040429 | 0.04809 | 0.056034 | 0.064167 | 0.072392 | 0.080533 | 0.088553 | 0.096472 | 0.10433 | 0.11216 | 0.11996 | 0.12774 | 0.1355 | 0.14324
Under $5 | Under $65 | Clothes Washer | Under $5 | -51.6577 | Water Heating | Urban | SC-New | M_Input | Residential | Multifamily - High Rise | Multifamily - High Rise CEE Tier 2 Clothes Washer - Any DHW, Any Dryer - 54% ENERGY STAR Baseline | 63.1067 | -51.6577 | R-All-WH-Cwash-All-All-R | R-All-WH-ERWH-All-All-R | 0.00090817 | 0.0010586 | 0.001188 | 0.0013523 | 0.001484 | 0.0016252 | 0.0016896 | 0.0017581 | 0.0018171 | 0.0018652 | 0.0018899 | 0.0018707 | 0.0018431 | 0.0018137 | 0.001809 | 0.0018026 | 0.0017965 | 0.0017906 | 0.001785 | 0.0017796 | 0.032927 | 0.032927 | 0.00090817 | 0.0019668 | 0.0031548 | 0.0045071 | 0.0059911 | 0.0076163 | 0.0093059 | 0.011064 | 0.012881 | 0.014746 | 0.016636 | 0.018507 | 0.02035 | 0.022164 | 0.023973 | 0.025775 | 0.027572 | 0.029362 | 0.031147 | 0.032927
Under $65 | Under $115 | Clothes Washer | Under $65 | 60.2363 | Water Heating | Urban | SC-New | M_Input | Residential | Single Family | Single Family CEE Tier 1 Clothes Washer - Any DHW, Any Dryer - 54% ENERGY STAR Baseline | 110.9635 | 60.2363 | R-All-WH-Cwash-All-All-R | R-All-Plug-Dryer-All-All-R | 0.037891 | 0.042159 | 0.045464 | 0.048828 | 0.050753 | 0.053294 | 0.055177 | 0.05543 | 0.054777 | 0.05556 | 0.056814 | 0.056895 | 0.054519 | 0.054086 | 0.054033 | 0.054183 | 0.054333 | 0.054485 | 0.054637 | 0.05479 | 1.0481 | 1.0481 | 0.037891 | 0.08005 | 0.12551 | 0.17434 | 0.22509 | 0.27839 | 0.33357 | 0.389 | 0.44377 | 0.49933 | 0.55615 | 0.61304 | 0.66756 | 0.72165 | 0.77568 | 0.82986 | 0.8842 | 0.93868 | 0.99332 | 1.0481
Under $5 | Under $115 | Clothes Washer | Under $5 | -32.2839 | Water Heating | Urban | SC-New | M_Input | Residential | Manufactured | Manufactured CEE Tier 1 Clothes Washer - Any DHW, Any Dryer - 54% ENERGY STAR Baseline | 112.2339 | -32.2839 | R-All-WH-Cwash-All-All-R | R-All-WH-ERWH-All-All-R | 0.00068587 | 0.00079133 | 0.00088553 | 0.00096219 | 0.0010219 | 0.0010618 | 0.0010817 | 0.0010999 | 0.0011146 | 0.0011237 | 0.0011274 | 0.0011266 | 0.0011133 | 0.0011014 | 0.0010897 | 0.001078 | 0.0010663 | 0.0010548 | 0.0010434 | 0.0010321 | 0.020662 | 0.020662 | 0.00068587 | 0.0014772 | 0.0023627 | 0.0033249 | 0.0043468 | 0.0054086 | 0.0064903 | 0.0075903 | 0.0087049 | 0.0098286 | 0.010956 | 0.012083 | 0.013196 | 0.014297 | 0.015387 | 0.016465 | 0.017531 | 0.018586 | 0.019629 | 0.020662
Under $5 | Under $115 | Clothes Washer | Under $5 | -31.4961 | Water Heating | Urban | SC-New | M_Input | Residential | Multifamily - Low Rise | Multifamily - Low Rise CEE Tier 1 Clothes Washer - Any DHW, Any Dryer - 54% ENERGY STAR Baseline | 112.3566 | -31.4961 | R-All-WH-Cwash-All-All-R | R-All-WH-ERWH-All-All-R | 0.005872 | 0.0068107 | 0.0076356 | 0.0086486 | 0.0095141 | 0.010421 | 0.010874 | 0.011327 | 0.011746 | 0.012025 | 0.012161 | 0.012037 | 0.011858 | 0.011708 | 0.011615 | 0.011577 | 0.011541 | 0.011506 | 0.011472 | 0.011439 | 0.21179 | 0.21179 | 0.005872 | 0.012683 | 0.020318 | 0.028967 | 0.038481 | 0.048902 | 0.059776 | 0.071103 | 0.082849 | 0.094874 | 0.10704 | 0.11907 | 0.13093 | 0.14264 | 0.15425 | 0.16583 | 0.17737 | 0.18888 | 0.20035 | 0.21179
Under $5 | Under $115 | Clothes Washer | Under $5 | -31.4961 | Water Heating | Urban | SC-New | M_Input | Residential | Multifamily - High Rise | Multifamily - High Rise CEE Tier 1 Clothes Washer - Any DHW, Any Dryer - 54% ENERGY STAR Baseline | 112.3566 | -31.4961 | R-All-WH-Cwash-All-All-R | R-All-WH-ERWH-All-All-R | 0.0013428 | 0.0015652 | 0.0017566 | 0.0019994 | 0.0021941 | 0.002403 | 0.0024981 | 0.0025994 | 0.0026867 | 0.0027578 | 0.0027943 | 0.0027659 | 0.0027251 | 0.0026816 | 0.0026747 | 0.0026653 | 0.0026562 | 0.0026476 | 0.0026393 | 0.0026313 | 0.048684 | 0.048684 | 0.0013428 | 0.002908 | 0.0046646 | 0.006664 | 0.0088582 | 0.011261 | 0.013759 | 0.016359 | 0.019045 | 0.021803 | 0.024597 | 0.027363 | 0.030088 | 0.03277 | 0.035445 | 0.03811 | 0.040766 | 0.043414 | 0.046053 | 0.048684
Under $5 | Under $5 | Clothes Washer | Under $5 | -29.2769 | Water Heating | Urban | SC-NR | M_Input | Residential | Single Family | Single Family CEE Tier 3 Clothes Washer - Any DHW, Any Dryer - 54% ENERGY STAR Baseline | -5.2342 | -29.2769 | R-All-WH-Cwash-All-All-R | R-All-Plug-Dryer-All-All-R | 0.069711 | 0.082561 | 0.092755 | 0.10083 | 0.10722 | 0.11225 | 0.11621 | 0.11931 | 0.12172 | 0.12358 | 0.12501 | 0.12609 | 0.12581 | 0.12552 | 0.13533 | 0.13237 | 0.13019 | 0.12858 | 0.12722 | 0.12616 | 1.7551 | 1.7551 | 0.069711 | 0.15227 | 0.24503 | 0.34586 | 0.45307 | 0.56532 | 0.68153 | 0.80084 | 0.92256 | 1.0461 | 1.1711 | 1.2972 | 1.423 | 1.5486 | 1.6839 | 1.7551 | 1.7551 | 1.7551 | 1.7551 | 1.7551
Under $5 | Under $5 | Clothes Washer | Under $5 | -50.1458 | Water Heating | Urban | SC-NR | M_Input | Residential | Multifamily - Low Rise | Multifamily - Low Rise CEE Tier 3 Clothes Washer - Any DHW, Any Dryer - 54% ENERGY STAR Baseline | -5.2093 | -50.1458 | R-All-WH-Cwash-All-All-R | R-All-WH-ERWH-All-All-R | 0.006773 | 0.0080231 | 0.0090151 | 0.0098011 | 0.010423 | 0.010913 | 0.011298 | 0.0116 | 0.011835 | 0.012017 | 0.012157 | 0.012262 | 0.012235 | 0.012207 | 0.014167 | 0.013801 | 0.013534 | 0.013367 | 0.013221 | 0.01311 | 0.17603 | 0.17603 | 0.006773 | 0.014796 | 0.023811 | 0.033612 | 0.044035 | 0.054948 | 0.066246 | 0.077847 | 0.089682 | 0.1017 | 0.11386 | 0.12612 | 0.13835 | 0.15056 | 0.16473 | 0.17603 | 0.17603 | 0.17603 | 0.17603 | 0.17603
Under $5 | Under $5 | Clothes Washer | Under $5 | -50.3046 | Water Heating | Urban | SC-NR | M_Input | Residential | Manufactured | Manufactured CEE Tier 3 Clothes Washer - Any DHW, Any Dryer - 54% ENERGY STAR Baseline | -5.2115 | -50.3046 | R-All-WH-Cwash-All-All-R | R-All-WH-ERWH-All-All-R | 0.0047264 | 0.0055438 | 0.0061712 | 0.0066485 | 0.0070071 | 0.007272 | 0.0074629 | 0.0075955 | 0.0076821 | 0.0077326 | 0.0077546 | 0.0077542 | 0.0076706 | 0.0075875 | 0.0076896 | 0.0075639 | 0.0074514 | 0.0073465 | 0.0072476 | 0.0071532 | 0.099497 | 0.099497 | 0.0047264 | 0.01027 | 0.016441 | 0.02309 | 0.030097 | 0.037369 | 0.044832 | 0.052427 | 0.060109 | 0.067842 | 0.075597 | 0.083351 | 0.091021 | 0.098609 | 0.099497 | 0.099497 | 0.099497 | 0.099497 | 0.099497 | 0.099497
Under $5 | Under $5 | Clothes Washer | Under $5 | -50.1458 | Water Heating | Urban | SC-NR | M_Input | Residential | Multifamily - High Rise | Multifamily - High Rise CEE Tier 3 Clothes Washer - Any DHW, Any Dryer - 54% ENERGY STAR Baseline | -5.2093 | -50.1458 | R-All-WH-Cwash-All-All-R | R-All-WH-ERWH-All-All-R | 0.0015122 | 0.0017918 | 0.0020136 | 0.0021893 | 0.0023283 | 0.002438 | 0.0025241 | 0.0025916 | 0.0026442 | 0.0026849 | 0.002716 | 0.0027395 | 0.0027335 | 0.0027273 | 0.0031724 | 0.0030896 | 0.0030276 | 0.0029899 | 0.0029548 | 0.0029286 | 0.040803 | 0.040803 | 0.0015122 | 0.003304 | 0.0053176 | 0.0075069 | 0.0098352 | 0.012273 | 0.014797 | 0.017389 | 0.020033 | 0.022718 | 0.025434 | 0.028174 | 0.030907 | 0.033634 | 0.036807 | 0.039896 | 0.040803 | 0.040803 | 0.040803 | 0.040803
Under $20 | Under $65 | Clothes Washer | Under $20 | 16.3541 | Water Heating | Urban | SC-NR | M_Input | Residential | Single Family | Single Family CEE Tier 2 Clothes Washer - Any DHW, Any Dryer - 54% ENERGY STAR Baseline | 62.4316 | 16.3541 | R-All-WH-Cwash-All-All-R | R-All-Plug-Dryer-All-All-R | 0.12934 | 0.15318 | 0.17209 | 0.18707 | 0.19892 | 0.20826 | 0.2156 | 0.22135 | 0.22582 | 0.22928 | 0.23193 | 0.23393 | 0.23341 | 0.23288 | 0.25108 | 0.24558 | 0.24155 | 0.23856 | 0.23604 | 0.23407 | 3.2564 | 3.2564 | 0.12934 | 0.28251 | 0.4546 | 0.64168 | 0.8406 | 1.0489 | 1.2645 | 1.4858 | 1.7116 | 1.9409 | 2.1728 | 2.4068 | 2.6402 | 2.8731 | 3.1241 | 3.2564 | 3.2564 | 3.2564 | 3.2564 | 3.2564
Under $5 | Under $65 | Clothes Washer | Under $5 | -52.2182 | Water Heating | Urban | SC-NR | M_Input | Residential | Manufactured | Manufactured CEE Tier 2 Clothes Washer - Any DHW, Any Dryer - 54% ENERGY STAR Baseline | 63.0471 | -52.2182 | R-All-WH-Cwash-All-All-R | R-All-WH-ERWH-All-All-R | 0.0087353 | 0.010246 | 0.011406 | 0.012288 | 0.01295 | 0.01344 | 0.013793 | 0.014038 | 0.014198 | 0.014291 | 0.014332 | 0.014331 | 0.014177 | 0.014023 | 0.014212 | 0.01398 | 0.013772 | 0.013578 | 0.013395 | 0.013221 | 0.18389 | 0.18389 | 0.0087353 | 0.018981 | 0.030387 | 0.042674 | 0.055625 | 0.069065 | 0.082858 | 0.096896 | 0.11109 | 0.12538 | 0.13972 | 0.15405 | 0.16822 | 0.18225 | 0.18389 | 0.18389 | 0.18389 | 0.18389 | 0.18389 | 0.18389
Under $5 | Under $65 | Clothes Washer | Under $5 | -51.6577 | Water Heating | Urban | SC-NR | M_Input | Residential | Multifamily - Low Rise | Multifamily - Low Rise CEE Tier 2 Clothes Washer - Any DHW, Any Dryer - 54% ENERGY STAR Baseline | 63.1067 | -51.6577 | R-All-WH-Cwash-All-All-R | R-All-WH-ERWH-All-All-R | 0.012513 | 0.014823 | 0.016656 | 0.018108 | 0.019256 | 0.020162 | 0.020874 | 0.021432 | 0.021866 | 0.022202 | 0.022459 | 0.022654 | 0.022604 | 0.022553 | 0.026173 | 0.025498 | 0.025004 | 0.024696 | 0.024425 | 0.024221 | 0.32523 | 0.32523 | 0.012513 | 0.027336 | 0.043992 | 0.062099 | 0.081355 | 0.10152 | 0.12239 | 0.14382 | 0.16569 | 0.18789 | 0.21035 | 0.233 | 0.25561 | 0.27816 | 0.30433 | 0.32523 | 0.32523 | 0.32523 | 0.32523 | 0.32523
Under $5 | Under $65 | Clothes Washer | Under $5 | -51.6577 | Water Heating | Urban | SC-NR | M_Input | Residential | Multifamily - High Rise | Multifamily - High Rise CEE Tier 2 Clothes Washer - Any DHW, Any Dryer - 54% ENERGY STAR Baseline | 63.1067 | -51.6577 | R-All-WH-Cwash-All-All-R | R-All-WH-ERWH-All-All-R | 0.0027939 | 0.0033103 | 0.0037201 | 0.0040448 | 0.0043016 | 0.0045042 | 0.0046634 | 0.0047881 | 0.0048852 | 0.0049603 | 0.0050179 | 0.0050613 | 0.0050501 | 0.0050387 | 0.0058611 | 0.0057081 | 0.0055936 | 0.0055238 | 0.005459 | 0.0054107 | 0.075385 | 0.075385 | 0.0027939 | 0.0061042 | 0.0098243 | 0.013869 | 0.018171 | 0.022675 | 0.027338 | 0.032126 | 0.037012 | 0.041972 | 0.04699 | 0.052051 | 0.057101 | 0.06214 | 0.068001 | 0.073709 | 0.075385 | 0.075385 | 0.075385 | 0.075385
Under $65 | Under $115 | Clothes Washer | Under $65 | 60.2363 | Water Heating | Urban | SC-NR | M_Input | Residential | Single Family | Single Family CEE Tier 1 Clothes Washer - Any DHW, Any Dryer - 54% ENERGY STAR Baseline | 110.9635 | 60.2363 | R-All-WH-Cwash-All-All-R | R-All-Plug-Dryer-All-All-R | 0.19164 | 0.22697 | 0.25499 | 0.27719 | 0.29475 | 0.30859 | 0.31947 | 0.32798 | 0.33461 | 0.33974 | 0.34366 | 0.34663 | 0.34585 | 0.34507 | 0.37203 | 0.36389 | 0.35791 | 0.35348 | 0.34974 | 0.34683 | 4.8251 | 4.8251 | 0.19164 | 0.41861 | 0.6736 | 0.9508 | 1.2455 | 1.5541 | 1.8736 | 2.2016 | 2.5362 | 2.8759 | 3.2196 | 3.5662 | 3.9121 | 4.2571 | 4.6292 | 4.8251 | 4.8251 | 4.8251 | 4.8251 | 4.8251
Under $5 | Under $115 | Clothes Washer | Under $5 | -32.2839 | Water Heating | Urban | SC-NR | M_Input | Residential | Manufactured | Manufactured CEE Tier 1 Clothes Washer - Any DHW, Any Dryer - 54% ENERGY STAR Baseline | 112.2339 | -32.2839 | R-All-WH-Cwash-All-All-R | R-All-WH-ERWH-All-All-R | 0.012918 | 0.015152 | 0.016867 | 0.018171 | 0.019151 | 0.019875 | 0.020397 | 0.02076 | 0.020996 | 0.021134 | 0.021194 | 0.021193 | 0.020965 | 0.020738 | 0.021017 | 0.020673 | 0.020366 | 0.020079 | 0.019809 | 0.019551 | 0.27194 | 0.27194 | 0.012918 | 0.02807 | 0.044937 | 0.063108 | 0.08226 | 0.10213 | 0.12253 | 0.14329 | 0.16429 | 0.18542 | 0.20662 | 0.22781 | 0.24878 | 0.26951 | 0.27194 | 0.27194 | 0.27194 | 0.27194 | 0.27194 | 0.27194
Under $5 | Under $115 | Clothes Washer | Under $5 | -31.4961 | Water Heating | Urban | SC-NR | M_Input | Residential | Multifamily - Low Rise | Multifamily - Low Rise CEE Tier 1 Clothes Washer - Any DHW, Any Dryer - 54% ENERGY STAR Baseline | 112.3566 | -31.4961 | R-All-WH-Cwash-All-All-R | R-All-WH-ERWH-All-All-R | 0.018502 | 0.021916 | 0.024626 | 0.026773 | 0.028471 | 0.02981 | 0.030863 | 0.031688 | 0.03233 | 0.032827 | 0.033207 | 0.033495 | 0.033421 | 0.033345 | 0.038699 | 0.0377 | 0.036969 | 0.036514 | 0.036114 | 0.035812 | 0.48086 | 0.48086 | 0.018502 | 0.040418 | 0.065044 | 0.091817 | 0.12029 | 0.1501 | 0.18096 | 0.21265 | 0.24498 | 0.27781 | 0.31101 | 0.34451 | 0.37793 | 0.41127 | 0.44997 | 0.48086 | 0.48086 | 0.48086 | 0.48086 | 0.48086
Under $5 | Under $115 | Clothes Washer | Under $5 | -31.4961 | Water Heating | Urban | SC-NR | M_Input | Residential | Multifamily - High Rise | Multifamily - High Rise CEE Tier 1 Clothes Washer - Any DHW, Any Dryer - 54% ENERGY STAR Baseline | 112.3566 | -31.4961 | R-All-WH-Cwash-All-All-R | R-All-WH-ERWH-All-All-R | 0.0041309 | 0.0048945 | 0.0055004 | 0.0059805 | 0.0063601 | 0.0066596 | 0.006895 | 0.0070794 | 0.007223 | 0.0073341 | 0.0074192 | 0.0074834 | 0.0074669 | 0.00745 | 0.0086659 | 0.0084397 | 0.0082705 | 0.0081673 | 0.0080714 | 0.008 | 0.11146 | 0.11146 | 0.0041309 | 0.0090254 | 0.014526 | 0.020506 | 0.026866 | 0.033526 | 0.040421 | 0.0475 | 0.054723 | 0.062058 | 0.069477 | 0.07696 | 0.084427 | 0.091877 | 0.10054 | 0.10898 | 0.11146 | 0.11146 | 0.11146 | 0.11146
Under $15 | Under $10 | Monitor | Under $15 | 13.9182 | Electronics | Urban | SC-New | M_Input | Residential | Single Family | ENERGY STAR Monitors | 8.8635 | 13.9182 | R-All-Elec-Monitor-All-All-R | 0 | 0.014887 | 0.014169 | 0.013528 | 0.013212 | 0.012701 | 0.01255 | 0.012355 | 0.011863 | 0.011254 | 0.011061 | 0.011021 | 0.010755 | 0.010094 | 0.0098641 | 0.0097194 | 0.0096191 | 0.00952 | 0.0094221 | 0.0093256 | 0.0092303 | 0.22615 | 0.22615 | 0.014887 | 0.029056 | 0.042584 | 0.055796 | 0.068498 | 0.081048 | 0.093404 | 0.10527 | 0.11652 | 0.12758 | 0.1386 | 0.14936 | 0.15945 | 0.16932 | 0.17904 | 0.18865 | 0.19817 | 0.2076 | 0.21692 | 0.22615
Under $15 | Under $10 | Monitor | Under $15 | 13.9182 | Electronics | Urban | SC-New | M_Input | Residential | Multifamily - Low Rise | ENERGY STAR Monitors | 8.8635 | 13.9182 | R-All-Elec-Monitor-All-All-R | 0 | 0.0027386 | 0.002723 | 0.0027114 | 0.0028106 | 0.0028799 | 0.0029849 | 0.0029645 | 0.0029666 | 0.0029746 | 0.0029554 | 0.0029081 | 0.0028008 | 0.0027161 | 0.0026407 | 0.0025816 | 0.0025376 | 0.0024945 | 0.0024524 | 0.0024113 | 0.0023711 | 0.054624 | 0.054624 | 0.0027386 | 0.0054617 | 0.008173 | 0.010984 | 0.013864 | 0.016848 | 0.019813 | 0.02278 | 0.025754 | 0.028709 | 0.031618 | 0.034418 | 0.037134 | 0.039775 | 0.042357 | 0.044894 | 0.047389 | 0.049841 | 0.052252 | 0.054624
Under $15 | Under $10 | Monitor | Under $15 | 13.9182 | Electronics | Urban | SC-New | M_Input | Residential | Multifamily - High Rise | ENERGY STAR Monitors | 8.8635 | 13.9182 | R-All-Elec-Monitor-All-All-R | 0 | 0.00061739 | 0.00061733 | 0.00061539 | 0.00064149 | 0.00065547 | 0.00067927 | 0.00067178 | 0.0006714 | 0.0006707 | 0.00066842 | 0.0006591 | 0.00063482 | 0.00061573 | 0.00059634 | 0.00058662 | 0.00057643 | 0.00056648 | 0.00055678 | 0.00054732 | 0.00053808 | 0.012386 | 0.012386 | 0.00061739 | 0.0012347 | 0.0018501 | 0.0024916 | 0.0031471 | 0.0038263 | 0.0044981 | 0.0051695 | 0.0058402 | 0.0065086 | 0.0071677 | 0.0078026 | 0.0084183 | 0.0090146 | 0.0096013 | 0.010178 | 0.010744 | 0.011301 | 0.011848 | 0.012386
Under $15 | Under $10 | Monitor | Under $15 | 13.9182 | Electronics | Urban | SC-New | M_Input | Residential | Manufactured | ENERGY STAR Monitors | 8.8635 | 13.9182 | R-All-Elec-Monitor-All-All-R | 0 | 0.00020235 | 0.00020032 | 0.00019925 | 0.00019715 | 0.00019419 | 0.00018962 | 0.00018328 | 0.00017844 | 0.00017426 | 0.0001701 | 0.00016581 | 0.0001614 | 0.00015705 | 0.00015299 | 0.00014907 | 0.00014519 | 0.00014139 | 0.00013768 | 0.00013406 | 0.00013052 | 0.0033641 | 0.0033641 | 0.00020235 | 0.00040267 | 0.00060191 | 0.00079907 | 0.00099326 | 0.0011829 | 0.0013662 | 0.0015446 | 0.0017189 | 0.001889 | 0.0020548 | 0.0022162 | 0.0023732 | 0.0025262 | 0.0026753 | 0.0028205 | 0.0029618 | 0.0030995 | 0.0032336 | 0.0033641
Under $15 | Under $10 | Computer | Under $15 | 11.4635 | Electronics | Urban | SC-New (2) | M_Input | Residential | Single Family | ENERGY STAR Desktops | 7.3791 | 11.4635 | R-All-Elec-Comp-All-All-R | 0 | 0.057048 | 0.054646 | 0.052507 | 0.051487 | 0.04978 | 0.049365 | 0.048791 | 0.047168 | 0.045129 | 0.044537 | 0.044478 | 0.043616 | 0.041356 | 0.040608 | 0.040154 | 0.039759 | 0.039363 | 0.038965 | 0.038565 | 0.038674 | 0.906 | 0.906 | 0.057048 | 0.11169 | 0.1642 | 0.21569 | 0.26547 | 0.31483 | 0.36362 | 0.41079 | 0.45592 | 0.50046 | 0.54494 | 0.58855 | 0.62991 | 0.67052 | 0.71067 | 0.75043 | 0.78979 | 0.82876 | 0.86732 | 0.906
Under $15 | Under $10 | Computer | Under $15 | 11.4635 | Electronics | Urban | SC-New (2) | M_Input | Residential | Multifamily - Low Rise | ENERGY STAR Desktops | 7.3791 | 11.4635 | R-All-Elec-Comp-All-All-R | 0 | 0.011309 | 0.01127 | 0.011244 | 0.01162 | 0.011888 | 0.012296 | 0.012249 | 0.012281 | 0.012334 | 0.012287 | 0.012136 | 0.011762 | 0.011469 | 0.011208 | 0.011005 | 0.010831 | 0.01066 | 0.01049 | 0.010323 | 0.010293 | 0.22896 | 0.22896 | 0.011309 | 0.022579 | 0.033823 | 0.045443 | 0.057331 | 0.069628 | 0.081876 | 0.094158 | 0.10649 | 0.11878 | 0.13092 | 0.14268 | 0.15415 | 0.16535 | 0.17636 | 0.18719 | 0.19785 | 0.20834 | 0.21866 | 0.22896
Under $15 | Under $10 | Computer | Under $15 | 11.4635 | Electronics | Urban | SC-New (2) | M_Input | Residential | Multifamily - High Rise | ENERGY STAR Desktops | 7.3791 | 11.4635 | R-All-Elec-Comp-All-All-R | 0 | 0.0025514 | 0.002555 | 0.0025518 | 0.0026501 | 0.0027044 | 0.0027972 | 0.0027759 | 0.0027801 | 0.002783 | 0.0027799 | 0.0027507 | 0.0026661 | 0.0026 | 0.0025324 | 0.0025 | 0.0024598 | 0.0024203 | 0.0023812 | 0.0023427 | 0.0023356 | 0.051918 | 0.051918 | 0.0025514 | 0.0051064 | 0.0076581 | 0.010308 | 0.013013 | 0.01581 | 0.018586 | 0.021366 | 0.024149 | 0.026929 | 0.029679 | 0.032346 | 0.034946 | 0.037478 | 0.039978 | 0.042438 | 0.044858 | 0.047239 | 0.049582 | 0.051918
Under $15 | Under $10 | Computer | Under $15 | 11.4635 | Electronics | Urban | SC-New (2) | M_Input | Residential | Manufactured | ENERGY STAR Desktops | 7.3791 | 11.4635 | R-All-Elec-Comp-All-All-R | 0 | 0.00081228 | 0.00080621 | 0.00080356 | 0.00079716 | 0.00078753 | 0.00077277 | 0.00075149 | 0.00073543 | 0.00072168 | 0.00070787 | 0.00069352 | 0.00067861 | 0.00066379 | 0.00064994 | 0.00063644 | 0.00062157 | 0.00060694 | 0.00059255 | 0.00057839 | 0.00057204 | 0.01399 | 0.01399 | 0.00081228 | 0.0016185 | 0.002422 | 0.0032192 | 0.0040067 | 0.0047795 | 0.005531 | 0.0062664 | 0.0069881 | 0.007696 | 0.0083895 | 0.0090681 | 0.0097319 | 0.010382 | 0.011018 | 0.01164 | 0.012247 | 0.012839 | 0.013418 | 0.01399
Over $160 | Under $130 | Computer | Over $160 | 173.7181 | Electronics | Urban | SC-New (2) | M_Input | Residential | Single Family | ENERGY STAR Laptops | 116.6734 | 173.7181 | R-All-Elec-Comp-All-All-R | 0 | 0.005695 | 0.0060756 | 0.0064471 | 0.0069334 | 0.0073071 | 0.0073241 | 0.0073172 | 0.0071511 | 0.0069176 | 0.0069028 | 0.0069709 | 0.0069133 | 0.0066307 | 0.006586 | 0.0065881 | 0.006616 | 0.006644 | 0.0066722 | 0.0067006 | 0.0067195 | 0.13511 | 0.13511 | 0.005695 | 0.011771 | 0.018218 | 0.025151 | 0.032458 | 0.039782 | 0.047099 | 0.05425 | 0.061168 | 0.068071 | 0.075042 | 0.081955 | 0.088586 | 0.095172 | 0.10176 | 0.10838 | 0.11502 | 0.12169 | 0.12839 | 0.13511
Over $160 | Under $130 | Computer | Over $160 | 173.7181 | Electronics | Urban | SC-New (2) | M_Input | Residential | Multifamily - Low Rise | ENERGY STAR Laptops | 116.6734 | 173.7181 | R-All-Elec-Comp-All-All-R | 0 | 0.00093935 | 0.0010443 | 0.001152 | 0.0013068 | 0.0014579 | 0.0015243 | 0.0015348 | 0.0015557 | 0.0015796 | 0.001591 | 0.001589 | 0.0015575 | 0.001536 | 0.0015183 | 0.0015082 | 0.0015054 | 0.0015028 | 0.0015004 | 0.0014981 | 0.0014938 | 0.028895 | 0.028895 | 0.00093935 | 0.0019836 | 0.0031356 | 0.0044425 | 0.0059004 | 0.0074247 | 0.0089595 | 0.010515 | 0.012095 | 0.013686 | 0.015275 | 0.016832 | 0.018368 | 0.019887 | 0.021395 | 0.0229 | 0.024403 | 0.025903 | 0.027401 | 0.028895
Over $160 | Under $130 | Computer | Over $160 | 173.7181 | Electronics | Urban | SC-New (2) | M_Input | Residential | Multifamily - High Rise | ENERGY STAR Laptops | 116.6734 | 173.7181 | R-All-Elec-Comp-All-All-R | 0 | 0.0002119 | 0.00023675 | 0.00026144 | 0.00029804 | 0.00033167 | 0.00034674 | 0.00034783 | 0.00035217 | 0.00035641 | 0.00035995 | 0.00036016 | 0.00035303 | 0.00034821 | 0.00034307 | 0.00034261 | 0.00034188 | 0.00034121 | 0.00034057 | 0.00033998 | 0.00033895 | 0.0065526 | 0.0065526 | 0.0002119 | 0.00044865 | 0.00071008 | 0.0010081 | 0.0013398 | 0.0016865 | 0.0020344 | 0.0023865 | 0.0027429 | 0.0031029 | 0.0034631 | 0.0038161 | 0.0041643 | 0.0045074 | 0.00485 | 0.0051919 | 0.0055331 | 0.0058736 | 0.0062136 | 0.0065526
Over $160 | Under $130 | Computer | Over $160 | 173.7181 | Electronics | Urban | SC-New (2) | M_Input | Residential | Manufactured | ENERGY STAR Laptops | 116.6734 | 173.7181 | R-All-Elec-Comp-All-All-R | 0 | 6.7692e-05 | 7.4881e-05 | 8.2462e-05 | 8.9723e-05 | 9.6623e-05 | 9.5828e-05 | 9.4199e-05 | 9.3192e-05 | 9.2458e-05 | 9.1696e-05 | 9.0846e-05 | 8.9901e-05 | 8.8943e-05 | 8.8094e-05 | 8.727e-05 | 8.6444e-05 | 8.5625e-05 | 8.4814e-05 | 8.401e-05 | 8.3094e-05 | 0.0017478 | 0.0017478 | 6.7692e-05 | 0.00014257 | 0.00022503 | 0.00031476 | 0.00041138 | 0.00050721 | 0.00060141 | 0.0006946 | 0.00078706 | 0.00087875 | 0.0009696 | 0.0010595 | 0.0011484 | 0.0012365 | 0.0013238 | 0.0014103 | 0.0014959 | 0.0015807 | 0.0016647 | 0.0017478
Under $15 | Under $10 | Monitor | Under $15 | 13.9182 | Electronics | Urban | SC-NR | M_Input | Residential | Single Family | ENERGY STAR Monitors | 8.8635 | 13.9182 | R-All-Elec-Monitor-All-All-R | 0 | 0.27213 | 0.27712 | 0.27711 | 0.27477 | 0.2715 | 0.27896 | 0.2744 | 0.27022 | 0.26639 | 0.26254 | 0.25896 | 0.2554 | 0.25171 | 0.24799 | 0.24458 | 0.24131 | 0.23795 | 0.23437 | 0.23113 | 0.22798 | 1.0728 | 1.0728 | 0.27213 | 0.54925 | 0.82636 | 1.0728 | 1.0728 | 1.0728 | 1.0728 | 1.0728 | 1.0728 | 1.0728 | 1.0728 | 1.0728 | 1.0728 | 1.0728 | 1.0728 | 1.0728 | 1.0728 | 1.0728 | 1.0728 | 1.0728
Under $15 | Under $10 | Monitor | Under $15 | 13.9182 | Electronics | Urban | SC-NR | M_Input | Residential | Multifamily - Low Rise | ENERGY STAR Monitors | 8.8635 | 13.9182 | R-All-Elec-Monitor-All-All-R | 0 | 0.030871 | 0.03144 | 0.03144 | 0.031175 | 0.030804 | 0.032508 | 0.031996 | 0.031546 | 0.031193 | 0.030836 | 0.03051 | 0.030113 | 0.029735 | 0.029368 | 0.028988 | 0.028597 | 0.028171 | 0.027766 | 0.027371 | 0.026991 | 0.13509 | 0.13509 | 0.030871 | 0.062311 | 0.093751 | 0.12493 | 0.13509 | 0.13509 | 0.13509 | 0.13509 | 0.13509 | 0.13509 | 0.13509 | 0.13509 | 0.13509 | 0.13509 | 0.13509 | 0.13509 | 0.13509 | 0.13509 | 0.13509 | 0.13509
Under $15 | Under $10 | Monitor | Under $15 | 13.9182 | Electronics | Urban | SC-NR | M_Input | Residential | Multifamily - High Rise | ENERGY STAR Monitors | 8.8635 | 13.9182 | R-All-Elec-Monitor-All-All-R | 0 | 0.0070388 | 0.0071685 | 0.0071685 | 0.0071081 | 0.0070235 | 0.007407 | 0.0072926 | 0.0071905 | 0.0071121 | 0.0070297 | 0.0069552 | 0.0068629 | 0.0067763 | 0.0066908 | 0.0066057 | 0.0065173 | 0.0064205 | 0.0063281 | 0.0062366 | 0.0061525 | 0.030766 | 0.030766 | 0.0070388 | 0.014207 | 0.021376 | 0.028484 | 0.030766 | 0.030766 | 0.030766 | 0.030766 | 0.030766 | 0.030766 | 0.030766 | 0.030766 | 0.030766 | 0.030766 | 0.030766 | 0.030766 | 0.030766 | 0.030766 | 0.030766 | 0.030766
Under $15 | Under $10 | Monitor | Under $15 | 13.9182 | Electronics | Urban | SC-NR | M_Input | Residential | Manufactured | ENERGY STAR Monitors | 8.8635 | 13.9182 | R-All-Elec-Monitor-All-All-R | 0 | 0.0139 | 0.01403 | 0.013909 | 0.013673 | 0.013394 | 0.013255 | 0.012957 | 0.012669 | 0.012388 | 0.012112 | 0.011841 | 0.011575 | 0.011316 | 0.011062 | 0.010815 | 0.010573 | 0.010336 | 0.010104 | 0.0098779 | 0.0096569 | 0.043415 | 0.043415 | 0.0139 | 0.027931 | 0.041839 | 0.043415 | 0.043415 | 0.043415 | 0.043415 | 0.043415 | 0.043415 | 0.043415 | 0.043415 | 0.043415 | 0.043415 | 0.043415 | 0.043415 | 0.043415 | 0.043415 | 0.043415 | 0.043415 | 0.043415
Under $15 | Under $10 | Computer | Under $15 | 11.4635 | Electronics | Urban | SC-NR (2) | M_Input | Residential | Single Family | ENERGY STAR Desktops | 7.3791 | 11.4635 | R-All-Elec-Comp-All-All-R | 0 | 1.21 | 1.2334 | 1.2351 | 1.2267 | 1.2837 | 1.2634 | 1.2453 | 1.2292 | 1.2129 | 1.1996 | 1.1862 | 1.1718 | 1.157 | 1.1438 | 1.1312 | 1.1154 | 1.0981 | 1.0825 | 1.0673 | 1.0654 | 4.623 | 4.623 | 1.21 | 2.4434 | 3.6785 | 4.623 | 4.623 | 4.623 | 4.623 | 4.623 | 4.623 | 4.623 | 4.623 | 4.623 | 4.623 | 4.623 | 4.623 | 4.623 | 4.623 | 4.623 | 4.623 | 4.623
Under $15 | Under $10 | Computer | Under $15 | 11.4635 | Electronics | Urban | SC-NR (2) | M_Input | Residential | Multifamily - Low Rise | ENERGY STAR Desktops | 7.3791 | 11.4635 | R-All-Elec-Comp-All-All-R | 0 | 0.14391 | 0.14669 | 0.14691 | 0.14591 | 0.15831 | 0.15581 | 0.15369 | 0.15216 | 0.15058 | 0.14956 | 0.14809 | 0.14671 | 0.14537 | 0.14394 | 0.14239 | 0.14033 | 0.13835 | 0.13641 | 0.13455 | 0.13431 | 0.63885 | 0.63885 | 0.14391 | 0.29061 | 0.43751 | 0.58342 | 0.63885 | 0.63885 | 0.63885 | 0.63885 | 0.63885 | 0.63885 | 0.63885 | 0.63885 | 0.63885 | 0.63885 | 0.63885 | 0.63885 | 0.63885 | 0.63885 | 0.63885 | 0.63885
Under $15 | Under $10 | Computer | Under $15 | 11.4635 | Electronics | Urban | SC-NR (2) | M_Input | Residential | Multifamily - High Rise | ENERGY STAR Desktops | 7.3791 | 11.4635 | R-All-Elec-Comp-All-All-R | 0 | 0.032812 | 0.033446 | 0.033495 | 0.033268 | 0.036063 | 0.035508 | 0.035027 | 0.034692 | 0.034325 | 0.034091 | 0.033745 | 0.033429 | 0.033113 | 0.032793 | 0.032447 | 0.031976 | 0.031526 | 0.031075 | 0.030665 | 0.030611 | 0.14544 | 0.14544 | 0.032812 | 0.066258 | 0.099753 | 0.13302 | 0.14544 | 0.14544 | 0.14544 | 0.14544 | 0.14544 | 0.14544 | 0.14544 | 0.14544 | 0.14544 | 0.14544 | 0.14544 | 0.14544 | 0.14544 | 0.14544 | 0.14544 | 0.14544
Under $15 | Under $10 | Computer | Under $15 | 11.4635 | Electronics | Urban | SC-NR (2) | M_Input | Residential | Manufactured | ENERGY STAR Desktops | 7.3791 | 11.4635 | R-All-Elec-Comp-All-All-R | 0 | 0.063785 | 0.064462 | 0.064007 | 0.063034 | 0.062851 | 0.061601 | 0.060375 | 0.059169 | 0.057982 | 0.056834 | 0.055697 | 0.054583 | 0.053488 | 0.05241 | 0.051349 | 0.050194 | 0.049057 | 0.04794 | 0.046841 | 0.046344 | 0.18743 | 0.18743 | 0.063785 | 0.12825 | 0.18743 | 0.18743 | 0.18743 | 0.18743 | 0.18743 | 0.18743 | 0.18743 | 0.18743 | 0.18743 | 0.18743 | 0.18743 | 0.18743 | 0.18743 | 0.18743 | 0.18743 | 0.18743 | 0.18743 | 0.18743
Over $160 | Under $130 | Computer | Over $160 | 173.7181 | Electronics | Urban | SC-NR (2) | M_Input | Residential | Single Family | ENERGY STAR Laptops | 116.6734 | 173.7181 | R-All-Elec-Comp-All-All-R | 0 | 0.12189 | 0.13801 | 0.15225 | 0.16543 | 0.18302 | 0.18245 | 0.18198 | 0.18163 | 0.18126 | 0.1811 | 0.18094 | 0.18069 | 0.18041 | 0.18024 | 0.18011 | 0.17994 | 0.17966 | 0.17949 | 0.17935 | 0.17899 | 0.79848 | 0.79848 | 0.12189 | 0.2599 | 0.41215 | 0.57758 | 0.7606 | 0.79848 | 0.79848 | 0.79848 | 0.79848 | 0.79848 | 0.79848 | 0.79848 | 0.79848 | 0.79848 | 0.79848 | 0.79848 | 0.79848 | 0.79848 | 0.79848 | 0.79848
Over $160 | Under $130 | Computer | Over $160 | 173.7181 | Electronics | Urban | SC-NR (2) | M_Input | Residential | Multifamily - Low Rise | ENERGY STAR Laptops | 116.6734 | 173.7181 | R-All-Elec-Comp-All-All-R | 0 | 0.012108 | 0.013712 | 0.01513 | 0.016443 | 0.018528 | 0.018465 | 0.018421 | 0.01841 | 0.018395 | 0.018413 | 0.018404 | 0.0184 | 0.018398 | 0.018389 | 0.018374 | 0.018346 | 0.018323 | 0.018302 | 0.018285 | 0.018248 | 0.092233 | 0.092233 | 0.012108 | 0.02582 | 0.04095 | 0.057392 | 0.07592 | 0.092233 | 0.092233 | 0.092233 | 0.092233 | 0.092233 | 0.092233 | 0.092233 | 0.092233 | 0.092233 | 0.092233 | 0.092233 | 0.092233 | 0.092233 | 0.092233 | 0.092233
Over $160 | Under $130 | Computer | Over $160 | 173.7181 | Electronics | Urban | SC-NR (2) | M_Input | Residential | Multifamily - High Rise | ENERGY STAR Laptops | 116.6734 | 173.7181 | R-All-Elec-Comp-All-All-R | 0 | 0.0027606 | 0.0031264 | 0.0034496 | 0.0037489 | 0.0042224 | 0.0042091 | 0.0041991 | 0.0041974 | 0.0041937 | 0.0041977 | 0.004195 | 0.0041939 | 0.0041927 | 0.0041912 | 0.0041881 | 0.0041818 | 0.0041767 | 0.0041713 | 0.0041683 | 0.0041598 | 0.020997 | 0.020997 | 0.0027606 | 0.005887 | 0.0093365 | 0.013085 | 0.017308 | 0.020997 | 0.020997 | 0.020997 | 0.020997 | 0.020997 | 0.020997 | 0.020997 | 0.020997 | 0.020997 | 0.020997 | 0.020997 | 0.020997 | 0.020997 | 0.020997 | 0.020997
Over $160 | Under $130 | Computer | Over $160 | 173.7181 | Electronics | Urban | SC-NR (2) | M_Input | Residential | Manufactured | ENERGY STAR Laptops | 116.6734 | 173.7181 | R-All-Elec-Comp-All-All-R | 0 | 0.0053771 | 0.0060343 | 0.006599 | 0.0071085 | 0.0076453 | 0.0075742 | 0.0075023 | 0.0074306 | 0.0073594 | 0.00729 | 0.0072209 | 0.0071527 | 0.0070853 | 0.0070185 | 0.0069522 | 0.0068874 | 0.0068232 | 0.0067596 | 0.0066966 | 0.006625 | 0.027059 | 0.027059 | 0.0053771 | 0.011411 | 0.01801 | 0.025119 | 0.027059 | 0.027059 | 0.027059 | 0.027059 | 0.027059 | 0.027059 | 0.027059 | 0.027059 | 0.027059 | 0.027059 | 0.027059 | 0.027059 | 0.027059 | 0.027059 | 0.027059 | 0.027059
Under $10 | Under $10 | Behavior | Under $10 | 8.8878 | Whole Bldg/Meter Level | Urban | SC-New | M_Input | Residential | Single Family | Controled Optimization Program | 5.4645 | 8.8878 | R-All-WH-HPWH-All-All-R | 0 | 0.035701 | 0.044445 | 0.054133 | 0.065024 | 0.074148 | 0.083422 | 0.090359 | 0.092996 | 0.09265 | 0.093748 | 0.095149 | 0.094464 | 0.090597 | 0.089892 | 0.089806 | 0.090053 | 0.090302 | 0.090551 | 0.090803 | 0.091056 | 1.6393 | 1.6393 | 0.035701 | 0.080146 | 0.13428 | 0.1993 | 0.27345 | 0.35687 | 0.44723 | 0.54023 | 0.63288 | 0.72663 | 0.82177 | 0.91624 | 1.0068 | 1.0967 | 1.1865 | 1.2766 | 1.3669 | 1.4574 | 1.5482 | 1.6393
Under $10 | Under $10 | Behavior | Under $10 | 8.8878 | Whole Bldg/Meter Level | Urban | SC-Retro | M_Input | Residential | Single Family | Controled Optimization Program | 5.4645 | 8.8878 | R-All-WH-HPWH-All-All-R | 0 | 0.40735 | 0.50723 | 0.62798 | 0.73554 | 0.84541 | 0.99534 | 1.098 | 1.1266 | 1.065 | 0.91686 | 0.70909 | 0.48437 | 0.28579 | 0.14069 | 0.053409 | 0.01071 | 0 | 0 | 0 | 0 | 10.3102 | 10.0094 | 0.40735 | 0.91459 | 1.5426 | 2.2781 | 3.1235 | 4.1189 | 5.2169 | 6.3435 | 7.4085 | 8.3253 | 9.0344 | 9.5188 | 9.8046 | 9.9453 | 9.9987 | 10.0094 | 10.0094 | 10.0094 | 10.0094 | 10.0094
Under $15 | Over $160 | Dishwasher | Under $15 | 13.0323 | Water Heating | Urban | SC-New | M_Input | Residential | Single Family | Energy Star Dishwasher - Any DHW | 208.3572 | 13.0323 | R-All-WH-ERWH-All-All-R | R-All-WH-ERWH-All-All-R | 0 | 0 | 0 | 0 | 0 | 0 | 0 | 0 | 0 | 0 | 0 | 0 | 0 | 0 | 0 | 0 | 0 | 0 | 0 | 0 | 0 | 0 | 0 | 0 | 0 | 0 | 0 | 0 | 0 | 0 | 0 | 0 | 0 | 0 | 0 | 0 | 0 | 0 | 0 | 0 | 0 | 0
Under $10 | Under $70 | Dishwasher | Under $10 | 8.7035 | Water Heating | Urban | SC-New | M_Input | Residential | Multifamily - Low Rise | Energy Star Dishwasher - Any DHW | 66.0493 | 8.7035 | R-All-WH-ERWH-All-All-R | R-All-WH-ERWH-All-All-R | 0 | 0 | 0 | 0 | 0 | 0 | 0 | 0 | 0 | 0 | 0 | 0 | 0 | 0 | 0 | 0 | 0 | 0 | 0 | 0 | 0 | 0 | 0 | 0 | 0 | 0 | 0 | 0 | 0 | 0 | 0 | 0 | 0 | 0 | 0 | 0 | 0 | 0 | 0 | 0 | 0 | 0
Under $10 | Under $70 | Dishwasher | Under $10 | 8.7035 | Water Heating | Urban | SC-New | M_Input | Residential | Multifamily - High Rise | Energy Star Dishwasher - Any DHW | 66.0493 | 8.7035 | R-All-WH-ERWH-All-All-R | R-All-WH-ERWH-All-All-R | 0 | 0 | 0 | 0 | 0 | 0 | 0 | 0 | 0 | 0 | 0 | 0 | 0 | 0 | 0 | 0 | 0 | 0 | 0 | 0 | 0 | 0 | 0 | 0 | 0 | 0 | 0 | 0 | 0 | 0 | 0 | 0 | 0 | 0 | 0 | 0 | 0 | 0 | 0 | 0 | 0 | 0
Under $15 | Under $130 | Dishwasher | Under $15 | 10.3601 | Water Heating | Urban | SC-New | M_Input | Residential | Manufactured | Energy Star Dishwasher - Any DHW | 120.51 | 10.3601 | R-All-WH-ERWH-All-All-R | R-All-WH-ERWH-All-All-R | 0 | 0 | 0 | 0 | 0 | 0 | 0 | 0 | 0 | 0 | 0 | 0 | 0 | 0 | 0 | 0 | 0 | 0 | 0 | 0 | 0 | 0 | 0 | 0 | 0 | 0 | 0 | 0 | 0 | 0 | 0 | 0 | 0 | 0 | 0 | 0 | 0 | 0 | 0 | 0 | 0 | 0
Under $15 | Over $160 | Dishwasher | Under $15 | 13.0323 | Water Heating | Urban | SC-NR | M_Input | Residential | Single Family | Energy Star Dishwasher - Any DHW | 208.3572 | 13.0323 | R-All-WH-ERWH-All-All-R | R-All-WH-ERWH-All-All-R | 0 | 0 | 0 | 0 | 0 | 0 | 0 | 0 | 0 | 0 | 0 | 0 | 0 | 0 | 0 | 9.4563e-05 | 0 | 0 | 0 | 0 | 0 | 0 | 0 | 0 | 0 | 0 | 0 | 0 | 0 | 0 | 0 | 0 | 0 | 0 | 0 | 0 | 0 | 0 | 0 | 0 | 0 | 0
Under $10 | Under $70 | Dishwasher | Under $10 | 8.7035 | Water Heating | Urban | SC-NR | M_Input | Residential | Multifamily - Low Rise | Energy Star Dishwasher - Any DHW | 66.0493 | 8.7035 | R-All-WH-ERWH-All-All-R | R-All-WH-ERWH-All-All-R | 0 | 0 | 0 | 0 | 0 | 0 | 0 | 0 | 0 | 0 | 0 | 0 | 0 | 0 | 0 | 0.00022457 | 0.00011714 | 3.8444e-05 | 0 | 0 | 0 | 0 | 0 | 0 | 0 | 0 | 0 | 0 | 0 | 0 | 0 | 0 | 0 | 0 | 0 | 0 | 0 | 0 | 0 | 0 | 0 | 0
Under $10 | Under $70 | Dishwasher | Under $10 | 8.7035 | Water Heating | Urban | SC-NR | M_Input | Residential | Multifamily - High Rise | Energy Star Dishwasher - Any DHW | 66.0493 | 8.7035 | R-All-WH-ERWH-All-All-R | R-All-WH-ERWH-All-All-R | 0 | 0 | 0 | 0 | 0 | 0 | 0 | 0 | 0 | 0 | 0 | 0 | 0 | 0 | 0 | 5.0046e-05 | 2.6285e-05 | 8.5202e-06 | 0 | 0 | 0 | 0 | 0 | 0 | 0 | 0 | 0 | 0 | 0 | 0 | 0 | 0 | 0 | 0 | 0 | 0 | 0 | 0 | 0 | 0 | 0 | 0
Under $15 | Under $130 | Dishwasher | Under $15 | 10.3601 | Water Heating | Urban | SC-NR | M_Input | Residential | Manufactured | Energy Star Dishwasher - Any DHW | 120.51 | 10.3601 | R-All-WH-ERWH-All-All-R | R-All-WH-ERWH-All-All-R | 0 | 0 | 0 | 0 | 0 | 0 | 0 | 0 | 9.016e-07 | 4.2393e-06 | 5.6942e-06 | 5.6715e-06 | 1.3711e-07 | 0 | 0 | 0 | 0 | 0 | 0 | 0 | 0 | 0 | 0 | 0 | 0 | 0 | 0 | 0 | 0 | 0 | 0 | 0 | 0 | 0 | 0 | 0 | 0 | 0 | 0 | 0 | 0 | 0
Under $60 | Under $50 | Duct Sealing | Under $60 | 58.3119 | HVAC | Urban | SC-New | M_Input | Residential | Single Family | New SF Performance-based Duct Sealing - Heat Pump + HZ23 | 45.0565 | 58.3119 | R-All-HVAC-ASHP-All-All-E | 0 | 0.0024329 | 0.0027559 | 0.003006 | 0.0032605 | 0.0034062 | 0.0035984 | 0.0037409 | 0.0037601 | 0.0037106 | 0.0037698 | 0.0038648 | 0.0038709 | 0.0036911 | 0.0036583 | 0.0036543 | 0.0036657 | 0.0036771 | 0.0036885 | 0.0037 | 0.0037116 | 0.070623 | 0.070623 | 0.0024329 | 0.0051887 | 0.0081947 | 0.011455 | 0.014861 | 0.01846 | 0.022201 | 0.025961 | 0.029671 | 0.033441 | 0.037306 | 0.041177 | 0.044868 | 0.048526 | 0.052181 | 0.055846 | 0.059523 | 0.063212 | 0.066912 | 0.070623
Under $100 | Under $85 | Duct Sealing | Under $100 | 96.3437 | HVAC | Urban | SC-New | M_Input | Residential | Single Family | New SF Performance-based Duct Sealing - Heat Pump + HZ1 | 71.7038 | 96.3437 | R-All-HVAC-ASHP-All-All-E | 0 | 0.019867 | 0.022504 | 0.024546 | 0.026625 | 0.027814 | 0.029384 | 0.030548 | 0.030704 | 0.0303 | 0.030784 | 0.031559 | 0.031609 | 0.030141 | 0.029874 | 0.029841 | 0.029933 | 0.030026 | 0.03012 | 0.030214 | 0.030309 | 0.5767 | 0.5767 | 0.019867 | 0.042371 | 0.066917 | 0.093542 | 0.12136 | 0.15074 | 0.18129 | 0.21199 | 0.24229 | 0.27308 | 0.30464 | 0.33625 | 0.36639 | 0.39626 | 0.4261 | 0.45604 | 0.48606 | 0.51618 | 0.5464 | 0.5767
Under $10 | Under $5 | Duct Sealing | Under $10 | 9.1118 | HVAC | Urban | SC-New | M_Input | Residential | Manufactured | New MH Performance-based Duct Sealing - Heat Pump + HZ23 | 4.0608 | 9.1118 | R-All-HVAC-ASHP-All-All-E | 0 | 0.0004136 | 0.00048977 | 0.00055779 | 0.00061315 | 0.00065629 | 0.00068508 | 0.00069945 | 0.00071263 | 0.00072324 | 0.00072978 | 0.00073247 | 0.00073189 | 0.0007223 | 0.00071366 | 0.00070527 | 0.00069676 | 0.00068835 | 0.00068002 | 0.00067178 | 0.00066363 | 0.013287 | 0.013287 | 0.0004136 | 0.00090337 | 0.0014612 | 0.0020743 | 0.0027306 | 0.0034157 | 0.0041151 | 0.0048278 | 0.005551 | 0.0062808 | 0.0070133 | 0.0077451 | 0.0084674 | 0.0091811 | 0.0098864 | 0.010583 | 0.011271 | 0.011951 | 0.012623 | 0.013287
Under $20 | Under $15 | Duct Sealing | Under $20 | 19.9087 | HVAC | Urban | SC-New | M_Input | Residential | Manufactured | New MH Performance-based Duct Sealing - Heat Pump + HZ1 | 11.3292 | 19.9087 | R-All-HVAC-ASHP-All-All-E | 0 | 0.00061182 | 0.00072448 | 0.00082511 | 0.000907 | 0.00097081 | 0.0010134 | 0.0010347 | 0.0010542 | 0.0010699 | 0.0010795 | 0.0010835 | 0.0010826 | 0.0010685 | 0.0010557 | 0.0010433 | 0.0010307 | 0.0010182 | 0.0010059 | 0.00099372 | 0.00098166 | 0.019654 | 0.019654 | 0.00061182 | 0.0013363 | 0.0021614 | 0.0030684 | 0.0040392 | 0.0050526 | 0.0060873 | 0.0071414 | 0.0082113 | 0.0092908 | 0.010374 | 0.011457 | 0.012525 | 0.013581 | 0.014624 | 0.015655 | 0.016673 | 0.017679 | 0.018673 | 0.019654
Under $30 | Under $25 | Duct Sealing | Under $30 | 29.8297 | HVAC | Urban | SC-Retro | M_Input | Residential | Single Family | SF Performance-based Duct Sealing - Heat Pump + HZ23 | 23.9175 | 29.8297 | R-All-HVAC-ASHP-All-All-E | 0 | 0.075294 | 0.075916 | 0.075651 | 0.075414 | 0.075204 | 0.067012 | 0.052508 | 0.040932 | 0.03169 | 0.024313 | 0.018433 | 0.01374 | 0.0099933 | 0.0070009 | 0.004615 | 0.002711 | 0 | 0 | 0 | 0 | 0.60987 | 0.60987 | 0.075294 | 0.15121 | 0.22686 | 0.30228 | 0.37748 | 0.44449 | 0.497 | 0.53793 | 0.56962 | 0.59393 | 0.60987 | 0.60987 | 0.60987 | 0.60987 | 0.60987 | 0.60987 | 0.60987 | 0.60987 | 0.60987 | 0.60987
Under $60 | Under $45 | Duct Sealing | Under $60 | 56.1989 | HVAC | Urban | SC-Retro | M_Input | Residential | Single Family | SF Performance-based Duct Sealing - Heat Pump + HZ1 | 43.4004 | 56.1989 | R-All-HVAC-ASHP-All-All-E | 0 | 0.56794 | 0.57264 | 0.57064 | 0.56885 | 0.56726 | 0.50547 | 0.39607 | 0.30875 | 0.23904 | 0.1834 | 0.13904 | 0.10364 | 0.07538 | 0.052808 | 0.034811 | 0.020449 | 0 | 0 | 0 | 0 | 4.6002 | 4.6002 | 0.56794 | 1.1406 | 1.7112 | 2.2801 | 2.8473 | 3.3528 | 3.7489 | 4.0576 | 4.2967 | 4.4801 | 4.6002 | 4.6002 | 4.6002 | 4.6002 | 4.6002 | 4.6002 | 4.6002 | 4.6002 | 4.6002 | 4.6002
Under $5 | Under $5 | Duct Sealing | Under $5 | 2.6739 | HVAC | Urban | SC-Retro | M_Input | Residential | Manufactured | MH Performance-based Duct Sealing - Heat Pump + HZ23 | -0.27321 | 2.6739 | R-All-HVAC-ASHP-All-All-E | 0 | 0.049045 | 0.048626 | 0.04807 | 0.047524 | 0.046986 | 0.041545 | 0.03233 | 0.025037 | 0.019266 | 0.014698 | 0.011083 | 0.0082222 | 0.0059578 | 0.0041658 | 0.0027474 | 0.0016248 | 0 | 0 | 0 | 0 | 0.33354 | 0.33354 | 0.049045 | 0.097671 | 0.14574 | 0.19327 | 0.24025 | 0.2818 | 0.31413 | 0.33354 | 0.33354 | 0.33354 | 0.33354 | 0.33354 | 0.33354 | 0.33354 | 0.33354 | 0.33354 | 0.33354 | 0.33354 | 0.33354 | 0.33354
Under $15 | Under $5 | Duct Sealing | Under $15 | 10.4411 | HVAC | Urban | SC-Retro | M_Input | Residential | Manufactured | MH Performance-based Duct Sealing - Heat Pump + HZ1 | 4.9556 | 10.4411 | R-All-HVAC-ASHP-All-All-E | 0 | 0.066206 | 0.065641 | 0.06489 | 0.064153 | 0.063426 | 0.056081 | 0.043642 | 0.033797 | 0.026007 | 0.019841 | 0.014961 | 0.011099 | 0.0080425 | 0.0056234 | 0.0037088 | 0.0021934 | 0 | 0 | 0 | 0 | 0.45024 | 0.45024 | 0.066206 | 0.13185 | 0.19674 | 0.26089 | 0.32431 | 0.3804 | 0.42404 | 0.45024 | 0.45024 | 0.45024 | 0.45024 | 0.45024 | 0.45024 | 0.45024 | 0.45024 | 0.45024 | 0.45024 | 0.45024 | 0.45024 | 0.45024
Over $160 | Over $160 | EV Supply Equip | Over $160 | 367.1098 | Whole Bldg/Meter Level | Urban | SC-NR | M_Input | Residential | Single Family | EVSE Level 2 | 246.4023 | 367.1098 | System-System-Load-Shape-2015 | 0 | 0 | 0 | 0 | 0 | 0.0058198 | 0.014645 | 0.025331 | 0.037921 | 0.052469 | 0.069084 | 0.087831 | 0.10808 | 0.12964 | 0.15229 | 0.17573 | 0.1988 | 0.21416 | 0.22838 | 0.24301 | 0.25509 | 3.9043 | 1.9983 | 0 | 0 | 0 | 0 | 0.0058198 | 0.020465 | 0.045796 | 0.083717 | 0.13619 | 0.20527 | 0.2931 | 0.40118 | 0.53081 | 0.6831 | 0.85883 | 1.0576 | 1.2718 | 1.5002 | 1.7432 | 1.9983
Under $40 | Under $35 | DHP Ducted | Under $40 | 36.7703 | HVAC | Urban | SC-NR | M_Input | Residential | Single Family | Install Ductless Heat Pump in House with Existing FAF - Single Family Home + HZ1 | 32.6165 | 36.7703 | R-All-HVAC-ERconvertDHP-HZ1-All-N | 0 | 0.12042 | 0.14207 | 0.15924 | 0.17285 | 0.1836 | 0.19209 | 0.19876 | 0.20397 | 0.20804 | 0.21118 | 0.21358 | 0.2154 | 0.21492 | 0.21444 | 0.21396 | 0.21348 | 0.21299 | 0.21251 | 0.21203 | 0.21155 | 3.175 | 3.175 | 0.12042 | 0.26249 | 0.42173 | 0.59458 | 0.77818 | 0.97027 | 1.169 | 1.373 | 1.581 | 1.7922 | 2.0058 | 2.2212 | 2.4361 | 2.6506 | 2.8645 | 3.078 | 3.175 | 3.175 | 3.175 | 3.175
Under $35 | Under $35 | DHP Ducted | Under $35 | 34.0058 | HVAC | Urban | SC-NR | M_Input | Residential | Single Family | Install Ductless Heat Pump in House with Existing FAF - Single Family Home + HZ23 | 34.1297 | 34.0058 | R-All-HVAC-ERconvertDHP-HZ2-All-N | 0 | 0.038591 | 0.045529 | 0.051033 | 0.055394 | 0.058841 | 0.061559 | 0.063696 | 0.065369 | 0.06667 | 0.067677 | 0.068448 | 0.06903 | 0.068878 | 0.068724 | 0.068569 | 0.068414 | 0.068259 | 0.068104 | 0.06795 | 0.067796 | 1.0175 | 1.0175 | 0.038591 | 0.08412 | 0.13515 | 0.19055 | 0.24939 | 0.31095 | 0.37464 | 0.44001 | 0.50668 | 0.57436 | 0.64281 | 0.71184 | 0.78072 | 0.84944 | 0.91801 | 0.98642 | 1.0175 | 1.0175 | 1.0175 | 1.0175
Under $30 | Under $20 | DHP Ducted | Under $30 | 29.3811 | HVAC | Urban | SC-NR | M_Input | Residential | Manufactured | Install Ductless Heat Pump in House with Existing FAF - Manufactured Home + HZ1 | 19.347 | 29.3811 | R-All-HVAC-ERconvertDHP-HZ1-All-N | 0 | 0.68957 | 0.80637 | 0.89602 | 0.96422 | 1.0155 | 1.0533 | 1.0806 | 1.0995 | 1.1119 | 1.1191 | 1.1223 | 1.1222 | 1.1103 | 1.0984 | 1.0866 | 1.075 | 1.0635 | 1.052 | 1.0408 | 1.0296 | 15.4524 | 15.4524 | 0.68957 | 1.4959 | 2.392 | 3.3562 | 4.3716 | 5.425 | 6.5056 | 7.6051 | 8.717 | 9.8362 | 10.9584 | 12.0807 | 13.191 | 14.2893 | 15.376 | 15.4524 | 15.4524 | 15.4524 | 15.4524 | 15.4524
Under $30 | Under $20 | DHP Ducted | Under $30 | 28.0764 | HVAC | Urban | SC-NR | M_Input | Residential | Manufactured | Install Ductless Heat Pump in House with Existing FAF - Manufactured Home + HZ23 | 19.3298 | 28.0764 | R-All-HVAC-ERconvertDHP-HZ2-All-N | 0 | 0.21179 | 0.24766 | 0.2752 | 0.29614 | 0.31188 | 0.32351 | 0.33189 | 0.33771 | 0.34151 | 0.34372 | 0.34469 | 0.34467 | 0.341 | 0.33735 | 0.33374 | 0.33016 | 0.32662 | 0.32312 | 0.31965 | 0.31622 | 4.7459 | 4.7459 | 0.21179 | 0.45945 | 0.73465 | 1.0308 | 1.3427 | 1.6662 | 1.9981 | 2.3358 | 2.6773 | 3.021 | 3.3657 | 3.7104 | 4.0514 | 4.3887 | 4.7225 | 4.7459 | 4.7459 | 4.7459 | 4.7459 | 4.7459
Under $85 | Under $60 | WasteWater Heat Recovery | Under $85 | 81.7424 | Water Heating | Urban | SC-New | M_Input | Residential | Single Family | Single Family GFHX DHW & Shower Preheat, Electric Resistance | 56.5119 | 81.7424 | R-All-WH-ERWH-All-All-R | 0 | 0.0022627 | 0.0053414 | 0.009463 | 0.015028 | 0.021516 | 0.02972 | 0.038814 | 0.047352 | 0.054929 | 0.063432 | 0.071697 | 0.077218 | 0.078378 | 0.08075 | 0.082511 | 0.083629 | 0.083865 | 0.084102 | 0.084341 | 0.084582 | 1.0989 | 1.0989 | 0.0022627 | 0.0076041 | 0.017067 | 0.032096 | 0.053611 | 0.083331 | 0.12214 | 0.1695 | 0.22443 | 0.28786 | 0.35955 | 0.43677 | 0.51515 | 0.5959 | 0.67841 | 0.76204 | 0.84591 | 0.93001 | 1.0143 | 1.0989
Under $85 | Under $50 | WasteWater Heat Recovery | Under $85 | 71.7498 | Water Heating | Urban | SC-New | M_Input | Residential | Multifamily - Low Rise | Multifamily GFHX DHW & Shower Preheat, Electric Resistance | 49.4268 | 71.7498 | R-All-WH-ERWH-All-All-R | 0 | 0.00039546 | 0.0018202 | 0.0038079 | 0.0067315 | 0.010447 | 0.015208 | 0.020072 | 0.025472 | 0.031076 | 0.036223 | 0.040476 | 0.043072 | 0.044966 | 0.0461 | 0.04677 | 0.047115 | 0.046964 | 0.046819 | 0.046679 | 0.046544 | 0.60676 | 0.60676 | 0.00039546 | 0.0022157 | 0.0060235 | 0.012755 | 0.023202 | 0.03841 | 0.058483 | 0.083955 | 0.11503 | 0.15125 | 0.19173 | 0.2348 | 0.27977 | 0.32587 | 0.37264 | 0.41975 | 0.46672 | 0.51354 | 0.56022 | 0.60676
Over $160 | Under $115 | WasteWater Heat Recovery | Over $160 | 154.238 | Water Heating | Urban | SC-New | M_Input | Residential | Multifamily - High Rise | Multifamily GFHX DHW & Shower Preheat, Heat Pump | 107.7756 | 154.238 | R-All-WH-HPWH-All-All-R | 0 | 2.7973e-06 | 1.3288e-05 | 2.7843e-05 | 4.9519e-05 | 7.6584e-05 | 0.00011145 | 0.00014649 | 0.00018569 | 0.00022578 | 0.00026392 | 0.00029546 | 0.00031442 | 0.0003283 | 0.00033544 | 0.00034218 | 0.0003446 | 0.00034341 | 0.00034227 | 0.00034118 | 0.00034014 | 0.0044308 | 0.0044308 | 2.7973e-06 | 1.6085e-05 | 4.3928e-05 | 9.3447e-05 | 0.00017003 | 0.00028149 | 0.00042798 | 0.00061367 | 0.00083945 | 0.0011034 | 0.0013988 | 0.0017132 | 0.0020416 | 0.002377 | 0.0027192 | 0.0030638 | 0.0034072 | 0.0037495 | 0.0040906 | 0.0044308
Over $160 | Under $130 | WasteWater Heat Recovery | Over $160 | 175.0362 | Water Heating | Urban | SC-New | M_Input | Residential | Single Family | Single Family GFHX DHW & Shower Preheat, Heat Pump | 122.5223 | 175.0362 | R-All-WH-HPWH-All-All-R | 0 | 0.00010426 | 0.00024611 | 0.00043602 | 0.00069245 | 0.00099135 | 0.0013694 | 0.0017884 | 0.0021818 | 0.0025309 | 0.0029227 | 0.0033035 | 0.0035579 | 0.0036114 | 0.0037207 | 0.0038018 | 0.0038533 | 0.0038642 | 0.0038751 | 0.0038861 | 0.0038972 | 0.050635 | 0.050635 | 0.00010426 | 0.00035037 | 0.00078639 | 0.0014788 | 0.0024702 | 0.0038396 | 0.005628 | 0.0078098 | 0.010341 | 0.013263 | 0.016567 | 0.020125 | 0.023736 | 0.027457 | 0.031259 | 0.035112 | 0.038976 | 0.042851 | 0.046737 | 0.050635
Over $160 | Under $115 | WasteWater Heat Recovery | Over $160 | 154.238 | Water Heating | Urban | SC-New | M_Input | Residential | Multifamily - Low Rise | Multifamily GFHX DHW & Shower Preheat, Heat Pump | 107.7756 | 154.238 | R-All-WH-HPWH-All-All-R | 0 | 7.0755e-06 | 3.2567e-05 | 6.813e-05 | 0.00012044 | 0.00018692 | 0.00027211 | 0.00035913 | 0.00045575 | 0.00055601 | 0.0006481 | 0.0007242 | 0.00077063 | 0.00080453 | 0.00082481 | 0.00083681 | 0.00084297 | 0.00084028 | 0.00083769 | 0.00083518 | 0.00083276 | 0.010856 | 0.010856 | 7.0755e-06 | 3.9642e-05 | 0.00010777 | 0.00022821 | 0.00041513 | 0.00068724 | 0.0010464 | 0.0015021 | 0.0020581 | 0.0027062 | 0.0034304 | 0.0042011 | 0.0050056 | 0.0058304 | 0.0066672 | 0.0075102 | 0.0083505 | 0.0091881 | 0.010023 | 0.010856
Over $160 | Under $115 | WasteWater Heat Recovery | Over $160 | 154.238 | Water Heating | Urban | SC-New | M_Input | Residential | Multifamily - High Rise | Multifamily GFHX DHW & Shower Preheat, Heat Pump | 107.7756 | 154.238 | R-All-WH-HPWH-All-All-R | 0 | 2.7973e-06 | 1.3288e-05 | 2.7843e-05 | 4.9519e-05 | 7.6584e-05 | 0.00011145 | 0.00014649 | 0.00018569 | 0.00022578 | 0.00026392 | 0.00029546 | 0.00031442 | 0.0003283 | 0.00033544 | 0.00034218 | 0.0003446 | 0.00034341 | 0.00034227 | 0.00034118 | 0.00034014 | 0.0044308 | 0.0044308 | 2.7973e-06 | 1.6085e-05 | 4.3928e-05 | 9.3447e-05 | 0.00017003 | 0.00028149 | 0.00042798 | 0.00061367 | 0.00083945 | 0.0011034 | 0.0013988 | 0.0017132 | 0.0020416 | 0.002377 | 0.0027192 | 0.0030638 | 0.0034072 | 0.0037495 | 0.0040906 | 0.0044308
Under $85 | Under $55 | WasteWater Heat Recovery | Under $85 | 78.4879 | Water Heating | Urban | SC-New | M_Input | Residential | Single Family | Single Family GFHX DHW Preheat, Electric Resistance | 54.2043 | 78.4879 | R-All-WH-ERWH-All-All-R | 0 | 0.0022627 | 0.0053414 | 0.009463 | 0.015028 | 0.021516 | 0.02972 | 0.038814 | 0.047352 | 0.054929 | 0.063432 | 0.071697 | 0.077218 | 0.078378 | 0.08075 | 0.082511 | 0.083629 | 0.083865 | 0.084102 | 0.084341 | 0.084582 | 1.0989 | 1.0989 | 0.0022627 | 0.0076041 | 0.017067 | 0.032096 | 0.053611 | 0.083331 | 0.12214 | 0.1695 | 0.22443 | 0.28786 | 0.35955 | 0.43677 | 0.51515 | 0.5959 | 0.67841 | 0.76204 | 0.84591 | 0.93001 | 1.0143 | 1.0989
Under $65 | Under $45 | WasteWater Heat Recovery | Under $65 | 64.8925 | Water Heating | Urban | SC-New | M_Input | Residential | Multifamily - Low Rise | Multifamily GFHX DHW Preheat, Electric Resistance | 44.5648 | 64.8925 | R-All-WH-ERWH-All-All-R | 0 | 0.00039546 | 0.0018202 | 0.0038079 | 0.0067315 | 0.010447 | 0.015208 | 0.020072 | 0.025472 | 0.031076 | 0.036223 | 0.040476 | 0.043072 | 0.044966 | 0.0461 | 0.04677 | 0.047115 | 0.046964 | 0.046819 | 0.046679 | 0.046544 | 0.60676 | 0.60676 | 0.00039546 | 0.0022157 | 0.0060235 | 0.012755 | 0.023202 | 0.03841 | 0.058483 | 0.083955 | 0.11503 | 0.15125 | 0.19173 | 0.2348 | 0.27977 | 0.32587 | 0.37264 | 0.41975 | 0.46672 | 0.51354 | 0.56022 | 0.60676
Under $65 | Under $45 | WasteWater Heat Recovery | Under $65 | 64.8925 | Water Heating | Urban | SC-New | M_Input | Residential | Multifamily - High Rise | Multifamily GFHX DHW Preheat, Electric Resistance | 44.5648 | 64.8925 | R-All-WH-ERWH-All-All-R | 0 | 0.00015634 | 0.00074269 | 0.0015562 | 0.0027677 | 0.0042804 | 0.0062293 | 0.0081877 | 0.010378 | 0.012619 | 0.014751 | 0.016514 | 0.017574 | 0.018349 | 0.018748 | 0.019125 | 0.01926 | 0.019194 | 0.01913 | 0.019069 | 0.019011 | 0.24764 | 0.24764 | 0.00015634 | 0.00089903 | 0.0024552 | 0.0052229 | 0.0095033 | 0.015733 | 0.02392 | 0.034299 | 0.046918 | 0.061668 | 0.078182 | 0.095756 | 0.1141 | 0.13285 | 0.15198 | 0.17124 | 0.19043 | 0.20956 | 0.22863 | 0.24764
Over $160 | Under $130 | WasteWater Heat Recovery | Over $160 | 168.2624 | Water Heating | Urban | SC-New | M_Input | Residential | Single Family | Single Family GFHX DHW Preheat, Heat Pump | 117.7194 | 168.2624 | R-All-WH-HPWH-All-All-R | 0 | 0.00010426 | 0.00024611 | 0.00043602 | 0.00069245 | 0.00099135 | 0.0013694 | 0.0017884 | 0.0021818 | 0.0025309 | 0.0029227 | 0.0033035 | 0.0035579 | 0.0036114 | 0.0037207 | 0.0038018 | 0.0038533 | 0.0038642 | 0.0038751 | 0.0038861 | 0.0038972 | 0.050635 | 0.050635 | 0.00010426 | 0.00035037 | 0.00078639 | 0.0014788 | 0.0024702 | 0.0038396 | 0.005628 | 0.0078098 | 0.010341 | 0.013263 | 0.016567 | 0.020125 | 0.023736 | 0.027457 | 0.031259 | 0.035112 | 0.038976 | 0.042851 | 0.046737 | 0.050635
Over $160 | Under $100 | WasteWater Heat Recovery | Over $160 | 139.9655 | Water Heating | Urban | SC-New | M_Input | Residential | Multifamily - Low Rise | Multifamily GFHX DHW Preheat, Heat Pump | 97.6559 | 139.9655 | R-All-WH-HPWH-All-All-R | 0 | 7.0755e-06 | 3.2567e-05 | 6.813e-05 | 0.00012044 | 0.00018692 | 0.00027211 | 0.00035913 | 0.00045575 | 0.00055601 | 0.0006481 | 0.0007242 | 0.00077063 | 0.00080453 | 0.00082481 | 0.00083681 | 0.00084297 | 0.00084028 | 0.00083769 | 0.00083518 | 0.00083276 | 0.010856 | 0.010856 | 7.0755e-06 | 3.9642e-05 | 0.00010777 | 0.00022821 | 0.00041513 | 0.00068724 | 0.0010464 | 0.0015021 | 0.0020581 | 0.0027062 | 0.0034304 | 0.0042011 | 0.0050056 | 0.0058304 | 0.0066672 | 0.0075102 | 0.0083505 | 0.0091881 | 0.010023 | 0.010856
Over $160 | Under $100 | WasteWater Heat Recovery | Over $160 | 139.9655 | Water Heating | Urban | SC-New | M_Input | Residential | Multifamily - High Rise | Multifamily GFHX DHW Preheat, Heat Pump | 97.6559 | 139.9655 | R-All-WH-HPWH-All-All-R | 0 | 2.7973e-06 | 1.3288e-05 | 2.7843e-05 | 4.9519e-05 | 7.6584e-05 | 0.00011145 | 0.00014649 | 0.00018569 | 0.00022578 | 0.00026392 | 0.00029546 | 0.00031442 | 0.0003283 | 0.00033544 | 0.00034218 | 0.0003446 | 0.00034341 | 0.00034227 | 0.00034118 | 0.00034014 | 0.0044308 | 0.0044308 | 2.7973e-06 | 1.6085e-05 | 4.3928e-05 | 9.3447e-05 | 0.00017003 | 0.00028149 | 0.00042798 | 0.00061367 | 0.00083945 | 0.0011034 | 0.0013988 | 0.0017132 | 0.0020416 | 0.002377 | 0.0027192 | 0.0030638 | 0.0034072 | 0.0037495 | 0.0040906 | 0.0044308
Under $115 | Under $85 | GSHP | Under $115 | 105.1448 | HVAC | Urban | SC-New | M_Input | Residential | Single Family | Ground Source Heat Pump Upgrade from Air Source Heat Pump - With Desuperheater - New House 4000 square feet or greater | 77.3139 | 105.1448 | R-All-HVAC-ASHP-All-All-E | 0 | 2.3066e-05 | 5.2295e-05 | 9.1426e-05 | 0.00014426 | 0.00020585 | 0.00028375 | 0.00037008 | 0.00045115 | 0.00052308 | 0.00060381 | 0.00068228 | 0.00073469 | 0.00074571 | 0.00076823 | 0.00078495 | 0.00079556 | 0.0007978 | 0.00080006 | 0.00080232 | 0.00080461 | 0.010465 | 0.010465 | 2.3066e-05 | 7.5361e-05 | 0.00016679 | 0.00031105 | 0.00051691 | 0.00080065 | 0.0011707 | 0.0016219 | 0.002145 | 0.0027488 | 0.003431 | 0.0041657 | 0.0049114 | 0.0056797 | 0.0064646 | 0.0072602 | 0.008058 | 0.008858 | 0.0096604 | 0.010465
Under $115 | Under $85 | GSHP | Under $115 | 103.7951 | HVAC | Urban | SC-New | M_Input | Residential | Single Family | Ground Source Heat Pump Upgrade from Air Source Heat Pump - With Desuperheater - New House less than 4000 square feet | 80.0445 | 103.7951 | R-All-HVAC-ASHP-All-All-E | 0 | 0.00093524 | 0.0021203 | 0.0037069 | 0.0058493 | 0.0083464 | 0.011505 | 0.015005 | 0.018292 | 0.021209 | 0.024482 | 0.027663 | 0.029789 | 0.030235 | 0.031148 | 0.031826 | 0.032257 | 0.032347 | 0.032439 | 0.032531 | 0.032623 | 0.42431 | 0.42431 | 0.00093524 | 0.0030556 | 0.0067625 | 0.012612 | 0.020958 | 0.032463 | 0.047468 | 0.06576 | 0.086969 | 0.11145 | 0.13911 | 0.1689 | 0.19914 | 0.23029 | 0.26211 | 0.29437 | 0.32672 | 0.35915 | 0.39169 | 0.42431
Under $115 | Under $85 | GSHP | Under $115 | 109.9512 | HVAC | Urban | SC-NR | M_Input | Residential | Single Family | Ground Source Heat Pump Upgrade from Air Source Heat Pump - With Desuperheater - Existing House 4000 square feet or greater | 81.1248 | 109.9512 | R-All-HVAC-ASHP-All-All-E | 0 | 0.00017191 | 0.00059628 | 0.0011719 | 0.0019158 | 0.0028331 | 0.0039113 | 0.0051168 | 0.0063941 | 0.007671 | 0.0088683 | 0.0099137 | 0.010756 | 0.011377 | 0.011788 | 0.012028 | 0.013286 | 0.013183 | 0.013105 | 0.013055 | 0.012995 | 0.18507 | 0.16014 | 0.00017191 | 0.00076819 | 0.0019401 | 0.0038559 | 0.006689 | 0.0106 | 0.015717 | 0.022111 | 0.029782 | 0.038651 | 0.048564 | 0.059321 | 0.070697 | 0.082486 | 0.094514 | 0.1078 | 0.12098 | 0.13409 | 0.14714 | 0.16014
Under $100 | Under $85 | GSHP | Under $100 | 99.1608 | HVAC | Urban | SC-NR | M_Input | Residential | Single Family | Ground Source Heat Pump Upgrade from Air Source Heat Pump - With Desuperheater - Existing House less than 4000 square feet | 75.5597 | 99.1608 | R-All-HVAC-ASHP-All-All-E | 0 | 0.0072315 | 0.025083 | 0.049296 | 0.080592 | 0.11918 | 0.16454 | 0.21525 | 0.26898 | 0.32269 | 0.37306 | 0.41703 | 0.45248 | 0.47858 | 0.49589 | 0.506 | 0.55889 | 0.55456 | 0.55127 | 0.54919 | 0.54665 | 7.7854 | 6.7364 | 0.0072315 | 0.032315 | 0.081611 | 0.1622 | 0.28138 | 0.44592 | 0.66116 | 0.93014 | 1.2528 | 1.6259 | 2.0429 | 2.4954 | 2.974 | 3.4699 | 3.9759 | 4.5348 | 5.0893 | 5.6406 | 6.1898 | 6.7364
Under $5 | Under $5 | HPWH | Under $5 | -4.0055 | Water Heating | Urban | SC-New | M_Input | Residential | Manufactured | Manufactured Tier3_buffered | -4.0055 | -4.0055 | R-All-WH-WHConvert-All-All-N |  | 8.2041e-05 | 0.00012805 | 0.00018824 | 0.00025865 | 0.00033387 | 0.00040602 | 0.00046791 | 0.00052226 | 0.00056644 | 0.00059883 | 0.00062015 | 0.00063213 | 0.00063735 | 0.00063856 | 0.00063675 | 0.00063281 | 0.00062617 | 0.0006196 | 0.00061309 | 0.00060666 | 0.0098156 | 0.0098156 | 8.2041e-05 | 0.00021009 | 0.00039833 | 0.00065697 | 0.00099085 | 0.0013969 | 0.0018648 | 0.002387 | 0.0029535 | 0.0035523 | 0.0041725 | 0.0048046 | 0.0054419 | 0.0060805 | 0.0067173 | 0.0073501 | 0.0079762 | 0.0085958 | 0.0092089 | 0.0098156
Under $5 | Under $5 | HPWH | Under $5 | -4.0055 | Water Heating | Urban | SC-New | M_Input | Residential | Single Family | Single Family Tier3_buffered | -4.0055 | -4.0055 | R-All-WH-WHConvert-All-All-N |  | 0.002673 | 0.0040305 | 0.0057182 | 0.0077693 | 0.0098216 | 0.012067 | 0.014126 | 0.015582 | 0.016492 | 0.017539 | 0.018502 | 0.018899 | 0.018493 | 0.018579 | 0.018701 | 0.018833 | 0.018884 | 0.018935 | 0.018986 | 0.019038 | 0.29367 | 0.29367 | 0.002673 | 0.0067034 | 0.012422 | 0.020191 | 0.030013 | 0.04208 | 0.056206 | 0.071787 | 0.088279 | 0.10582 | 0.12432 | 0.14322 | 0.16171 | 0.18029 | 0.19899 | 0.21783 | 0.23671 | 0.25564 | 0.27463 | 0.29367
Under $15 | Under $5 | HPWH | Under $15 | 12.8061 | Water Heating | Urban | SC-New | M_Input | Residential | Manufactured | Manufactured Tier3_indor2_gfac | -3.9202 | 12.8061 | R-All-WH-WHConvert-All-All-N |  | 6.0255e-07 | 9.4044e-07 | 1.3825e-06 | 1.8996e-06 | 2.4521e-06 | 2.982e-06 | 3.4366e-06 | 3.8358e-06 | 4.1602e-06 | 4.3981e-06 | 4.5547e-06 | 4.6427e-06 | 4.681e-06 | 4.6899e-06 | 4.6766e-06 | 4.6477e-06 | 4.5989e-06 | 4.5506e-06 | 4.5029e-06 | 4.4556e-06 | 7.2091e-05 | 7.2091e-05 | 6.0255e-07 | 1.543e-06 | 2.9255e-06 | 4.8251e-06 | 7.2773e-06 | 1.0259e-05 | 1.3696e-05 | 1.7532e-05 | 2.1692e-05 | 2.609e-05 | 3.0645e-05 | 3.5287e-05 | 3.9968e-05 | 4.4658e-05 | 4.9335e-05 | 5.3983e-05 | 5.8581e-05 | 6.3132e-05 | 6.7635e-05 | 7.2091e-05
Under $15 | Under $5 | HPWH | Under $15 | 12.8889 | Water Heating | Urban | SC-New | M_Input | Residential | Single Family | Single Family Tier3_indor2_gfac | -3.9206 | 12.8889 | R-All-WH-WHConvert-All-All-N |  | 0.00037966 | 0.00057247 | 0.0008122 | 0.0011035 | 0.001395 | 0.001714 | 0.0020064 | 0.0022132 | 0.0023425 | 0.0024912 | 0.0026279 | 0.0026843 | 0.0026267 | 0.002639 | 0.0026562 | 0.002675 | 0.0026822 | 0.0026894 | 0.0026967 | 0.0027041 | 0.041712 | 0.041712 | 0.00037966 | 0.00095213 | 0.0017643 | 0.0028679 | 0.0042629 | 0.0059768 | 0.0079833 | 0.010196 | 0.012539 | 0.01503 | 0.017658 | 0.020342 | 0.022969 | 0.025608 | 0.028264 | 0.030939 | 0.033621 | 0.036311 | 0.039008 | 0.041712
Under $15 | Under $5 | HPWH | Under $15 | 12.749 | Water Heating | Urban | SC-New | M_Input | Residential | Manufactured | Manufactured Tier3_indor2_gfnc | -3.9609 | 12.749 | R-All-WH-WHConvert-All-All-N |  | 4.3597e-06 | 6.8045e-06 | 1.0003e-05 | 1.3745e-05 | 1.7742e-05 | 2.1576e-05 | 2.4865e-05 | 2.7753e-05 | 3.0101e-05 | 3.1822e-05 | 3.2955e-05 | 3.3592e-05 | 3.3869e-05 | 3.3933e-05 | 3.3837e-05 | 3.3628e-05 | 3.3275e-05 | 3.2925e-05 | 3.258e-05 | 3.2238e-05 | 0.0005216 | 0.0005216 | 4.3597e-06 | 1.1164e-05 | 2.1167e-05 | 3.4912e-05 | 5.2654e-05 | 7.423e-05 | 9.9095e-05 | 0.00012685 | 0.00015695 | 0.00018877 | 0.00022173 | 0.00025532 | 0.00028919 | 0.00032312 | 0.00035696 | 0.00039058 | 0.00042386 | 0.00045678 | 0.00048936 | 0.0005216
Under $15 | Under $5 | HPWH | Under $15 | 12.8792 | Water Heating | Urban | SC-New | M_Input | Residential | Single Family | Single Family Tier3_indor2_gfnc | -3.9605 | 12.8792 | R-All-WH-WHConvert-All-All-N |  | 0.0006107 | 0.00092085 | 0.0013065 | 0.0017751 | 0.002244 | 0.002757 | 0.0032274 | 0.00356 | 0.003768 | 0.0040072 | 0.0042272 | 0.0043179 | 0.0042252 | 0.0042449 | 0.0042727 | 0.0043028 | 0.0043144 | 0.0043261 | 0.0043378 | 0.0043496 | 0.067095 | 0.067095 | 0.0006107 | 0.0015316 | 0.002838 | 0.0046131 | 0.0068571 | 0.0096141 | 0.012841 | 0.016402 | 0.02017 | 0.024177 | 0.028404 | 0.032722 | 0.036947 | 0.041192 | 0.045465 | 0.049767 | 0.054082 | 0.058408 | 0.062746 | 0.067095
Under $5 | Under $5 | HPWH | Under $5 | 2.2916 | Water Heating | Urban | SC-New | M_Input | Residential | Manufactured | Manufactured Tier3_indor2_hp85 | -4.8723 | 2.2916 | R-All-WH-WHConvert-All-All-N |  | 9.9683e-06 | 1.5558e-05 | 2.2871e-05 | 3.1427e-05 | 4.0567e-05 | 4.9333e-05 | 5.6853e-05 | 6.3457e-05 | 6.8824e-05 | 7.276e-05 | 7.535e-05 | 7.6806e-05 | 7.7441e-05 | 7.7588e-05 | 7.7368e-05 | 7.6889e-05 | 7.6082e-05 | 7.5283e-05 | 7.4493e-05 | 7.3711e-05 | 0.0011926 | 0.0011926 | 9.9683e-06 | 2.5526e-05 | 4.8398e-05 | 7.9825e-05 | 0.00012039 | 0.00016972 | 0.00022658 | 0.00029003 | 0.00035886 | 0.00043162 | 0.00050697 | 0.00058377 | 0.00066121 | 0.0007388 | 0.00081617 | 0.00089306 | 0.00096914 | 0.0010444 | 0.0011189 | 0.0011926
Under $5 | Under $5 | HPWH | Under $5 | 2.0538 | Water Heating | Urban | SC-New | M_Input | Residential | Single Family | Single Family Tier3_indor2_hp85 | -4.852 | 2.0538 | R-All-WH-WHConvert-All-All-N |  | 0.00041957 | 0.00063266 | 0.00089759 | 0.0012195 | 0.0015417 | 0.0018942 | 0.0022174 | 0.0024459 | 0.0025888 | 0.0027531 | 0.0029042 | 0.0029665 | 0.0029029 | 0.0029164 | 0.0029355 | 0.0029562 | 0.0029642 | 0.0029722 | 0.0029802 | 0.0029884 | 0.046097 | 0.046097 | 0.00041957 | 0.0010522 | 0.0019498 | 0.0031694 | 0.0047111 | 0.0066052 | 0.0088226 | 0.011268 | 0.013857 | 0.01661 | 0.019515 | 0.022481 | 0.025384 | 0.0283 | 0.031236 | 0.034192 | 0.037156 | 0.040128 | 0.043109 | 0.046097
Under $10 | Under $5 | HPWH | Under $10 | 8.7237 | Water Heating | Urban | SC-New | M_Input | Residential | Manufactured | Manufactured Tier3_indor2_zonl | -3.1952 | 8.7237 | R-All-WH-WHConvert-All-All-N |  | 7.898e-06 | 1.2327e-05 | 1.8121e-05 | 2.49e-05 | 3.2142e-05 | 3.9087e-05 | 4.5045e-05 | 5.0278e-05 | 5.453e-05 | 5.7649e-05 | 5.9701e-05 | 6.0854e-05 | 6.1357e-05 | 6.1474e-05 | 6.13e-05 | 6.092e-05 | 6.028e-05 | 5.9648e-05 | 5.9022e-05 | 5.8402e-05 | 0.00094493 | 0.00094493 | 7.898e-06 | 2.0225e-05 | 3.8346e-05 | 6.3246e-05 | 9.5388e-05 | 0.00013448 | 0.00017952 | 0.0002298 | 0.00028433 | 0.00034198 | 0.00040168 | 0.00046253 | 0.00052389 | 0.00058536 | 0.00064666 | 0.00070758 | 0.00076786 | 0.00082751 | 0.00088653 | 0.00094493
Under $10 | Under $5 | HPWH | Under $10 | 8.89 | Water Heating | Urban | SC-New | M_Input | Residential | Single Family | Single Family Tier3_indor2_zonl | -3.1784 | 8.89 | R-All-WH-WHConvert-All-All-N |  | 0.0007489 | 0.0011292 | 0.0016021 | 0.0021768 | 0.0027518 | 0.0033809 | 0.0039578 | 0.0043657 | 0.0046207 | 0.004914 | 0.0051838 | 0.005295 | 0.0051814 | 0.0052055 | 0.0052396 | 0.0052765 | 0.0052907 | 0.0053051 | 0.0053195 | 0.0053339 | 0.082279 | 0.082279 | 0.0007489 | 0.0018781 | 0.0034803 | 0.005657 | 0.0084088 | 0.01179 | 0.015747 | 0.020113 | 0.024734 | 0.029648 | 0.034832 | 0.040127 | 0.045308 | 0.050514 | 0.055753 | 0.06103 | 0.06632 | 0.071625 | 0.076945 | 0.082279
Under $15 | Under $5 | HPWH | Under $15 | 11.9916 | Water Heating | Urban | SC-New | M_Input | Residential | Manufactured | Manufactured Tier3_indor2_efaf | -2.2322 | 11.9916 | R-All-WH-WHConvert-All-All-N |  | 3.6508e-05 | 5.6981e-05 | 8.3765e-05 | 0.0001151 | 0.00014857 | 0.00018068 | 0.00020822 | 0.00023241 | 0.00025206 | 0.00026648 | 0.00027596 | 0.0002813 | 0.00028362 | 0.00028416 | 0.00028335 | 0.0002816 | 0.00027864 | 0.00027572 | 0.00027282 | 0.00026996 | 0.0043679 | 0.0043679 | 3.6508e-05 | 9.3489e-05 | 0.00017725 | 0.00029235 | 0.00044093 | 0.00062161 | 0.00082982 | 0.0010622 | 0.0013143 | 0.0015808 | 0.0018567 | 0.002138 | 0.0024217 | 0.0027058 | 0.0029892 | 0.0032708 | 0.0035494 | 0.0038251 | 0.004098 | 0.0043679
Under $15 | Under $5 | HPWH | Under $15 | 12.2183 | Water Heating | Urban | SC-New | M_Input | Residential | Single Family | Single Family Tier3_indor2_efaf | -2.1949 | 12.2183 | R-All-WH-WHConvert-All-All-N |  | 6.8193e-05 | 0.00010283 | 0.00014588 | 0.00019821 | 0.00025057 | 0.00030786 | 0.00036038 | 0.00039753 | 0.00042075 | 0.00044746 | 0.00047202 | 0.00048215 | 0.00047181 | 0.000474 | 0.00047711 | 0.00048047 | 0.00048176 | 0.00048307 | 0.00048438 | 0.0004857 | 0.0074921 | 0.0074921 | 6.8193e-05 | 0.00017102 | 0.0003169 | 0.00051511 | 0.00076569 | 0.0010735 | 0.0014339 | 0.0018315 | 0.0022522 | 0.0026997 | 0.0031717 | 0.0036538 | 0.0041256 | 0.0045996 | 0.0050767 | 0.0055572 | 0.006039 | 0.006522 | 0.0070064 | 0.0074921
Under $5 | Under $5 | HPWH | Under $5 | -4.0055 | Water Heating | Urban | SC-NR | M_Input | Residential | Manufactured | Manufactured Tier3_buffered | -4.0055 | -4.0055 | R-All-WH-WHConvert-All-All-N |  | 0.0015779 | 0.002507 | 0.0036713 | 0.0050069 | 0.0064182 | 0.0077989 | 0.0090539 | 0.010116 | 0.010952 | 0.011562 | 0.011968 | 0.012207 | 0.012319 | 0.012889 | 0.012807 | 0.012687 | 0.012509 | 0.012329 | 0.012148 | 0.011971 | 0.1559 | 0.1559 | 0.0015779 | 0.0040849 | 0.0077562 | 0.012763 | 0.019181 | 0.02698 | 0.036034 | 0.04615 | 0.057102 | 0.068663 | 0.080631 | 0.092838 | 0.10516 | 0.11805 | 0.13085 | 0.14354 | 0.1559 | 0.1559 | 0.1559 | 0.1559
Under $5 | Under $5 | HPWH | Under $5 | -4.0055 | Water Heating | Urban | SC-NR | M_Input | Residential | Single Family | Single Family Tier3_buffered | -4.0055 | -4.0055 | R-All-WH-WHConvert-All-All-N |  | 0.034962 | 0.056018 | 0.08273 | 0.11379 | 0.1471 | 0.18026 | 0.21104 | 0.2378 | 0.25964 | 0.27642 | 0.28856 | 0.29683 | 0.30208 | 0.35005 | 0.34674 | 0.34284 | 0.33813 | 0.33299 | 0.32862 | 0.32445 | 4.2041 | 4.2041 | 0.034962 | 0.09098 | 0.17371 | 0.2875 | 0.43459 | 0.61485 | 0.8259 | 1.0637 | 1.3233 | 1.5997 | 1.8883 | 2.1851 | 2.4872 | 2.8373 | 3.184 | 3.5268 | 3.865 | 4.198 | 4.2041 | 4.2041
Under $15 | Under $5 | HPWH | Under $15 | 12.8061 | Water Heating | Urban | SC-NR | M_Input | Residential | Manufactured | Manufactured Tier3_indor2_gfac | -3.9202 | 12.8061 | R-All-WH-WHConvert-All-All-N |  | 3.1654e-05 | 5.0291e-05 | 7.3647e-05 | 0.00010044 | 0.00012875 | 0.00015645 | 0.00018163 | 0.00020293 | 0.0002197 | 0.00023193 | 0.00024008 | 0.00024488 | 0.00024712 | 0.00025857 | 0.00025691 | 0.00025451 | 0.00025094 | 0.00024732 | 0.0002437 | 0.00024015 | 0.0031274 | 0.0031274 | 3.1654e-05 | 8.1945e-05 | 0.00015559 | 0.00025603 | 0.00038478 | 0.00054123 | 0.00072286 | 0.00092578 | 0.0011455 | 0.0013774 | 0.0016175 | 0.0018624 | 0.0021095 | 0.0023681 | 0.002625 | 0.0028795 | 0.0031274 | 0.0031274 | 0.0031274 | 0.0031274
Under $15 | Under $5 | HPWH | Under $15 | 12.8889 | Water Heating | Urban | SC-NR | M_Input | Residential | Single Family | Single Family Tier3_indor2_gfac | -3.9206 | 12.8889 | R-All-WH-WHConvert-All-All-N |  | 0.0024238 | 0.0038836 | 0.0057355 | 0.0078884 | 0.010198 | 0.012497 | 0.014631 | 0.016486 | 0.018 | 0.019163 | 0.020005 | 0.020578 | 0.020943 | 0.024268 | 0.024038 | 0.023768 | 0.023442 | 0.023085 | 0.022783 | 0.022493 | 0.29146 | 0.29146 | 0.0024238 | 0.0063074 | 0.012043 | 0.019931 | 0.030129 | 0.042626 | 0.057257 | 0.073743 | 0.091743 | 0.11091 | 0.13091 | 0.15149 | 0.17243 | 0.1967 | 0.22074 | 0.24451 | 0.26795 | 0.29103 | 0.29146 | 0.29146
Under $15 | Under $5 | HPWH | Under $15 | 12.749 | Water Heating | Urban | SC-NR | M_Input | Residential | Manufactured | Manufactured Tier3_indor2_gfnc | -3.9609 | 12.749 | R-All-WH-WHConvert-All-All-N |  | 0.00022903 | 0.00036387 | 0.00053286 | 0.00072672 | 0.00093157 | 0.001132 | 0.0013141 | 0.0014683 | 0.0015896 | 0.0016781 | 0.0017371 | 0.0017718 | 0.001788 | 0.0018708 | 0.0018588 | 0.0018415 | 0.0018156 | 0.0017895 | 0.0017633 | 0.0017376 | 0.022628 | 0.022628 | 0.00022903 | 0.0005929 | 0.0011258 | 0.0018525 | 0.002784 | 0.003916 | 0.0052301 | 0.0066984 | 0.008288 | 0.0099661 | 0.011703 | 0.013475 | 0.015263 | 0.017134 | 0.018993 | 0.020834 | 0.022628 | 0.022628 | 0.022628 | 0.022628
Under $15 | Under $5 | HPWH | Under $15 | 12.8792 | Water Heating | Urban | SC-NR | M_Input | Residential | Single Family | Single Family Tier3_indor2_gfnc | -3.9605 | 12.8792 | R-All-WH-WHConvert-All-All-N |  | 0.0038989 | 0.006247 | 0.0092258 | 0.012689 | 0.016404 | 0.020102 | 0.023535 | 0.026519 | 0.028954 | 0.030825 | 0.032179 | 0.033101 | 0.033687 | 0.039036 | 0.038667 | 0.038232 | 0.037707 | 0.037134 | 0.036647 | 0.036182 | 0.46883 | 0.46883 | 0.0038989 | 0.010146 | 0.019372 | 0.032061 | 0.048464 | 0.068566 | 0.092101 | 0.11862 | 0.14757 | 0.1784 | 0.21058 | 0.24368 | 0.27737 | 0.3164 | 0.35507 | 0.3933 | 0.43101 | 0.46814 | 0.46883 | 0.46883
Under $5 | Under $5 | HPWH | Under $5 | 2.2916 | Water Heating | Urban | SC-NR | M_Input | Residential | Manufactured | Manufactured Tier3_indor2_hp85 | -4.8723 | 2.2916 | R-All-WH-WHConvert-All-All-N |  | 0.00052367 | 0.00083198 | 0.0012184 | 0.0016616 | 0.00213 | 0.0025882 | 0.0030047 | 0.0033571 | 0.0036346 | 0.0038369 | 0.0039718 | 0.0040511 | 0.0040883 | 0.0042776 | 0.0042501 | 0.0042105 | 0.0041514 | 0.0040915 | 0.0040316 | 0.0039729 | 0.051738 | 0.051738 | 0.00052367 | 0.0013557 | 0.002574 | 0.0042356 | 0.0063656 | 0.0089539 | 0.011959 | 0.015316 | 0.01895 | 0.022787 | 0.026759 | 0.03081 | 0.034898 | 0.039176 | 0.043426 | 0.047637 | 0.051738 | 0.051738 | 0.051738 | 0.051738
Under $5 | Under $5 | HPWH | Under $5 | 2.0538 | Water Heating | Urban | SC-NR | M_Input | Residential | Single Family | Single Family Tier3_indor2_hp85 | -4.852 | 2.0538 | R-All-WH-WHConvert-All-All-N |  | 0.0026787 | 0.0042919 | 0.0063385 | 0.0087178 | 0.01127 | 0.013811 | 0.016169 | 0.018219 | 0.019892 | 0.021178 | 0.022108 | 0.022742 | 0.023145 | 0.026819 | 0.026566 | 0.026267 | 0.025906 | 0.025512 | 0.025178 | 0.024858 | 0.3221 | 0.3221 | 0.0026787 | 0.0069706 | 0.013309 | 0.022027 | 0.033297 | 0.047108 | 0.063277 | 0.081496 | 0.10139 | 0.12257 | 0.14467 | 0.16742 | 0.19056 | 0.21738 | 0.24395 | 0.27021 | 0.29612 | 0.32163 | 0.3221 | 0.3221
Under $10 | Under $5 | HPWH | Under $10 | 8.7237 | Water Heating | Urban | SC-NR | M_Input | Residential | Manufactured | Manufactured Tier3_indor2_zonl | -3.1952 | 8.7237 | R-All-WH-WHConvert-All-All-N |  | 0.00041491 | 0.00065919 | 0.00096533 | 0.0013165 | 0.0016876 | 0.0020507 | 0.0023807 | 0.0026599 | 0.0028797 | 0.00304 | 0.0031469 | 0.0032098 | 0.0032392 | 0.0033892 | 0.0033674 | 0.003336 | 0.0032892 | 0.0032418 | 0.0031943 | 0.0031478 | 0.040993 | 0.040993 | 0.00041491 | 0.0010741 | 0.0020394 | 0.003356 | 0.0050436 | 0.0070943 | 0.0094749 | 0.012135 | 0.015015 | 0.018055 | 0.021201 | 0.024411 | 0.02765 | 0.03104 | 0.034407 | 0.037743 | 0.040993 | 0.040993 | 0.040993 | 0.040993
Under $10 | Under $5 | HPWH | Under $10 | 8.89 | Water Heating | Urban | SC-NR | M_Input | Residential | Single Family | Single Family Tier3_indor2_zonl | -3.1784 | 8.89 | R-All-WH-WHConvert-All-All-N |  | 0.0047812 | 0.0076606 | 0.011314 | 0.01556 | 0.020116 | 0.024651 | 0.028861 | 0.03252 | 0.035506 | 0.037801 | 0.039461 | 0.040592 | 0.041311 | 0.04787 | 0.047417 | 0.046884 | 0.04624 | 0.045537 | 0.04494 | 0.04437 | 0.57492 | 0.57492 | 0.0047812 | 0.012442 | 0.023755 | 0.039316 | 0.059432 | 0.084083 | 0.11294 | 0.14546 | 0.18097 | 0.21877 | 0.25823 | 0.29882 | 0.34013 | 0.388 | 0.43542 | 0.4823 | 0.52854 | 0.57408 | 0.57492 | 0.57492
Under $15 | Under $5 | HPWH | Under $15 | 11.9916 | Water Heating | Urban | SC-NR | M_Input | Residential | Manufactured | Manufactured Tier3_indor2_efaf | -2.2322 | 11.9916 | R-All-WH-WHConvert-All-All-N |  | 0.0019179 | 0.0030471 | 0.0044622 | 0.0060855 | 0.007801 | 0.0094792 | 0.011005 | 0.012295 | 0.013311 | 0.014052 | 0.014546 | 0.014837 | 0.014973 | 0.015666 | 0.015566 | 0.015421 | 0.015204 | 0.014985 | 0.014766 | 0.014551 | 0.18949 | 0.18949 | 0.0019179 | 0.004965 | 0.0094272 | 0.015513 | 0.023314 | 0.032793 | 0.043797 | 0.056093 | 0.069404 | 0.083456 | 0.098003 | 0.11284 | 0.12781 | 0.14348 | 0.15904 | 0.17447 | 0.18949 | 0.18949 | 0.18949 | 0.18949
Under $15 | Under $5 | HPWH | Under $15 | 12.2183 | Water Heating | Urban | SC-NR | M_Input | Residential | Single Family | Single Family Tier3_indor2_efaf | -2.1949 | 12.2183 | R-All-WH-WHConvert-All-All-N |  | 0.00043536 | 0.00069756 | 0.0010302 | 0.0014169 | 0.0018317 | 0.0022447 | 0.002628 | 0.0029612 | 0.0032331 | 0.003442 | 0.0035933 | 0.0036962 | 0.0037617 | 0.0043589 | 0.0043177 | 0.0042691 | 0.0042105 | 0.0041465 | 0.0040922 | 0.0040402 | 0.052351 | 0.052351 | 0.00043536 | 0.0011329 | 0.0021631 | 0.00358 | 0.0054117 | 0.0076564 | 0.010284 | 0.013246 | 0.016479 | 0.019921 | 0.023514 | 0.02721 | 0.030972 | 0.035331 | 0.039648 | 0.043918 | 0.048128 | 0.052275 | 0.052351 | 0.052351
Over $160 | Over $160 | HPWH | Over $160 | 472.3677 | Water Heating | Urban | SC-New | M_Input | Residential | Manufactured | Manufactured Tier4_buffered | 316.6875 | 472.3677 | R-All-WH-WHConvert-All-All-N |  | 0.00029885 | 0.00046644 | 0.0006857 | 0.00094218 | 0.0012162 | 0.001479 | 0.0017045 | 0.0019025 | 0.0020634 | 0.0021814 | 0.002259 | 0.0023027 | 0.0023217 | 0.0023261 | 0.0023195 | 0.0023051 | 0.002281 | 0.002257 | 0.0022333 | 0.0022099 | 0.035755 | 0.035755 | 0.00029885 | 0.00076529 | 0.001451 | 0.0023932 | 0.0036094 | 0.0050884 | 0.0067929 | 0.0086953 | 0.010759 | 0.01294 | 0.015199 | 0.017502 | 0.019823 | 0.02215 | 0.024469 | 0.026774 | 0.029055 | 0.031312 | 0.033545 | 0.035755
Over $160 | Over $160 | HPWH | Over $160 | 519.0802 | Water Heating | Urban | SC-New | M_Input | Residential | Single Family | Single Family Tier4_buffered | 348.1342 | 519.0802 | R-All-WH-WHConvert-All-All-N |  | 0.0086608 | 0.013059 | 0.018528 | 0.025174 | 0.031823 | 0.039099 | 0.04577 | 0.050487 | 0.053437 | 0.056829 | 0.059949 | 0.061235 | 0.059921 | 0.0602 | 0.060594 | 0.061021 | 0.061186 | 0.061351 | 0.061518 | 0.061685 | 0.95153 | 0.95153 | 0.0086608 | 0.02172 | 0.040248 | 0.065421 | 0.097245 | 0.13634 | 0.18211 | 0.2326 | 0.28604 | 0.34287 | 0.40282 | 0.46405 | 0.52397 | 0.58417 | 0.64477 | 0.70579 | 0.76697 | 0.82832 | 0.88984 | 0.95153
Over $160 | Over $160 | HPWH | Over $160 | 804.5051 | Water Heating | Urban | SC-New | M_Input | Residential | Manufactured | Manufactured Tier4_indor2_gfac | 551.1361 | 804.5051 | R-All-WH-WHConvert-All-All-N |  | 1.2307e-06 | 1.9209e-06 | 2.8238e-06 | 3.88e-06 | 5.0085e-06 | 6.0908e-06 | 7.0192e-06 | 7.8346e-06 | 8.4972e-06 | 8.9831e-06 | 9.3029e-06 | 9.4827e-06 | 9.561e-06 | 9.5792e-06 | 9.552e-06 | 9.4929e-06 | 9.3932e-06 | 9.2947e-06 | 9.1971e-06 | 9.1006e-06 | 0.00014725 | 0.00014725 | 1.2307e-06 | 3.1516e-06 | 5.9753e-06 | 9.8554e-06 | 1.4864e-05 | 2.0955e-05 | 2.7974e-05 | 3.5808e-05 | 4.4306e-05 | 5.3289e-05 | 6.2592e-05 | 7.2074e-05 | 8.1635e-05 | 9.1215e-05 | 0.00010077 | 0.00011026 | 0.00011965 | 0.00012895 | 0.00013814 | 0.00014725
Over $160 | Over $160 | HPWH | Over $160 | 793.0967 | Water Heating | Urban | SC-New | M_Input | Residential | Single Family | Single Family Tier4_indor2_gfac | 543.4245 | 793.0967 | R-All-WH-WHConvert-All-All-N |  | 0.0007819 | 0.001179 | 0.0016727 | 0.0022727 | 0.002873 | 0.0035298 | 0.0041321 | 0.004558 | 0.0048243 | 0.0051305 | 0.0054122 | 0.0055283 | 0.0054097 | 0.0054349 | 0.0054704 | 0.005509 | 0.0055238 | 0.0055388 | 0.0055538 | 0.0055689 | 0.085904 | 0.085904 | 0.0007819 | 0.0019609 | 0.0036336 | 0.0059062 | 0.0087793 | 0.012309 | 0.016441 | 0.020999 | 0.025824 | 0.030954 | 0.036366 | 0.041894 | 0.047304 | 0.052739 | 0.058209 | 0.063718 | 0.069242 | 0.074781 | 0.080335 | 0.085904
Over $160 | Over $160 | HPWH | Over $160 | 703.2832 | Water Heating | Urban | SC-New | M_Input | Residential | Manufactured | Manufactured Tier4_indor2_gfnc | 481.8455 | 703.2832 | R-All-WH-WHConvert-All-All-N |  | 1.0327e-05 | 1.6118e-05 | 2.3694e-05 | 3.2557e-05 | 4.2026e-05 | 5.1108e-05 | 5.8898e-05 | 6.574e-05 | 7.13e-05 | 7.5377e-05 | 7.8061e-05 | 7.9569e-05 | 8.0227e-05 | 8.0379e-05 | 8.0151e-05 | 7.9655e-05 | 7.8819e-05 | 7.7992e-05 | 7.7173e-05 | 7.6363e-05 | 0.0012355 | 0.0012355 | 1.0327e-05 | 2.6445e-05 | 5.0139e-05 | 8.2696e-05 | 0.00012472 | 0.00017583 | 0.00023473 | 0.00030047 | 0.00037177 | 0.00044715 | 0.00052521 | 0.00060478 | 0.000685 | 0.00076538 | 0.00084553 | 0.00092519 | 0.001004 | 0.001082 | 0.0011592 | 0.0012355
Over $160 | Over $160 | HPWH | Over $160 | 696.7812 | Water Heating | Urban | SC-New | M_Input | Residential | Single Family | Single Family Tier4_indor2_gfnc | 477.4765 | 696.7812 | R-All-WH-WHConvert-All-All-N |  | 0.0014525 | 0.0021901 | 0.0031072 | 0.0042217 | 0.005337 | 0.0065571 | 0.0076759 | 0.008467 | 0.0089617 | 0.0095305 | 0.010054 | 0.010269 | 0.010049 | 0.010096 | 0.010162 | 0.010234 | 0.010261 | 0.010289 | 0.010317 | 0.010345 | 0.15958 | 0.15958 | 0.0014525 | 0.0036426 | 0.0067498 | 0.010972 | 0.016309 | 0.022866 | 0.030542 | 0.039009 | 0.04797 | 0.057501 | 0.067554 | 0.077824 | 0.087873 | 0.097969 | 0.10813 | 0.11836 | 0.12863 | 0.13891 | 0.14923 | 0.15958
Over $160 | Over $160 | HPWH | Over $160 | 373.5562 | Water Heating | Urban | SC-New | M_Input | Residential | Manufactured | Manufactured Tier4_indor2_hp85 | 249.9482 | 373.5562 | R-All-WH-WHConvert-All-All-N |  | 5.4426e-05 | 8.4947e-05 | 0.00012488 | 0.00017159 | 0.00022149 | 0.00026936 | 0.00031041 | 0.00034647 | 0.00037578 | 0.00039727 | 0.00041141 | 0.00041936 | 0.00042282 | 0.00042363 | 0.00042242 | 0.00041981 | 0.0004154 | 0.00041104 | 0.00040673 | 0.00040246 | 0.0065117 | 0.0065117 | 5.4426e-05 | 0.00013937 | 0.00026425 | 0.00043584 | 0.00065733 | 0.00092669 | 0.0012371 | 0.0015836 | 0.0019594 | 0.0023566 | 0.002768 | 0.0031874 | 0.0036102 | 0.0040338 | 0.0044563 | 0.0048761 | 0.0052915 | 0.0057025 | 0.0061092 | 0.0065117
Over $160 | Over $160 | HPWH | Over $160 | 376.669 | Water Heating | Urban | SC-New | M_Input | Residential | Single Family | Single Family Tier4_indor2_hp85 | 252.0488 | 376.669 | R-All-WH-WHConvert-All-All-N |  | 0.0022483 | 0.0033901 | 0.0048098 | 0.0065349 | 0.0082613 | 0.01015 | 0.011882 | 0.013106 | 0.013872 | 0.014753 | 0.015562 | 0.015896 | 0.015555 | 0.015628 | 0.01573 | 0.015841 | 0.015884 | 0.015927 | 0.01597 | 0.016013 | 0.24701 | 0.24701 | 0.0022483 | 0.0056384 | 0.010448 | 0.016983 | 0.025244 | 0.035394 | 0.047276 | 0.060382 | 0.074254 | 0.089007 | 0.10457 | 0.12047 | 0.13602 | 0.15165 | 0.16738 | 0.18322 | 0.1991 | 0.21503 | 0.231 | 0.24701
Over $160 | Over $160 | HPWH | Over $160 | 253.3582 | Water Heating | Urban | SC-New | M_Input | Residential | Manufactured | Manufactured Tier4_indor2_zonl | 168.0056 | 253.3582 | R-All-WH-WHConvert-All-All-N |  | 7.4872e-05 | 0.00011686 | 0.00017179 | 0.00023604 | 0.0003047 | 0.00037054 | 0.00042702 | 0.00047662 | 0.00051694 | 0.0005465 | 0.00056595 | 0.00057689 | 0.00058166 | 0.00058276 | 0.00058111 | 0.00057751 | 0.00057145 | 0.00056545 | 0.00055951 | 0.00055364 | 0.0089578 | 0.0089578 | 7.4872e-05 | 0.00019173 | 0.00036352 | 0.00059956 | 0.00090426 | 0.0012748 | 0.0017018 | 0.0021784 | 0.0026954 | 0.0032419 | 0.0038078 | 0.0043847 | 0.0049664 | 0.0055491 | 0.0061302 | 0.0067078 | 0.0072792 | 0.0078447 | 0.0084042 | 0.0089578
Over $160 | Over $160 | HPWH | Over $160 | 250.7696 | Water Heating | Urban | SC-New | M_Input | Residential | Single Family | Single Family Tier4_indor2_zonl | 166.2619 | 250.7696 | R-All-WH-WHConvert-All-All-N |  | 0.0071797 | 0.010826 | 0.015359 | 0.020869 | 0.026381 | 0.032413 | 0.037943 | 0.041854 | 0.044299 | 0.04711 | 0.049697 | 0.050763 | 0.049674 | 0.049905 | 0.050232 | 0.050586 | 0.050722 | 0.050859 | 0.050998 | 0.051136 | 0.78881 | 0.78881 | 0.0071797 | 0.018006 | 0.033365 | 0.054234 | 0.080615 | 0.11303 | 0.15097 | 0.19282 | 0.23712 | 0.28423 | 0.33393 | 0.38469 | 0.43437 | 0.48427 | 0.5345 | 0.58509 | 0.63581 | 0.68667 | 0.73767 | 0.78881
Over $160 | Over $160 | HPWH | Over $160 | 232.6525 | Water Heating | Urban | SC-New | M_Input | Residential | Manufactured | Manufactured Tier4_indor2_efaf | 153.6673 | 232.6525 | R-All-WH-WHConvert-All-All-N |  | 0.00039657 | 0.00061895 | 0.00090989 | 0.0012502 | 0.0016139 | 0.0019626 | 0.0022618 | 0.0025245 | 0.002738 | 0.0028946 | 0.0029976 | 0.0030556 | 0.0030808 | 0.0030867 | 0.0030779 | 0.0030588 | 0.0030267 | 0.002995 | 0.0029635 | 0.0029324 | 0.047446 | 0.047446 | 0.00039657 | 0.0010155 | 0.0019254 | 0.0031756 | 0.0047895 | 0.0067521 | 0.0090139 | 0.011538 | 0.014276 | 0.017171 | 0.020169 | 0.023224 | 0.026305 | 0.029392 | 0.03247 | 0.035528 | 0.038555 | 0.04155 | 0.044514 | 0.047446
Over $160 | Over $160 | HPWH | Over $160 | 230.3424 | Water Heating | Urban | SC-New | M_Input | Residential | Single Family | Single Family Tier4_indor2_efaf | 152.111 | 230.3424 | R-All-WH-WHConvert-All-All-N |  | 0.00074965 | 0.0011304 | 0.0016037 | 0.0021789 | 0.0027546 | 0.0033843 | 0.0039617 | 0.00437 | 0.0046253 | 0.0049189 | 0.005189 | 0.0053003 | 0.0051866 | 0.0052107 | 0.0052449 | 0.0052818 | 0.005296 | 0.0053104 | 0.0053248 | 0.0053393 | 0.082361 | 0.082361 | 0.00074965 | 0.00188 | 0.0034837 | 0.0056627 | 0.0084172 | 0.011802 | 0.015763 | 0.020133 | 0.024759 | 0.029678 | 0.034867 | 0.040167 | 0.045353 | 0.050564 | 0.055809 | 0.061091 | 0.066387 | 0.071697 | 0.077022 | 0.082361
Over $160 | Over $160 | HPWH | Over $160 | 472.3677 | Water Heating | Urban | SC-NR | M_Input | Residential | Manufactured | Manufactured Tier4_buffered | 316.6875 | 472.3677 | R-All-WH-WHConvert-All-All-N |  | 0.005748 | 0.0091322 | 0.013373 | 0.018239 | 0.02338 | 0.028409 | 0.032981 | 0.036849 | 0.039895 | 0.042115 | 0.043596 | 0.044467 | 0.044874 | 0.046952 | 0.046651 | 0.046216 | 0.045567 | 0.04491 | 0.044253 | 0.043608 | 0.5679 | 0.5679 | 0.005748 | 0.01488 | 0.028254 | 0.046492 | 0.069872 | 0.098281 | 0.13126 | 0.16811 | 0.20801 | 0.25012 | 0.29372 | 0.33818 | 0.38306 | 0.43001 | 0.47666 | 0.52288 | 0.5679 | 0.5679 | 0.5679 | 0.5679
Over $160 | Over $160 | HPWH | Over $160 | 519.0802 | Water Heating | Urban | SC-NR | M_Input | Residential | Single Family | Single Family Tier4_buffered | 348.1342 | 519.0802 | R-All-WH-WHConvert-All-All-N |  | 0.11328 | 0.18151 | 0.26806 | 0.36868 | 0.47662 | 0.58407 | 0.68381 | 0.7705 | 0.84126 | 0.89562 | 0.93497 | 0.96176 | 0.9788 | 1.1342 | 1.1235 | 1.1108 | 1.0956 | 1.0789 | 1.0648 | 1.0513 | 13.6218 | 13.6218 | 0.11328 | 0.29479 | 0.56285 | 0.93153 | 1.4081 | 1.9922 | 2.676 | 3.4465 | 4.2878 | 5.1834 | 6.1184 | 7.0801 | 8.0589 | 9.1931 | 10.3166 | 11.4275 | 12.523 | 13.602 | 13.6218 | 13.6218
Over $160 | Over $160 | HPWH | Over $160 | 804.5051 | Water Heating | Urban | SC-NR | M_Input | Residential | Manufactured | Manufactured Tier4_indor2_gfac | 551.1361 | 804.5051 | R-All-WH-WHConvert-All-All-N |  | 6.4654e-05 | 0.00010272 | 0.00015042 | 0.00020515 | 0.00026298 | 0.00031955 | 0.00037097 | 0.00041448 | 0.00044874 | 0.00047371 | 0.00049036 | 0.00050017 | 0.00050475 | 0.00052812 | 0.00052473 | 0.00051984 | 0.00051254 | 0.00050515 | 0.00049776 | 0.00049051 | 0.0063878 | 0.0063878 | 6.4654e-05 | 0.00016737 | 0.0003178 | 0.00052294 | 0.00078592 | 0.0011055 | 0.0014764 | 0.0018909 | 0.0023397 | 0.0028134 | 0.0033037 | 0.0038039 | 0.0043086 | 0.0048368 | 0.0053615 | 0.0058813 | 0.0063878 | 0.0063878 | 0.0063878 | 0.0063878
Over $160 | Over $160 | HPWH | Over $160 | 793.0967 | Water Heating | Urban | SC-NR | M_Input | Residential | Single Family | Single Family Tier4_indor2_gfac | 543.4245 | 793.0967 | R-All-WH-WHConvert-All-All-N |  | 0.0049918 | 0.0079981 | 0.011812 | 0.016246 | 0.021002 | 0.025737 | 0.030132 | 0.033952 | 0.03707 | 0.039466 | 0.0412 | 0.04238 | 0.043131 | 0.049979 | 0.049506 | 0.048949 | 0.048277 | 0.047544 | 0.04692 | 0.046324 | 0.60025 | 0.60025 | 0.0049918 | 0.01299 | 0.024802 | 0.041048 | 0.06205 | 0.087787 | 0.11792 | 0.15187 | 0.18894 | 0.22841 | 0.26961 | 0.31199 | 0.35512 | 0.4051 | 0.4546 | 0.50355 | 0.55183 | 0.59937 | 0.60025 | 0.60025
Over $160 | Over $160 | HPWH | Over $160 | 703.2832 | Water Heating | Urban | SC-NR | M_Input | Residential | Manufactured | Manufactured Tier4_indor2_gfnc | 481.8455 | 703.2832 | R-All-WH-WHConvert-All-All-N |  | 0.00054251 | 0.00086192 | 0.0012622 | 0.0017214 | 0.0022066 | 0.0026813 | 0.0031128 | 0.0034779 | 0.0037654 | 0.0039749 | 0.0041146 | 0.0041969 | 0.0042354 | 0.0044315 | 0.004403 | 0.004362 | 0.0043007 | 0.0042387 | 0.0041767 | 0.0041159 | 0.0536 | 0.0536 | 0.00054251 | 0.0014044 | 0.0026666 | 0.004388 | 0.0065947 | 0.009276 | 0.012389 | 0.015867 | 0.019632 | 0.023607 | 0.027722 | 0.031919 | 0.036154 | 0.040585 | 0.044988 | 0.04935 | 0.0536 | 0.0536 | 0.0536 | 0.0536
Over $160 | Over $160 | HPWH | Over $160 | 696.7812 | Water Heating | Urban | SC-NR | M_Input | Residential | Single Family | Single Family Tier4_indor2_gfnc | 477.4765 | 696.7812 | R-All-WH-WHConvert-All-All-N |  | 0.0092729 | 0.014857 | 0.021942 | 0.030179 | 0.039014 | 0.04781 | 0.055975 | 0.063071 | 0.068862 | 0.073313 | 0.076534 | 0.078726 | 0.080121 | 0.092842 | 0.091964 | 0.090929 | 0.089681 | 0.088318 | 0.08716 | 0.086053 | 1.115 | 1.115 | 0.0092729 | 0.02413 | 0.046073 | 0.076251 | 0.11527 | 0.16308 | 0.21905 | 0.28212 | 0.35098 | 0.4243 | 0.50083 | 0.57955 | 0.65968 | 0.75252 | 0.84448 | 0.93541 | 1.0251 | 1.1134 | 1.115 | 1.115
Over $160 | Over $160 | HPWH | Over $160 | 373.5562 | Water Heating | Urban | SC-NR | M_Input | Residential | Manufactured | Manufactured Tier4_indor2_hp85 | 249.9482 | 373.5562 | R-All-WH-WHConvert-All-All-N |  | 0.0028592 | 0.0045426 | 0.0066523 | 0.0090723 | 0.01163 | 0.014132 | 0.016406 | 0.01833 | 0.019845 | 0.020949 | 0.021686 | 0.022119 | 0.022322 | 0.023355 | 0.023206 | 0.022989 | 0.022666 | 0.02234 | 0.022013 | 0.021692 | 0.28249 | 0.28249 | 0.0028592 | 0.0074018 | 0.014054 | 0.023126 | 0.034756 | 0.048888 | 0.065293 | 0.083623 | 0.10347 | 0.12442 | 0.1461 | 0.16822 | 0.19054 | 0.2139 | 0.2371 | 0.26009 | 0.28249 | 0.28249 | 0.28249 | 0.28249
Over $160 | Over $160 | HPWH | Over $160 | 376.669 | Water Heating | Urban | SC-NR | M_Input | Residential | Single Family | Single Family Tier4_indor2_hp85 | 252.0488 | 376.669 | R-All-WH-WHConvert-All-All-N |  | 0.014354 | 0.022998 | 0.033965 | 0.046715 | 0.060391 | 0.074006 | 0.086645 | 0.097629 | 0.10659 | 0.11348 | 0.11847 | 0.12186 | 0.12402 | 0.14371 | 0.14235 | 0.14075 | 0.13882 | 0.13671 | 0.13492 | 0.1332 | 1.726 | 1.726 | 0.014354 | 0.037352 | 0.071317 | 0.11803 | 0.17842 | 0.25243 | 0.33907 | 0.4367 | 0.5433 | 0.65678 | 0.77525 | 0.89711 | 1.0211 | 1.1648 | 1.3072 | 1.4479 | 1.5868 | 1.7235 | 1.726 | 1.726
Over $160 | Over $160 | HPWH | Over $160 | 253.3582 | Water Heating | Urban | SC-NR | M_Input | Residential | Manufactured | Manufactured Tier4_indor2_zonl | 168.0056 | 253.3582 | R-All-WH-WHConvert-All-All-N |  | 0.0039333 | 0.006249 | 0.0091512 | 0.01248 | 0.015998 | 0.01944 | 0.022568 | 0.025215 | 0.027299 | 0.028819 | 0.029832 | 0.030428 | 0.030707 | 0.032129 | 0.031923 | 0.031625 | 0.031181 | 0.030731 | 0.030282 | 0.029841 | 0.38861 | 0.38861 | 0.0039333 | 0.010182 | 0.019333 | 0.031814 | 0.047812 | 0.067252 | 0.089821 | 0.11504 | 0.14234 | 0.17115 | 0.20099 | 0.23141 | 0.26212 | 0.29425 | 0.32617 | 0.3578 | 0.38861 | 0.38861 | 0.38861 | 0.38861
Over $160 | Over $160 | HPWH | Over $160 | 250.7696 | Water Heating | Urban | SC-NR | M_Input | Residential | Single Family | Single Family Tier4_indor2_zonl | 166.2619 | 250.7696 | R-All-WH-WHConvert-All-All-N |  | 0.045837 | 0.073442 | 0.10846 | 0.14918 | 0.19285 | 0.23633 | 0.27669 | 0.31177 | 0.3404 | 0.36239 | 0.37832 | 0.38915 | 0.39605 | 0.45893 | 0.45459 | 0.44947 | 0.4433 | 0.43657 | 0.43084 | 0.42537 | 5.5118 | 5.5118 | 0.045837 | 0.11928 | 0.22774 | 0.37692 | 0.56977 | 0.8061 | 1.0828 | 1.3946 | 1.735 | 2.0973 | 2.4757 | 2.8648 | 3.2609 | 3.7198 | 4.1744 | 4.6239 | 5.0672 | 5.5037 | 5.5118 | 5.5118
Over $160 | Over $160 | HPWH | Over $160 | 232.6525 | Water Heating | Urban | SC-NR | M_Input | Residential | Manufactured | Manufactured Tier4_indor2_efaf | 153.6673 | 232.6525 | R-All-WH-WHConvert-All-All-N |  | 0.020833 | 0.033099 | 0.04847 | 0.066104 | 0.084737 | 0.10297 | 0.11954 | 0.13356 | 0.14459 | 0.15264 | 0.15801 | 0.16117 | 0.16264 | 0.17017 | 0.16908 | 0.16751 | 0.16515 | 0.16277 | 0.16039 | 0.15805 | 2.0583 | 2.0583 | 0.020833 | 0.053932 | 0.1024 | 0.16851 | 0.25324 | 0.35621 | 0.47575 | 0.6093 | 0.7539 | 0.90654 | 1.0645 | 1.2257 | 1.3884 | 1.5585 | 1.7276 | 1.8951 | 2.0583 | 2.0583 | 2.0583 | 2.0583
Over $160 | Over $160 | HPWH | Over $160 | 230.3424 | Water Heating | Urban | SC-NR | M_Input | Residential | Single Family | Single Family Tier4_indor2_efaf | 152.111 | 230.3424 | R-All-WH-WHConvert-All-All-N |  | 0.004786 | 0.0076683 | 0.011325 | 0.015576 | 0.020136 | 0.024676 | 0.02889 | 0.032552 | 0.035542 | 0.037838 | 0.039501 | 0.040633 | 0.041352 | 0.047918 | 0.047465 | 0.046931 | 0.046286 | 0.045583 | 0.044985 | 0.044414 | 0.5755 | 0.5755 | 0.004786 | 0.012454 | 0.023779 | 0.039355 | 0.059491 | 0.084167 | 0.11306 | 0.14561 | 0.18115 | 0.21899 | 0.25849 | 0.29912 | 0.34048 | 0.38839 | 0.43586 | 0.48279 | 0.52908 | 0.57466 | 0.5755 | 0.5755
Under $45 | Under $30 | HPWH | Under $45 | 42.3786 | Water Heating | Urban | SC-New | M_Input | Residential | Manufactured | Manufactured Tier1_indor2_hp85 | 25.339 | 42.3786 | R-All-WH-WHConvert-All-All-N |  | 0.00012999 | 0.00020634 | 0.00030623 | 0.00042308 | 0.00054792 | 0.00066765 | 0.00077036 | 0.00086056 | 0.00093387 | 0.00098762 | 0.001023 | 0.0010429 | 0.0010516 | 0.0010536 | 0.0010506 | 0.001044 | 0.001033 | 0.0010221 | 0.0010113 | 0.0010006 | 0.016166 | 0.016166 | 0.00012999 | 0.00033633 | 0.00064255 | 0.0010656 | 0.0016135 | 0.0022812 | 0.0030516 | 0.0039121 | 0.004846 | 0.0058336 | 0.0068566 | 0.0078995 | 0.008951 | 0.010005 | 0.011055 | 0.012099 | 0.013132 | 0.014154 | 0.015166 | 0.016166
Under $45 | Under $30 | HPWH | Under $45 | 42.5289 | Water Heating | Urban | SC-New | M_Input | Residential | Single Family | Single Family Tier1_indor2_hp85 | 25.5094 | 42.5289 | R-All-WH-WHConvert-All-All-N |  | 0.0054097 | 0.0082762 | 0.01184 | 0.016171 | 0.020505 | 0.025246 | 0.029594 | 0.032668 | 0.03459 | 0.036801 | 0.038834 | 0.039672 | 0.038816 | 0.038998 | 0.039255 | 0.039533 | 0.03964 | 0.039748 | 0.039857 | 0.039966 | 0.61542 | 0.61542 | 0.0054097 | 0.013686 | 0.025526 | 0.041697 | 0.062202 | 0.087448 | 0.11704 | 0.14971 | 0.1843 | 0.2211 | 0.25994 | 0.29961 | 0.33842 | 0.37742 | 0.41668 | 0.45621 | 0.49585 | 0.5356 | 0.57545 | 0.61542
Under $45 | Under $30 | HPWH | Under $45 | 42.1962 | Water Heating | Urban | SC-New | M_Input | Residential | Single Family | Single Family Tier1_buffered | 27.0973 | 42.1962 | R-All-WH-WHConvert-All-All-N |  | 0.027887 | 0.042664 | 0.061036 | 0.083362 | 0.1057 | 0.13014 | 0.15256 | 0.16841 | 0.17831 | 0.18971 | 0.20019 | 0.20451 | 0.2001 | 0.20103 | 0.20236 | 0.20379 | 0.20435 | 0.2049 | 0.20546 | 0.20602 | 3.1725 | 3.1725 | 0.027887 | 0.070551 | 0.13159 | 0.21495 | 0.32065 | 0.4508 | 0.60335 | 0.77176 | 0.95007 | 1.1398 | 1.34 | 1.5445 | 1.7446 | 1.9456 | 2.148 | 2.3518 | 2.5561 | 2.761 | 2.9665 | 3.1725
Under $45 | Under $25 | HPWH | Under $45 | 43.3592 | Water Heating | Urban | SC-New | M_Input | Residential | Manufactured | Manufactured Tier1_indor2_gfac | 22.1222 | 43.3592 | R-All-WH-WHConvert-All-All-N |  | 7.4617e-06 | 1.1844e-05 | 1.7578e-05 | 2.4286e-05 | 3.1452e-05 | 3.8325e-05 | 4.422e-05 | 4.9398e-05 | 5.3606e-05 | 5.6692e-05 | 5.8723e-05 | 5.9864e-05 | 6.0362e-05 | 6.0477e-05 | 6.0305e-05 | 5.9929e-05 | 5.9296e-05 | 5.867e-05 | 5.8051e-05 | 5.7438e-05 | 0.00092798 | 0.00092798 | 7.4617e-06 | 1.9306e-05 | 3.6884e-05 | 6.117e-05 | 9.2622e-05 | 0.00013095 | 0.00017517 | 0.00022457 | 0.00027817 | 0.00033486 | 0.00039359 | 0.00045345 | 0.00051381 | 0.00057429 | 0.0006346 | 0.00069452 | 0.00075382 | 0.00081249 | 0.00087054 | 0.00092798
Under $45 | Under $25 | HPWH | Under $45 | 43.8764 | Water Heating | Urban | SC-New | M_Input | Residential | Manufactured | Manufactured Tier1_indor2_gfnc | 22.4059 | 43.8764 | R-All-WH-WHConvert-All-All-N |  | 5.392e-05 | 8.559e-05 | 0.00012702 | 0.00017549 | 0.00022728 | 0.00027694 | 0.00031955 | 0.00035696 | 0.00038737 | 0.00040967 | 0.00042434 | 0.00043259 | 0.00043619 | 0.00043702 | 0.00043578 | 0.00043306 | 0.00042849 | 0.00042396 | 0.00041949 | 0.00041506 | 0.0067058 | 0.0067058 | 5.392e-05 | 0.00013951 | 0.00026653 | 0.00044203 | 0.0006693 | 0.00094625 | 0.0012658 | 0.0016228 | 0.0020101 | 0.0024198 | 0.0028441 | 0.0032767 | 0.0037129 | 0.0041499 | 0.0045857 | 0.0050188 | 0.0054473 | 0.0058712 | 0.0062907 | 0.0067058
Under $45 | Under $25 | HPWH | Under $45 | 44.0187 | Water Heating | Urban | SC-New | M_Input | Residential | Single Family | Single Family Tier1_indor2_gfac | 22.4035 | 44.0187 | R-All-WH-WHConvert-All-All-N |  | 0.0046424 | 0.0071024 | 0.010161 | 0.013878 | 0.017597 | 0.021666 | 0.025397 | 0.028035 | 0.029684 | 0.031581 | 0.033326 | 0.034046 | 0.033311 | 0.033467 | 0.033687 | 0.033926 | 0.034018 | 0.034111 | 0.034204 | 0.034298 | 0.52814 | 0.52814 | 0.0046424 | 0.011745 | 0.021906 | 0.035783 | 0.05338 | 0.075046 | 0.10044 | 0.12848 | 0.15816 | 0.18974 | 0.22307 | 0.25712 | 0.29043 | 0.32389 | 0.35758 | 0.39151 | 0.42552 | 0.45964 | 0.49384 | 0.52814
Under $45 | Under $25 | HPWH | Under $45 | 44.589 | Water Heating | Urban | SC-New | M_Input | Residential | Single Family | Single Family Tier1_indor2_gfnc | 22.7144 | 44.589 | R-All-WH-WHConvert-All-All-N |  | 0.0074576 | 0.011409 | 0.016322 | 0.022293 | 0.028267 | 0.034804 | 0.040797 | 0.045035 | 0.047685 | 0.050732 | 0.053535 | 0.054691 | 0.053511 | 0.053761 | 0.054115 | 0.054499 | 0.054647 | 0.054795 | 0.054945 | 0.055095 | 0.8484 | 0.8484 | 0.0074576 | 0.018867 | 0.035189 | 0.057482 | 0.085749 | 0.12055 | 0.16135 | 0.20639 | 0.25407 | 0.3048 | 0.35834 | 0.41303 | 0.46654 | 0.5203 | 0.57442 | 0.62892 | 0.68356 | 0.73836 | 0.7933 | 0.8484
Under $50 | Under $35 | HPWH | Under $50 | 47.1016 | Water Heating | Urban | SC-New | M_Input | Residential | Manufactured | Manufactured Tier1_buffered | 30.3997 | 47.1016 | R-All-WH-WHConvert-All-All-N |  | 0.00078917 | 0.0012527 | 0.0018591 | 0.0025685 | 0.0033265 | 0.0040534 | 0.0046769 | 0.0052245 | 0.0056696 | 0.0059959 | 0.0062107 | 0.0063315 | 0.0063841 | 0.0063963 | 0.006378 | 0.0063383 | 0.0062714 | 0.0062052 | 0.0061396 | 0.0060748 | 0.098146 | 0.098146 | 0.00078917 | 0.0020419 | 0.003901 | 0.0064695 | 0.009796 | 0.013849 | 0.018526 | 0.023751 | 0.02942 | 0.035416 | 0.041627 | 0.047958 | 0.054343 | 0.060739 | 0.067117 | 0.073455 | 0.079726 | 0.085932 | 0.092071 | 0.098146
Under $55 | Under $35 | HPWH | Under $55 | 52.8872 | Water Heating | Urban | SC-New | M_Input | Residential | Manufactured | Manufactured Tier1_indor2_zonl | 31.1466 | 52.8872 | R-All-WH-WHConvert-All-All-N |  | 0.00010631 | 0.00016875 | 0.00025044 | 0.000346 | 0.0004481 | 0.00054603 | 0.00063002 | 0.00070379 | 0.00076374 | 0.00080771 | 0.00083664 | 0.0008529 | 0.00085999 | 0.00086164 | 0.00085918 | 0.00085383 | 0.00084481 | 0.00083589 | 0.00082707 | 0.00081833 | 0.013221 | 0.013221 | 0.00010631 | 0.00027506 | 0.0005255 | 0.0008715 | 0.0013196 | 0.0018656 | 0.0024957 | 0.0031994 | 0.0039632 | 0.0047709 | 0.0056075 | 0.0064604 | 0.0073204 | 0.0081821 | 0.0090412 | 0.0098951 | 0.01074 | 0.011576 | 0.012403 | 0.013221
Under $55 | Under $35 | HPWH | Under $55 | 54.1516 | Water Heating | Urban | SC-New | M_Input | Residential | Single Family | Single Family Tier1_indor2_zonl | 31.8718 | 54.1516 | R-All-WH-WHConvert-All-All-N |  | 0.0099287 | 0.01519 | 0.021731 | 0.02968 | 0.037634 | 0.046336 | 0.054316 | 0.059958 | 0.063486 | 0.067543 | 0.071275 | 0.072813 | 0.071242 | 0.071575 | 0.072047 | 0.072557 | 0.072754 | 0.072952 | 0.073151 | 0.073352 | 1.1295 | 1.1295 | 0.0099287 | 0.025118 | 0.046849 | 0.076529 | 0.11416 | 0.1605 | 0.21481 | 0.27477 | 0.33826 | 0.4058 | 0.47708 | 0.54989 | 0.62113 | 0.69271 | 0.76475 | 0.83731 | 0.91006 | 0.98302 | 1.0562 | 1.1295
Under $60 | Under $35 | HPWH | Under $60 | 56.4979 | Water Heating | Urban | SC-New | M_Input | Residential | Manufactured | Manufactured Tier1_indor2_efaf | 33.2404 | 56.4979 | R-All-WH-WHConvert-All-All-N |  | 0.00049964 | 0.00079311 | 0.001177 | 0.0016262 | 0.002106 | 0.0025663 | 0.002961 | 0.0033078 | 0.0035895 | 0.0037961 | 0.0039321 | 0.0040086 | 0.0040419 | 0.0040496 | 0.0040381 | 0.0040129 | 0.0039705 | 0.0039286 | 0.0038871 | 0.0038461 | 0.062138 | 0.062138 | 0.00049964 | 0.0012927 | 0.0024698 | 0.004096 | 0.006202 | 0.0087683 | 0.011729 | 0.015037 | 0.018627 | 0.022423 | 0.026355 | 0.030363 | 0.034405 | 0.038455 | 0.042493 | 0.046506 | 0.050476 | 0.054405 | 0.058292 | 0.062138
Under $60 | Under $35 | HPWH | Under $60 | 57.9414 | Water Heating | Urban | SC-New | M_Input | Residential | Single Family | Single Family Tier1_indor2_efaf | 34.0702 | 57.9414 | R-All-WH-WHConvert-All-All-N |  | 0.00091894 | 0.0014059 | 0.0020113 | 0.002747 | 0.0034832 | 0.0042886 | 0.0050271 | 0.0055493 | 0.0058758 | 0.0062513 | 0.0065967 | 0.0067391 | 0.0065937 | 0.0066246 | 0.0066682 | 0.0067155 | 0.0067337 | 0.006752 | 0.0067704 | 0.006789 | 0.10454 | 0.10454 | 0.00091894 | 0.0023248 | 0.0043361 | 0.007083 | 0.010566 | 0.014855 | 0.019882 | 0.025431 | 0.031307 | 0.037558 | 0.044155 | 0.050894 | 0.057488 | 0.064112 | 0.070781 | 0.077496 | 0.08423 | 0.090982 | 0.097752 | 0.10454
Under $5 | Under $5 | HPWH | Under $5 | -1.0408 | Water Heating | Urban | SC-New | M_Input | Residential | Manufactured | Manufactured Tier2_buffered | -2.0097 | -1.0408 | R-All-WH-WHConvert-All-All-N |  | 0.00043428 | 0.00068936 | 0.0010231 | 0.0014135 | 0.0018305 | 0.0022306 | 0.0025737 | 0.0028751 | 0.00312 | 0.0032996 | 0.0034177 | 0.0034842 | 0.0035131 | 0.0035199 | 0.0035098 | 0.003488 | 0.0034511 | 0.0034147 | 0.0033786 | 0.003343 | 0.05401 | 0.05401 | 0.00043428 | 0.0011236 | 0.0021467 | 0.0035602 | 0.0053907 | 0.0076213 | 0.010195 | 0.01307 | 0.01619 | 0.01949 | 0.022907 | 0.026391 | 0.029905 | 0.033424 | 0.036934 | 0.040422 | 0.043873 | 0.047288 | 0.050667 | 0.05401
Under $5 | Under $5 | HPWH | Under $5 | -0.41184 | Water Heating | Urban | SC-New | M_Input | Residential | Single Family | Single Family Tier2_buffered | -1.5863 | -0.41184 | R-All-WH-WHConvert-All-All-N |  | 0.011445 | 0.01751 | 0.02505 | 0.034212 | 0.043381 | 0.053412 | 0.062611 | 0.069115 | 0.073181 | 0.077858 | 0.08216 | 0.083933 | 0.082122 | 0.082506 | 0.08305 | 0.083638 | 0.083865 | 0.084093 | 0.084323 | 0.084554 | 1.302 | 1.302 | 0.011445 | 0.028955 | 0.054004 | 0.088217 | 0.1316 | 0.18501 | 0.24762 | 0.31674 | 0.38992 | 0.46778 | 0.54994 | 0.63387 | 0.71599 | 0.7985 | 0.88155 | 0.96519 | 1.0491 | 1.1331 | 1.2175 | 1.302
Under $10 | Under $5 | HPWH | Under $10 | 7.6897 | Water Heating | Urban | SC-New | M_Input | Residential | Manufactured | Manufactured Tier2_indor2_gfac | -0.81575 | 7.6897 | R-All-WH-WHConvert-All-All-N |  | 2.0008e-06 | 3.176e-06 | 4.7135e-06 | 6.5121e-06 | 8.4337e-06 | 1.0277e-05 | 1.1858e-05 | 1.3246e-05 | 1.4374e-05 | 1.5202e-05 | 1.5746e-05 | 1.6052e-05 | 1.6186e-05 | 1.6217e-05 | 1.6171e-05 | 1.607e-05 | 1.59e-05 | 1.5732e-05 | 1.5566e-05 | 1.5402e-05 | 0.00024883 | 0.00024883 | 2.0008e-06 | 5.1768e-06 | 9.8904e-06 | 1.6402e-05 | 2.4836e-05 | 3.5113e-05 | 4.697e-05 | 6.0216e-05 | 7.4591e-05 | 8.9792e-05 | 0.00010554 | 0.00012159 | 0.00013778 | 0.00015399 | 0.00017016 | 0.00018623 | 0.00020213 | 0.00021787 | 0.00023343 | 0.00024883
Under $10 | Under $5 | HPWH | Under $10 | 7.9662 | Water Heating | Urban | SC-New | M_Input | Residential | Single Family | Single Family Tier2_indor2_gfac | -0.77462 | 7.9662 | R-All-WH-WHConvert-All-All-N |  | 0.0012392 | 0.0018959 | 0.0027123 | 0.0037045 | 0.0046972 | 0.0057834 | 0.0067794 | 0.0074836 | 0.0079239 | 0.0084303 | 0.0088961 | 0.0090881 | 0.008892 | 0.0089336 | 0.0089925 | 0.0090562 | 0.0090808 | 0.0091055 | 0.0091303 | 0.0091553 | 0.14098 | 0.14098 | 0.0012392 | 0.0031351 | 0.0058475 | 0.0095519 | 0.014249 | 0.020033 | 0.026812 | 0.034296 | 0.042219 | 0.05065 | 0.059546 | 0.068634 | 0.077526 | 0.08646 | 0.095452 | 0.10451 | 0.11359 | 0.12269 | 0.13182 | 0.14098
Under $10 | Under $5 | HPWH | Under $10 | 7.8314 | Water Heating | Urban | SC-New | M_Input | Residential | Manufactured | Manufactured Tier2_indor2_gfnc | -0.79885 | 7.8314 | R-All-WH-WHConvert-All-All-N |  | 1.4345e-05 | 2.2771e-05 | 3.3794e-05 | 4.6689e-05 | 6.0467e-05 | 7.368e-05 | 8.5014e-05 | 9.4969e-05 | 0.00010306 | 0.00010899 | 0.0001129 | 0.00011509 | 0.00011605 | 0.00011627 | 0.00011594 | 0.00011521 | 0.000114 | 0.00011279 | 0.0001116 | 0.00011042 | 0.0017841 | 0.0017841 | 1.4345e-05 | 3.7116e-05 | 7.091e-05 | 0.0001176 | 0.00017807 | 0.00025175 | 0.00033676 | 0.00043173 | 0.00053479 | 0.00064378 | 0.00075668 | 0.00087177 | 0.00098781 | 0.0011041 | 0.00122 | 0.0013352 | 0.0014492 | 0.001562 | 0.0016736 | 0.0017841
Under $10 | Under $5 | HPWH | Under $10 | 8.0567 | Water Heating | Urban | SC-New | M_Input | Residential | Single Family | Single Family Tier2_indor2_gfnc | -0.76905 | 8.0567 | R-All-WH-WHConvert-All-All-N |  | 0.0019888 | 0.0030427 | 0.0043529 | 0.0059452 | 0.0075385 | 0.0092816 | 0.01088 | 0.01201 | 0.012717 | 0.01353 | 0.014277 | 0.014585 | 0.01427 | 0.014337 | 0.014432 | 0.014534 | 0.014573 | 0.014613 | 0.014653 | 0.014693 | 0.22626 | 0.22626 | 0.0019888 | 0.0050315 | 0.0093844 | 0.01533 | 0.022868 | 0.03215 | 0.04303 | 0.05504 | 0.067757 | 0.081286 | 0.095564 | 0.11015 | 0.12442 | 0.13876 | 0.15319 | 0.16772 | 0.1823 | 0.19691 | 0.21156 | 0.22626
Under $5 | Under $5 | HPWH | Under $5 | 2.6262 | Water Heating | Urban | SC-New | M_Input | Residential | Manufactured | Manufactured Tier2_indor2_hp85 | -1.0764 | 2.6262 | R-All-WH-WHConvert-All-All-N |  | 3.4004e-05 | 5.3976e-05 | 8.0106e-05 | 0.00011067 | 0.00014333 | 0.00017465 | 0.00020152 | 0.00022511 | 0.00024429 | 0.00025835 | 0.00026761 | 0.00027281 | 0.00027508 | 0.0002756 | 0.00027482 | 0.0002731 | 0.00027022 | 0.00026737 | 0.00026454 | 0.00026175 | 0.0042289 | 0.0042289 | 3.4004e-05 | 8.798e-05 | 0.00016809 | 0.00027876 | 0.00042209 | 0.00059674 | 0.00079826 | 0.0010234 | 0.0012677 | 0.001526 | 0.0017936 | 0.0020664 | 0.0023415 | 0.0026171 | 0.0028919 | 0.003165 | 0.0034352 | 0.0037026 | 0.0039672 | 0.0042289
Under $5 | Under $5 | HPWH | Under $5 | 2.6272 | Water Heating | Urban | SC-New | M_Input | Residential | Single Family | Single Family Tier2_indor2_hp85 | -1.026 | 2.6272 | R-All-WH-WHConvert-All-All-N |  | 0.0014082 | 0.0021544 | 0.0030821 | 0.0042096 | 0.0053377 | 0.006572 | 0.0077037 | 0.008504 | 0.0090044 | 0.0095798 | 0.010109 | 0.010327 | 0.010104 | 0.010152 | 0.010219 | 0.010291 | 0.010319 | 0.010347 | 0.010375 | 0.010404 | 0.1602 | 0.1602 | 0.0014082 | 0.0035626 | 0.0066448 | 0.010854 | 0.016192 | 0.022764 | 0.030468 | 0.038972 | 0.047976 | 0.057556 | 0.067665 | 0.077992 | 0.088097 | 0.098248 | 0.10847 | 0.11876 | 0.12908 | 0.13942 | 0.1498 | 0.1602
Under $10 | Under $5 | HPWH | Under $10 | 6.7201 | Water Heating | Urban | SC-New | M_Input | Residential | Manufactured | Manufactured Tier2_indor2_zonl | 1.1485 | 6.7201 | R-All-WH-WHConvert-All-All-N |  | 2.6611e-05 | 4.2241e-05 | 6.2691e-05 | 8.6612e-05 | 0.00011217 | 0.00013668 | 0.00015771 | 0.00017617 | 0.00019118 | 0.00020219 | 0.00020943 | 0.0002135 | 0.00021527 | 0.00021568 | 0.00021507 | 0.00021373 | 0.00021147 | 0.00020924 | 0.00020703 | 0.00020485 | 0.0033095 | 0.0033095 | 2.6611e-05 | 6.8853e-05 | 0.00013154 | 0.00021816 | 0.00033032 | 0.00046701 | 0.00062471 | 0.00080089 | 0.00099207 | 0.0011943 | 0.0014037 | 0.0016172 | 0.0018325 | 0.0020481 | 0.0022632 | 0.0024769 | 0.0026884 | 0.0028977 | 0.0031047 | 0.0033095
Under $10 | Under $5 | HPWH | Under $10 | 7.0056 | Water Heating | Urban | SC-New | M_Input | Residential | Single Family | Single Family Tier2_indor2_zonl | 1.2604 | 7.0056 | R-All-WH-WHConvert-All-All-N |  | 0.0024869 | 0.0038047 | 0.005443 | 0.007434 | 0.0094264 | 0.011606 | 0.013605 | 0.015018 | 0.015902 | 0.016918 | 0.017853 | 0.018238 | 0.017844 | 0.017928 | 0.018046 | 0.018174 | 0.018223 | 0.018273 | 0.018323 | 0.018373 | 0.28292 | 0.28292 | 0.0024869 | 0.0062916 | 0.011735 | 0.019169 | 0.028595 | 0.040201 | 0.053806 | 0.068824 | 0.084725 | 0.10164 | 0.1195 | 0.13773 | 0.15558 | 0.17351 | 0.19155 | 0.20973 | 0.22795 | 0.24622 | 0.26454 | 0.28292
Under $10 | Under $5 | HPWH | Under $10 | 8.5958 | Water Heating | Urban | SC-New | M_Input | Residential | Manufactured | Manufactured Tier2_indor2_efaf | 2.2667 | 8.5958 | R-All-WH-WHConvert-All-All-N |  | 0.00012355 | 0.00019611 | 0.00029105 | 0.00040211 | 0.00052077 | 0.00063457 | 0.00073218 | 0.00081791 | 0.00088759 | 0.00093868 | 0.0009723 | 0.00099121 | 0.00099944 | 0.0010014 | 0.0009985 | 0.00099228 | 0.0009818 | 0.00097144 | 0.00096118 | 0.00095103 | 0.015365 | 0.015365 | 0.00012355 | 0.00031966 | 0.00061071 | 0.0010128 | 0.0015336 | 0.0021682 | 0.0029003 | 0.0037182 | 0.0046058 | 0.0055445 | 0.0065168 | 0.007508 | 0.0085075 | 0.0095088 | 0.010507 | 0.0115 | 0.012481 | 0.013453 | 0.014414 | 0.015365
Under $10 | Under $5 | HPWH | Under $10 | 8.9463 | Water Heating | Urban | SC-New | M_Input | Residential | Single Family | Single Family Tier2_indor2_efaf | 2.4152 | 8.9463 | R-All-WH-WHConvert-All-All-N |  | 0.00022758 | 0.00034817 | 0.00049809 | 0.00068029 | 0.00086261 | 0.0010621 | 0.001245 | 0.0013743 | 0.0014552 | 0.0015482 | 0.0016337 | 0.0016689 | 0.0016329 | 0.0016406 | 0.0016514 | 0.0016631 | 0.0016676 | 0.0016721 | 0.0016767 | 0.0016813 | 0.02589 | 0.02589 | 0.00022758 | 0.00057574 | 0.0010738 | 0.0017541 | 0.0026167 | 0.0036788 | 0.0049238 | 0.0062981 | 0.0077533 | 0.0093014 | 0.010935 | 0.012604 | 0.014237 | 0.015878 | 0.017529 | 0.019192 | 0.02086 | 0.022532 | 0.024209 | 0.02589
Under $45 | Under $30 | HPWH | Under $45 | 42.3786 | Water Heating | Urban | SC-NR | M_Input | Residential | Manufactured | Manufactured Tier1_indor2_hp85 | 25.339 | 42.3786 | R-All-WH-WHConvert-All-All-N |  | 0.0068851 | 0.011096 | 0.016374 | 0.022428 | 0.028825 | 0.035084 | 0.040772 | 0.045586 | 0.049375 | 0.052139 | 0.05398 | 0.055065 | 0.055572 | 0.058157 | 0.057783 | 0.057242 | 0.056434 | 0.055617 | 0.054799 | 0.053996 | 0.70132 | 0.70132 | 0.0068851 | 0.017981 | 0.034355 | 0.056783 | 0.085608 | 0.12069 | 0.16146 | 0.20705 | 0.25642 | 0.30856 | 0.36254 | 0.41761 | 0.47318 | 0.53134 | 0.58912 | 0.64636 | 0.70132 | 0.70132 | 0.70132 | 0.70132
Under $45 | Under $30 | HPWH | Under $45 | 42.5289 | Water Heating | Urban | SC-NR | M_Input | Residential | Single Family | Single Family Tier1_indor2_hp85 | 25.5094 | 42.5289 | R-All-WH-WHConvert-All-All-N |  | 0.034395 | 0.056097 | 0.083628 | 0.11564 | 0.14997 | 0.18415 | 0.21588 | 0.24345 | 0.26596 | 0.28325 | 0.29577 | 0.30429 | 0.30971 | 0.35914 | 0.35573 | 0.35171 | 0.34686 | 0.34156 | 0.33706 | 0.33276 | 4.3002 | 4.3002 | 0.034395 | 0.090492 | 0.17412 | 0.28976 | 0.43972 | 0.62387 | 0.83975 | 1.0832 | 1.3492 | 1.6324 | 1.9282 | 2.2325 | 2.5422 | 2.9013 | 3.2571 | 3.6088 | 3.9556 | 4.2972 | 4.3002 | 4.3002
Under $45 | Under $30 | HPWH | Under $45 | 42.1962 | Water Heating | Urban | SC-NR | M_Input | Residential | Single Family | Single Family Tier1_buffered | 27.0973 | 42.1962 | R-All-WH-WHConvert-All-All-N |  | 0.36326 | 0.59247 | 0.88324 | 1.2213 | 1.5839 | 1.9449 | 2.28 | 2.5712 | 2.8089 | 2.9916 | 3.1238 | 3.2138 | 3.271 | 3.7931 | 3.757 | 3.7146 | 3.6633 | 3.6074 | 3.5599 | 3.5145 | 45.4169 | 45.4169 | 0.36326 | 0.95573 | 1.839 | 3.0603 | 4.6441 | 6.589 | 8.869 | 11.4402 | 14.2492 | 17.2407 | 20.3645 | 23.5783 | 26.8493 | 30.6424 | 34.3994 | 38.114 | 41.7773 | 45.3847 | 45.4169 | 45.4169
Under $45 | Under $25 | HPWH | Under $45 | 43.3592 | Water Heating | Urban | SC-NR | M_Input | Residential | Manufactured | Manufactured Tier1_indor2_gfac | 22.1222 | 43.3592 | R-All-WH-WHConvert-All-All-N |  | 0.00039523 | 0.00063695 | 0.00093989 | 0.0012874 | 0.0016546 | 0.0020139 | 0.0023404 | 0.0026167 | 0.0028343 | 0.0029929 | 0.0030986 | 0.0031609 | 0.00319 | 0.0033384 | 0.0033169 | 0.0032858 | 0.0032395 | 0.0031925 | 0.0031456 | 0.0030995 | 0.040257 | 0.040257 | 0.00039523 | 0.0010322 | 0.0019721 | 0.0032595 | 0.0049141 | 0.006928 | 0.0092684 | 0.011885 | 0.014719 | 0.017712 | 0.020811 | 0.023972 | 0.027162 | 0.0305 | 0.033817 | 0.037103 | 0.040257 | 0.040257 | 0.040257 | 0.040257
Under $45 | Under $25 | HPWH | Under $45 | 43.8764 | Water Heating | Urban | SC-NR | M_Input | Residential | Manufactured | Manufactured Tier1_indor2_gfnc | 22.4059 | 43.8764 | R-All-WH-WHConvert-All-All-N |  | 0.002856 | 0.0046028 | 0.0067919 | 0.0093031 | 0.011957 | 0.014553 | 0.016912 | 0.018909 | 0.020481 | 0.021627 | 0.022391 | 0.022841 | 0.023051 | 0.024124 | 0.023968 | 0.023744 | 0.023409 | 0.02307 | 0.022731 | 0.022398 | 0.29091 | 0.29091 | 0.002856 | 0.0074588 | 0.014251 | 0.023554 | 0.03551 | 0.050063 | 0.066976 | 0.085885 | 0.10637 | 0.12799 | 0.15038 | 0.17323 | 0.19628 | 0.2204 | 0.24437 | 0.26811 | 0.29091 | 0.29091 | 0.29091 | 0.29091
Under $45 | Under $25 | HPWH | Under $45 | 44.0187 | Water Heating | Urban | SC-NR | M_Input | Residential | Single Family | Single Family Tier1_indor2_gfac | 22.4035 | 44.0187 | R-All-WH-WHConvert-All-All-N |  | 0.029517 | 0.048141 | 0.071767 | 0.099235 | 0.1287 | 0.15803 | 0.18526 | 0.20892 | 0.22824 | 0.24308 | 0.25382 | 0.26113 | 0.26578 | 0.30821 | 0.30528 | 0.30183 | 0.29766 | 0.29312 | 0.28926 | 0.28557 | 3.6903 | 3.6903 | 0.029517 | 0.077658 | 0.14943 | 0.24866 | 0.37736 | 0.53539 | 0.72065 | 0.92958 | 1.1578 | 1.4009 | 1.6547 | 1.9158 | 2.1816 | 2.4898 | 2.7951 | 3.0969 | 3.3946 | 3.6877 | 3.6903 | 3.6903
Under $45 | Under $25 | HPWH | Under $45 | 44.589 | Water Heating | Urban | SC-NR | M_Input | Residential | Single Family | Single Family Tier1_indor2_gfnc | 22.7144 | 44.589 | R-All-WH-WHConvert-All-All-N |  | 0.047416 | 0.077333 | 0.11529 | 0.15941 | 0.20674 | 0.25386 | 0.2976 | 0.33562 | 0.36664 | 0.39048 | 0.40774 | 0.41948 | 0.42695 | 0.4951 | 0.4904 | 0.48486 | 0.47817 | 0.47087 | 0.46466 | 0.45873 | 5.9282 | 5.9282 | 0.047416 | 0.12475 | 0.24004 | 0.39945 | 0.60619 | 0.86005 | 1.1577 | 1.4933 | 1.8599 | 2.2504 | 2.6581 | 3.0776 | 3.5046 | 3.9997 | 4.4901 | 4.9749 | 5.4531 | 5.924 | 5.9282 | 5.9282
Under $50 | Under $35 | HPWH | Under $50 | 47.1016 | Water Heating | Urban | SC-NR | M_Input | Residential | Manufactured | Manufactured Tier1_buffered | 30.3997 | 47.1016 | R-All-WH-WHConvert-All-All-N |  | 0.015304 | 0.024664 | 0.036395 | 0.049851 | 0.064071 | 0.077982 | 0.090626 | 0.10133 | 0.10975 | 0.11589 | 0.11999 | 0.1224 | 0.12352 | 0.12927 | 0.12844 | 0.12723 | 0.12544 | 0.12362 | 0.1218 | 0.12002 | 1.5588 | 1.5588 | 0.015304 | 0.039968 | 0.076363 | 0.12621 | 0.19028 | 0.26827 | 0.35889 | 0.46022 | 0.56997 | 0.68586 | 0.80584 | 0.92824 | 1.0518 | 1.181 | 1.3095 | 1.4367 | 1.5588 | 1.5588 | 1.5588 | 1.5588
Under $55 | Under $35 | HPWH | Under $55 | 52.8872 | Water Heating | Urban | SC-NR | M_Input | Residential | Manufactured | Manufactured Tier1_indor2_zonl | 31.1466 | 52.8872 | R-All-WH-WHConvert-All-All-N |  | 0.0056309 | 0.0090749 | 0.013391 | 0.018342 | 0.023574 | 0.028692 | 0.033345 | 0.037281 | 0.040381 | 0.042641 | 0.044147 | 0.045034 | 0.045448 | 0.047563 | 0.047256 | 0.046814 | 0.046153 | 0.045485 | 0.044816 | 0.04416 | 0.57356 | 0.57356 | 0.0056309 | 0.014706 | 0.028097 | 0.046439 | 0.070013 | 0.098705 | 0.13205 | 0.16933 | 0.20971 | 0.25235 | 0.2965 | 0.34153 | 0.38698 | 0.43454 | 0.4818 | 0.52862 | 0.57356 | 0.57356 | 0.57356 | 0.57356
Under $55 | Under $35 | HPWH | Under $55 | 54.1516 | Water Heating | Urban | SC-NR | M_Input | Residential | Single Family | Single Family Tier1_indor2_zonl | 31.8718 | 54.1516 | R-All-WH-WHConvert-All-All-N |  | 0.063127 | 0.10296 | 0.15349 | 0.21223 | 0.27525 | 0.33798 | 0.39621 | 0.44682 | 0.48813 | 0.51987 | 0.54284 | 0.55848 | 0.56843 | 0.65916 | 0.65289 | 0.64551 | 0.63661 | 0.62689 | 0.61863 | 0.61074 | 7.8925 | 7.8925 | 0.063127 | 0.16609 | 0.31957 | 0.53181 | 0.80705 | 1.145 | 1.5412 | 1.9881 | 2.4762 | 2.9961 | 3.5389 | 4.0974 | 4.6658 | 5.325 | 5.9779 | 6.6234 | 7.26 | 7.8869 | 7.8925 | 7.8925
Under $60 | Under $35 | HPWH | Under $60 | 56.4979 | Water Heating | Urban | SC-NR | M_Input | Residential | Manufactured | Manufactured Tier1_indor2_efaf | 33.2404 | 56.4979 | R-All-WH-WHConvert-All-All-N |  | 0.026465 | 0.042651 | 0.062936 | 0.086206 | 0.1108 | 0.13485 | 0.15672 | 0.17522 | 0.18979 | 0.20041 | 0.20749 | 0.21165 | 0.2136 | 0.22354 | 0.2221 | 0.22002 | 0.21692 | 0.21377 | 0.21063 | 0.20755 | 2.6957 | 2.6957 | 0.026465 | 0.069116 | 0.13205 | 0.21826 | 0.32905 | 0.4639 | 0.62062 | 0.79584 | 0.98563 | 1.186 | 1.3935 | 1.6052 | 1.8188 | 2.0423 | 2.2644 | 2.4844 | 2.6957 | 2.6957 | 2.6957 | 2.6957
Under $60 | Under $35 | HPWH | Under $60 | 57.9414 | Water Heating | Urban | SC-NR | M_Input | Residential | Single Family | Single Family Tier1_indor2_efaf | 34.0702 | 57.9414 | R-All-WH-WHConvert-All-All-N |  | 0.0058427 | 0.0095291 | 0.014206 | 0.019643 | 0.025475 | 0.031281 | 0.036671 | 0.041355 | 0.045178 | 0.048116 | 0.050242 | 0.05169 | 0.05261 | 0.061007 | 0.060428 | 0.059745 | 0.058921 | 0.058021 | 0.057257 | 0.056526 | 0.73048 | 0.73048 | 0.0058427 | 0.015372 | 0.029578 | 0.049221 | 0.074696 | 0.10598 | 0.14265 | 0.184 | 0.22918 | 0.2773 | 0.32754 | 0.37923 | 0.43184 | 0.49285 | 0.55327 | 0.61302 | 0.67194 | 0.72996 | 0.73048 | 0.73048
Under $5 | Under $5 | HPWH | Under $5 | -1.0408 | Water Heating | Urban | SC-NR | M_Input | Residential | Manufactured | Manufactured Tier2_buffered | -2.0097 | -1.0408 | R-All-WH-WHConvert-All-All-N |  | 0.0084217 | 0.013573 | 0.020028 | 0.027433 | 0.035258 | 0.042913 | 0.049872 | 0.055759 | 0.060395 | 0.063775 | 0.066028 | 0.067354 | 0.067974 | 0.071137 | 0.070678 | 0.070016 | 0.069028 | 0.068029 | 0.067028 | 0.066047 | 0.85783 | 0.85783 | 0.0084217 | 0.021994 | 0.042022 | 0.069455 | 0.10471 | 0.14763 | 0.1975 | 0.25326 | 0.31365 | 0.37743 | 0.44345 | 0.51081 | 0.57878 | 0.64992 | 0.7206 | 0.79061 | 0.85783 | 0.85783 | 0.85783 | 0.85783
Under $5 | Under $5 | HPWH | Under $5 | -0.41184 | Water Heating | Urban | SC-NR | M_Input | Residential | Single Family | Single Family Tier2_buffered | -1.5863 | -0.41184 | R-All-WH-WHConvert-All-All-N |  | 0.14909 | 0.24315 | 0.36249 | 0.50122 | 0.65005 | 0.7982 | 0.93573 | 1.0553 | 1.1528 | 1.2278 | 1.282 | 1.319 | 1.3424 | 1.5567 | 1.5419 | 1.5245 | 1.5035 | 1.4805 | 1.461 | 1.4424 | 18.6395 | 18.6395 | 0.14909 | 0.39224 | 0.75473 | 1.256 | 1.906 | 2.7042 | 3.6399 | 4.6952 | 5.848 | 7.0757 | 8.3578 | 9.6767 | 11.0192 | 12.5759 | 14.1178 | 15.6423 | 17.1458 | 18.6263 | 18.6395 | 18.6395
Under $10 | Under $5 | HPWH | Under $10 | 7.6897 | Water Heating | Urban | SC-NR | M_Input | Residential | Manufactured | Manufactured Tier2_indor2_gfac | -0.81575 | 7.6897 | R-All-WH-WHConvert-All-All-N |  | 0.00010598 | 0.0001708 | 0.00025203 | 0.00034521 | 0.00044368 | 0.00054002 | 0.00062758 | 0.00070167 | 0.00076 | 0.00080253 | 0.00083088 | 0.00084757 | 0.00085538 | 0.00089518 | 0.00088941 | 0.00088108 | 0.00086865 | 0.00085607 | 0.00084348 | 0.00083113 | 0.010795 | 0.010795 | 0.00010598 | 0.00027678 | 0.0005288 | 0.00087402 | 0.0013177 | 0.0018577 | 0.0024853 | 0.003187 | 0.003947 | 0.0047495 | 0.0055804 | 0.006428 | 0.0072833 | 0.0081785 | 0.0090679 | 0.009949 | 0.010795 | 0.010795 | 0.010795 | 0.010795
Under $10 | Under $5 | HPWH | Under $10 | 7.9662 | Water Heating | Urban | SC-NR | M_Input | Residential | Single Family | Single Family Tier2_indor2_gfac | -0.77462 | 7.9662 | R-All-WH-WHConvert-All-All-N |  | 0.0078792 | 0.012851 | 0.019157 | 0.02649 | 0.034355 | 0.042185 | 0.049453 | 0.05577 | 0.060926 | 0.064887 | 0.067755 | 0.069706 | 0.070948 | 0.082272 | 0.08149 | 0.080569 | 0.079458 | 0.078245 | 0.077214 | 0.076229 | 0.98509 | 0.98509 | 0.0078792 | 0.02073 | 0.039887 | 0.066377 | 0.10073 | 0.14292 | 0.19237 | 0.24814 | 0.30907 | 0.37395 | 0.44171 | 0.51141 | 0.58236 | 0.66463 | 0.74612 | 0.82669 | 0.90615 | 0.9844 | 0.98509 | 0.98509
Under $10 | Under $5 | HPWH | Under $10 | 7.8314 | Water Heating | Urban | SC-NR | M_Input | Residential | Manufactured | Manufactured Tier2_indor2_gfnc | -0.79885 | 7.8314 | R-All-WH-WHConvert-All-All-N |  | 0.00075983 | 0.0012246 | 0.001807 | 0.0024751 | 0.0031811 | 0.0038717 | 0.0044995 | 0.0050307 | 0.0054489 | 0.0057539 | 0.0059571 | 0.0060768 | 0.0061328 | 0.0064181 | 0.0063767 | 0.006317 | 0.0062279 | 0.0061377 | 0.0060474 | 0.0059589 | 0.077395 | 0.077395 | 0.00075983 | 0.0019844 | 0.0037913 | 0.0062664 | 0.0094474 | 0.013319 | 0.017819 | 0.022849 | 0.028298 | 0.034052 | 0.040009 | 0.046086 | 0.052219 | 0.058637 | 0.065014 | 0.071331 | 0.077395 | 0.077395 | 0.077395 | 0.077395
Under $10 | Under $5 | HPWH | Under $10 | 8.0567 | Water Heating | Urban | SC-NR | M_Input | Residential | Single Family | Single Family Tier2_indor2_gfnc | -0.76905 | 8.0567 | R-All-WH-WHConvert-All-All-N |  | 0.012645 | 0.020624 | 0.030745 | 0.042513 | 0.055135 | 0.067701 | 0.079366 | 0.089504 | 0.097778 | 0.10414 | 0.10874 | 0.11187 | 0.11386 | 0.13204 | 0.13078 | 0.1293 | 0.12752 | 0.12557 | 0.12392 | 0.12234 | 1.581 | 1.581 | 0.012645 | 0.033269 | 0.064014 | 0.10653 | 0.16166 | 0.22936 | 0.30873 | 0.39823 | 0.49601 | 0.60015 | 0.70888 | 0.82075 | 0.93462 | 1.0667 | 1.1974 | 1.3267 | 1.4543 | 1.5798 | 1.581 | 1.581
Under $5 | Under $5 | HPWH | Under $5 | 2.6262 | Water Heating | Urban | SC-NR | M_Input | Residential | Manufactured | Manufactured Tier2_indor2_hp85 | -1.0764 | 2.6262 | R-All-WH-WHConvert-All-All-N |  | 0.0018011 | 0.0029027 | 0.0042832 | 0.0058669 | 0.0075404 | 0.0091775 | 0.010666 | 0.011925 | 0.012916 | 0.013639 | 0.014121 | 0.014404 | 0.014537 | 0.015213 | 0.015115 | 0.014974 | 0.014763 | 0.014549 | 0.014335 | 0.014125 | 0.18346 | 0.18346 | 0.0018011 | 0.0047038 | 0.008987 | 0.014854 | 0.022394 | 0.031572 | 0.042237 | 0.054162 | 0.067078 | 0.080717 | 0.094838 | 0.10924 | 0.12378 | 0.13899 | 0.15411 | 0.16908 | 0.18346 | 0.18346 | 0.18346 | 0.18346
Under $5 | Under $5 | HPWH | Under $5 | 2.6272 | Water Heating | Urban | SC-NR | M_Input | Residential | Single Family | Single Family Tier2_indor2_hp85 | -1.026 | 2.6272 | R-All-WH-WHConvert-All-All-N |  | 0.0089535 | 0.014603 | 0.02177 | 0.030102 | 0.039039 | 0.047937 | 0.056196 | 0.063374 | 0.069233 | 0.073735 | 0.076993 | 0.079211 | 0.080622 | 0.09349 | 0.092602 | 0.091555 | 0.090292 | 0.088914 | 0.087743 | 0.086623 | 1.1194 | 1.1194 | 0.0089535 | 0.023556 | 0.045326 | 0.075428 | 0.11447 | 0.1624 | 0.2186 | 0.28197 | 0.35121 | 0.42494 | 0.50193 | 0.58115 | 0.66177 | 0.75526 | 0.84786 | 0.93942 | 1.0297 | 1.1186 | 1.1194 | 1.1194
Under $10 | Under $5 | HPWH | Under $10 | 6.7201 | Water Heating | Urban | SC-NR | M_Input | Residential | Manufactured | Manufactured Tier2_indor2_zonl | 1.1485 | 6.7201 | R-All-WH-WHConvert-All-All-N |  | 0.0014095 | 0.0022716 | 0.003352 | 0.0045914 | 0.0059011 | 0.0071823 | 0.0083469 | 0.0093323 | 0.010108 | 0.010674 | 0.011051 | 0.011273 | 0.011377 | 0.011906 | 0.011829 | 0.011718 | 0.011553 | 0.011386 | 0.011218 | 0.011054 | 0.14357 | 0.14357 | 0.0014095 | 0.0036811 | 0.0070332 | 0.011625 | 0.017526 | 0.024708 | 0.033055 | 0.042387 | 0.052495 | 0.063169 | 0.07422 | 0.085493 | 0.096869 | 0.10878 | 0.1206 | 0.13232 | 0.14357 | 0.14357 | 0.14357 | 0.14357
Under $10 | Under $5 | HPWH | Under $10 | 7.0056 | Water Heating | Urban | SC-NR | M_Input | Residential | Single Family | Single Family Tier2_indor2_zonl | 1.2604 | 7.0056 | R-All-WH-WHConvert-All-All-N |  | 0.015812 | 0.025788 | 0.038445 | 0.053159 | 0.068943 | 0.084656 | 0.099242 | 0.11192 | 0.12226 | 0.13022 | 0.13597 | 0.13989 | 0.14238 | 0.1651 | 0.16353 | 0.16169 | 0.15946 | 0.15702 | 0.15495 | 0.15297 | 1.9769 | 1.9769 | 0.015812 | 0.0416 | 0.080045 | 0.1332 | 0.20215 | 0.2868 | 0.38604 | 0.49796 | 0.62023 | 0.75044 | 0.88641 | 1.0263 | 1.1687 | 1.3338 | 1.4973 | 1.659 | 1.8185 | 1.9755 | 1.9769 | 1.9769
Under $10 | Under $5 | HPWH | Under $10 | 8.5958 | Water Heating | Urban | SC-NR | M_Input | Residential | Manufactured | Manufactured Tier2_indor2_efaf | 2.2667 | 8.5958 | R-All-WH-WHConvert-All-All-N |  | 0.006544 | 0.010546 | 0.015562 | 0.021316 | 0.027397 | 0.033345 | 0.038752 | 0.043327 | 0.046929 | 0.049555 | 0.051305 | 0.052336 | 0.052818 | 0.055275 | 0.054919 | 0.054405 | 0.053637 | 0.052861 | 0.052083 | 0.051321 | 0.66656 | 0.66656 | 0.006544 | 0.01709 | 0.032653 | 0.053969 | 0.081366 | 0.11471 | 0.15346 | 0.19679 | 0.24372 | 0.29327 | 0.34458 | 0.39691 | 0.44973 | 0.50501 | 0.55993 | 0.61433 | 0.66656 | 0.66656 | 0.66656 | 0.66656
Under $10 | Under $5 | HPWH | Under $10 | 8.9463 | Water Heating | Urban | SC-NR | M_Input | Residential | Single Family | Single Family Tier2_indor2_efaf | 2.4152 | 8.9463 | R-All-WH-WHConvert-All-All-N |  | 0.0014469 | 0.0023599 | 0.0035181 | 0.0048646 | 0.006309 | 0.0077469 | 0.0090816 | 0.010242 | 0.011189 | 0.011916 | 0.012443 | 0.012801 | 0.013029 | 0.015109 | 0.014965 | 0.014796 | 0.014592 | 0.014369 | 0.01418 | 0.013999 | 0.1809 | 0.1809 | 0.0014469 | 0.0038069 | 0.007325 | 0.01219 | 0.018499 | 0.026245 | 0.035327 | 0.045569 | 0.056757 | 0.068673 | 0.081116 | 0.093917 | 0.10695 | 0.12205 | 0.13702 | 0.15182 | 0.16641 | 0.18078 | 0.1809 | 0.1809
Under $115 | Under $70 | Heat Recovery Ventilation | Under $115 | 103.9725 | HVAC | Urban | SC-New | M_Input | Residential | Single Family | SF RNC HRV ACH3 HZ1CZ1 | 67.878 | 103.9725 | R-All-HVAC-ASHP-All-All-E | 0 | 0.013021 | 0.023964 | 0.038615 | 0.058397 | 0.081456 | 0.11062 | 0.14294 | 0.1733 | 0.20023 | 0.23045 | 0.25983 | 0.27945 | 0.28358 | 0.29201 | 0.29827 | 0.30224 | 0.30308 | 0.30393 | 0.30478 | 0.30563 | 4.0058 | 4.0058 | 0.013021 | 0.036984 | 0.075599 | 0.134 | 0.21545 | 0.32607 | 0.46902 | 0.64231 | 0.84254 | 1.073 | 1.3328 | 1.6123 | 1.8959 | 2.1879 | 2.4861 | 2.7884 | 3.0915 | 3.3954 | 3.7002 | 4.0058
Under $115 | Under $70 | Heat Recovery Ventilation | Under $115 | 100.6164 | HVAC | Urban | SC-New | M_Input | Residential | Single Family | SF RNC HRV ACH3 HZ1CZ2 | 65.6869 | 100.6164 | R-All-HVAC-ASHP-All-All-E | 0 | 0.00022646 | 0.00041679 | 0.0006716 | 0.0010157 | 0.0014167 | 0.0019239 | 0.0024861 | 0.003014 | 0.0034824 | 0.0040081 | 0.004519 | 0.0048604 | 0.0049321 | 0.0050787 | 0.0051876 | 0.0052567 | 0.0052713 | 0.005286 | 0.0053008 | 0.0053156 | 0.06967 | 0.06967 | 0.00022646 | 0.00064324 | 0.0013148 | 0.0023305 | 0.0037472 | 0.0056712 | 0.0081573 | 0.011171 | 0.014654 | 0.018662 | 0.023181 | 0.028041 | 0.032973 | 0.038052 | 0.04324 | 0.048496 | 0.053768 | 0.059054 | 0.064354 | 0.06967
Under $100 | Under $65 | Heat Recovery Ventilation | Under $100 | 97.0592 | HVAC | Urban | SC-New | M_Input | Residential | Single Family | SF RNC HRV ACH3 HZ1CZ3 | 63.3647 | 97.0592 | R-All-HVAC-ASHP-All-All-E | 0 | 0.0012248 | 0.0022542 | 0.0036323 | 0.0054932 | 0.0076622 | 0.010406 | 0.013446 | 0.016301 | 0.018835 | 0.021677 | 0.024441 | 0.026287 | 0.026675 | 0.027468 | 0.028057 | 0.028431 | 0.02851 | 0.028589 | 0.028669 | 0.028749 | 0.37681 | 0.37681 | 0.0012248 | 0.003479 | 0.0071113 | 0.012604 | 0.020267 | 0.030672 | 0.044118 | 0.06042 | 0.079254 | 0.10093 | 0.12537 | 0.15166 | 0.17833 | 0.2058 | 0.23386 | 0.26229 | 0.2908 | 0.31939 | 0.34806 | 0.37681
Under $85 | Under $50 | Heat Recovery Ventilation | Under $85 | 70.2359 | HVAC | Urban | SC-New | M_Input | Residential | Single Family | SF RNC HRV ACH3 HZ2CZ1 | 45.1798 | 70.2359 | R-All-HVAC-ASHP-All-All-E | 0 | 0.00026086 | 0.0004801 | 0.00077362 | 0.00117 | 0.0016319 | 0.0022162 | 0.0028638 | 0.0034719 | 0.0040115 | 0.0046169 | 0.0052056 | 0.0055987 | 0.0056813 | 0.0058503 | 0.0059757 | 0.0060553 | 0.0060721 | 0.006089 | 0.006106 | 0.0061231 | 0.080254 | 0.080254 | 0.00026086 | 0.00074096 | 0.0015146 | 0.0026845 | 0.0043165 | 0.0065327 | 0.0093965 | 0.012868 | 0.01688 | 0.021497 | 0.026702 | 0.032301 | 0.037982 | 0.043833 | 0.049808 | 0.055864 | 0.061936 | 0.068025 | 0.074131 | 0.080254
Under $70 | Under $45 | Heat Recovery Ventilation | Under $70 | 68.6378 | HVAC | Urban | SC-New | M_Input | Residential | Single Family | SF RNC HRV ACH3 HZ2CZ2 | 44.1518 | 68.6378 | R-All-HVAC-ASHP-All-All-E | 0 | 0.00067416 | 0.0012408 | 0.0019993 | 0.0030236 | 0.0042175 | 0.0057275 | 0.0074011 | 0.0089726 | 0.010367 | 0.011932 | 0.013453 | 0.014469 | 0.014683 | 0.015119 | 0.015443 | 0.015649 | 0.015693 | 0.015736 | 0.01578 | 0.015824 | 0.20741 | 0.20741 | 0.00067416 | 0.0019149 | 0.0039143 | 0.0069379 | 0.011155 | 0.016883 | 0.024284 | 0.033257 | 0.043624 | 0.055556 | 0.069009 | 0.083478 | 0.09816 | 0.11328 | 0.12872 | 0.14437 | 0.16006 | 0.1758 | 0.19158 | 0.20741
Under $70 | Under $45 | Heat Recovery Ventilation | Under $70 | 66.887 | HVAC | Urban | SC-New | M_Input | Residential | Single Family | SF RNC HRV ACH3 HZ2CZ3 | 43.0256 | 66.887 | R-All-HVAC-ASHP-All-All-E | 0 | 0 | 0 | 0 | 0 | 0 | 0 | 0 | 0 | 0 | 0 | 0 | 0 | 0 | 0 | 0 | 0 | 0 | 0 | 0 | 0 | 0 | 0 | 0 | 0 | 0 | 0 | 0 | 0 | 0 | 0 | 0 | 0 | 0 | 0 | 0 | 0 | 0 | 0 | 0 | 0 | 0 | 0
Under $65 | Under $40 | Heat Recovery Ventilation | Under $65 | 62.1838 | HVAC | Urban | SC-New | M_Input | Residential | Single Family | SF RNC HRV ACH3 HZ3CZ1 | 39.7605 | 62.1838 | R-All-HVAC-ASHP-All-All-E | 0 | 0 | 0 | 0 | 0 | 0 | 0 | 0 | 0 | 0 | 0 | 0 | 0 | 0 | 0 | 0 | 0 | 0 | 0 | 0 | 0 | 0 | 0 | 0 | 0 | 0 | 0 | 0 | 0 | 0 | 0 | 0 | 0 | 0 | 0 | 0 | 0 | 0 | 0 | 0 | 0 | 0 | 0
Under $65 | Under $40 | Heat Recovery Ventilation | Under $65 | 60.9134 | HVAC | Urban | SC-New | M_Input | Residential | Single Family | SF RNC HRV ACH3 HZ3CZ2 | 38.9482 | 60.9134 | R-All-HVAC-ASHP-All-All-E | 0 | 0 | 0 | 0 | 0 | 0 | 0 | 0 | 0 | 0 | 0 | 0 | 0 | 0 | 0 | 0 | 0 | 0 | 0 | 0 | 0 | 0 | 0 | 0 | 0 | 0 | 0 | 0 | 0 | 0 | 0 | 0 | 0 | 0 | 0 | 0 | 0 | 0 | 0 | 0 | 0 | 0 | 0
Under $60 | Under $40 | Heat Recovery Ventilation | Under $60 | 59.5165 | HVAC | Urban | SC-New | M_Input | Residential | Single Family | SF RNC HRV ACH3 HZ3CZ3 | 38.0549 | 59.5165 | R-All-HVAC-ASHP-All-All-E | 0 | 0 | 0 | 0 | 0 | 0 | 0 | 0 | 0 | 0 | 0 | 0 | 0 | 0 | 0 | 0 | 0 | 0 | 0 | 0 | 0 | 0 | 0 | 0 | 0 | 0 | 0 | 0 | 0 | 0 | 0 | 0 | 0 | 0 | 0 | 0 | 0 | 0 | 0 | 0 | 0 | 0 | 0
Over $160 | Over $160 | LF Lighting | Over $160 | 445.9521 | Lighting | Urban | SC-NR | M_Input | Residential | Single Family | All_NR_LF_FIX_REPL_from LF2018 to LED_FIX_KIT | 299.3287 | 445.9521 | R-All-Lgt-Lighting-All-All-R | R-All-HVAC-ER-All-All-E | 0.041608 | 0.051501 | 0.059351 | 0.065569 | 0.070485 | 0.074362 | 0.077409 | 0.079794 | 0.08165 | 0.083086 | 0.084186 | 0.085016 | 0.084799 | 0.084579 | 0.084357 | 0.084136 | 0.083916 | 0.083695 | 0.083475 | 0.083256 | 1.7567 | 1.5262 | 0.041608 | 0.093109 | 0.15246 | 0.21803 | 0.28851 | 0.36288 | 0.44028 | 0.52008 | 0.60173 | 0.68482 | 0.769 | 0.85402 | 0.93882 | 1.0234 | 1.1078 | 1.1919 | 1.2758 | 1.3595 | 1.443 | 1.5262
Over $160 | Over $160 | LF Lighting | Over $160 | 445.9521 | Lighting | Urban | SC-NR | M_Input | Residential | Multifamily - Low Rise | All_NR_LF_FIX_REPL_from LF2018 to LED_FIX_KIT | 299.3287 | 445.9521 | R-All-Lgt-Lighting-All-All-R | R-All-HVAC-ER-All-All-E | 0.0014288 | 0.0017687 | 0.0020383 | 0.002252 | 0.0024209 | 0.0025542 | 0.002659 | 0.0027411 | 0.002805 | 0.0028544 | 0.0028923 | 0.0029209 | 0.0029135 | 0.002906 | 0.0028985 | 0.002891 | 0.0028835 | 0.002876 | 0.0028686 | 0.0028611 | 0.060328 | 0.052434 | 0.0014288 | 0.0031975 | 0.0052358 | 0.0074878 | 0.0099087 | 0.012463 | 0.015122 | 0.017863 | 0.020668 | 0.023522 | 0.026415 | 0.029336 | 0.032249 | 0.035155 | 0.038054 | 0.040945 | 0.043828 | 0.046704 | 0.049573 | 0.052434
Over $160 | Over $160 | LF Lighting | Over $160 | 445.9521 | Lighting | Urban | SC-NR | M_Input | Residential | Multifamily - High Rise | All_NR_LF_FIX_REPL_from LF2018 to LED_FIX_KIT | 299.3287 | 445.9521 | R-All-Lgt-Lighting-All-All-R | R-All-HVAC-ER-All-All-E | 0.00032577 | 0.00040325 | 0.00046473 | 0.00051344 | 0.00055197 | 0.00058236 | 0.00060624 | 0.00062495 | 0.00063952 | 0.00065079 | 0.00065943 | 0.00066595 | 0.00066427 | 0.00066256 | 0.00066085 | 0.00065914 | 0.00065743 | 0.00065572 | 0.00065402 | 0.00065232 | 0.013754 | 0.011955 | 0.00032577 | 0.00072901 | 0.0011937 | 0.0017072 | 0.0022592 | 0.0028415 | 0.0034478 | 0.0040727 | 0.0047122 | 0.005363 | 0.0060224 | 0.0066884 | 0.0073527 | 0.0080152 | 0.0086761 | 0.0093352 | 0.0099926 | 0.010648 | 0.011302 | 0.011955
Over $160 | Over $160 | LF Lighting | Over $160 | 445.9521 | Lighting | Urban | SC-NR | M_Input | Residential | Manufactured | All_NR_LF_FIX_REPL_from LF2018 to LED_FIX_KIT | 299.3287 | 445.9521 | R-All-Lgt-Lighting-All-All-R | R-All-HVAC-ER-All-All-E | 0.0016911 | 0.0020606 | 0.0023441 | 0.0025598 | 0.0027219 | 0.0028417 | 0.002928 | 0.0029879 | 0.003027 | 0.0030498 | 0.0030598 | 0.0030596 | 0.0030218 | 0.0029843 | 0.002947 | 0.0029102 | 0.0028737 | 0.0028377 | 0.002802 | 0.0027667 | 0.070388 | 0.055475 | 0.0016911 | 0.0037517 | 0.0060958 | 0.0086557 | 0.011378 | 0.014219 | 0.017147 | 0.020135 | 0.023162 | 0.026212 | 0.029272 | 0.032331 | 0.035353 | 0.038338 | 0.041285 | 0.044195 | 0.047068 | 0.049906 | 0.052708 | 0.055475
Under $5 | Under $5 | Lighting | Under $5 | -44.2758 | Lighting | Urban | SC-New (2) | M_Input | Residential | Single Family | 2017 - LEDDecorative and Mini-Base250 to 664 lumensANY | -2.1025 | -44.2758 | R-All-Lgt-Lighting-All-All-R | R-All-HVAC-ER-All-All-E | 0.0065297 | 0.0068409 | 0.0071676 | 0.0076419 | 0.0078907 | 0.0083251 | 0.0086561 | 0.0086526 | 0.0084684 | 0.0085889 | 0.0088114 | 0.0087969 | 0.0083801 | 0.008346 | 0.0083783 | 0.0084434 | 0.0084749 | 0.0085065 | 0.0085384 | 0.0085704 | 0.16401 | 0.16401 | 0.0065297 | 0.013371 | 0.020538 | 0.02818 | 0.036071 | 0.044396 | 0.053052 | 0.061705 | 0.070173 | 0.078762 | 0.087573 | 0.09637 | 0.10475 | 0.1131 | 0.12147 | 0.12992 | 0.13839 | 0.1469 | 0.15544 | 0.16401
Under $20 | Under $25 | Lighting | Under $20 | 19.25 | Lighting | Urban | SC-New (2) | M_Input | Residential | Single Family | 2017 - LEDDecorative and Mini-Base665 to 1439 lumensANY | 21.1954 | 19.25 | R-All-Lgt-Lighting-All-All-R | R-All-HVAC-ER-All-All-E | 0.005773 | 0.0060481 | 0.0063369 | 0.0067562 | 0.0069763 | 0.0073603 | 0.007653 | 0.0076498 | 0.007487 | 0.0075935 | 0.0077903 | 0.0077774 | 0.0074089 | 0.0073788 | 0.0074074 | 0.0074649 | 0.0074927 | 0.0075207 | 0.0075489 | 0.0075772 | 0.145 | 0.145 | 0.005773 | 0.011821 | 0.018158 | 0.024914 | 0.031891 | 0.039251 | 0.046904 | 0.054554 | 0.062041 | 0.069634 | 0.077424 | 0.085202 | 0.092611 | 0.09999 | 0.1074 | 0.11486 | 0.12235 | 0.12988 | 0.13742 | 0.145
Under $85 | Under $50 | Lighting | Under $85 | 70.4913 | Lighting | Urban | SC-New (2) | M_Input | Residential | Single Family | 2017 - LEDDecorative and Mini-Base1440 to 2600 lumensANY | 48.2125 | 70.4913 | R-All-Lgt-Lighting-All-All-R | R-All-HVAC-ER-All-All-E | 0.00022896 | 0.00023988 | 0.00025133 | 0.00026796 | 0.00027669 | 0.00029192 | 0.00030353 | 0.0003034 | 0.00029694 | 0.00030117 | 0.00030897 | 0.00030846 | 0.00029385 | 0.00029265 | 0.00029379 | 0.00029607 | 0.00029717 | 0.00029828 | 0.0002994 | 0.00030052 | 0.005751 | 0.005751 | 0.00022896 | 0.00046884 | 0.00072017 | 0.00098813 | 0.0012648 | 0.0015567 | 0.0018603 | 0.0021637 | 0.0024606 | 0.0027618 | 0.0030708 | 0.0033792 | 0.0036731 | 0.0039657 | 0.0042595 | 0.0045556 | 0.0048527 | 0.005151 | 0.0054504 | 0.005751
Under $5 | Under $5 | Lighting | Under $5 | -26.4597 | Lighting | Urban | SC-New (2) | M_Input | Residential | Single Family | 2017 - LEDGeneral Purpose and Dimmable250 to 664 lumensANY | -3.2671 | -26.4597 | R-All-Lgt-Lighting-All-All-R | R-All-HVAC-ER-All-All-E | 0.0061085 | 0.0063996 | 0.0067052 | 0.0071489 | 0.0073817 | 0.0077881 | 0.0080978 | 0.0080944 | 0.0079221 | 0.0080349 | 0.0082431 | 0.0082295 | 0.0078395 | 0.0078077 | 0.0078379 | 0.0078988 | 0.0079282 | 0.0079578 | 0.0079876 | 0.0080176 | 0.15343 | 0.15343 | 0.0061085 | 0.012508 | 0.019213 | 0.026362 | 0.033744 | 0.041532 | 0.04963 | 0.057724 | 0.065646 | 0.073681 | 0.081924 | 0.090154 | 0.097993 | 0.1058 | 0.11364 | 0.12154 | 0.12947 | 0.13742 | 0.14541 | 0.15343
Under $5 | Under $5 | Lighting | Under $5 | -15.9669 | Lighting | Urban | SC-New (2) | M_Input | Residential | Single Family | 2017 - LEDGeneral Purpose and Dimmable665 to 1439 lumensANY | -3.9353 | -15.9669 | R-All-Lgt-Lighting-All-All-R | R-All-HVAC-ER-All-All-E | 0.1524 | 0.15966 | 0.16729 | 0.17836 | 0.18417 | 0.1943 | 0.20203 | 0.20195 | 0.19765 | 0.20046 | 0.20565 | 0.20531 | 0.19559 | 0.19479 | 0.19555 | 0.19706 | 0.1978 | 0.19854 | 0.19928 | 0.20003 | 3.8279 | 3.8279 | 0.1524 | 0.31206 | 0.47935 | 0.65771 | 0.84187 | 1.0362 | 1.2382 | 1.4401 | 1.6378 | 1.8383 | 2.0439 | 2.2492 | 2.4448 | 2.6396 | 2.8351 | 3.0322 | 3.23 | 3.4285 | 3.6278 | 3.8279
Under $10 | Under $15 | Lighting | Under $10 | 9.8508 | Lighting | Urban | SC-New (2) | M_Input | Residential | Single Family | 2017 - LEDGeneral Purpose and Dimmable1440 to 2600 lumensANY | 11.1758 | 9.8508 | R-All-Lgt-Lighting-All-All-R | R-All-HVAC-ER-All-All-E | 0.029015 | 0.030398 | 0.03185 | 0.033958 | 0.035063 | 0.036994 | 0.038465 | 0.038449 | 0.03763 | 0.038166 | 0.039155 | 0.03909 | 0.037238 | 0.037087 | 0.03723 | 0.037519 | 0.037659 | 0.0378 | 0.037941 | 0.038084 | 0.72879 | 0.72879 | 0.029015 | 0.059414 | 0.091264 | 0.12522 | 0.16029 | 0.19728 | 0.23574 | 0.27419 | 0.31182 | 0.34999 | 0.38914 | 0.42823 | 0.46547 | 0.50256 | 0.53979 | 0.57731 | 0.61497 | 0.65277 | 0.69071 | 0.72879
Under $5 | Under $5 | Lighting | Under $5 | -17.1221 | Lighting | Urban | SC-New (2) | M_Input | Residential | Single Family | 2017 - LEDGlobe250 to 664 lumensANY | -3.0181 | -17.1221 | R-All-Lgt-Lighting-All-All-R | R-All-HVAC-ER-All-All-E | 0.0031946 | 0.0033469 | 0.0035067 | 0.0037387 | 0.0038605 | 0.004073 | 0.0042349 | 0.0042332 | 0.0041431 | 0.004202 | 0.0043109 | 0.0043038 | 0.0040999 | 0.0040832 | 0.004099 | 0.0041309 | 0.0041463 | 0.0041618 | 0.0041773 | 0.004193 | 0.08024 | 0.08024 | 0.0031946 | 0.0065415 | 0.010048 | 0.013787 | 0.017647 | 0.02172 | 0.025955 | 0.030188 | 0.034332 | 0.038534 | 0.042845 | 0.047148 | 0.051248 | 0.055332 | 0.059431 | 0.063561 | 0.067708 | 0.071869 | 0.076047 | 0.08024
Under $5 | Under $5 | Lighting | Under $5 | -11.4163 | Lighting | Urban | SC-New (2) | M_Input | Residential | Single Family | 2017 - LEDGlobe665 to 1439 lumensANY | -3.7044 | -11.4163 | R-All-Lgt-Lighting-All-All-R | R-All-HVAC-ER-All-All-E | 0.0044692 | 0.0046822 | 0.0049058 | 0.0052305 | 0.0054008 | 0.0056981 | 0.0059247 | 0.0059222 | 0.0057962 | 0.0058786 | 0.006031 | 0.006021 | 0.0057357 | 0.0057124 | 0.0057345 | 0.0057791 | 0.0058006 | 0.0058223 | 0.0058441 | 0.005866 | 0.11226 | 0.11226 | 0.0044692 | 0.0091515 | 0.014057 | 0.019288 | 0.024689 | 0.030387 | 0.036311 | 0.042234 | 0.04803 | 0.053908 | 0.059939 | 0.06596 | 0.071696 | 0.077408 | 0.083143 | 0.088922 | 0.094723 | 0.10054 | 0.10639 | 0.11226
Under $5 | Under $5 | Lighting | Under $5 | -6.9944 | Lighting | Urban | SC-New (2) | M_Input | Residential | Single Family | 2017 - LEDGlobe1440 to 2600 lumensANY | 1.951 | -6.9944 | R-All-Lgt-Lighting-All-All-R | R-All-HVAC-ER-All-All-E | 0.0011297 | 0.0011835 | 0.00124 | 0.0013221 | 0.0013652 | 0.0014403 | 0.0014976 | 0.001497 | 0.0014651 | 0.0014859 | 0.0015244 | 0.0015219 | 0.0014498 | 0.0014439 | 0.0014495 | 0.0014608 | 0.0014662 | 0.0014717 | 0.0014772 | 0.0014828 | 0.028375 | 0.028375 | 0.0011297 | 0.0023132 | 0.0035533 | 0.0048754 | 0.0062405 | 0.0076808 | 0.0091784 | 0.010675 | 0.01214 | 0.013626 | 0.015151 | 0.016673 | 0.018123 | 0.019566 | 0.021016 | 0.022477 | 0.023943 | 0.025415 | 0.026892 | 0.028375
Under $20 | Under $65 | Lighting | Under $20 | 19.9696 | Lighting | Urban | SC-New (2) | M_Input | Residential | Single Family | 2017 - LEDReflectors and Outdoor250 to 664 lumensANY | 64.4667 | 19.9696 | R-All-Lgt-Lighting-All-All-R | R-All-HVAC-ER-All-All-E | 0.0011878 | 0.0012444 | 0.0013038 | 0.0013901 | 0.0014353 | 0.0015144 | 0.0015746 | 0.0015739 | 0.0015404 | 0.0015623 | 0.0016028 | 0.0016002 | 0.0015244 | 0.0015182 | 0.001524 | 0.0015359 | 0.0015416 | 0.0015474 | 0.0015532 | 0.001559 | 0.029833 | 0.029833 | 0.0011878 | 0.0024321 | 0.0037359 | 0.005126 | 0.0065613 | 0.0080757 | 0.0096503 | 0.011224 | 0.012765 | 0.014327 | 0.01593 | 0.01753 | 0.019054 | 0.020572 | 0.022096 | 0.023632 | 0.025174 | 0.026721 | 0.028274 | 0.029833
Under $5 | Under $10 | Lighting | Under $5 | -15.1167 | Lighting | Urban | SC-New (2) | M_Input | Residential | Single Family | 2017 - LEDReflectors and Outdoor665 to 1439 lumensANY | 9.4959 | -15.1167 | R-All-Lgt-Lighting-All-All-R | R-All-HVAC-ER-All-All-E | 0.038074 | 0.039888 | 0.041793 | 0.044559 | 0.04601 | 0.048543 | 0.050473 | 0.050452 | 0.049378 | 0.050081 | 0.051378 | 0.051294 | 0.048863 | 0.048664 | 0.048853 | 0.049232 | 0.049416 | 0.0496 | 0.049786 | 0.049973 | 0.95631 | 0.95631 | 0.038074 | 0.077962 | 0.11976 | 0.16431 | 0.21032 | 0.25887 | 0.30934 | 0.35979 | 0.40917 | 0.45925 | 0.51063 | 0.56192 | 0.61078 | 0.65945 | 0.7083 | 0.75753 | 0.80695 | 0.85655 | 0.90634 | 0.95631
Under $15 | Under $20 | Lighting | Under $15 | 11.4743 | Lighting | Urban | SC-New (2) | M_Input | Residential | Single Family | 2017 - LEDReflectors and Outdoor1440 to 2600 lumensANY | 17.1657 | 11.4743 | R-All-Lgt-Lighting-All-All-R | R-All-HVAC-ER-All-All-E | 0.0097669 | 0.010232 | 0.010721 | 0.01143 | 0.011803 | 0.012452 | 0.012948 | 0.012942 | 0.012667 | 0.012847 | 0.01318 | 0.013158 | 0.012535 | 0.012484 | 0.012532 | 0.012629 | 0.012676 | 0.012724 | 0.012771 | 0.012819 | 0.24532 | 0.24532 | 0.0097669 | 0.019999 | 0.03072 | 0.042151 | 0.053954 | 0.066406 | 0.079354 | 0.092296 | 0.10496 | 0.11781 | 0.13099 | 0.14415 | 0.15668 | 0.16917 | 0.1817 | 0.19433 | 0.207 | 0.21973 | 0.2325 | 0.24532
Over $160 | Over $160 | Lighting | Over $160 | 214.4911 | Lighting | Urban | SC-New (2) | M_Input | Residential | Single Family | 2017 - LEDThree-Way250 to 664 lumensANY | 158.8292 | 214.4911 | R-All-Lgt-Lighting-All-All-R | R-All-HVAC-ER-All-All-E | 1.3328e-05 | 1.3963e-05 | 1.463e-05 | 1.5598e-05 | 1.6106e-05 | 1.6992e-05 | 1.7668e-05 | 1.7661e-05 | 1.7285e-05 | 1.7531e-05 | 1.7985e-05 | 1.7955e-05 | 1.7105e-05 | 1.7035e-05 | 1.7101e-05 | 1.7234e-05 | 1.7298e-05 | 1.7363e-05 | 1.7428e-05 | 1.7493e-05 | 0.00033476 | 0.00033476 | 1.3328e-05 | 2.7291e-05 | 4.192e-05 | 5.7518e-05 | 7.3624e-05 | 9.0616e-05 | 0.00010828 | 0.00012594 | 0.00014323 | 0.00016076 | 0.00017875 | 0.0001967 | 0.00021381 | 0.00023084 | 0.00024794 | 0.00026517 | 0.00028247 | 0.00029984 | 0.00031726 | 0.00033476
Under $20 | Under $20 | Lighting | Under $20 | 15.9242 | Lighting | Urban | SC-New (2) | M_Input | Residential | Single Family | 2017 - LEDThree-Way665 to 1439 lumensANY | 16.3553 | 15.9242 | R-All-Lgt-Lighting-All-All-R | R-All-HVAC-ER-All-All-E | 0.00076785 | 0.00080445 | 0.00084287 | 0.00089864 | 0.00092791 | 0.00097898 | 0.0010179 | 0.0010175 | 0.00099583 | 0.00101 | 0.0010362 | 0.0010345 | 0.00098545 | 0.00098144 | 0.00098524 | 0.0009929 | 0.0009966 | 0.0010003 | 0.0010041 | 0.0010078 | 0.019286 | 0.019286 | 0.00076785 | 0.0015723 | 0.0024152 | 0.0033138 | 0.0042417 | 0.0052207 | 0.0062386 | 0.0072561 | 0.0082519 | 0.0092619 | 0.010298 | 0.011333 | 0.012318 | 0.013299 | 0.014285 | 0.015278 | 0.016274 | 0.017275 | 0.018279 | 0.019286
Under $35 | Under $30 | Lighting | Under $35 | 32.2993 | Lighting | Urban | SC-New (2) | M_Input | Residential | Single Family | 2017 - LEDThree-Way1440 to 2600 lumensANY | 25.3201 | 32.2993 | R-All-Lgt-Lighting-All-All-R | R-All-HVAC-ER-All-All-E | 0.0051989 | 0.0054467 | 0.0057068 | 0.0060844 | 0.0062826 | 0.0066284 | 0.006892 | 0.0068891 | 0.0067425 | 0.0068385 | 0.0070157 | 0.0070041 | 0.0066722 | 0.0066451 | 0.0066708 | 0.0067226 | 0.0067477 | 0.0067729 | 0.0067982 | 0.0068238 | 0.13058 | 0.13058 | 0.0051989 | 0.010646 | 0.016352 | 0.022437 | 0.028719 | 0.035348 | 0.04224 | 0.049129 | 0.055872 | 0.06271 | 0.069726 | 0.07673 | 0.083402 | 0.090047 | 0.096718 | 0.10344 | 0.11019 | 0.11696 | 0.12376 | 0.13058
Under $5 | Under $5 | Lighting | Under $5 | -44.2758 | Lighting | Urban | SC-New (2) | M_Input | Residential | Multifamily - Low Rise | 2017 - LEDDecorative and Mini-Base250 to 664 lumensANY | -2.1025 | -44.2758 | R-All-Lgt-Lighting-All-All-R | R-All-HVAC-ER-All-All-E | 0.00072735 | 0.00081873 | 0.00091483 | 0.0010601 | 0.0011883 | 0.0013302 | 0.0013983 | 0.0014671 | 0.0015306 | 0.0015708 | 0.0015877 | 0.0015611 | 0.0015435 | 0.0015277 | 0.0015195 | 0.001519 | 0.0015127 | 0.0015067 | 0.0015008 | 0.0014952 | 0.02728 | 0.02728 | 0.00072735 | 0.0015461 | 0.0024609 | 0.003521 | 0.0047092 | 0.0060394 | 0.0074377 | 0.0089049 | 0.010435 | 0.012006 | 0.013594 | 0.015155 | 0.016698 | 0.018226 | 0.019746 | 0.021265 | 0.022777 | 0.024284 | 0.025785 | 0.02728
Under $20 | Under $25 | Lighting | Under $20 | 19.25 | Lighting | Urban | SC-New (2) | M_Input | Residential | Multifamily - Low Rise | 2017 - LEDDecorative and Mini-Base665 to 1439 lumensANY | 21.1954 | 19.25 | R-All-Lgt-Lighting-All-All-R | R-All-HVAC-ER-All-All-E | 0.00064306 | 0.00072385 | 0.00080881 | 0.0009372 | 0.0010506 | 0.0011761 | 0.0012363 | 0.0012971 | 0.0013532 | 0.0013888 | 0.0014037 | 0.0013802 | 0.0013646 | 0.0013507 | 0.0013434 | 0.0013429 | 0.0013374 | 0.001332 | 0.0013269 | 0.0013219 | 0.024119 | 0.024119 | 0.00064306 | 0.0013669 | 0.0021757 | 0.0031129 | 0.0041635 | 0.0053395 | 0.0065758 | 0.0078729 | 0.0092261 | 0.010615 | 0.012019 | 0.013399 | 0.014763 | 0.016114 | 0.017457 | 0.0188 | 0.020138 | 0.02147 | 0.022797 | 0.024119
Under $85 | Under $50 | Lighting | Under $85 | 70.4913 | Lighting | Urban | SC-New (2) | M_Input | Residential | Multifamily - Low Rise | 2017 - LEDDecorative and Mini-Base1440 to 2600 lumensANY | 48.2125 | 70.4913 | R-All-Lgt-Lighting-All-All-R | R-All-HVAC-ER-All-All-E | 2.5505e-05 | 2.8709e-05 | 3.2078e-05 | 3.7171e-05 | 4.1666e-05 | 4.6644e-05 | 4.9032e-05 | 5.1444e-05 | 5.367e-05 | 5.508e-05 | 5.5672e-05 | 5.474e-05 | 5.4121e-05 | 5.3569e-05 | 5.3281e-05 | 5.3263e-05 | 5.3043e-05 | 5.2831e-05 | 5.2626e-05 | 5.2428e-05 | 0.00095657 | 0.00095657 | 2.5505e-05 | 5.4213e-05 | 8.6292e-05 | 0.00012346 | 0.00016513 | 0.00021177 | 0.0002608 | 0.00031225 | 0.00036592 | 0.000421 | 0.00047667 | 0.00053141 | 0.00058553 | 0.0006391 | 0.00069238 | 0.00074565 | 0.00079869 | 0.00085152 | 0.00090414 | 0.00095657
Under $5 | Under $5 | Lighting | Under $5 | -26.4597 | Lighting | Urban | SC-New (2) | M_Input | Residential | Multifamily - Low Rise | 2017 - LEDGeneral Purpose and Dimmable250 to 664 lumensANY | -3.2671 | -26.4597 | R-All-Lgt-Lighting-All-All-R | R-All-HVAC-ER-All-All-E | 0.00068044 | 0.00076592 | 0.00085582 | 0.00099168 | 0.0011116 | 0.0012444 | 0.0013081 | 0.0013725 | 0.0014319 | 0.0014695 | 0.0014853 | 0.0014604 | 0.0014439 | 0.0014292 | 0.0014215 | 0.001421 | 0.0014151 | 0.0014095 | 0.001404 | 0.0013987 | 0.02552 | 0.02552 | 0.00068044 | 0.0014464 | 0.0023022 | 0.0032938 | 0.0044055 | 0.0056499 | 0.006958 | 0.0083304 | 0.0097623 | 0.011232 | 0.012717 | 0.014177 | 0.015621 | 0.017051 | 0.018472 | 0.019893 | 0.021308 | 0.022718 | 0.024122 | 0.02552
Under $5 | Under $5 | Lighting | Under $5 | -15.9669 | Lighting | Urban | SC-New (2) | M_Input | Residential | Multifamily - Low Rise | 2017 - LEDGeneral Purpose and Dimmable665 to 1439 lumensANY | -3.9353 | -15.9669 | R-All-Lgt-Lighting-All-All-R | R-All-HVAC-ER-All-All-E | 0.016976 | 0.019109 | 0.021352 | 0.024741 | 0.027733 | 0.031046 | 0.032636 | 0.034241 | 0.035723 | 0.036662 | 0.037056 | 0.036435 | 0.036023 | 0.035656 | 0.035464 | 0.035452 | 0.035306 | 0.035164 | 0.035028 | 0.034896 | 0.6367 | 0.6367 | 0.016976 | 0.036085 | 0.057436 | 0.082177 | 0.10991 | 0.14096 | 0.17359 | 0.20783 | 0.24356 | 0.28022 | 0.31727 | 0.35371 | 0.38973 | 0.42539 | 0.46085 | 0.4963 | 0.53161 | 0.56677 | 0.6018 | 0.6367
Under $10 | Under $15 | Lighting | Under $10 | 9.8508 | Lighting | Urban | SC-New (2) | M_Input | Residential | Multifamily - Low Rise | 2017 - LEDGeneral Purpose and Dimmable1440 to 2600 lumensANY | 11.1758 | 9.8508 | R-All-Lgt-Lighting-All-All-R | R-All-HVAC-ER-All-All-E | 0.0032321 | 0.0036381 | 0.0040651 | 0.0047105 | 0.0052802 | 0.005911 | 0.0062135 | 0.0065193 | 0.0068014 | 0.0069801 | 0.0070551 | 0.0069369 | 0.0068585 | 0.0067886 | 0.006752 | 0.0067498 | 0.0067219 | 0.006695 | 0.006669 | 0.006644 | 0.12122 | 0.12122 | 0.0032321 | 0.0068702 | 0.010935 | 0.015646 | 0.020926 | 0.026837 | 0.033051 | 0.03957 | 0.046371 | 0.053351 | 0.060406 | 0.067343 | 0.074202 | 0.08099 | 0.087742 | 0.094492 | 0.10121 | 0.10791 | 0.11458 | 0.12122
Under $5 | Under $5 | Lighting | Under $5 | -17.1221 | Lighting | Urban | SC-New (2) | M_Input | Residential | Multifamily - Low Rise | 2017 - LEDGlobe250 to 664 lumensANY | -3.0181 | -17.1221 | R-All-Lgt-Lighting-All-All-R | R-All-HVAC-ER-All-All-E | 0.00035585 | 0.00040056 | 0.00044757 | 0.00051862 | 0.00058135 | 0.0006508 | 0.00068411 | 0.00071777 | 0.00074883 | 0.00076851 | 0.00077676 | 0.00076375 | 0.00075512 | 0.00074743 | 0.0007434 | 0.00074315 | 0.00074008 | 0.00073712 | 0.00073426 | 0.0007315 | 0.013347 | 0.013347 | 0.00035585 | 0.00075641 | 0.001204 | 0.0017226 | 0.002304 | 0.0029548 | 0.0036389 | 0.0043566 | 0.0051055 | 0.005874 | 0.0066507 | 0.0074145 | 0.0081696 | 0.008917 | 0.0096604 | 0.010404 | 0.011144 | 0.011881 | 0.012615 | 0.013347
Under $5 | Under $5 | Lighting | Under $5 | -11.4163 | Lighting | Urban | SC-New (2) | M_Input | Residential | Multifamily - Low Rise | 2017 - LEDGlobe665 to 1439 lumensANY | -3.7044 | -11.4163 | R-All-Lgt-Lighting-All-All-R | R-All-HVAC-ER-All-All-E | 0.00049784 | 0.00056038 | 0.00062615 | 0.00072555 | 0.0008133 | 0.00091046 | 0.00095707 | 0.0010042 | 0.0010476 | 0.0010751 | 0.0010867 | 0.0010685 | 0.0010564 | 0.0010456 | 0.00104 | 0.0010397 | 0.0010354 | 0.0010312 | 0.0010272 | 0.0010234 | 0.018672 | 0.018672 | 0.00049784 | 0.0010582 | 0.0016844 | 0.0024099 | 0.0032232 | 0.0041337 | 0.0050907 | 0.0060949 | 0.0071425 | 0.0082176 | 0.0093043 | 0.010373 | 0.011429 | 0.012475 | 0.013515 | 0.014555 | 0.01559 | 0.016621 | 0.017648 | 0.018672
Under $5 | Under $5 | Lighting | Under $5 | -6.9944 | Lighting | Urban | SC-New (2) | M_Input | Residential | Multifamily - Low Rise | 2017 - LEDGlobe1440 to 2600 lumensANY | 1.951 | -6.9944 | R-All-Lgt-Lighting-All-All-R | R-All-HVAC-ER-All-All-E | 0.00012584 | 0.00014165 | 0.00015827 | 0.0001834 | 0.00020558 | 0.00023014 | 0.00024192 | 0.00025382 | 0.0002648 | 0.00027176 | 0.00027468 | 0.00027008 | 0.00026703 | 0.00026431 | 0.00026288 | 0.00026279 | 0.00026171 | 0.00026066 | 0.00025965 | 0.00025868 | 0.0047196 | 0.0047196 | 0.00012584 | 0.00026748 | 0.00042576 | 0.00060915 | 0.00081473 | 0.0010449 | 0.0012868 | 0.0015406 | 0.0018054 | 0.0020772 | 0.0023519 | 0.0026219 | 0.002889 | 0.0031533 | 0.0034161 | 0.0036789 | 0.0039407 | 0.0042013 | 0.004461 | 0.0047196
Under $20 | Under $65 | Lighting | Under $20 | 19.9696 | Lighting | Urban | SC-New (2) | M_Input | Residential | Multifamily - Low Rise | 2017 - LEDReflectors and Outdoor250 to 664 lumensANY | 64.4667 | 19.9696 | R-All-Lgt-Lighting-All-All-R | R-All-HVAC-ER-All-All-E | 0.00013231 | 0.00014893 | 0.00016641 | 0.00019283 | 0.00021615 | 0.00024197 | 0.00025435 | 0.00026687 | 0.00027842 | 0.00028573 | 0.0002888 | 0.00028397 | 0.00028076 | 0.0002779 | 0.0002764 | 0.0002763 | 0.00027516 | 0.00027406 | 0.000273 | 0.00027197 | 0.0049623 | 0.0049623 | 0.00013231 | 0.00028124 | 0.00044764 | 0.00064047 | 0.00085662 | 0.0010986 | 0.0013529 | 0.0016198 | 0.0018982 | 0.002184 | 0.0024728 | 0.0027567 | 0.0030375 | 0.0033154 | 0.0035918 | 0.0038681 | 0.0041432 | 0.0044173 | 0.0046903 | 0.0049623
Under $5 | Under $10 | Lighting | Under $5 | -15.1167 | Lighting | Urban | SC-New (2) | M_Input | Residential | Multifamily - Low Rise | 2017 - LEDReflectors and Outdoor665 to 1439 lumensANY | 9.4959 | -15.1167 | R-All-Lgt-Lighting-All-All-R | R-All-HVAC-ER-All-All-E | 0.0042411 | 0.0047739 | 0.0053342 | 0.006181 | 0.0069286 | 0.0077563 | 0.0081533 | 0.0085545 | 0.0089246 | 0.0091592 | 0.0092576 | 0.0091025 | 0.0089997 | 0.0089079 | 0.0088599 | 0.0088569 | 0.0088204 | 0.0087851 | 0.008751 | 0.0087181 | 0.15907 | 0.15907 | 0.0042411 | 0.009015 | 0.014349 | 0.02053 | 0.027459 | 0.035215 | 0.043368 | 0.051923 | 0.060848 | 0.070007 | 0.079264 | 0.088367 | 0.097367 | 0.10627 | 0.11513 | 0.12399 | 0.13281 | 0.1416 | 0.15035 | 0.15907
Under $15 | Under $20 | Lighting | Under $15 | 11.4743 | Lighting | Urban | SC-New (2) | M_Input | Residential | Multifamily - Low Rise | 2017 - LEDReflectors and Outdoor1440 to 2600 lumensANY | 17.1657 | 11.4743 | R-All-Lgt-Lighting-All-All-R | R-All-HVAC-ER-All-All-E | 0.001088 | 0.0012246 | 0.0013684 | 0.0015856 | 0.0017774 | 0.0019897 | 0.0020915 | 0.0021945 | 0.0022894 | 0.0023496 | 0.0023748 | 0.002335 | 0.0023087 | 0.0022851 | 0.0022728 | 0.002272 | 0.0022627 | 0.0022536 | 0.0022449 | 0.0022364 | 0.040805 | 0.040805 | 0.001088 | 0.0023126 | 0.003681 | 0.0052666 | 0.0070439 | 0.0090336 | 0.011125 | 0.01332 | 0.015609 | 0.017959 | 0.020333 | 0.022668 | 0.024977 | 0.027262 | 0.029535 | 0.031807 | 0.03407 | 0.036323 | 0.038568 | 0.040805
Over $160 | Over $160 | Lighting | Over $160 | 214.4911 | Lighting | Urban | SC-New (2) | M_Input | Residential | Multifamily - Low Rise | 2017 - LEDThree-Way250 to 664 lumensANY | 158.8292 | 214.4911 | R-All-Lgt-Lighting-All-All-R | R-All-HVAC-ER-All-All-E | 1.4846e-06 | 1.6711e-06 | 1.8672e-06 | 2.1637e-06 | 2.4254e-06 | 2.7151e-06 | 2.8541e-06 | 2.9945e-06 | 3.1241e-06 | 3.2062e-06 | 3.2406e-06 | 3.1863e-06 | 3.1503e-06 | 3.1182e-06 | 3.1014e-06 | 3.1004e-06 | 3.0876e-06 | 3.0752e-06 | 3.0633e-06 | 3.0518e-06 | 5.5681e-05 | 5.5681e-05 | 1.4846e-06 | 3.1557e-06 | 5.0229e-06 | 7.1866e-06 | 9.612e-06 | 1.2327e-05 | 1.5181e-05 | 1.8176e-05 | 2.13e-05 | 2.4506e-05 | 2.7746e-05 | 3.0933e-05 | 3.4083e-05 | 3.7201e-05 | 4.0303e-05 | 4.3403e-05 | 4.6491e-05 | 4.9566e-05 | 5.2629e-05 | 5.5681e-05
Under $20 | Under $20 | Lighting | Under $20 | 15.9242 | Lighting | Urban | SC-New (2) | M_Input | Residential | Multifamily - Low Rise | 2017 - LEDThree-Way665 to 1439 lumensANY | 16.3553 | 15.9242 | R-All-Lgt-Lighting-All-All-R | R-All-HVAC-ER-All-All-E | 8.5533e-05 | 9.6278e-05 | 0.00010758 | 0.00012466 | 0.00013973 | 0.00015643 | 0.00016443 | 0.00017252 | 0.00017999 | 0.00018472 | 0.0001867 | 0.00018358 | 0.0001815 | 0.00017965 | 0.00017868 | 0.00017862 | 0.00017788 | 0.00017717 | 0.00017649 | 0.00017582 | 0.003208 | 0.003208 | 8.5533e-05 | 0.00018181 | 0.00028939 | 0.00041404 | 0.00055378 | 0.0007102 | 0.00087464 | 0.0010472 | 0.0012271 | 0.0014119 | 0.0015986 | 0.0017821 | 0.0019636 | 0.0021433 | 0.002322 | 0.0025006 | 0.0026785 | 0.0028557 | 0.0030321 | 0.003208
Under $35 | Under $30 | Lighting | Under $35 | 32.2993 | Lighting | Urban | SC-New (2) | M_Input | Residential | Multifamily - High Rise | 2017 - LEDThree-Way1440 to 2600 lumensANY | 25.3201 | 32.2993 | R-All-Lgt-Lighting-All-All-R | R-All-HVAC-ER-All-All-E | 0.0001302 | 0.00014777 | 0.00016537 | 0.00019298 | 0.00021552 | 0.00024119 | 0.00025226 | 0.00026428 | 0.00027454 | 0.00028276 | 0.00028648 | 0.00028171 | 0.00027857 | 0.00027453 | 0.00027498 | 0.00027479 | 0.00027356 | 0.00027239 | 0.00027126 | 0.00027018 | 0.0049253 | 0.0049253 | 0.0001302 | 0.00027797 | 0.00044333 | 0.00063631 | 0.00085183 | 0.001093 | 0.0013453 | 0.0016096 | 0.0018841 | 0.0021669 | 0.0024533 | 0.0027351 | 0.0030136 | 0.0032882 | 0.0035631 | 0.0038379 | 0.0041115 | 0.0043839 | 0.0046551 | 0.0049253
Under $5 | Under $5 | Lighting | Under $5 | -44.2758 | Lighting | Urban | SC-New (2) | M_Input | Residential | Multifamily - High Rise | 2017 - LEDDecorative and Mini-Base250 to 664 lumensANY | -2.1025 | -44.2758 | R-All-Lgt-Lighting-All-All-R | R-All-HVAC-ER-All-All-E | 0.00016352 | 0.00018559 | 0.0002077 | 0.00024238 | 0.00027068 | 0.00030293 | 0.00031683 | 0.00033193 | 0.00034482 | 0.00035514 | 0.00035981 | 0.00035381 | 0.00034988 | 0.00034481 | 0.00034537 | 0.00034512 | 0.00034358 | 0.00034211 | 0.00034069 | 0.00033934 | 0.006186 | 0.006186 | 0.00016352 | 0.00034912 | 0.00055681 | 0.00079919 | 0.0010699 | 0.0013728 | 0.0016896 | 0.0020216 | 0.0023664 | 0.0027215 | 0.0030813 | 0.0034351 | 0.003785 | 0.0041298 | 0.0044752 | 0.0048203 | 0.0051639 | 0.005506 | 0.0058467 | 0.006186
Under $20 | Under $25 | Lighting | Under $20 | 19.25 | Lighting | Urban | SC-New (2) | M_Input | Residential | Multifamily - High Rise | 2017 - LEDDecorative and Mini-Base665 to 1439 lumensANY | 21.1954 | 19.25 | R-All-Lgt-Lighting-All-All-R | R-All-HVAC-ER-All-All-E | 0.00014457 | 0.00016408 | 0.00018363 | 0.00021429 | 0.00023931 | 0.00026783 | 0.00028011 | 0.00029347 | 0.00030486 | 0.00031398 | 0.00031811 | 0.00031281 | 0.00030933 | 0.00030485 | 0.00030534 | 0.00030513 | 0.00030377 | 0.00030246 | 0.00030121 | 0.00030001 | 0.0054691 | 0.0054691 | 0.00014457 | 0.00030866 | 0.00049228 | 0.00070657 | 0.00094589 | 0.0012137 | 0.0014938 | 0.0017873 | 0.0020921 | 0.0024061 | 0.0027242 | 0.003037 | 0.0033464 | 0.0036512 | 0.0039566 | 0.0042617 | 0.0045655 | 0.0048679 | 0.0051691 | 0.0054691
Under $85 | Under $50 | Lighting | Under $85 | 70.4913 | Lighting | Urban | SC-New (2) | M_Input | Residential | Multifamily - High Rise | 2017 - LEDDecorative and Mini-Base1440 to 2600 lumensANY | 48.2125 | 70.4913 | R-All-Lgt-Lighting-All-All-R | R-All-HVAC-ER-All-All-E | 5.734e-06 | 6.5078e-06 | 7.2828e-06 | 8.4989e-06 | 9.4915e-06 | 1.0622e-05 | 1.1109e-05 | 1.1639e-05 | 1.2091e-05 | 1.2453e-05 | 1.2617e-05 | 1.2406e-05 | 1.2269e-05 | 1.2091e-05 | 1.211e-05 | 1.2102e-05 | 1.2048e-05 | 1.1996e-05 | 1.1946e-05 | 1.1899e-05 | 0.00021691 | 0.00021691 | 5.734e-06 | 1.2242e-05 | 1.9525e-05 | 2.8024e-05 | 3.7515e-05 | 4.8137e-05 | 5.9247e-05 | 7.0886e-05 | 8.2977e-05 | 9.543e-05 | 0.00010805 | 0.00012045 | 0.00013272 | 0.00014481 | 0.00015692 | 0.00016902 | 0.00018107 | 0.00019307 | 0.00020501 | 0.00021691
Under $5 | Under $5 | Lighting | Under $5 | -26.4597 | Lighting | Urban | SC-New (2) | M_Input | Residential | Multifamily - High Rise | 2017 - LEDGeneral Purpose and Dimmable250 to 664 lumensANY | -3.2671 | -26.4597 | R-All-Lgt-Lighting-All-All-R | R-All-HVAC-ER-All-All-E | 0.00015298 | 0.00017362 | 0.0001943 | 0.00022674 | 0.00025322 | 0.00028339 | 0.00029639 | 0.00031052 | 0.00032257 | 0.00033223 | 0.0003366 | 0.00033099 | 0.00032731 | 0.00032256 | 0.00032309 | 0.00032286 | 0.00032142 | 0.00032004 | 0.00031872 | 0.00031745 | 0.005787 | 0.005787 | 0.00015298 | 0.0003266 | 0.0005209 | 0.00074764 | 0.0010009 | 0.0012843 | 0.0015806 | 0.0018912 | 0.0022137 | 0.002546 | 0.0028826 | 0.0032136 | 0.0035409 | 0.0038634 | 0.0041865 | 0.0045094 | 0.0048308 | 0.0051508 | 0.0054696 | 0.005787
Under $5 | Under $5 | Lighting | Under $5 | -15.9669 | Lighting | Urban | SC-New (2) | M_Input | Residential | Multifamily - High Rise | 2017 - LEDGeneral Purpose and Dimmable665 to 1439 lumensANY | -3.9353 | -15.9669 | R-All-Lgt-Lighting-All-All-R | R-All-HVAC-ER-All-All-E | 0.0038166 | 0.0043316 | 0.0048475 | 0.0056569 | 0.0063176 | 0.0070703 | 0.0073945 | 0.0077471 | 0.0080478 | 0.0082887 | 0.0083978 | 0.0082578 | 0.008166 | 0.0080475 | 0.0080606 | 0.0080549 | 0.008019 | 0.0079846 | 0.0079516 | 0.00792 | 0.14438 | 0.14438 | 0.0038166 | 0.0081482 | 0.012996 | 0.018653 | 0.02497 | 0.03204 | 0.039435 | 0.047182 | 0.05523 | 0.063519 | 0.071916 | 0.080174 | 0.08834 | 0.096388 | 0.10445 | 0.1125 | 0.12052 | 0.12851 | 0.13646 | 0.14438
Under $10 | Under $15 | Lighting | Under $10 | 9.8508 | Lighting | Urban | SC-New (2) | M_Input | Residential | Multifamily - High Rise | 2017 - LEDGeneral Purpose and Dimmable1440 to 2600 lumensANY | 11.1758 | 9.8508 | R-All-Lgt-Lighting-All-All-R | R-All-HVAC-ER-All-All-E | 0.00072664 | 0.00082471 | 0.00092292 | 0.001077 | 0.0012028 | 0.0013461 | 0.0014079 | 0.001475 | 0.0015322 | 0.0015781 | 0.0015989 | 0.0015722 | 0.0015547 | 0.0015322 | 0.0015347 | 0.0015336 | 0.0015268 | 0.0015202 | 0.0015139 | 0.0015079 | 0.027488 | 0.027488 | 0.00072664 | 0.0015513 | 0.0024743 | 0.0035513 | 0.0047541 | 0.0061002 | 0.0075081 | 0.0089831 | 0.010515 | 0.012093 | 0.013692 | 0.015264 | 0.016819 | 0.018351 | 0.019886 | 0.02142 | 0.022946 | 0.024467 | 0.025981 | 0.027488
Under $5 | Under $5 | Lighting | Under $5 | -17.1221 | Lighting | Urban | SC-New (2) | M_Input | Residential | Multifamily - High Rise | 2017 - LEDGlobe250 to 664 lumensANY | -3.0181 | -17.1221 | R-All-Lgt-Lighting-All-All-R | R-All-HVAC-ER-All-All-E | 8.0003e-05 | 9.08e-05 | 0.00010161 | 0.00011858 | 0.00013243 | 0.00014821 | 0.000155 | 0.0001624 | 0.0001687 | 0.00017375 | 0.00017604 | 0.0001731 | 0.00017118 | 0.00016869 | 0.00016897 | 0.00016885 | 0.0001681 | 0.00016737 | 0.00016668 | 0.00016602 | 0.0030265 | 0.0030265 | 8.0003e-05 | 0.0001708 | 0.00027242 | 0.000391 | 0.00052343 | 0.00067163 | 0.00082664 | 0.00098903 | 0.0011577 | 0.0013315 | 0.0015075 | 0.0016806 | 0.0018518 | 0.0020205 | 0.0021895 | 0.0023583 | 0.0025264 | 0.0026938 | 0.0028605 | 0.0030265
Under $5 | Under $5 | Lighting | Under $5 | -11.4163 | Lighting | Urban | SC-New (2) | M_Input | Residential | Multifamily - High Rise | 2017 - LEDGlobe665 to 1439 lumensANY | -3.7044 | -11.4163 | R-All-Lgt-Lighting-All-All-R | R-All-HVAC-ER-All-All-E | 0.00011192 | 0.00012703 | 0.00014216 | 0.00016589 | 0.00018527 | 0.00020734 | 0.00021685 | 0.00022719 | 0.00023601 | 0.00024307 | 0.00024627 | 0.00024217 | 0.00023948 | 0.000236 | 0.00023638 | 0.00023622 | 0.00023516 | 0.00023416 | 0.00023319 | 0.00023226 | 0.004234 | 0.004234 | 0.00011192 | 0.00023895 | 0.00038111 | 0.000547 | 0.00073227 | 0.00093961 | 0.0011565 | 0.0013837 | 0.0016197 | 0.0018627 | 0.002109 | 0.0023512 | 0.0025906 | 0.0028267 | 0.003063 | 0.0032993 | 0.0035344 | 0.0037686 | 0.0040018 | 0.004234
Under $5 | Under $5 | Lighting | Under $5 | -6.9944 | Lighting | Urban | SC-New (2) | M_Input | Residential | Multifamily - High Rise | 2017 - LEDGlobe1440 to 2600 lumensANY | 1.951 | -6.9944 | R-All-Lgt-Lighting-All-All-R | R-All-HVAC-ER-All-All-E | 2.8291e-05 | 3.2109e-05 | 3.5933e-05 | 4.1933e-05 | 4.683e-05 | 5.2409e-05 | 5.4813e-05 | 5.7427e-05 | 5.9656e-05 | 6.1442e-05 | 6.225e-05 | 6.1212e-05 | 6.0532e-05 | 5.9654e-05 | 5.9751e-05 | 5.9709e-05 | 5.9443e-05 | 5.9187e-05 | 5.8943e-05 | 5.8708e-05 | 0.0010702 | 0.0010702 | 2.8291e-05 | 6.04e-05 | 9.6333e-05 | 0.00013827 | 0.0001851 | 0.00023751 | 0.00029232 | 0.00034975 | 0.0004094 | 0.00047084 | 0.00053309 | 0.00059431 | 0.00065484 | 0.00071449 | 0.00077424 | 0.00083395 | 0.00089339 | 0.00095258 | 0.0010115 | 0.0010702
Under $20 | Under $65 | Lighting | Under $20 | 19.9696 | Lighting | Urban | SC-New (2) | M_Input | Residential | Multifamily - High Rise | 2017 - LEDReflectors and Outdoor250 to 664 lumensANY | 64.4667 | 19.9696 | R-All-Lgt-Lighting-All-All-R | R-All-HVAC-ER-All-All-E | 2.9745e-05 | 3.376e-05 | 3.778e-05 | 4.4089e-05 | 4.9238e-05 | 5.5104e-05 | 5.7631e-05 | 6.0379e-05 | 6.2723e-05 | 6.46e-05 | 6.5451e-05 | 6.4359e-05 | 6.3644e-05 | 6.2721e-05 | 6.2823e-05 | 6.2778e-05 | 6.2499e-05 | 6.223e-05 | 6.1973e-05 | 6.1726e-05 | 0.0011253 | 0.0011253 | 2.9745e-05 | 6.3505e-05 | 0.00010129 | 0.00014537 | 0.00019461 | 0.00024972 | 0.00030735 | 0.00036773 | 0.00043045 | 0.00049505 | 0.0005605 | 0.00062486 | 0.0006885 | 0.00075122 | 0.00081405 | 0.00087683 | 0.00093932 | 0.0010016 | 0.0010635 | 0.0011253
Under $5 | Under $10 | Lighting | Under $5 | -15.1167 | Lighting | Urban | SC-New (2) | M_Input | Residential | Multifamily - High Rise | 2017 - LEDReflectors and Outdoor665 to 1439 lumensANY | 9.4959 | -15.1167 | R-All-Lgt-Lighting-All-All-R | R-All-HVAC-ER-All-All-E | 0.00095349 | 0.0010822 | 0.001211 | 0.0014133 | 0.0015783 | 0.0017664 | 0.0018474 | 0.0019355 | 0.0020106 | 0.0020708 | 0.002098 | 0.002063 | 0.0020401 | 0.0020105 | 0.0020138 | 0.0020124 | 0.0020034 | 0.0019948 | 0.0019865 | 0.0019786 | 0.03607 | 0.03607 | 0.00095349 | 0.0020357 | 0.0032467 | 0.00466 | 0.0062383 | 0.0080046 | 0.009852 | 0.011787 | 0.013798 | 0.015869 | 0.017967 | 0.02003 | 0.02207 | 0.02408 | 0.026094 | 0.028107 | 0.03011 | 0.032105 | 0.034091 | 0.03607
Under $15 | Under $20 | Lighting | Under $15 | 11.4743 | Lighting | Urban | SC-New (2) | M_Input | Residential | Multifamily - High Rise | 2017 - LEDReflectors and Outdoor1440 to 2600 lumensANY | 17.1657 | 11.4743 | R-All-Lgt-Lighting-All-All-R | R-All-HVAC-ER-All-All-E | 0.0002446 | 0.00027761 | 0.00031067 | 0.00036254 | 0.00040488 | 0.00045312 | 0.0004739 | 0.0004965 | 0.00051577 | 0.00053121 | 0.0005382 | 0.00052922 | 0.00052334 | 0.00051575 | 0.00051659 | 0.00051622 | 0.00051392 | 0.00051172 | 0.0005096 | 0.00050757 | 0.0092529 | 0.0092529 | 0.0002446 | 0.0005222 | 0.00083287 | 0.0011954 | 0.0016003 | 0.0020534 | 0.0025273 | 0.0030238 | 0.0035396 | 0.0040708 | 0.004609 | 0.0051382 | 0.0056615 | 0.0061773 | 0.0066939 | 0.0072101 | 0.007724 | 0.0082357 | 0.0087453 | 0.0092529
Over $160 | Over $160 | Lighting | Over $160 | 214.4911 | Lighting | Urban | SC-New (2) | M_Input | Residential | Multifamily - High Rise | 2017 - LEDThree-Way250 to 664 lumensANY | 158.8292 | 214.4911 | R-All-Lgt-Lighting-All-All-R | R-All-HVAC-ER-All-All-E | 3.3377e-07 | 3.7881e-07 | 4.2393e-07 | 4.9471e-07 | 5.5249e-07 | 6.1831e-07 | 6.4667e-07 | 6.7751e-07 | 7.038e-07 | 7.2487e-07 | 7.3441e-07 | 7.2217e-07 | 7.1414e-07 | 7.0378e-07 | 7.0492e-07 | 7.0443e-07 | 7.0129e-07 | 6.9828e-07 | 6.9539e-07 | 6.9262e-07 | 1.2626e-05 | 1.2626e-05 | 3.3377e-07 | 7.1258e-07 | 1.1365e-06 | 1.6312e-06 | 2.1837e-06 | 2.802e-06 | 3.4487e-06 | 4.1262e-06 | 4.83e-06 | 5.5549e-06 | 6.2893e-06 | 7.0115e-06 | 7.7256e-06 | 8.4294e-06 | 9.1343e-06 | 9.8387e-06 | 1.054e-05 | 1.1238e-05 | 1.1934e-05 | 1.2626e-05
Under $20 | Under $20 | Lighting | Under $20 | 15.9242 | Lighting | Urban | SC-New (2) | M_Input | Residential | Multifamily - High Rise | 2017 - LEDThree-Way665 to 1439 lumensANY | 16.3553 | 15.9242 | R-All-Lgt-Lighting-All-All-R | R-All-HVAC-ER-All-All-E | 1.923e-05 | 2.1825e-05 | 2.4424e-05 | 2.8502e-05 | 3.1831e-05 | 3.5623e-05 | 3.7257e-05 | 3.9033e-05 | 4.0548e-05 | 4.1762e-05 | 4.2312e-05 | 4.1606e-05 | 4.1144e-05 | 4.0547e-05 | 4.0613e-05 | 4.0584e-05 | 4.0403e-05 | 4.023e-05 | 4.0064e-05 | 3.9904e-05 | 0.00072744 | 0.00072744 | 1.923e-05 | 4.1054e-05 | 6.5478e-05 | 9.398e-05 | 0.00012581 | 0.00016143 | 0.00019869 | 0.00023772 | 0.00027827 | 0.00032003 | 0.00036235 | 0.00040395 | 0.0004451 | 0.00048564 | 0.00052626 | 0.00056684 | 0.00060724 | 0.00064747 | 0.00068754 | 0.00072744
Under $35 | Under $30 | Lighting | Under $35 | 32.2993 | Lighting | Urban | SC-New (2) | M_Input | Residential | Multifamily - High Rise | 2017 - LEDThree-Way1440 to 2600 lumensANY | 25.3201 | 32.2993 | R-All-Lgt-Lighting-All-All-R | R-All-HVAC-ER-All-All-E | 0.0001302 | 0.00014777 | 0.00016537 | 0.00019298 | 0.00021552 | 0.00024119 | 0.00025226 | 0.00026428 | 0.00027454 | 0.00028276 | 0.00028648 | 0.00028171 | 0.00027857 | 0.00027453 | 0.00027498 | 0.00027479 | 0.00027356 | 0.00027239 | 0.00027126 | 0.00027018 | 0.0049253 | 0.0049253 | 0.0001302 | 0.00027797 | 0.00044333 | 0.00063631 | 0.00085183 | 0.001093 | 0.0013453 | 0.0016096 | 0.0018841 | 0.0021669 | 0.0024533 | 0.0027351 | 0.0030136 | 0.0032882 | 0.0035631 | 0.0038379 | 0.0041115 | 0.0043839 | 0.0046551 | 0.0049253
Under $5 | Under $5 | Lighting | Under $5 | -44.2758 | Lighting | Urban | SC-New (2) | M_Input | Residential | Manufactured | 2017 - LEDDecorative and Mini-Base250 to 664 lumensANY | -2.1025 | -44.2758 | R-All-Lgt-Lighting-All-All-R | R-All-HVAC-ER-All-All-E | 5.4623e-05 | 6.0424e-05 | 6.6773e-05 | 7.2364e-05 | 7.6942e-05 | 8.0003e-05 | 8.1402e-05 | 8.2698e-05 | 8.3698e-05 | 8.4193e-05 | 8.4214e-05 | 8.3837e-05 | 8.3226e-05 | 8.258e-05 | 8.1839e-05 | 8.0983e-05 | 7.9812e-05 | 7.8654e-05 | 7.7507e-05 | 7.6373e-05 | 0.0015521 | 0.0015521 | 5.4623e-05 | 0.00011505 | 0.00018182 | 0.00025418 | 0.00033113 | 0.00041113 | 0.00049253 | 0.00057523 | 0.00065893 | 0.00074312 | 0.00082733 | 0.00091117 | 0.0009944 | 0.001077 | 0.0011588 | 0.0012398 | 0.0013196 | 0.0013983 | 0.0014758 | 0.0015521
Under $20 | Under $25 | Lighting | Under $20 | 19.25 | Lighting | Urban | SC-New (2) | M_Input | Residential | Manufactured | 2017 - LEDDecorative and Mini-Base665 to 1439 lumensANY | 21.1954 | 19.25 | R-All-Lgt-Lighting-All-All-R | R-All-HVAC-ER-All-All-E | 4.8293e-05 | 5.3421e-05 | 5.9035e-05 | 6.3978e-05 | 6.8026e-05 | 7.0732e-05 | 7.1968e-05 | 7.3114e-05 | 7.3998e-05 | 7.4436e-05 | 7.4455e-05 | 7.4121e-05 | 7.3581e-05 | 7.301e-05 | 7.2355e-05 | 7.1598e-05 | 7.0563e-05 | 6.9538e-05 | 6.8525e-05 | 6.7522e-05 | 0.0013723 | 0.0013723 | 4.8293e-05 | 0.00010171 | 0.00016075 | 0.00022473 | 0.00029275 | 0.00036348 | 0.00043545 | 0.00050857 | 0.00058256 | 0.000657 | 0.00073145 | 0.00080558 | 0.00087916 | 0.00095217 | 0.0010245 | 0.0010961 | 0.0011667 | 0.0012362 | 0.0013047 | 0.0013723
Under $85 | Under $50 | Lighting | Under $85 | 70.4913 | Lighting | Urban | SC-New (2) | M_Input | Residential | Manufactured | 2017 - LEDDecorative and Mini-Base1440 to 2600 lumensANY | 48.2125 | 70.4913 | R-All-Lgt-Lighting-All-All-R | R-All-HVAC-ER-All-All-E | 1.9154e-06 | 2.1188e-06 | 2.3414e-06 | 2.5374e-06 | 2.698e-06 | 2.8053e-06 | 2.8544e-06 | 2.8998e-06 | 2.9349e-06 | 2.9522e-06 | 2.953e-06 | 2.9398e-06 | 2.9183e-06 | 2.8957e-06 | 2.8697e-06 | 2.8397e-06 | 2.7986e-06 | 2.758e-06 | 2.7178e-06 | 2.678e-06 | 5.4426e-05 | 5.4426e-05 | 1.9154e-06 | 4.0341e-06 | 6.3755e-06 | 8.913e-06 | 1.1611e-05 | 1.4416e-05 | 1.7271e-05 | 2.017e-05 | 2.3105e-05 | 2.6058e-05 | 2.901e-05 | 3.195e-05 | 3.4869e-05 | 3.7764e-05 | 4.0634e-05 | 4.3474e-05 | 4.6272e-05 | 4.903e-05 | 5.1748e-05 | 5.4426e-05
Under $5 | Under $5 | Lighting | Under $5 | -26.4597 | Lighting | Urban | SC-New (2) | M_Input | Residential | Manufactured | 2017 - LEDGeneral Purpose and Dimmable250 to 664 lumensANY | -3.2671 | -26.4597 | R-All-Lgt-Lighting-All-All-R | R-All-HVAC-ER-All-All-E | 5.11e-05 | 5.6526e-05 | 6.2466e-05 | 6.7696e-05 | 7.1979e-05 | 7.4843e-05 | 7.6151e-05 | 7.7363e-05 | 7.8299e-05 | 7.8762e-05 | 7.8782e-05 | 7.8429e-05 | 7.7857e-05 | 7.7253e-05 | 7.656e-05 | 7.5759e-05 | 7.4664e-05 | 7.358e-05 | 7.2508e-05 | 7.1446e-05 | 0.001452 | 0.001452 | 5.11e-05 | 0.00010763 | 0.00017009 | 0.00023779 | 0.00030977 | 0.00038461 | 0.00046076 | 0.00053812 | 0.00061642 | 0.00069519 | 0.00077397 | 0.0008524 | 0.00093025 | 0.0010075 | 0.0010841 | 0.0011598 | 0.0012345 | 0.0013081 | 0.0013806 | 0.001452
Under $5 | Under $5 | Lighting | Under $5 | -15.9669 | Lighting | Urban | SC-New (2) | M_Input | Residential | Manufactured | 2017 - LEDGeneral Purpose and Dimmable665 to 1439 lumensANY | -3.9353 | -15.9669 | R-All-Lgt-Lighting-All-All-R | R-All-HVAC-ER-All-All-E | 0.0012749 | 0.0014103 | 0.0015584 | 0.0016889 | 0.0017958 | 0.0018672 | 0.0018999 | 0.0019301 | 0.0019535 | 0.001965 | 0.0019655 | 0.0019567 | 0.0019424 | 0.0019274 | 0.0019101 | 0.0018901 | 0.0018628 | 0.0018357 | 0.001809 | 0.0017825 | 0.036226 | 0.036226 | 0.0012749 | 0.0026851 | 0.0042436 | 0.0059325 | 0.0077283 | 0.0095955 | 0.011495 | 0.013426 | 0.015379 | 0.017344 | 0.01931 | 0.021266 | 0.023209 | 0.025136 | 0.027046 | 0.028936 | 0.030799 | 0.032635 | 0.034444 | 0.036226
Under $10 | Under $15 | Lighting | Under $10 | 9.8508 | Lighting | Urban | SC-New (2) | M_Input | Residential | Manufactured | 2017 - LEDGeneral Purpose and Dimmable1440 to 2600 lumensANY | 11.1758 | 9.8508 | R-All-Lgt-Lighting-All-All-R | R-All-HVAC-ER-All-All-E | 0.00024272 | 0.0002685 | 0.00029671 | 0.00032156 | 0.0003419 | 0.00035551 | 0.00036172 | 0.00036748 | 0.00037192 | 0.00037412 | 0.00037422 | 0.00037254 | 0.00036982 | 0.00036696 | 0.00036366 | 0.00035986 | 0.00035466 | 0.00034951 | 0.00034441 | 0.00033937 | 0.0068972 | 0.0068972 | 0.00024272 | 0.00051123 | 0.00080794 | 0.0011295 | 0.0014714 | 0.0018269 | 0.0021886 | 0.0025561 | 0.002928 | 0.0033022 | 0.0036764 | 0.0040489 | 0.0044187 | 0.0047857 | 0.0051493 | 0.0055092 | 0.0058639 | 0.0062134 | 0.0065578 | 0.0068972
Under $5 | Under $5 | Lighting | Under $5 | -17.1221 | Lighting | Urban | SC-New (2) | M_Input | Residential | Manufactured | 2017 - LEDGlobe250 to 664 lumensANY | -3.0181 | -17.1221 | R-All-Lgt-Lighting-All-All-R | R-All-HVAC-ER-All-All-E | 2.6724e-05 | 2.9562e-05 | 3.2668e-05 | 3.5404e-05 | 3.7644e-05 | 3.9141e-05 | 3.9825e-05 | 4.0459e-05 | 4.0949e-05 | 4.1191e-05 | 4.1201e-05 | 4.1017e-05 | 4.0717e-05 | 4.0402e-05 | 4.0039e-05 | 3.962e-05 | 3.9047e-05 | 3.8481e-05 | 3.792e-05 | 3.7365e-05 | 0.00075938 | 0.00075938 | 2.6724e-05 | 5.6286e-05 | 8.8954e-05 | 0.00012436 | 0.000162 | 0.00020114 | 0.00024097 | 0.00028143 | 0.00032238 | 0.00036357 | 0.00040477 | 0.00044578 | 0.0004865 | 0.0005269 | 0.00056694 | 0.00060656 | 0.00064561 | 0.00068409 | 0.00072201 | 0.00075938
Under $5 | Under $5 | Lighting | Under $5 | -11.4163 | Lighting | Urban | SC-New (2) | M_Input | Residential | Manufactured | 2017 - LEDGlobe665 to 1439 lumensANY | -3.7044 | -11.4163 | R-All-Lgt-Lighting-All-All-R | R-All-HVAC-ER-All-All-E | 3.7387e-05 | 4.1357e-05 | 4.5702e-05 | 4.9529e-05 | 5.2663e-05 | 5.4758e-05 | 5.5715e-05 | 5.6602e-05 | 5.7287e-05 | 5.7625e-05 | 5.764e-05 | 5.7382e-05 | 5.6964e-05 | 5.6522e-05 | 5.6014e-05 | 5.5429e-05 | 5.4627e-05 | 5.3834e-05 | 5.305e-05 | 5.2273e-05 | 0.0010624 | 0.0010624 | 3.7387e-05 | 7.8743e-05 | 0.00012445 | 0.00017398 | 0.00022664 | 0.0002814 | 0.00033711 | 0.00039371 | 0.000451 | 0.00050863 | 0.00056627 | 0.00062365 | 0.00068061 | 0.00073713 | 0.00079315 | 0.00084858 | 0.0009032 | 0.00095704 | 0.0010101 | 0.0010624
Under $5 | Under $5 | Lighting | Under $5 | -6.9944 | Lighting | Urban | SC-New (2) | M_Input | Residential | Manufactured | 2017 - LEDGlobe1440 to 2600 lumensANY | 1.951 | -6.9944 | R-All-Lgt-Lighting-All-All-R | R-All-HVAC-ER-All-All-E | 9.4502e-06 | 1.0454e-05 | 1.1552e-05 | 1.252e-05 | 1.3312e-05 | 1.3841e-05 | 1.4083e-05 | 1.4307e-05 | 1.448e-05 | 1.4566e-05 | 1.457e-05 | 1.4504e-05 | 1.4399e-05 | 1.4287e-05 | 1.4159e-05 | 1.4011e-05 | 1.3808e-05 | 1.3608e-05 | 1.3409e-05 | 1.3213e-05 | 0.00026853 | 0.00026853 | 9.4502e-06 | 1.9904e-05 | 3.1456e-05 | 4.3976e-05 | 5.7287e-05 | 7.1128e-05 | 8.5212e-05 | 9.9519e-05 | 0.000114 | 0.00012857 | 0.00014314 | 0.00015764 | 0.00017204 | 0.00018633 | 0.00020048 | 0.00021449 | 0.0002283 | 0.00024191 | 0.00025532 | 0.00026853
Under $20 | Under $65 | Lighting | Under $20 | 19.9696 | Lighting | Urban | SC-New (2) | M_Input | Residential | Manufactured | 2017 - LEDReflectors and Outdoor250 to 664 lumensANY | 64.4667 | 19.9696 | R-All-Lgt-Lighting-All-All-R | R-All-HVAC-ER-All-All-E | 9.936e-06 | 1.0991e-05 | 1.2146e-05 | 1.3163e-05 | 1.3996e-05 | 1.4553e-05 | 1.4807e-05 | 1.5043e-05 | 1.5225e-05 | 1.5315e-05 | 1.5319e-05 | 1.525e-05 | 1.5139e-05 | 1.5021e-05 | 1.4887e-05 | 1.4731e-05 | 1.4518e-05 | 1.4307e-05 | 1.4099e-05 | 1.3892e-05 | 0.00028234 | 0.00028234 | 9.936e-06 | 2.0927e-05 | 3.3073e-05 | 4.6237e-05 | 6.0233e-05 | 7.4785e-05 | 8.9593e-05 | 0.00010464 | 0.00011986 | 0.00013518 | 0.00015049 | 0.00016574 | 0.00018088 | 0.0001959 | 0.00021079 | 0.00022552 | 0.00024004 | 0.00025435 | 0.00026845 | 0.00028234
Under $5 | Under $10 | Lighting | Under $5 | -15.1167 | Lighting | Urban | SC-New (2) | M_Input | Residential | Manufactured | 2017 - LEDReflectors and Outdoor665 to 1439 lumensANY | 9.4959 | -15.1167 | R-All-Lgt-Lighting-All-All-R | R-All-HVAC-ER-All-All-E | 0.0003185 | 0.00035232 | 0.00038934 | 0.00042195 | 0.00044864 | 0.00046649 | 0.00047464 | 0.0004822 | 0.00048803 | 0.00049092 | 0.00049104 | 0.00048884 | 0.00048528 | 0.00048151 | 0.00047719 | 0.0004722 | 0.00046537 | 0.00045862 | 0.00045193 | 0.00044532 | 0.0090503 | 0.0090503 | 0.0003185 | 0.00067082 | 0.0010602 | 0.0014821 | 0.0019308 | 0.0023972 | 0.0028719 | 0.0033541 | 0.0038421 | 0.004333 | 0.0048241 | 0.0053129 | 0.0057982 | 0.0062797 | 0.0067569 | 0.0072291 | 0.0076945 | 0.0081531 | 0.008605 | 0.0090503
Under $15 | Under $20 | Lighting | Under $15 | 11.4743 | Lighting | Urban | SC-New (2) | M_Input | Residential | Manufactured | 2017 - LEDReflectors and Outdoor1440 to 2600 lumensANY | 17.1657 | 11.4743 | R-All-Lgt-Lighting-All-All-R | R-All-HVAC-ER-All-All-E | 8.1704e-05 | 9.038e-05 | 9.9877e-05 | 0.00010824 | 0.00011509 | 0.00011967 | 0.00012176 | 0.0001237 | 0.00012519 | 0.00012593 | 0.00012597 | 0.0001254 | 0.00012449 | 0.00012352 | 0.00012241 | 0.00012113 | 0.00011938 | 0.00011765 | 0.00011593 | 0.00011424 | 0.0023217 | 0.0023217 | 8.1704e-05 | 0.00017208 | 0.00027196 | 0.0003802 | 0.00049529 | 0.00061496 | 0.00073672 | 0.00086041 | 0.00098561 | 0.0011115 | 0.0012375 | 0.0013629 | 0.0014874 | 0.0016109 | 0.0017333 | 0.0018545 | 0.0019738 | 0.0020915 | 0.0022074 | 0.0023217
Over $160 | Over $160 | Lighting | Over $160 | 214.4911 | Lighting | Urban | SC-New (2) | M_Input | Residential | Manufactured | 2017 - LEDThree-Way250 to 664 lumensANY | 158.8292 | 214.4911 | R-All-Lgt-Lighting-All-All-R | R-All-HVAC-ER-All-All-E | 1.1149e-07 | 1.2333e-07 | 1.3629e-07 | 1.477e-07 | 1.5705e-07 | 1.6329e-07 | 1.6615e-07 | 1.6879e-07 | 1.7084e-07 | 1.7185e-07 | 1.7189e-07 | 1.7112e-07 | 1.6987e-07 | 1.6855e-07 | 1.6704e-07 | 1.6529e-07 | 1.629e-07 | 1.6054e-07 | 1.582e-07 | 1.5588e-07 | 3.1681e-06 | 3.1681e-06 | 1.1149e-07 | 2.3482e-07 | 3.7111e-07 | 5.1881e-07 | 6.7586e-07 | 8.3915e-07 | 1.0053e-06 | 1.1741e-06 | 1.3449e-06 | 1.5168e-06 | 1.6887e-06 | 1.8598e-06 | 2.0297e-06 | 2.1982e-06 | 2.3653e-06 | 2.5305e-06 | 2.6935e-06 | 2.854e-06 | 3.0122e-06 | 3.1681e-06
Under $20 | Under $20 | Lighting | Under $20 | 15.9242 | Lighting | Urban | SC-New (2) | M_Input | Residential | Manufactured | 2017 - LEDThree-Way665 to 1439 lumensANY | 16.3553 | 15.9242 | R-All-Lgt-Lighting-All-All-R | R-All-HVAC-ER-All-All-E | 6.4234e-06 | 7.1055e-06 | 7.8521e-06 | 8.5096e-06 | 9.048e-06 | 9.4079e-06 | 9.5724e-06 | 9.7248e-06 | 9.8424e-06 | 9.9006e-06 | 9.9031e-06 | 9.8588e-06 | 9.7868e-06 | 9.711e-06 | 9.6238e-06 | 9.5231e-06 | 9.3854e-06 | 9.2492e-06 | 9.1144e-06 | 8.981e-06 | 0.00018252 | 0.00018252 | 6.4234e-06 | 1.3529e-05 | 2.1381e-05 | 2.9891e-05 | 3.8939e-05 | 4.8346e-05 | 5.7919e-05 | 6.7644e-05 | 7.7486e-05 | 8.7387e-05 | 9.729e-05 | 0.00010715 | 0.00011694 | 0.00012665 | 0.00013627 | 0.00014579 | 0.00015518 | 0.00016443 | 0.00017354 | 0.00018252
Under $35 | Under $30 | Lighting | Under $35 | 32.2993 | Lighting | Urban | SC-New (2) | M_Input | Residential | Manufactured | 2017 - LEDThree-Way1440 to 2600 lumensANY | 25.3201 | 32.2993 | R-All-Lgt-Lighting-All-All-R | R-All-HVAC-ER-All-All-E | 4.3491e-05 | 4.8109e-05 | 5.3164e-05 | 5.7616e-05 | 6.1261e-05 | 6.3699e-05 | 6.4812e-05 | 6.5844e-05 | 6.664e-05 | 6.7034e-05 | 6.7051e-05 | 6.6751e-05 | 6.6264e-05 | 6.575e-05 | 6.516e-05 | 6.4478e-05 | 6.3546e-05 | 6.2624e-05 | 6.1711e-05 | 6.0808e-05 | 0.0012358 | 0.0012358 | 4.3491e-05 | 9.16e-05 | 0.00014476 | 0.00020238 | 0.00026364 | 0.00032734 | 0.00039215 | 0.000458 | 0.00052464 | 0.00059167 | 0.00065872 | 0.00072547 | 0.00079174 | 0.00085749 | 0.00092265 | 0.00098713 | 0.0010507 | 0.0011133 | 0.001175 | 0.0012358
Under $5 | Under $5 | Lighting | Under $5 | -44.2758 | Lighting | Urban | SC-NR (2) | M_Input | Residential | Single Family | 2017 - LEDDecorative and Mini-Base250 to 664 lumensANY | -2.1025 | -44.2758 | R-All-Lgt-Lighting-All-All-R | R-All-HVAC-ER-All-All-E | 0.063084 | 0.070482 | 0.076763 | 0.082045 | 0.086447 | 0.090087 | 0.093071 | 0.09533 | 0.10356 | 0.10377 | 0.10391 | 0.10402 | 0.10397 | 0.10392 | 0.1038 | 0.10358 | 0.10307 | 0.10267 | 0.10232 | 0.10197 | 0.68998 | 0.68998 | 0.063084 | 0.13357 | 0.21033 | 0.29237 | 0.37882 | 0.46891 | 0.56198 | 0.65731 | 0.68998 | 0.68998 | 0.68998 | 0.68998 | 0.68998 | 0.68998 | 0.68998 | 0.68998 | 0.68998 | 0.68998 | 0.68998 | 0.68998
Under $20 | Under $25 | Lighting | Under $20 | 19.25 | Lighting | Urban | SC-NR (2) | M_Input | Residential | Single Family | 2017 - LEDDecorative and Mini-Base665 to 1439 lumensANY | 21.1954 | 19.25 | R-All-Lgt-Lighting-All-All-R | R-All-HVAC-ER-All-All-E | 0.055773 | 0.062314 | 0.067867 | 0.072537 | 0.076429 | 0.079646 | 0.082285 | 0.084282 | 0.091557 | 0.091744 | 0.091867 | 0.091967 | 0.091922 | 0.091881 | 0.09177 | 0.09158 | 0.091121 | 0.090769 | 0.090466 | 0.09015 | 0.61002 | 0.61002 | 0.055773 | 0.11809 | 0.18595 | 0.25849 | 0.33492 | 0.41457 | 0.49685 | 0.58113 | 0.61002 | 0.61002 | 0.61002 | 0.61002 | 0.61002 | 0.61002 | 0.61002 | 0.61002 | 0.61002 | 0.61002 | 0.61002 | 0.61002
Under $85 | Under $50 | Lighting | Under $85 | 70.4913 | Lighting | Urban | SC-NR (2) | M_Input | Residential | Single Family | 2017 - LEDDecorative and Mini-Base1440 to 2600 lumensANY | 48.2125 | 70.4913 | R-All-Lgt-Lighting-All-All-R | R-All-HVAC-ER-All-All-E | 0.002212 | 0.0024714 | 0.0026917 | 0.0028769 | 0.0030313 | 0.0031589 | 0.0032635 | 0.0033427 | 0.0036313 | 0.0036387 | 0.0036436 | 0.0036475 | 0.0036458 | 0.0036441 | 0.0036397 | 0.0036322 | 0.003614 | 0.0036 | 0.003588 | 0.0035755 | 0.024194 | 0.024194 | 0.002212 | 0.0046835 | 0.0073752 | 0.010252 | 0.013283 | 0.016442 | 0.019706 | 0.023049 | 0.024194 | 0.024194 | 0.024194 | 0.024194 | 0.024194 | 0.024194 | 0.024194 | 0.024194 | 0.024194 | 0.024194 | 0.024194 | 0.024194
Under $5 | Under $5 | Lighting | Under $5 | -26.4597 | Lighting | Urban | SC-NR (2) | M_Input | Residential | Single Family | 2017 - LEDGeneral Purpose and Dimmable250 to 664 lumensANY | -3.2671 | -26.4597 | R-All-Lgt-Lighting-All-All-R | R-All-HVAC-ER-All-All-E | 0.059015 | 0.065935 | 0.071812 | 0.076753 | 0.080871 | 0.084276 | 0.087067 | 0.089181 | 0.096879 | 0.097076 | 0.097207 | 0.097312 | 0.097265 | 0.097221 | 0.097104 | 0.096903 | 0.096417 | 0.096044 | 0.095724 | 0.09539 | 0.64547 | 0.64547 | 0.059015 | 0.12495 | 0.19676 | 0.27351 | 0.35439 | 0.43866 | 0.52573 | 0.61491 | 0.64547 | 0.64547 | 0.64547 | 0.64547 | 0.64547 | 0.64547 | 0.64547 | 0.64547 | 0.64547 | 0.64547 | 0.64547 | 0.64547
Under $5 | Under $5 | Lighting | Under $5 | -15.9669 | Lighting | Urban | SC-NR (2) | M_Input | Residential | Single Family | 2017 - LEDGeneral Purpose and Dimmable665 to 1439 lumensANY | -3.9353 | -15.9669 | R-All-Lgt-Lighting-All-All-R | R-All-HVAC-ER-All-All-E | 1.4723 | 1.645 | 1.7916 | 1.9149 | 2.0176 | 2.1026 | 2.1722 | 2.2249 | 2.417 | 2.4219 | 2.4252 | 2.4278 | 2.4266 | 2.4255 | 2.4226 | 2.4176 | 2.4055 | 2.3962 | 2.3882 | 2.3799 | 16.1037 | 16.1037 | 1.4723 | 3.1174 | 4.909 | 6.8238 | 8.8415 | 10.944 | 13.1163 | 15.3412 | 16.1037 | 16.1037 | 16.1037 | 16.1037 | 16.1037 | 16.1037 | 16.1037 | 16.1037 | 16.1037 | 16.1037 | 16.1037 | 16.1037
Under $10 | Under $15 | Lighting | Under $10 | 9.8508 | Lighting | Urban | SC-NR (2) | M_Input | Residential | Single Family | 2017 - LEDGeneral Purpose and Dimmable1440 to 2600 lumensANY | 11.1758 | 9.8508 | R-All-Lgt-Lighting-All-All-R | R-All-HVAC-ER-All-All-E | 0.28032 | 0.31319 | 0.34111 | 0.36458 | 0.38414 | 0.40031 | 0.41357 | 0.42361 | 0.46018 | 0.46111 | 0.46173 | 0.46224 | 0.46201 | 0.4618 | 0.46125 | 0.46029 | 0.45798 | 0.45621 | 0.45469 | 0.45311 | 3.066 | 3.066 | 0.28032 | 0.59352 | 0.93462 | 1.2992 | 1.6833 | 2.0837 | 2.4972 | 2.9208 | 3.066 | 3.066 | 3.066 | 3.066 | 3.066 | 3.066 | 3.066 | 3.066 | 3.066 | 3.066 | 3.066 | 3.066
Under $5 | Under $5 | Lighting | Under $5 | -17.1221 | Lighting | Urban | SC-NR (2) | M_Input | Residential | Single Family | 2017 - LEDGlobe250 to 664 lumensANY | -3.0181 | -17.1221 | R-All-Lgt-Lighting-All-All-R | R-All-HVAC-ER-All-All-E | 0.030863 | 0.034483 | 0.037556 | 0.04014 | 0.042294 | 0.044074 | 0.045534 | 0.04664 | 0.050665 | 0.050769 | 0.050837 | 0.050892 | 0.050867 | 0.050844 | 0.050783 | 0.050678 | 0.050424 | 0.050229 | 0.050062 | 0.049887 | 0.33757 | 0.33757 | 0.030863 | 0.065346 | 0.1029 | 0.14304 | 0.18534 | 0.22941 | 0.27494 | 0.32158 | 0.33757 | 0.33757 | 0.33757 | 0.33757 | 0.33757 | 0.33757 | 0.33757 | 0.33757 | 0.33757 | 0.33757 | 0.33757 | 0.33757
Under $5 | Under $5 | Lighting | Under $5 | -11.4163 | Lighting | Urban | SC-NR (2) | M_Input | Residential | Single Family | 2017 - LEDGlobe665 to 1439 lumensANY | -3.7044 | -11.4163 | R-All-Lgt-Lighting-All-All-R | R-All-HVAC-ER-All-All-E | 0.043178 | 0.048241 | 0.05254 | 0.056156 | 0.059169 | 0.061659 | 0.063702 | 0.065248 | 0.070881 | 0.071025 | 0.07112 | 0.071198 | 0.071163 | 0.071131 | 0.071045 | 0.070898 | 0.070543 | 0.07027 | 0.070036 | 0.069791 | 0.47225 | 0.47225 | 0.043178 | 0.091419 | 0.14396 | 0.20011 | 0.25928 | 0.32094 | 0.38464 | 0.44989 | 0.47225 | 0.47225 | 0.47225 | 0.47225 | 0.47225 | 0.47225 | 0.47225 | 0.47225 | 0.47225 | 0.47225 | 0.47225 | 0.47225
Under $5 | Under $5 | Lighting | Under $5 | -6.9944 | Lighting | Urban | SC-NR (2) | M_Input | Residential | Single Family | 2017 - LEDGlobe1440 to 2600 lumensANY | 1.951 | -6.9944 | R-All-Lgt-Lighting-All-All-R | R-All-HVAC-ER-All-All-E | 0.010914 | 0.012194 | 0.013281 | 0.014194 | 0.014956 | 0.015586 | 0.016102 | 0.016493 | 0.017916 | 0.017953 | 0.017977 | 0.017997 | 0.017988 | 0.01798 | 0.017958 | 0.017921 | 0.017831 | 0.017762 | 0.017703 | 0.017641 | 0.11937 | 0.11937 | 0.010914 | 0.023108 | 0.036388 | 0.050583 | 0.065539 | 0.081125 | 0.097226 | 0.11372 | 0.11937 | 0.11937 | 0.11937 | 0.11937 | 0.11937 | 0.11937 | 0.11937 | 0.11937 | 0.11937 | 0.11937 | 0.11937 | 0.11937
Under $20 | Under $65 | Lighting | Under $20 | 19.9696 | Lighting | Urban | SC-NR (2) | M_Input | Residential | Single Family | 2017 - LEDReflectors and Outdoor250 to 664 lumensANY | 64.4667 | 19.9696 | R-All-Lgt-Lighting-All-All-R | R-All-HVAC-ER-All-All-E | 0.011475 | 0.012821 | 0.013963 | 0.014924 | 0.015725 | 0.016387 | 0.01693 | 0.017341 | 0.018838 | 0.018876 | 0.018901 | 0.018922 | 0.018913 | 0.018904 | 0.018881 | 0.018842 | 0.018748 | 0.018675 | 0.018613 | 0.018548 | 0.12551 | 0.12551 | 0.011475 | 0.024296 | 0.038259 | 0.053183 | 0.068908 | 0.085295 | 0.10223 | 0.11957 | 0.12551 | 0.12551 | 0.12551 | 0.12551 | 0.12551 | 0.12551 | 0.12551 | 0.12551 | 0.12551 | 0.12551 | 0.12551 | 0.12551
Under $5 | Under $10 | Lighting | Under $5 | -15.1167 | Lighting | Urban | SC-NR (2) | M_Input | Residential | Single Family | 2017 - LEDReflectors and Outdoor665 to 1439 lumensANY | 9.4959 | -15.1167 | R-All-Lgt-Lighting-All-All-R | R-All-HVAC-ER-All-All-E | 0.36784 | 0.41097 | 0.4476 | 0.47839 | 0.50406 | 0.52528 | 0.54268 | 0.55586 | 0.60384 | 0.60507 | 0.60588 | 0.60654 | 0.60624 | 0.60597 | 0.60524 | 0.60399 | 0.60096 | 0.59864 | 0.59664 | 0.59456 | 4.0232 | 4.0232 | 0.36784 | 0.7788 | 1.2264 | 1.7048 | 2.2089 | 2.7341 | 3.2768 | 3.8327 | 4.0232 | 4.0232 | 4.0232 | 4.0232 | 4.0232 | 4.0232 | 4.0232 | 4.0232 | 4.0232 | 4.0232 | 4.0232 | 4.0232
Under $15 | Under $20 | Lighting | Under $15 | 11.4743 | Lighting | Urban | SC-NR (2) | M_Input | Residential | Single Family | 2017 - LEDReflectors and Outdoor1440 to 2600 lumensANY | 17.1657 | 11.4743 | R-All-Lgt-Lighting-All-All-R | R-All-HVAC-ER-All-All-E | 0.09436 | 0.10542 | 0.11482 | 0.12272 | 0.12931 | 0.13475 | 0.13921 | 0.14259 | 0.1549 | 0.15522 | 0.15542 | 0.15559 | 0.15552 | 0.15545 | 0.15526 | 0.15494 | 0.15416 | 0.15357 | 0.15305 | 0.15252 | 1.032 | 1.032 | 0.09436 | 0.19978 | 0.3146 | 0.43733 | 0.56663 | 0.70138 | 0.84059 | 0.98318 | 1.032 | 1.032 | 1.032 | 1.032 | 1.032 | 1.032 | 1.032 | 1.032 | 1.032 | 1.032 | 1.032 | 1.032
Over $160 | Over $160 | Lighting | Over $160 | 214.4911 | Lighting | Urban | SC-NR (2) | M_Input | Residential | Single Family | 2017 - LEDThree-Way250 to 664 lumensANY | 158.8292 | 214.4911 | R-All-Lgt-Lighting-All-All-R | R-All-HVAC-ER-All-All-E | 0.00012876 | 0.00014386 | 0.00015668 | 0.00016746 | 0.00017645 | 0.00018388 | 0.00018997 | 0.00019458 | 0.00021137 | 0.0002118 | 0.00021209 | 0.00021232 | 0.00021222 | 0.00021212 | 0.00021187 | 0.00021143 | 0.00021037 | 0.00020955 | 0.00020885 | 0.00020813 | 0.0014083 | 0.0014083 | 0.00012876 | 0.00027262 | 0.0004293 | 0.00059676 | 0.00077321 | 0.00095709 | 0.0011471 | 0.0013416 | 0.0014083 | 0.0014083 | 0.0014083 | 0.0014083 | 0.0014083 | 0.0014083 | 0.0014083 | 0.0014083 | 0.0014083 | 0.0014083 | 0.0014083 | 0.0014083
Under $20 | Under $20 | Lighting | Under $20 | 15.9242 | Lighting | Urban | SC-NR (2) | M_Input | Residential | Single Family | 2017 - LEDThree-Way665 to 1439 lumensANY | 16.3553 | 15.9242 | R-All-Lgt-Lighting-All-All-R | R-All-HVAC-ER-All-All-E | 0.0074183 | 0.0082882 | 0.0090269 | 0.009648 | 0.010166 | 0.010594 | 0.010945 | 0.01121 | 0.012178 | 0.012203 | 0.012219 | 0.012232 | 0.012226 | 0.012221 | 0.012206 | 0.012181 | 0.01212 | 0.012073 | 0.012033 | 0.011991 | 0.081137 | 0.081137 | 0.0074183 | 0.015707 | 0.024733 | 0.034382 | 0.044547 | 0.055141 | 0.066085 | 0.077296 | 0.081137 | 0.081137 | 0.081137 | 0.081137 | 0.081137 | 0.081137 | 0.081137 | 0.081137 | 0.081137 | 0.081137 | 0.081137 | 0.081137
Under $35 | Under $30 | Lighting | Under $35 | 32.2993 | Lighting | Urban | SC-NR (2) | M_Input | Residential | Single Family | 2017 - LEDThree-Way1440 to 2600 lumensANY | 25.3201 | 32.2993 | R-All-Lgt-Lighting-All-All-R | R-All-HVAC-ER-All-All-E | 0.050228 | 0.056117 | 0.061119 | 0.065324 | 0.068829 | 0.071727 | 0.074103 | 0.075902 | 0.082453 | 0.082621 | 0.082732 | 0.082822 | 0.082782 | 0.082745 | 0.082645 | 0.082474 | 0.08206 | 0.081743 | 0.081471 | 0.081186 | 0.54936 | 0.54936 | 0.050228 | 0.10634 | 0.16746 | 0.23279 | 0.30162 | 0.37334 | 0.44745 | 0.52335 | 0.54936 | 0.54936 | 0.54936 | 0.54936 | 0.54936 | 0.54936 | 0.54936 | 0.54936 | 0.54936 | 0.54936 | 0.54936 | 0.54936
Under $5 | Under $5 | Lighting | Under $5 | -44.2758 | Lighting | Urban | SC-NR (2) | M_Input | Residential | Multifamily - Low Rise | 2017 - LEDDecorative and Mini-Base250 to 664 lumensANY | -2.1025 | -44.2758 | R-All-Lgt-Lighting-All-All-R | R-All-HVAC-ER-All-All-E | 0.0059912 | 0.0066981 | 0.0072985 | 0.0078035 | 0.0082245 | 0.0085726 | 0.0088581 | 0.0090744 | 0.010083 | 0.010096 | 0.010103 | 0.01012 | 0.01012 | 0.010117 | 0.010089 | 0.010065 | 0.010016 | 0.0099708 | 0.0099271 | 0.0098807 | 0.06775 | 0.06775 | 0.0059912 | 0.012689 | 0.019988 | 0.027791 | 0.036016 | 0.044588 | 0.053446 | 0.062521 | 0.06775 | 0.06775 | 0.06775 | 0.06775 | 0.06775 | 0.06775 | 0.06775 | 0.06775 | 0.06775 | 0.06775 | 0.06775 | 0.06775
Under $20 | Under $25 | Lighting | Under $20 | 19.25 | Lighting | Urban | SC-NR (2) | M_Input | Residential | Multifamily - Low Rise | 2017 - LEDDecorative and Mini-Base665 to 1439 lumensANY | 21.1954 | 19.25 | R-All-Lgt-Lighting-All-All-R | R-All-HVAC-ER-All-All-E | 0.0052968 | 0.0059219 | 0.0064526 | 0.0068991 | 0.0072713 | 0.0075792 | 0.0078315 | 0.0080228 | 0.0089149 | 0.0089261 | 0.0089319 | 0.0089471 | 0.0089469 | 0.0089441 | 0.0089198 | 0.0088986 | 0.0088557 | 0.0088153 | 0.0087766 | 0.0087356 | 0.059899 | 0.059899 | 0.0052968 | 0.011219 | 0.017671 | 0.02457 | 0.031842 | 0.039421 | 0.047252 | 0.055275 | 0.059899 | 0.059899 | 0.059899 | 0.059899 | 0.059899 | 0.059899 | 0.059899 | 0.059899 | 0.059899 | 0.059899 | 0.059899 | 0.059899
Under $85 | Under $50 | Lighting | Under $85 | 70.4913 | Lighting | Urban | SC-NR (2) | M_Input | Residential | Multifamily - Low Rise | 2017 - LEDDecorative and Mini-Base1440 to 2600 lumensANY | 48.2125 | 70.4913 | R-All-Lgt-Lighting-All-All-R | R-All-HVAC-ER-All-All-E | 0.00021008 | 0.00023487 | 0.00025592 | 0.00027363 | 0.00028839 | 0.0003006 | 0.00031061 | 0.0003182 | 0.00035358 | 0.00035402 | 0.00035425 | 0.00035485 | 0.00035485 | 0.00035474 | 0.00035377 | 0.00035293 | 0.00035123 | 0.00034963 | 0.00034809 | 0.00034647 | 0.0023757 | 0.0023757 | 0.00021008 | 0.00044495 | 0.00070087 | 0.0009745 | 0.0012629 | 0.0015635 | 0.0018741 | 0.0021923 | 0.0023757 | 0.0023757 | 0.0023757 | 0.0023757 | 0.0023757 | 0.0023757 | 0.0023757 | 0.0023757 | 0.0023757 | 0.0023757 | 0.0023757 | 0.0023757
Under $5 | Under $5 | Lighting | Under $5 | -26.4597 | Lighting | Urban | SC-NR (2) | M_Input | Residential | Multifamily - Low Rise | 2017 - LEDGeneral Purpose and Dimmable250 to 664 lumensANY | -3.2671 | -26.4597 | R-All-Lgt-Lighting-All-All-R | R-All-HVAC-ER-All-All-E | 0.0056047 | 0.006266 | 0.0068277 | 0.0073001 | 0.0076939 | 0.0080197 | 0.0082867 | 0.0084891 | 0.009433 | 0.0094448 | 0.009451 | 0.0094671 | 0.0094669 | 0.009464 | 0.0094382 | 0.0094158 | 0.0093704 | 0.0093277 | 0.0092867 | 0.0092433 | 0.06338 | 0.06338 | 0.0056047 | 0.011871 | 0.018698 | 0.025999 | 0.033692 | 0.041712 | 0.049999 | 0.058488 | 0.06338 | 0.06338 | 0.06338 | 0.06338 | 0.06338 | 0.06338 | 0.06338 | 0.06338 | 0.06338 | 0.06338 | 0.06338 | 0.06338
Under $5 | Under $5 | Lighting | Under $5 | -15.9669 | Lighting | Urban | SC-NR (2) | M_Input | Residential | Multifamily - Low Rise | 2017 - LEDGeneral Purpose and Dimmable665 to 1439 lumensANY | -3.9353 | -15.9669 | R-All-Lgt-Lighting-All-All-R | R-All-HVAC-ER-All-All-E | 0.13983 | 0.15633 | 0.17034 | 0.18213 | 0.19195 | 0.20008 | 0.20674 | 0.21179 | 0.23534 | 0.23564 | 0.23579 | 0.23619 | 0.23619 | 0.23611 | 0.23547 | 0.23491 | 0.23378 | 0.23271 | 0.23169 | 0.23061 | 1.5813 | 1.5813 | 0.13983 | 0.29616 | 0.4665 | 0.64863 | 0.84058 | 1.0407 | 1.2474 | 1.4592 | 1.5813 | 1.5813 | 1.5813 | 1.5813 | 1.5813 | 1.5813 | 1.5813 | 1.5813 | 1.5813 | 1.5813 | 1.5813 | 1.5813
Under $10 | Under $15 | Lighting | Under $10 | 9.8508 | Lighting | Urban | SC-NR (2) | M_Input | Residential | Multifamily - Low Rise | 2017 - LEDGeneral Purpose and Dimmable1440 to 2600 lumensANY | 11.1758 | 9.8508 | R-All-Lgt-Lighting-All-All-R | R-All-HVAC-ER-All-All-E | 0.026622 | 0.029764 | 0.032432 | 0.034676 | 0.036546 | 0.038094 | 0.039362 | 0.040323 | 0.044807 | 0.044863 | 0.044893 | 0.044969 | 0.044968 | 0.044954 | 0.044832 | 0.044725 | 0.04451 | 0.044307 | 0.044112 | 0.043906 | 0.30106 | 0.30106 | 0.026622 | 0.056386 | 0.088818 | 0.12349 | 0.16004 | 0.19813 | 0.2375 | 0.27782 | 0.30106 | 0.30106 | 0.30106 | 0.30106 | 0.30106 | 0.30106 | 0.30106 | 0.30106 | 0.30106 | 0.30106 | 0.30106 | 0.30106
Under $5 | Under $5 | Lighting | Under $5 | -17.1221 | Lighting | Urban | SC-NR (2) | M_Input | Residential | Multifamily - Low Rise | 2017 - LEDGlobe250 to 664 lumensANY | -3.0181 | -17.1221 | R-All-Lgt-Lighting-All-All-R | R-All-HVAC-ER-All-All-E | 0.0029311 | 0.003277 | 0.0035707 | 0.0038178 | 0.0040238 | 0.0041941 | 0.0043338 | 0.0044396 | 0.0049333 | 0.0049394 | 0.0049427 | 0.0049511 | 0.004951 | 0.0049494 | 0.004936 | 0.0049243 | 0.0049005 | 0.0048782 | 0.0048567 | 0.0048341 | 0.033146 | 0.033146 | 0.0029311 | 0.0062081 | 0.0097788 | 0.013597 | 0.01762 | 0.021814 | 0.026148 | 0.030588 | 0.033146 | 0.033146 | 0.033146 | 0.033146 | 0.033146 | 0.033146 | 0.033146 | 0.033146 | 0.033146 | 0.033146 | 0.033146 | 0.033146
Under $5 | Under $5 | Lighting | Under $5 | -11.4163 | Lighting | Urban | SC-NR (2) | M_Input | Residential | Multifamily - Low Rise | 2017 - LEDGlobe665 to 1439 lumensANY | -3.7044 | -11.4163 | R-All-Lgt-Lighting-All-All-R | R-All-HVAC-ER-All-All-E | 0.0041006 | 0.0045845 | 0.0049954 | 0.0053411 | 0.0056292 | 0.0058675 | 0.0060629 | 0.006211 | 0.0069016 | 0.0069102 | 0.0069148 | 0.0069265 | 0.0069264 | 0.0069242 | 0.0069054 | 0.006889 | 0.0068558 | 0.0068245 | 0.0067945 | 0.0067628 | 0.046372 | 0.046372 | 0.0041006 | 0.0086851 | 0.013681 | 0.019022 | 0.024651 | 0.030518 | 0.036581 | 0.042792 | 0.046372 | 0.046372 | 0.046372 | 0.046372 | 0.046372 | 0.046372 | 0.046372 | 0.046372 | 0.046372 | 0.046372 | 0.046372 | 0.046372
Under $5 | Under $5 | Lighting | Under $5 | -6.9944 | Lighting | Urban | SC-NR (2) | M_Input | Residential | Multifamily - Low Rise | 2017 - LEDGlobe1440 to 2600 lumensANY | 1.951 | -6.9944 | R-All-Lgt-Lighting-All-All-R | R-All-HVAC-ER-All-All-E | 0.0010365 | 0.0011588 | 0.0012627 | 0.0013501 | 0.0014229 | 0.0014831 | 0.0015325 | 0.0015699 | 0.0017445 | 0.0017467 | 0.0017478 | 0.0017508 | 0.0017508 | 0.0017502 | 0.0017455 | 0.0017413 | 0.0017329 | 0.001725 | 0.0017175 | 0.0017094 | 0.011721 | 0.011721 | 0.0010365 | 0.0021953 | 0.003458 | 0.0048081 | 0.006231 | 0.0077141 | 0.0092466 | 0.010817 | 0.011721 | 0.011721 | 0.011721 | 0.011721 | 0.011721 | 0.011721 | 0.011721 | 0.011721 | 0.011721 | 0.011721 | 0.011721 | 0.011721
Under $20 | Under $65 | Lighting | Under $20 | 19.9696 | Lighting | Urban | SC-NR (2) | M_Input | Residential | Multifamily - Low Rise | 2017 - LEDReflectors and Outdoor250 to 664 lumensANY | 64.4667 | 19.9696 | R-All-Lgt-Lighting-All-All-R | R-All-HVAC-ER-All-All-E | 0.0010898 | 0.0012184 | 0.0013276 | 0.0014195 | 0.001496 | 0.0015594 | 0.0016113 | 0.0016507 | 0.0018342 | 0.0018365 | 0.0018377 | 0.0018408 | 0.0018408 | 0.0018402 | 0.0018352 | 0.0018309 | 0.001822 | 0.0018137 | 0.0018058 | 0.0017973 | 0.012324 | 0.012324 | 0.0010898 | 0.0023082 | 0.0036358 | 0.0050553 | 0.0065513 | 0.0081107 | 0.009722 | 0.011373 | 0.012324 | 0.012324 | 0.012324 | 0.012324 | 0.012324 | 0.012324 | 0.012324 | 0.012324 | 0.012324 | 0.012324 | 0.012324 | 0.012324
Under $5 | Under $10 | Lighting | Under $5 | -15.1167 | Lighting | Urban | SC-NR (2) | M_Input | Residential | Multifamily - Low Rise | 2017 - LEDReflectors and Outdoor665 to 1439 lumensANY | 9.4959 | -15.1167 | R-All-Lgt-Lighting-All-All-R | R-All-HVAC-ER-All-All-E | 0.034934 | 0.039056 | 0.042556 | 0.045501 | 0.047956 | 0.049986 | 0.05165 | 0.052912 | 0.058795 | 0.058869 | 0.058907 | 0.059007 | 0.059006 | 0.058988 | 0.058828 | 0.058688 | 0.058405 | 0.058139 | 0.057883 | 0.057613 | 0.39504 | 0.39504 | 0.034934 | 0.073989 | 0.11655 | 0.16205 | 0.21 | 0.25999 | 0.31164 | 0.36455 | 0.39504 | 0.39504 | 0.39504 | 0.39504 | 0.39504 | 0.39504 | 0.39504 | 0.39504 | 0.39504 | 0.39504 | 0.39504 | 0.39504
Under $15 | Under $20 | Lighting | Under $15 | 11.4743 | Lighting | Urban | SC-NR (2) | M_Input | Residential | Multifamily - Low Rise | 2017 - LEDReflectors and Outdoor1440 to 2600 lumensANY | 17.1657 | 11.4743 | R-All-Lgt-Lighting-All-All-R | R-All-HVAC-ER-All-All-E | 0.0089614 | 0.010019 | 0.010917 | 0.011672 | 0.012302 | 0.012823 | 0.01325 | 0.013573 | 0.015083 | 0.015101 | 0.015111 | 0.015137 | 0.015137 | 0.015132 | 0.015091 | 0.015055 | 0.014982 | 0.014914 | 0.014849 | 0.014779 | 0.10134 | 0.10134 | 0.0089614 | 0.01898 | 0.029897 | 0.041569 | 0.053871 | 0.066694 | 0.079944 | 0.093517 | 0.10134 | 0.10134 | 0.10134 | 0.10134 | 0.10134 | 0.10134 | 0.10134 | 0.10134 | 0.10134 | 0.10134 | 0.10134 | 0.10134
Over $160 | Over $160 | Lighting | Over $160 | 214.4911 | Lighting | Urban | SC-NR (2) | M_Input | Residential | Multifamily - Low Rise | 2017 - LEDThree-Way250 to 664 lumensANY | 158.8292 | 214.4911 | R-All-Lgt-Lighting-All-All-R | R-All-HVAC-ER-All-All-E | 1.2229e-05 | 1.3671e-05 | 1.4897e-05 | 1.5928e-05 | 1.6787e-05 | 1.7498e-05 | 1.808e-05 | 1.8522e-05 | 2.0581e-05 | 2.0607e-05 | 2.0621e-05 | 2.0656e-05 | 2.0655e-05 | 2.0649e-05 | 2.0593e-05 | 2.0544e-05 | 2.0445e-05 | 2.0351e-05 | 2.0262e-05 | 2.0167e-05 | 0.00013828 | 0.00013828 | 1.2229e-05 | 2.59e-05 | 4.0797e-05 | 5.6724e-05 | 7.3511e-05 | 9.1009e-05 | 0.00010909 | 0.00012761 | 0.00013828 | 0.00013828 | 0.00013828 | 0.00013828 | 0.00013828 | 0.00013828 | 0.00013828 | 0.00013828 | 0.00013828 | 0.00013828 | 0.00013828 | 0.00013828
Under $20 | Under $20 | Lighting | Under $20 | 15.9242 | Lighting | Urban | SC-NR (2) | M_Input | Residential | Multifamily - Low Rise | 2017 - LEDThree-Way665 to 1439 lumensANY | 16.3553 | 15.9242 | R-All-Lgt-Lighting-All-All-R | R-All-HVAC-ER-All-All-E | 0.00070453 | 0.00078766 | 0.00085826 | 0.00091764 | 0.00096715 | 0.0010081 | 0.0010417 | 0.0010671 | 0.0011858 | 0.0011872 | 0.001188 | 0.00119 | 0.00119 | 0.0011896 | 0.0011864 | 0.0011836 | 0.0011779 | 0.0011725 | 0.0011674 | 0.0011619 | 0.0079671 | 0.0079671 | 0.00070453 | 0.0014922 | 0.0023504 | 0.0032681 | 0.0042352 | 0.0052433 | 0.006285 | 0.0073521 | 0.0079671 | 0.0079671 | 0.0079671 | 0.0079671 | 0.0079671 | 0.0079671 | 0.0079671 | 0.0079671 | 0.0079671 | 0.0079671 | 0.0079671 | 0.0079671
Under $35 | Under $30 | Lighting | Under $35 | 32.2993 | Lighting | Urban | SC-NR (2) | M_Input | Residential | Multifamily - Low Rise | 2017 - LEDThree-Way1440 to 2600 lumensANY | 25.3201 | 32.2993 | R-All-Lgt-Lighting-All-All-R | R-All-HVAC-ER-All-All-E | 0.0047701 | 0.005333 | 0.005811 | 0.0062131 | 0.0065483 | 0.0068255 | 0.0070528 | 0.007225 | 0.0080284 | 0.0080385 | 0.0080438 | 0.0080574 | 0.0080573 | 0.0080548 | 0.0080329 | 0.0080138 | 0.0079751 | 0.0079388 | 0.0079039 | 0.007867 | 0.053943 | 0.053943 | 0.0047701 | 0.010103 | 0.015914 | 0.022127 | 0.028676 | 0.035501 | 0.042554 | 0.049779 | 0.053943 | 0.053943 | 0.053943 | 0.053943 | 0.053943 | 0.053943 | 0.053943 | 0.053943 | 0.053943 | 0.053943 | 0.053943 | 0.053943
Under $5 | Under $5 | Lighting | Under $5 | -44.2758 | Lighting | Urban | SC-NR (2) | M_Input | Residential | Multifamily - High Rise | 2017 - LEDDecorative and Mini-Base250 to 664 lumensANY | -2.1025 | -44.2758 | R-All-Lgt-Lighting-All-All-R | R-All-HVAC-ER-All-All-E | 0.0013661 | 0.0015273 | 0.0016641 | 0.0017793 | 0.0018753 | 0.0019547 | 0.0020197 | 0.0020691 | 0.0022971 | 0.002301 | 0.0023028 | 0.0023074 | 0.0023071 | 0.0023063 | 0.0022997 | 0.0022942 | 0.0022828 | 0.0022727 | 0.0022629 | 0.0022524 | 0.015441 | 0.015441 | 0.0013661 | 0.0028933 | 0.0045575 | 0.0063368 | 0.008212 | 0.010167 | 0.012186 | 0.014255 | 0.015441 | 0.015441 | 0.015441 | 0.015441 | 0.015441 | 0.015441 | 0.015441 | 0.015441 | 0.015441 | 0.015441 | 0.015441 | 0.015441
Under $20 | Under $25 | Lighting | Under $20 | 19.25 | Lighting | Urban | SC-NR (2) | M_Input | Residential | Multifamily - High Rise | 2017 - LEDDecorative and Mini-Base665 to 1439 lumensANY | 21.1954 | 19.25 | R-All-Lgt-Lighting-All-All-R | R-All-HVAC-ER-All-All-E | 0.0012078 | 0.0013503 | 0.0014713 | 0.0015731 | 0.0016579 | 0.0017281 | 0.0017857 | 0.0018293 | 0.0020309 | 0.0020344 | 0.0020359 | 0.00204 | 0.0020397 | 0.0020391 | 0.0020332 | 0.0020283 | 0.0020183 | 0.0020093 | 0.0020007 | 0.0019914 | 0.013651 | 0.013651 | 0.0012078 | 0.002558 | 0.0040293 | 0.0056024 | 0.0072603 | 0.0089885 | 0.010774 | 0.012603 | 0.013651 | 0.013651 | 0.013651 | 0.013651 | 0.013651 | 0.013651 | 0.013651 | 0.013651 | 0.013651 | 0.013651 | 0.013651 | 0.013651
Under $85 | Under $50 | Lighting | Under $85 | 70.4913 | Lighting | Urban | SC-NR (2) | M_Input | Residential | Multifamily - High Rise | 2017 - LEDDecorative and Mini-Base1440 to 2600 lumensANY | 48.2125 | 70.4913 | R-All-Lgt-Lighting-All-All-R | R-All-HVAC-ER-All-All-E | 4.7902e-05 | 5.3553e-05 | 5.8353e-05 | 6.2391e-05 | 6.5756e-05 | 6.854e-05 | 7.0822e-05 | 7.2551e-05 | 8.0548e-05 | 8.0686e-05 | 8.0747e-05 | 8.0909e-05 | 8.0897e-05 | 8.0872e-05 | 8.0639e-05 | 8.0445e-05 | 8.0047e-05 | 7.9692e-05 | 7.9349e-05 | 7.898e-05 | 0.00054142 | 0.00054142 | 4.7902e-05 | 0.00010146 | 0.00015981 | 0.0002222 | 0.00028796 | 0.0003565 | 0.00042732 | 0.00049987 | 0.00054142 | 0.00054142 | 0.00054142 | 0.00054142 | 0.00054142 | 0.00054142 | 0.00054142 | 0.00054142 | 0.00054142 | 0.00054142 | 0.00054142 | 0.00054142
Under $5 | Under $5 | Lighting | Under $5 | -26.4597 | Lighting | Urban | SC-NR (2) | M_Input | Residential | Multifamily - High Rise | 2017 - LEDGeneral Purpose and Dimmable250 to 664 lumensANY | -3.2671 | -26.4597 | R-All-Lgt-Lighting-All-All-R | R-All-HVAC-ER-All-All-E | 0.001278 | 0.0014287 | 0.0015568 | 0.0016645 | 0.0017543 | 0.0018286 | 0.0018894 | 0.0019356 | 0.0021489 | 0.0021526 | 0.0021543 | 0.0021586 | 0.0021582 | 0.0021576 | 0.0021514 | 0.0021462 | 0.0021356 | 0.0021261 | 0.0021169 | 0.0021071 | 0.014445 | 0.014445 | 0.001278 | 0.0027067 | 0.0042635 | 0.005928 | 0.0076823 | 0.0095109 | 0.0114 | 0.013336 | 0.014445 | 0.014445 | 0.014445 | 0.014445 | 0.014445 | 0.014445 | 0.014445 | 0.014445 | 0.014445 | 0.014445 | 0.014445 | 0.014445
Under $5 | Under $5 | Lighting | Under $5 | -15.9669 | Lighting | Urban | SC-NR (2) | M_Input | Residential | Multifamily - High Rise | 2017 - LEDGeneral Purpose and Dimmable665 to 1439 lumensANY | -3.9353 | -15.9669 | R-All-Lgt-Lighting-All-All-R | R-All-HVAC-ER-All-All-E | 0.031884 | 0.035645 | 0.03884 | 0.041527 | 0.043768 | 0.04562 | 0.047139 | 0.04829 | 0.053613 | 0.053705 | 0.053746 | 0.053854 | 0.053846 | 0.053829 | 0.053674 | 0.053545 | 0.05328 | 0.053044 | 0.052815 | 0.052569 | 0.36037 | 0.36037 | 0.031884 | 0.067529 | 0.10637 | 0.1479 | 0.19166 | 0.23728 | 0.28442 | 0.33271 | 0.36037 | 0.36037 | 0.36037 | 0.36037 | 0.36037 | 0.36037 | 0.36037 | 0.36037 | 0.36037 | 0.36037 | 0.36037 | 0.36037
Under $10 | Under $15 | Lighting | Under $10 | 9.8508 | Lighting | Urban | SC-NR (2) | M_Input | Residential | Multifamily - High Rise | 2017 - LEDGeneral Purpose and Dimmable1440 to 2600 lumensANY | 11.1758 | 9.8508 | R-All-Lgt-Lighting-All-All-R | R-All-HVAC-ER-All-All-E | 0.0060704 | 0.0067866 | 0.0073948 | 0.0079065 | 0.008333 | 0.0086857 | 0.0089749 | 0.0091941 | 0.010208 | 0.010225 | 0.010233 | 0.010253 | 0.010252 | 0.010249 | 0.010219 | 0.010194 | 0.010144 | 0.010099 | 0.010056 | 0.010009 | 0.068612 | 0.068612 | 0.0060704 | 0.012857 | 0.020252 | 0.028158 | 0.036491 | 0.045177 | 0.054152 | 0.063346 | 0.068612 | 0.068612 | 0.068612 | 0.068612 | 0.068612 | 0.068612 | 0.068612 | 0.068612 | 0.068612 | 0.068612 | 0.068612 | 0.068612
Under $5 | Under $5 | Lighting | Under $5 | -17.1221 | Lighting | Urban | SC-NR (2) | M_Input | Residential | Multifamily - High Rise | 2017 - LEDGlobe250 to 664 lumensANY | -3.0181 | -17.1221 | R-All-Lgt-Lighting-All-All-R | R-All-HVAC-ER-All-All-E | 0.00066834 | 0.0007472 | 0.00081417 | 0.0008705 | 0.00091746 | 0.0009563 | 0.00098814 | 0.0010123 | 0.0011238 | 0.0011258 | 0.0011266 | 0.0011289 | 0.0011287 | 0.0011284 | 0.0011251 | 0.0011224 | 0.0011169 | 0.0011119 | 0.0011071 | 0.001102 | 0.0075542 | 0.0075542 | 0.00066834 | 0.0014155 | 0.0022297 | 0.0031002 | 0.0040177 | 0.004974 | 0.0059621 | 0.0069744 | 0.0075542 | 0.0075542 | 0.0075542 | 0.0075542 | 0.0075542 | 0.0075542 | 0.0075542 | 0.0075542 | 0.0075542 | 0.0075542 | 0.0075542 | 0.0075542
Under $5 | Under $5 | Lighting | Under $5 | -11.4163 | Lighting | Urban | SC-NR (2) | M_Input | Residential | Multifamily - High Rise | 2017 - LEDGlobe665 to 1439 lumensANY | -3.7044 | -11.4163 | R-All-Lgt-Lighting-All-All-R | R-All-HVAC-ER-All-All-E | 0.00093501 | 0.0010453 | 0.001139 | 0.0012178 | 0.0012835 | 0.0013379 | 0.0013824 | 0.0014162 | 0.0015723 | 0.0015749 | 0.0015761 | 0.0015793 | 0.0015791 | 0.0015786 | 0.001574 | 0.0015702 | 0.0015625 | 0.0015555 | 0.0015488 | 0.0015416 | 0.010568 | 0.010568 | 0.00093501 | 0.0019803 | 0.0031194 | 0.0043372 | 0.0056207 | 0.0069586 | 0.008341 | 0.0097571 | 0.010568 | 0.010568 | 0.010568 | 0.010568 | 0.010568 | 0.010568 | 0.010568 | 0.010568 | 0.010568 | 0.010568 | 0.010568 | 0.010568
Under $5 | Under $5 | Lighting | Under $5 | -6.9944 | Lighting | Urban | SC-NR (2) | M_Input | Residential | Multifamily - High Rise | 2017 - LEDGlobe1440 to 2600 lumensANY | 1.951 | -6.9944 | R-All-Lgt-Lighting-All-All-R | R-All-HVAC-ER-All-All-E | 0.00023634 | 0.00026423 | 0.00028791 | 0.00030783 | 0.00032444 | 0.00033817 | 0.00034943 | 0.00035796 | 0.00039742 | 0.0003981 | 0.0003984 | 0.0003992 | 0.00039914 | 0.00039902 | 0.00039787 | 0.00039691 | 0.00039495 | 0.00039319 | 0.0003915 | 0.00038968 | 0.0026713 | 0.0026713 | 0.00023634 | 0.00050057 | 0.00078848 | 0.0010963 | 0.0014207 | 0.0017589 | 0.0021083 | 0.0024663 | 0.0026713 | 0.0026713 | 0.0026713 | 0.0026713 | 0.0026713 | 0.0026713 | 0.0026713 | 0.0026713 | 0.0026713 | 0.0026713 | 0.0026713 | 0.0026713
Under $20 | Under $65 | Lighting | Under $20 | 19.9696 | Lighting | Urban | SC-NR (2) | M_Input | Residential | Multifamily - High Rise | 2017 - LEDReflectors and Outdoor250 to 664 lumensANY | 64.4667 | 19.9696 | R-All-Lgt-Lighting-All-All-R | R-All-HVAC-ER-All-All-E | 0.00024849 | 0.00027781 | 0.00030271 | 0.00032366 | 0.00034112 | 0.00035556 | 0.00036739 | 0.00037636 | 0.00041785 | 0.00041856 | 0.00041888 | 0.00041972 | 0.00041966 | 0.00041953 | 0.00041832 | 0.00041731 | 0.00041525 | 0.00041341 | 0.00041163 | 0.00040971 | 0.0028087 | 0.0028087 | 0.00024849 | 0.00052631 | 0.00082902 | 0.0011527 | 0.0014938 | 0.0018493 | 0.0022167 | 0.0025931 | 0.0028087 | 0.0028087 | 0.0028087 | 0.0028087 | 0.0028087 | 0.0028087 | 0.0028087 | 0.0028087 | 0.0028087 | 0.0028087 | 0.0028087 | 0.0028087
Under $5 | Under $10 | Lighting | Under $5 | -15.1167 | Lighting | Urban | SC-NR (2) | M_Input | Residential | Multifamily - High Rise | 2017 - LEDReflectors and Outdoor665 to 1439 lumensANY | 9.4959 | -15.1167 | R-All-Lgt-Lighting-All-All-R | R-All-HVAC-ER-All-All-E | 0.0079654 | 0.0089053 | 0.0097034 | 0.010375 | 0.010934 | 0.011397 | 0.011777 | 0.012064 | 0.013394 | 0.013417 | 0.013427 | 0.013454 | 0.013452 | 0.013448 | 0.013409 | 0.013377 | 0.013311 | 0.013252 | 0.013195 | 0.013133 | 0.090032 | 0.090032 | 0.0079654 | 0.016871 | 0.026574 | 0.036949 | 0.047883 | 0.059281 | 0.071057 | 0.083122 | 0.090032 | 0.090032 | 0.090032 | 0.090032 | 0.090032 | 0.090032 | 0.090032 | 0.090032 | 0.090032 | 0.090032 | 0.090032 | 0.090032
Under $15 | Under $20 | Lighting | Under $15 | 11.4743 | Lighting | Urban | SC-NR (2) | M_Input | Residential | Multifamily - High Rise | 2017 - LEDReflectors and Outdoor1440 to 2600 lumensANY | 17.1657 | 11.4743 | R-All-Lgt-Lighting-All-All-R | R-All-HVAC-ER-All-All-E | 0.0020433 | 0.0022844 | 0.0024892 | 0.0026614 | 0.002805 | 0.0029237 | 0.0030211 | 0.0030948 | 0.003436 | 0.0034418 | 0.0034445 | 0.0034514 | 0.0034508 | 0.0034498 | 0.0034398 | 0.0034316 | 0.0034146 | 0.0033995 | 0.0033848 | 0.003369 | 0.023096 | 0.023096 | 0.0020433 | 0.0043278 | 0.006817 | 0.0094784 | 0.012283 | 0.015207 | 0.018228 | 0.021323 | 0.023096 | 0.023096 | 0.023096 | 0.023096 | 0.023096 | 0.023096 | 0.023096 | 0.023096 | 0.023096 | 0.023096 | 0.023096 | 0.023096
Over $160 | Over $160 | Lighting | Over $160 | 214.4911 | Lighting | Urban | SC-NR (2) | M_Input | Residential | Multifamily - High Rise | 2017 - LEDThree-Way250 to 664 lumensANY | 158.8292 | 214.4911 | R-All-Lgt-Lighting-All-All-R | R-All-HVAC-ER-All-All-E | 2.7883e-06 | 3.1173e-06 | 3.3967e-06 | 3.6317e-06 | 3.8276e-06 | 3.9896e-06 | 4.1225e-06 | 4.2231e-06 | 4.6886e-06 | 4.6966e-06 | 4.7002e-06 | 4.7096e-06 | 4.7089e-06 | 4.7075e-06 | 4.6939e-06 | 4.6826e-06 | 4.6595e-06 | 4.6388e-06 | 4.6188e-06 | 4.5973e-06 | 3.1516e-05 | 3.1516e-05 | 2.7883e-06 | 5.9056e-06 | 9.3023e-06 | 1.2934e-05 | 1.6762e-05 | 2.0751e-05 | 2.4874e-05 | 2.9097e-05 | 3.1516e-05 | 3.1516e-05 | 3.1516e-05 | 3.1516e-05 | 3.1516e-05 | 3.1516e-05 | 3.1516e-05 | 3.1516e-05 | 3.1516e-05 | 3.1516e-05 | 3.1516e-05 | 3.1516e-05
Under $20 | Under $20 | Lighting | Under $20 | 15.9242 | Lighting | Urban | SC-NR (2) | M_Input | Residential | Multifamily - High Rise | 2017 - LEDThree-Way665 to 1439 lumensANY | 16.3553 | 15.9242 | R-All-Lgt-Lighting-All-All-R | R-All-HVAC-ER-All-All-E | 0.00016064 | 0.0001796 | 0.00019569 | 0.00020923 | 0.00022052 | 0.00022986 | 0.00023751 | 0.00024331 | 0.00027013 | 0.00027059 | 0.0002708 | 0.00027134 | 0.0002713 | 0.00027121 | 0.00027043 | 0.00026978 | 0.00026845 | 0.00026726 | 0.00026611 | 0.00026487 | 0.0018157 | 0.0018157 | 0.00016064 | 0.00034024 | 0.00053593 | 0.00074517 | 0.00096569 | 0.0011955 | 0.0014331 | 0.0016764 | 0.0018157 | 0.0018157 | 0.0018157 | 0.0018157 | 0.0018157 | 0.0018157 | 0.0018157 | 0.0018157 | 0.0018157 | 0.0018157 | 0.0018157 | 0.0018157
Under $35 | Under $30 | Lighting | Under $35 | 32.2993 | Lighting | Urban | SC-NR (2) | M_Input | Residential | Multifamily - High Rise | 2017 - LEDThree-Way1440 to 2600 lumensANY | 25.3201 | 32.2993 | R-All-Lgt-Lighting-All-All-R | R-All-HVAC-ER-All-All-E | 0.0010877 | 0.001216 | 0.001325 | 0.0014167 | 0.0014931 | 0.0015563 | 0.0016081 | 0.0016474 | 0.001829 | 0.0018321 | 0.0018335 | 0.0018372 | 0.0018369 | 0.0018363 | 0.001831 | 0.0018266 | 0.0018176 | 0.0018095 | 0.0018017 | 0.0017933 | 0.012294 | 0.012294 | 0.0010877 | 0.0023037 | 0.0036287 | 0.0050453 | 0.0065384 | 0.0080947 | 0.0097028 | 0.01135 | 0.012294 | 0.012294 | 0.012294 | 0.012294 | 0.012294 | 0.012294 | 0.012294 | 0.012294 | 0.012294 | 0.012294 | 0.012294 | 0.012294
Under $5 | Under $5 | Lighting | Under $5 | -44.2758 | Lighting | Urban | SC-NR (2) | M_Input | Residential | Manufactured | 2017 - LEDDecorative and Mini-Base250 to 664 lumensANY | -2.1025 | -44.2758 | R-All-Lgt-Lighting-All-All-R | R-All-HVAC-ER-All-All-E | 0.0024906 | 0.002745 | 0.0029533 | 0.0031207 | 0.0032528 | 0.0033545 | 0.0034305 | 0.0034791 | 0.0035636 | 0.0035674 | 0.0035609 | 0.0035459 | 0.0035243 | 0.0034978 | 0.0034675 | 0.0034351 | 0.0033923 | 0.0033504 | 0.0033092 | 0.0032687 | 0.021623 | 0.021623 | 0.0024906 | 0.0052356 | 0.0081889 | 0.01131 | 0.014562 | 0.017917 | 0.021347 | 0.021623 | 0.021623 | 0.021623 | 0.021623 | 0.021623 | 0.021623 | 0.021623 | 0.021623 | 0.021623 | 0.021623 | 0.021623 | 0.021623 | 0.021623
Under $20 | Under $25 | Lighting | Under $20 | 19.25 | Lighting | Urban | SC-NR (2) | M_Input | Residential | Manufactured | 2017 - LEDDecorative and Mini-Base665 to 1439 lumensANY | 21.1954 | 19.25 | R-All-Lgt-Lighting-All-All-R | R-All-HVAC-ER-All-All-E | 0.002202 | 0.0024269 | 0.002611 | 0.0027591 | 0.0028758 | 0.0029657 | 0.003033 | 0.0030759 | 0.0031506 | 0.003154 | 0.0031482 | 0.0031349 | 0.0031159 | 0.0030924 | 0.0030657 | 0.003037 | 0.0029992 | 0.0029622 | 0.0029257 | 0.0028899 | 0.019117 | 0.019117 | 0.002202 | 0.0046289 | 0.0072399 | 0.009999 | 0.012875 | 0.01584 | 0.018873 | 0.019117 | 0.019117 | 0.019117 | 0.019117 | 0.019117 | 0.019117 | 0.019117 | 0.019117 | 0.019117 | 0.019117 | 0.019117 | 0.019117 | 0.019117
Under $85 | Under $50 | Lighting | Under $85 | 70.4913 | Lighting | Urban | SC-NR (2) | M_Input | Residential | Manufactured | 2017 - LEDDecorative and Mini-Base1440 to 2600 lumensANY | 48.2125 | 70.4913 | R-All-Lgt-Lighting-All-All-R | R-All-HVAC-ER-All-All-E | 8.7332e-05 | 9.6255e-05 | 0.00010356 | 0.00010943 | 0.00011406 | 0.00011762 | 0.00012029 | 0.00012199 | 0.00012496 | 0.00012509 | 0.00012486 | 0.00012434 | 0.00012358 | 0.00012265 | 0.00012159 | 0.00012045 | 0.00011895 | 0.00011748 | 0.00011604 | 0.00011462 | 0.00075822 | 0.00075822 | 8.7332e-05 | 0.00018359 | 0.00028714 | 0.00039657 | 0.00051063 | 0.00062825 | 0.00074855 | 0.00075822 | 0.00075822 | 0.00075822 | 0.00075822 | 0.00075822 | 0.00075822 | 0.00075822 | 0.00075822 | 0.00075822 | 0.00075822 | 0.00075822 | 0.00075822 | 0.00075822
Under $5 | Under $5 | Lighting | Under $5 | -26.4597 | Lighting | Urban | SC-NR (2) | M_Input | Residential | Manufactured | 2017 - LEDGeneral Purpose and Dimmable250 to 664 lumensANY | -3.2671 | -26.4597 | R-All-Lgt-Lighting-All-All-R | R-All-HVAC-ER-All-All-E | 0.0023299 | 0.002568 | 0.0027628 | 0.0029194 | 0.0030429 | 0.0031381 | 0.0032092 | 0.0032547 | 0.0033337 | 0.0033373 | 0.0033312 | 0.0033171 | 0.003297 | 0.0032722 | 0.0032438 | 0.0032135 | 0.0031735 | 0.0031343 | 0.0030958 | 0.0030579 | 0.020228 | 0.020228 | 0.0023299 | 0.0048979 | 0.0076607 | 0.01058 | 0.013623 | 0.016761 | 0.01997 | 0.020228 | 0.020228 | 0.020228 | 0.020228 | 0.020228 | 0.020228 | 0.020228 | 0.020228 | 0.020228 | 0.020228 | 0.020228 | 0.020228 | 0.020228
Under $5 | Under $5 | Lighting | Under $5 | -15.9669 | Lighting | Urban | SC-NR (2) | M_Input | Residential | Manufactured | 2017 - LEDGeneral Purpose and Dimmable665 to 1439 lumensANY | -3.9353 | -15.9669 | R-All-Lgt-Lighting-All-All-R | R-All-HVAC-ER-All-All-E | 0.058129 | 0.064068 | 0.068928 | 0.072836 | 0.075917 | 0.078292 | 0.080067 | 0.0812 | 0.083172 | 0.083262 | 0.08311 | 0.082758 | 0.082255 | 0.081636 | 0.08093 | 0.080173 | 0.079175 | 0.078197 | 0.077236 | 0.07629 | 0.50467 | 0.50467 | 0.058129 | 0.1222 | 0.19112 | 0.26396 | 0.33988 | 0.41817 | 0.49824 | 0.50467 | 0.50467 | 0.50467 | 0.50467 | 0.50467 | 0.50467 | 0.50467 | 0.50467 | 0.50467 | 0.50467 | 0.50467 | 0.50467 | 0.50467
Under $10 | Under $15 | Lighting | Under $10 | 9.8508 | Lighting | Urban | SC-NR (2) | M_Input | Residential | Manufactured | 2017 - LEDGeneral Purpose and Dimmable1440 to 2600 lumensANY | 11.1758 | 9.8508 | R-All-Lgt-Lighting-All-All-R | R-All-HVAC-ER-All-All-E | 0.011067 | 0.012198 | 0.013123 | 0.013867 | 0.014454 | 0.014906 | 0.015244 | 0.01546 | 0.015835 | 0.015852 | 0.015823 | 0.015757 | 0.015661 | 0.015543 | 0.015408 | 0.015264 | 0.015074 | 0.014888 | 0.014705 | 0.014525 | 0.096086 | 0.096086 | 0.011067 | 0.023265 | 0.036388 | 0.050256 | 0.06471 | 0.079616 | 0.09486 | 0.096086 | 0.096086 | 0.096086 | 0.096086 | 0.096086 | 0.096086 | 0.096086 | 0.096086 | 0.096086 | 0.096086 | 0.096086 | 0.096086 | 0.096086
Under $5 | Under $5 | Lighting | Under $5 | -17.1221 | Lighting | Urban | SC-NR (2) | M_Input | Residential | Manufactured | 2017 - LEDGlobe250 to 664 lumensANY | -3.0181 | -17.1221 | R-All-Lgt-Lighting-All-All-R | R-All-HVAC-ER-All-All-E | 0.0012185 | 0.001343 | 0.0014449 | 0.0015268 | 0.0015914 | 0.0016412 | 0.0016784 | 0.0017021 | 0.0017435 | 0.0017453 | 0.0017422 | 0.0017348 | 0.0017242 | 0.0017113 | 0.0016965 | 0.0016806 | 0.0016597 | 0.0016392 | 0.001619 | 0.0015992 | 0.010579 | 0.010579 | 0.0012185 | 0.0025615 | 0.0040064 | 0.0055332 | 0.0071245 | 0.0087657 | 0.010444 | 0.010579 | 0.010579 | 0.010579 | 0.010579 | 0.010579 | 0.010579 | 0.010579 | 0.010579 | 0.010579 | 0.010579 | 0.010579 | 0.010579 | 0.010579
Under $5 | Under $5 | Lighting | Under $5 | -11.4163 | Lighting | Urban | SC-NR (2) | M_Input | Residential | Manufactured | 2017 - LEDGlobe665 to 1439 lumensANY | -3.7044 | -11.4163 | R-All-Lgt-Lighting-All-All-R | R-All-HVAC-ER-All-All-E | 0.0017047 | 0.0018788 | 0.0020214 | 0.002136 | 0.0022263 | 0.002296 | 0.002348 | 0.0023812 | 0.0024391 | 0.0024417 | 0.0024373 | 0.002427 | 0.0024122 | 0.002394 | 0.0023733 | 0.0023511 | 0.0023219 | 0.0022932 | 0.002265 | 0.0022373 | 0.0148 | 0.0148 | 0.0017047 | 0.0035835 | 0.0056049 | 0.0077408 | 0.0099672 | 0.012263 | 0.014611 | 0.0148 | 0.0148 | 0.0148 | 0.0148 | 0.0148 | 0.0148 | 0.0148 | 0.0148 | 0.0148 | 0.0148 | 0.0148 | 0.0148 | 0.0148
Under $5 | Under $5 | Lighting | Under $5 | -6.9944 | Lighting | Urban | SC-NR (2) | M_Input | Residential | Manufactured | 2017 - LEDGlobe1440 to 2600 lumensANY | 1.951 | -6.9944 | R-All-Lgt-Lighting-All-All-R | R-All-HVAC-ER-All-All-E | 0.00043089 | 0.00047491 | 0.00051094 | 0.00053991 | 0.00056275 | 0.00058035 | 0.00059351 | 0.00060191 | 0.00061653 | 0.00061719 | 0.00061606 | 0.00061346 | 0.00060973 | 0.00060514 | 0.00059991 | 0.00059429 | 0.0005869 | 0.00057965 | 0.00057252 | 0.00056551 | 0.003741 | 0.003741 | 0.00043089 | 0.0009058 | 0.0014167 | 0.0019567 | 0.0025194 | 0.0030998 | 0.0036933 | 0.003741 | 0.003741 | 0.003741 | 0.003741 | 0.003741 | 0.003741 | 0.003741 | 0.003741 | 0.003741 | 0.003741 | 0.003741 | 0.003741 | 0.003741
Under $20 | Under $65 | Lighting | Under $20 | 19.9696 | Lighting | Urban | SC-NR (2) | M_Input | Residential | Manufactured | 2017 - LEDReflectors and Outdoor250 to 664 lumensANY | 64.4667 | 19.9696 | R-All-Lgt-Lighting-All-All-R | R-All-HVAC-ER-All-All-E | 0.00045304 | 0.00049933 | 0.00053721 | 0.00056766 | 0.00059168 | 0.00061019 | 0.00062402 | 0.00063285 | 0.00064822 | 0.00064892 | 0.00064774 | 0.000645 | 0.00064108 | 0.00063625 | 0.00063075 | 0.00062485 | 0.00061707 | 0.00060945 | 0.00060196 | 0.00059458 | 0.0039333 | 0.0039333 | 0.00045304 | 0.00095237 | 0.0014896 | 0.0020572 | 0.0026489 | 0.0032591 | 0.0038831 | 0.0039333 | 0.0039333 | 0.0039333 | 0.0039333 | 0.0039333 | 0.0039333 | 0.0039333 | 0.0039333 | 0.0039333 | 0.0039333 | 0.0039333 | 0.0039333 | 0.0039333
Under $5 | Under $10 | Lighting | Under $5 | -15.1167 | Lighting | Urban | SC-NR (2) | M_Input | Residential | Manufactured | 2017 - LEDReflectors and Outdoor665 to 1439 lumensANY | 9.4959 | -15.1167 | R-All-Lgt-Lighting-All-All-R | R-All-HVAC-ER-All-All-E | 0.014522 | 0.016006 | 0.01722 | 0.018196 | 0.018966 | 0.01956 | 0.020003 | 0.020286 | 0.020779 | 0.020801 | 0.020763 | 0.020675 | 0.02055 | 0.020395 | 0.020219 | 0.020029 | 0.01978 | 0.019536 | 0.019296 | 0.019059 | 0.12608 | 0.12608 | 0.014522 | 0.030528 | 0.047748 | 0.065945 | 0.084911 | 0.10447 | 0.12447 | 0.12608 | 0.12608 | 0.12608 | 0.12608 | 0.12608 | 0.12608 | 0.12608 | 0.12608 | 0.12608 | 0.12608 | 0.12608 | 0.12608 | 0.12608
Under $15 | Under $20 | Lighting | Under $15 | 11.4743 | Lighting | Urban | SC-NR (2) | M_Input | Residential | Manufactured | 2017 - LEDReflectors and Outdoor1440 to 2600 lumensANY | 17.1657 | 11.4743 | R-All-Lgt-Lighting-All-All-R | R-All-HVAC-ER-All-All-E | 0.0037254 | 0.004106 | 0.0044174 | 0.0046679 | 0.0048654 | 0.0050175 | 0.0051313 | 0.0052039 | 0.0053303 | 0.0053361 | 0.0053263 | 0.0053038 | 0.0052716 | 0.0052319 | 0.0051866 | 0.0051381 | 0.0050742 | 0.0050115 | 0.0049499 | 0.0048892 | 0.032343 | 0.032343 | 0.0037254 | 0.0078313 | 0.012249 | 0.016917 | 0.021782 | 0.0268 | 0.031931 | 0.032343 | 0.032343 | 0.032343 | 0.032343 | 0.032343 | 0.032343 | 0.032343 | 0.032343 | 0.032343 | 0.032343 | 0.032343 | 0.032343 | 0.032343
Over $160 | Over $160 | Lighting | Over $160 | 214.4911 | Lighting | Urban | SC-NR (2) | M_Input | Residential | Manufactured | 2017 - LEDThree-Way250 to 664 lumensANY | 158.8292 | 214.4911 | R-All-Lgt-Lighting-All-All-R | R-All-HVAC-ER-All-All-E | 5.0835e-06 | 5.6029e-06 | 6.0279e-06 | 6.3697e-06 | 6.6392e-06 | 6.8468e-06 | 7.002e-06 | 7.1011e-06 | 7.2736e-06 | 7.2815e-06 | 7.2682e-06 | 7.2374e-06 | 7.1935e-06 | 7.1393e-06 | 7.0775e-06 | 7.0113e-06 | 6.9241e-06 | 6.8385e-06 | 6.7545e-06 | 6.6717e-06 | 4.4135e-05 | 4.4135e-05 | 5.0835e-06 | 1.0686e-05 | 1.6714e-05 | 2.3084e-05 | 2.9723e-05 | 3.657e-05 | 4.3572e-05 | 4.4135e-05 | 4.4135e-05 | 4.4135e-05 | 4.4135e-05 | 4.4135e-05 | 4.4135e-05 | 4.4135e-05 | 4.4135e-05 | 4.4135e-05 | 4.4135e-05 | 4.4135e-05 | 4.4135e-05 | 4.4135e-05
Under $20 | Under $20 | Lighting | Under $20 | 15.9242 | Lighting | Urban | SC-NR (2) | M_Input | Residential | Manufactured | 2017 - LEDThree-Way665 to 1439 lumensANY | 16.3553 | 15.9242 | R-All-Lgt-Lighting-All-All-R | R-All-HVAC-ER-All-All-E | 0.00029288 | 0.0003228 | 0.00034729 | 0.00036698 | 0.00038251 | 0.00039447 | 0.00040341 | 0.00040912 | 0.00041906 | 0.00041951 | 0.00041874 | 0.00041697 | 0.00041444 | 0.00041132 | 0.00040776 | 0.00040395 | 0.00039892 | 0.00039399 | 0.00038915 | 0.00038438 | 0.0025428 | 0.0025428 | 0.00029288 | 0.00061568 | 0.00096297 | 0.0013299 | 0.0017125 | 0.0021069 | 0.0025103 | 0.0025428 | 0.0025428 | 0.0025428 | 0.0025428 | 0.0025428 | 0.0025428 | 0.0025428 | 0.0025428 | 0.0025428 | 0.0025428 | 0.0025428 | 0.0025428 | 0.0025428
Under $35 | Under $30 | Lighting | Under $35 | 32.2993 | Lighting | Urban | SC-NR (2) | M_Input | Residential | Manufactured | 2017 - LEDThree-Way1440 to 2600 lumensANY | 25.3201 | 32.2993 | R-All-Lgt-Lighting-All-All-R | R-All-HVAC-ER-All-All-E | 0.001983 | 0.0021856 | 0.0023514 | 0.0024847 | 0.0025898 | 0.0026708 | 0.0027314 | 0.00277 | 0.0028373 | 0.0028404 | 0.0028352 | 0.0028232 | 0.0028061 | 0.0027849 | 0.0027608 | 0.002735 | 0.002701 | 0.0026676 | 0.0026348 | 0.0026025 | 0.017216 | 0.017216 | 0.001983 | 0.0041686 | 0.00652 | 0.0090047 | 0.011595 | 0.014265 | 0.016997 | 0.017216 | 0.017216 | 0.017216 | 0.017216 | 0.017216 | 0.017216 | 0.017216 | 0.017216 | 0.017216 | 0.017216 | 0.017216 | 0.017216 | 0.017216
Under $25 | Under $15 | ResWx | Under $25 | 24.4936 | HVAC | Urban | SC-Retro | M_Input | Residential | Multifamily - Low Rise | Low E Storm Window Single Pane Wood Frame_Electric Zonal | 13.0389 | 24.4936 | R-All-HVAC-ER-All-All-E | 0 | 0.026078 | 0.026019 | 0.025962 | 0.025904 | 0.025847 | 0.023211 | 0.018528 | 0.014789 | 0.011805 | 0.0094233 | 0.0075219 | 0.0060041 | 0.0047926 | 0.0038255 | 0.0030536 | 0.0024375 | 1.6588e-05 | 5.9113e-06 | 2.0107e-06 | 6.5422e-07 | 0.22857 | 0.22857 | 0.026078 | 0.052097 | 0.078059 | 0.10396 | 0.12981 | 0.15302 | 0.17155 | 0.18634 | 0.19814 | 0.20757 | 0.21509 | 0.22109 | 0.22588 | 0.22857 | 0.22857 | 0.22857 | 0.22857 | 0.22857 | 0.22857 | 0.22857
Under $25 | Under $15 | ResWx | Under $25 | 24.4936 | HVAC | Urban | SC-Retro | M_Input | Residential | Multifamily - Low Rise | Low E Storm Window Single Pane Metal Frame_Electric Zonal | 13.0389 | 24.4936 | R-All-HVAC-ER-All-All-E | 0 | 0.078233 | 0.078058 | 0.077885 | 0.077712 | 0.07754 | 0.069633 | 0.055583 | 0.044368 | 0.035416 | 0.02827 | 0.022566 | 0.018012 | 0.014378 | 0.011477 | 0.0091608 | 0.0073124 | 4.9765e-05 | 1.7734e-05 | 6.0322e-06 | 1.9627e-06 | 0.68571 | 0.68571 | 0.078233 | 0.15629 | 0.23418 | 0.31189 | 0.38943 | 0.45906 | 0.51464 | 0.55901 | 0.59443 | 0.6227 | 0.64526 | 0.66328 | 0.67765 | 0.68571 | 0.68571 | 0.68571 | 0.68571 | 0.68571 | 0.68571 | 0.68571
Under $25 | Under $15 | ResWx | Under $25 | 24.4936 | HVAC | Urban | SC-Retro | M_Input | Residential | Multifamily - Low Rise | Low E Storm Window Double Pane Metal Frame_Electric Zonal | 13.0389 | 24.4936 | R-All-HVAC-ER-All-All-E | 0 | 0.56433 | 0.56307 | 0.56182 | 0.56058 | 0.55934 | 0.50229 | 0.40094 | 0.32005 | 0.25547 | 0.20392 | 0.16278 | 0.12993 | 0.10371 | 0.082786 | 0.066081 | 0.052748 | 0.00035898 | 0.00012792 | 4.3513e-05 | 1.4158e-05 | 4.9463 | 4.9463 | 0.56433 | 1.1274 | 1.6892 | 2.2498 | 2.8091 | 3.3114 | 3.7124 | 4.0324 | 4.2879 | 4.4918 | 4.6546 | 4.7845 | 4.8882 | 4.9463 | 4.9463 | 4.9463 | 4.9463 | 4.9463 | 4.9463 | 4.9463
Under $30 | Under $15 | ResWx | Under $30 | 25.5575 | HVAC | Urban | SC-Retro | M_Input | Residential | Multifamily - Low Rise | Low E Storm Window Single Pane Wood Frame_Electric FAF | 13.7552 | 25.5575 | R-All-HVAC-ER-All-All-E | 0 | 0.00022357 | 0.00022307 | 0.00022258 | 0.00022208 | 0.00022159 | 0.00019899 | 0.00015884 | 0.00012679 | 0.00010121 | 8.0789e-05 | 6.4488e-05 | 5.1475e-05 | 4.1088e-05 | 3.2797e-05 | 2.618e-05 | 2.0897e-05 | 1.4222e-07 | 5.0679e-08 | 1.7239e-08 | 5.6088e-09 | 0.0019596 | 0.0019596 | 0.00022357 | 0.00044665 | 0.00066922 | 0.00089131 | 0.0011129 | 0.0013119 | 0.0014707 | 0.0015975 | 0.0016987 | 0.0017795 | 0.001844 | 0.0018955 | 0.0019366 | 0.0019596 | 0.0019596 | 0.0019596 | 0.0019596 | 0.0019596 | 0.0019596 | 0.0019596
Under $30 | Under $15 | ResWx | Under $30 | 25.5575 | HVAC | Urban | SC-Retro | M_Input | Residential | Multifamily - Low Rise | Low E Storm Window Single Pane Metal Frame_Electric FAF | 13.7552 | 25.5575 | R-All-HVAC-ER-All-All-E | 0 | 0.00067072 | 0.00066922 | 0.00066773 | 0.00066625 | 0.00066478 | 0.00059698 | 0.00047653 | 0.00038038 | 0.00030363 | 0.00024237 | 0.00019346 | 0.00015443 | 0.00012327 | 9.8392e-05 | 7.8539e-05 | 6.2691e-05 | 4.2665e-07 | 1.5204e-07 | 5.1716e-08 | 1.6826e-08 | 0.0058788 | 0.0058788 | 0.00067072 | 0.0013399 | 0.0020077 | 0.0026739 | 0.0033387 | 0.0039357 | 0.0044122 | 0.0047926 | 0.0050962 | 0.0053386 | 0.0055321 | 0.0056865 | 0.0058097 | 0.0058788 | 0.0058788 | 0.0058788 | 0.0058788 | 0.0058788 | 0.0058788 | 0.0058788
Under $30 | Under $15 | ResWx | Under $30 | 25.5575 | HVAC | Urban | SC-Retro | M_Input | Residential | Multifamily - Low Rise | Low E Storm Window Double Pane Metal Frame_Electric FAF | 13.7552 | 25.5575 | R-All-HVAC-ER-All-All-E | 0 | 0.0048382 | 0.0048274 | 0.0048167 | 0.004806 | 0.0047954 | 0.0043063 | 0.0034374 | 0.0027439 | 0.0021902 | 0.0017483 | 0.0013956 | 0.0011139 | 0.00088917 | 0.00070975 | 0.00056654 | 0.00045222 | 3.0777e-06 | 1.0967e-06 | 3.7305e-07 | 1.2138e-07 | 0.042407 | 0.042407 | 0.0048382 | 0.0096656 | 0.014482 | 0.019288 | 0.024084 | 0.02839 | 0.031827 | 0.034571 | 0.036762 | 0.03851 | 0.039905 | 0.041019 | 0.041909 | 0.042407 | 0.042407 | 0.042407 | 0.042407 | 0.042407 | 0.042407 | 0.042407
Under $85 | Under $50 | ResWx | Under $85 | 76.2818 | HVAC | Urban | SC-Retro | M_Input | Residential | Multifamily - Low Rise | Low E Storm Window Single Pane Wood Frame_Heat Pump | 47.9027 | 76.2818 | R-All-HVAC-ER-All-All-E | 0 | 1.9521e-05 | 1.9477e-05 | 1.9434e-05 | 1.9391e-05 | 1.9348e-05 | 1.7375e-05 | 1.3869e-05 | 1.1071e-05 | 8.837e-06 | 7.0539e-06 | 5.6306e-06 | 4.4944e-06 | 3.5875e-06 | 2.8636e-06 | 2.2858e-06 | 1.8246e-06 | 1.2417e-08 | 4.425e-09 | 1.5052e-09 | 4.8972e-10 | 0.0001711 | 0.0001711 | 1.9521e-05 | 3.8998e-05 | 5.8432e-05 | 7.7822e-05 | 9.717e-05 | 0.00011455 | 0.00012841 | 0.00013948 | 0.00014832 | 0.00015538 | 0.00016101 | 0.0001655 | 0.00016909 | 0.0001711 | 0.0001711 | 0.0001711 | 0.0001711 | 0.0001711 | 0.0001711 | 0.0001711
Under $85 | Under $50 | ResWx | Under $85 | 76.2818 | HVAC | Urban | SC-Retro | M_Input | Residential | Multifamily - Low Rise | Low E Storm Window Single Pane Metal Frame_Heat Pump | 47.9027 | 76.2818 | R-All-HVAC-ER-All-All-E | 0 | 5.8562e-05 | 5.8431e-05 | 5.8301e-05 | 5.8172e-05 | 5.8044e-05 | 5.2124e-05 | 4.1607e-05 | 3.3212e-05 | 2.6511e-05 | 2.1162e-05 | 1.6892e-05 | 1.3483e-05 | 1.0763e-05 | 8.5909e-06 | 6.8574e-06 | 5.4738e-06 | 3.7252e-08 | 1.3275e-08 | 4.5155e-09 | 1.4692e-09 | 0.00051329 | 0.00051329 | 5.8562e-05 | 0.00011699 | 0.0001753 | 0.00023347 | 0.00029151 | 0.00034364 | 0.00038524 | 0.00041845 | 0.00044497 | 0.00046613 | 0.00048302 | 0.0004965 | 0.00050726 | 0.00051329 | 0.00051329 | 0.00051329 | 0.00051329 | 0.00051329 | 0.00051329 | 0.00051329
Under $85 | Under $50 | ResWx | Under $85 | 76.2818 | HVAC | Urban | SC-Retro | M_Input | Residential | Multifamily - Low Rise | Low E Storm Window Double Pane Metal Frame_Heat Pump | 47.9027 | 76.2818 | R-All-HVAC-ER-All-All-E | 0 | 0.00042244 | 0.0004215 | 0.00042056 | 0.00041963 | 0.0004187 | 0.000376 | 0.00030013 | 0.00023957 | 0.00019124 | 0.00015265 | 0.00012185 | 9.7262e-05 | 7.7636e-05 | 6.197e-05 | 4.9466e-05 | 3.9485e-05 | 2.6872e-07 | 9.5758e-08 | 3.2572e-08 | 1.0598e-08 | 0.0037026 | 0.0037026 | 0.00042244 | 0.00084393 | 0.0012645 | 0.0016841 | 0.0021028 | 0.0024788 | 0.0027789 | 0.0030185 | 0.0032098 | 0.0033624 | 0.0034843 | 0.0035815 | 0.0036592 | 0.0037026 | 0.0037026 | 0.0037026 | 0.0037026 | 0.0037026 | 0.0037026 | 0.0037026
Under $40 | Under $25 | ResWx | Under $40 | 38.7021 | HVAC | Urban | SC-Retro | M_Input | Residential | Multifamily - Low Rise | Low E Storm Window Single Pane Wood Frame_DHP | 22.6041 | 38.7021 | R-All-HVAC-ER-All-All-E | 0 | 0 | 0 | 0 | 0 | 0 | 0 | 0 | 0 | 0 | 0 | 0 | 0 | 0 | 0 | 0 | 0 | 0 | 0 | 0 | 0 | 0 | 0 | 0 | 0 | 0 | 0 | 0 | 0 | 0 | 0 | 0 | 0 | 0 | 0 | 0 | 0 | 0 | 0 | 0 | 0 | 0 | 0
Under $40 | Under $25 | ResWx | Under $40 | 38.7021 | HVAC | Urban | SC-Retro | M_Input | Residential | Multifamily - Low Rise | Low E Storm Window Single Pane Metal Frame_DHP | 22.6041 | 38.7021 | R-All-HVAC-ER-All-All-E | 0 | 0 | 0 | 0 | 0 | 0 | 0 | 0 | 0 | 0 | 0 | 0 | 0 | 0 | 0 | 0 | 0 | 0 | 0 | 0 | 0 | 0 | 0 | 0 | 0 | 0 | 0 | 0 | 0 | 0 | 0 | 0 | 0 | 0 | 0 | 0 | 0 | 0 | 0 | 0 | 0 | 0 | 0
Under $40 | Under $25 | ResWx | Under $40 | 38.7021 | HVAC | Urban | SC-Retro | M_Input | Residential | Multifamily - Low Rise | Low E Storm Window Double Pane Metal Frame_DHP | 22.6041 | 38.7021 | R-All-HVAC-ER-All-All-E | 0 | 0 | 0 | 0 | 0 | 0 | 0 | 0 | 0 | 0 | 0 | 0 | 0 | 0 | 0 | 0 | 0 | 0 | 0 | 0 | 0 | 0 | 0 | 0 | 0 | 0 | 0 | 0 | 0 | 0 | 0 | 0 | 0 | 0 | 0 | 0 | 0 | 0 | 0 | 0 | 0 | 0 | 0
Under $10 | Under $5 | ResWx | Under $10 | 5.6502 | HVAC | Urban | SC-Retro | M_Input | Residential | Multifamily - Low Rise | WALL R0 - R11_Electric Zonal | 1.0312 | 5.6502 | R-All-HVAC-ER-All-All-E | 0 | 0.21219 | 0.21171 | 0.21122 | 0.21074 | 0.21026 | 0.1882 | 0.149 | 0.11771 | 0.092731 | 0.072794 | 0.056879 | 0.044174 | 0.034034 | 0.025939 | 0.019478 | 0.014321 | 0 | 0 | 0 | 0 | 1.7915 | 1.7915 | 0.21219 | 0.4239 | 0.63512 | 0.84586 | 1.0561 | 1.2443 | 1.3933 | 1.511 | 1.6038 | 1.6766 | 1.7334 | 1.7776 | 1.7915 | 1.7915 | 1.7915 | 1.7915 | 1.7915 | 1.7915 | 1.7915 | 1.7915
Under $20 | Under $10 | ResWx | Under $20 | 17.1501 | HVAC | Urban | SC-Retro | M_Input | Residential | Multifamily - Low Rise | FLOOR R0 - R19_Electric Zonal | 9.2537 | 17.1501 | R-All-HVAC-ER-All-All-E | 0 | 0.023606 | 0.023552 | 0.023498 | 0.023444 | 0.023391 | 0.020937 | 0.016576 | 0.013095 | 0.010316 | 0.0080981 | 0.0063276 | 0.0049143 | 0.0037862 | 0.0028857 | 0.0021669 | 0.0015931 | 0 | 0 | 0 | 0 | 0.1993 | 0.1993 | 0.023606 | 0.047158 | 0.070656 | 0.0941 | 0.11749 | 0.13843 | 0.155 | 0.1681 | 0.17841 | 0.18651 | 0.19284 | 0.19775 | 0.1993 | 0.1993 | 0.1993 | 0.1993 | 0.1993 | 0.1993 | 0.1993 | 0.1993
Under $15 | Under $10 | ResWx | Under $15 | 11.6221 | HVAC | Urban | SC-Retro | M_Input | Residential | Multifamily - Low Rise | FLOOR R0 - R30_Electric Zonal | 5.3011 | 11.6221 | R-All-HVAC-ER-All-All-E | 0 | 0.34942 | 0.34862 | 0.34782 | 0.34703 | 0.34624 | 0.30991 | 0.24536 | 0.19383 | 0.1527 | 0.11987 | 0.093663 | 0.072743 | 0.056044 | 0.042714 | 0.032075 | 0.023582 | 0 | 0 | 0 | 0 | 2.9502 | 2.9502 | 0.34942 | 0.69804 | 1.0459 | 1.3929 | 1.7391 | 2.049 | 2.2944 | 2.4882 | 2.6409 | 2.7608 | 2.8545 | 2.9272 | 2.9502 | 2.9502 | 2.9502 | 2.9502 | 2.9502 | 2.9502 | 2.9502 | 2.9502
Under $20 | Under $15 | ResWx | Under $20 | 18.4398 | HVAC | Urban | SC-Retro | M_Input | Residential | Multifamily - Low Rise | ATTIC R0 - R19_Electric Zonal | 10.1758 | 18.4398 | R-All-HVAC-ER-All-All-E | 0 | 0.036957 | 0.036872 | 0.036788 | 0.036704 | 0.036621 | 0.032778 | 0.02595 | 0.020501 | 0.016151 | 0.012678 | 0.0099064 | 0.0076937 | 0.0059275 | 0.0045177 | 0.0033924 | 0.0024942 | 0 | 0 | 0 | 0 | 0.31203 | 0.31203 | 0.036957 | 0.073829 | 0.11062 | 0.14732 | 0.18394 | 0.21672 | 0.24267 | 0.26317 | 0.27932 | 0.292 | 0.30191 | 0.3096 | 0.31203 | 0.31203 | 0.31203 | 0.31203 | 0.31203 | 0.31203 | 0.31203 | 0.31203
Under $20 | Under $10 | ResWx | Under $20 | 18.1924 | HVAC | Urban | SC-Retro | M_Input | Residential | Multifamily - Low Rise | ATTIC R0 - R38_Electric Zonal | 9.9989 | 18.1924 | R-All-HVAC-ER-All-All-E | 0 | 0.0094396 | 0.0094179 | 0.0093963 | 0.0093749 | 0.0093536 | 0.0083721 | 0.0066283 | 0.0052363 | 0.0041252 | 0.0032383 | 0.0025303 | 0.0019651 | 0.001514 | 0.0011539 | 0.00086649 | 0.00063707 | 0 | 0 | 0 | 0 | 0.079698 | 0.079698 | 0.0094396 | 0.018857 | 0.028254 | 0.037629 | 0.046982 | 0.055354 | 0.061983 | 0.067219 | 0.071344 | 0.074582 | 0.077113 | 0.079078 | 0.079698 | 0.079698 | 0.079698 | 0.079698 | 0.079698 | 0.079698 | 0.079698 | 0.079698
Under $25 | Under $15 | ResWx | Under $25 | 20.4293 | HVAC | Urban | SC-Retro | M_Input | Residential | Multifamily - Low Rise | ATTIC R0 - R49_Electric Zonal | 11.5983 | 20.4293 | R-All-HVAC-ER-All-All-E | 0 | 0.059261 | 0.059125 | 0.058989 | 0.058855 | 0.058721 | 0.05256 | 0.041612 | 0.032873 | 0.025898 | 0.02033 | 0.015885 | 0.012337 | 0.0095048 | 0.0072442 | 0.0054398 | 0.0039995 | 0 | 0 | 0 | 0 | 0.50034 | 0.50034 | 0.059261 | 0.11839 | 0.17738 | 0.23623 | 0.29495 | 0.34751 | 0.38912 | 0.422 | 0.44789 | 0.46822 | 0.48411 | 0.49645 | 0.50034 | 0.50034 | 0.50034 | 0.50034 | 0.50034 | 0.50034 | 0.50034 | 0.50034
Under $100 | Under $60 | ResWx | Under $100 | 87.4445 | HVAC | Urban | SC-Retro | M_Input | Residential | Multifamily - Low Rise | ATTIC R19 - R30_Electric Zonal | 59.5145 | 87.4445 | R-All-HVAC-ER-All-All-E | 0 | 0.010967 | 0.010942 | 0.010917 | 0.010892 | 0.010867 | 0.0097271 | 0.007701 | 0.0060838 | 0.0047929 | 0.0037624 | 0.0029398 | 0.0022832 | 0.001759 | 0.0013407 | 0.0010067 | 0.00074018 | 0 | 0 | 0 | 0 | 0.092597 | 0.092597 | 0.010967 | 0.02191 | 0.032827 | 0.043719 | 0.054586 | 0.064314 | 0.072015 | 0.078098 | 0.082891 | 0.086654 | 0.089593 | 0.091877 | 0.092597 | 0.092597 | 0.092597 | 0.092597 | 0.092597 | 0.092597 | 0.092597 | 0.092597
Under $85 | Under $50 | ResWx | Under $85 | 73.9816 | HVAC | Urban | SC-Retro | M_Input | Residential | Multifamily - Low Rise | ATTIC R19 - R38_Electric Zonal | 49.8884 | 73.9816 | R-All-HVAC-ER-All-All-E | 0 | 0.0022889 | 0.0022837 | 0.0022784 | 0.0022733 | 0.0022681 | 0.0020301 | 0.0016072 | 0.0012697 | 0.0010003 | 0.00078522 | 0.00061355 | 0.00047651 | 0.00036712 | 0.0002798 | 0.00021011 | 0.00015448 | 0 | 0 | 0 | 0 | 0.019325 | 0.019325 | 0.0022889 | 0.0045726 | 0.0068511 | 0.0091243 | 0.011392 | 0.013422 | 0.01503 | 0.016299 | 0.0173 | 0.018085 | 0.018699 | 0.019175 | 0.019325 | 0.019325 | 0.019325 | 0.019325 | 0.019325 | 0.019325 | 0.019325 | 0.019325
Under $85 | Under $50 | ResWx | Under $85 | 72.8377 | HVAC | Urban | SC-Retro | M_Input | Residential | Multifamily - Low Rise | ATTIC R19 - R49_Electric Zonal | 49.0705 | 72.8377 | R-All-HVAC-ER-All-All-E | 0 | 0.040494 | 0.040401 | 0.040308 | 0.040216 | 0.040125 | 0.035915 | 0.028434 | 0.022463 | 0.017696 | 0.013891 | 0.010854 | 0.0084299 | 0.0064947 | 0.00495 | 0.0037171 | 0.0027329 | 0 | 0 | 0 | 0 | 0.34189 | 0.34189 | 0.040494 | 0.080894 | 0.1212 | 0.16142 | 0.20154 | 0.23746 | 0.26589 | 0.28835 | 0.30605 | 0.31994 | 0.3308 | 0.33923 | 0.34189 | 0.34189 | 0.34189 | 0.34189 | 0.34189 | 0.34189 | 0.34189 | 0.34189
Under $15 | Under $10 | ResWx | Under $15 | 14.8852 | HVAC | Urban | SC-Retro | M_Input | Residential | Multifamily - Low Rise | WINDOW CL22 Prime Window Replacement of Single Pane Base_Electric Zonal | 7.6342 | 14.8852 | R-All-HVAC-ER-All-All-E | 0 | 0.3605 | 0.35968 | 0.35885 | 0.35804 | 0.35722 | 0.31974 | 0.25314 | 0.19998 | 0.15754 | 0.12367 | 0.096633 | 0.075049 | 0.057821 | 0.044069 | 0.033092 | 0.02433 | 0 | 0 | 0 | 0 | 3.0437 | 3.0437 | 0.3605 | 0.72018 | 1.079 | 1.4371 | 1.7943 | 2.114 | 2.3672 | 2.5671 | 2.7247 | 2.8484 | 2.945 | 3.02 | 3.0437 | 3.0437 | 3.0437 | 3.0437 | 3.0437 | 3.0437 | 3.0437 | 3.0437
Under $35 | Under $25 | ResWx | Under $35 | 34.6372 | HVAC | Urban | SC-Retro | M_Input | Residential | Multifamily - Low Rise | WINDOW CL22 Prime Window Replacement of Double Pane Base_Electric Zonal | 21.7571 | 34.6372 | R-All-HVAC-ER-All-All-E | 0 | 1.098 | 1.0954 | 1.0929 | 1.0904 | 1.088 | 0.9738 | 0.77097 | 0.60906 | 0.47982 | 0.37666 | 0.29431 | 0.22857 | 0.1761 | 0.13422 | 0.10079 | 0.0741 | 0 | 0 | 0 | 0 | 9.27 | 9.27 | 1.098 | 2.1934 | 3.2863 | 4.3768 | 5.4648 | 6.4386 | 7.2095 | 7.8186 | 8.2984 | 8.6751 | 8.9694 | 9.1979 | 9.27 | 9.27 | 9.27 | 9.27 | 9.27 | 9.27 | 9.27 | 9.27
Under $15 | Under $10 | ResWx | Under $15 | 14.8735 | HVAC | Urban | SC-Retro | M_Input | Residential | Multifamily - Low Rise | WINDOW CL30 Prime Window Replacement of Single Pane Base_Electric Zonal | 7.6259 | 14.8735 | R-All-HVAC-ER-All-All-E | 0 | 1.2907 | 1.2877 | 1.2847 | 1.2818 | 1.2789 | 1.1447 | 0.90627 | 0.71595 | 0.56403 | 0.44276 | 0.34596 | 0.26869 | 0.20701 | 0.15777 | 0.11847 | 0.087105 | 0 | 0 | 0 | 0 | 10.8969 | 10.8969 | 1.2907 | 2.5783 | 3.8631 | 5.1449 | 6.4238 | 7.5685 | 8.4748 | 9.1907 | 9.7547 | 10.1975 | 10.5435 | 10.8122 | 10.8969 | 10.8969 | 10.8969 | 10.8969 | 10.8969 | 10.8969 | 10.8969 | 10.8969
Under $40 | Under $25 | ResWx | Under $40 | 39.1415 | HVAC | Urban | SC-Retro | M_Input | Residential | Multifamily - Low Rise | WINDOW CL30 Prime Window Replacement of Double Pane Base_Electric Zonal | 24.9777 | 39.1415 | R-All-HVAC-ER-All-All-E | 0 | 3.573 | 3.5648 | 3.5566 | 3.5485 | 3.5404 | 3.1689 | 2.5089 | 1.982 | 1.5614 | 1.2257 | 0.95773 | 0.74381 | 0.57306 | 0.43677 | 0.32797 | 0.24114 | 0 | 0 | 0 | 0 | 30.1662 | 30.1662 | 3.573 | 7.1377 | 10.6943 | 14.2428 | 17.7832 | 20.9521 | 23.461 | 25.443 | 27.0044 | 28.2301 | 29.1878 | 29.9316 | 30.1662 | 30.1662 | 30.1662 | 30.1662 | 30.1662 | 30.1662 | 30.1662 | 30.1662
Under $5 | Under $5 | ResWx | Under $5 | 4.6412 | HVAC | Urban | SC-Retro | M_Input | Residential | Multifamily - Low Rise | WALL R0 - R11_Electric FAF | 0.30979 | 4.6412 | R-All-HVAC-ER-All-All-E | 0 | 0.0019989 | 0.0019943 | 0.0019897 | 0.0019852 | 0.0019807 | 0.0017728 | 0.0014036 | 0.0011088 | 0.00087353 | 0.00068572 | 0.0005358 | 0.00041612 | 0.0003206 | 0.00024435 | 0.00018348 | 0.0001349 | 0 | 0 | 0 | 0 | 0.016876 | 0.016876 | 0.0019989 | 0.0039931 | 0.0059828 | 0.007968 | 0.0099487 | 0.011722 | 0.013125 | 0.014234 | 0.015107 | 0.015793 | 0.016329 | 0.016745 | 0.016876 | 0.016876 | 0.016876 | 0.016876 | 0.016876 | 0.016876 | 0.016876 | 0.016876
Under $20 | Under $10 | ResWx | Under $20 | 18.1129 | HVAC | Urban | SC-Retro | M_Input | Residential | Multifamily - Low Rise | FLOOR R0 - R19_Electric FAF | 9.9421 | 18.1129 | R-All-HVAC-ER-All-All-E | 0 | 0.00020152 | 0.00020106 | 0.0002006 | 0.00020014 | 0.00019969 | 0.00017873 | 0.00014151 | 0.00011179 | 8.8068e-05 | 6.9133e-05 | 5.4019e-05 | 4.1953e-05 | 3.2322e-05 | 2.4635e-05 | 1.8499e-05 | 1.3601e-05 | 0 | 0 | 0 | 0 | 0.0017014 | 0.0017014 | 0.00020152 | 0.00040258 | 0.00060318 | 0.00080333 | 0.001003 | 0.0011818 | 0.0013233 | 0.001435 | 0.0015231 | 0.0015922 | 0.0016463 | 0.0016882 | 0.0017014 | 0.0017014 | 0.0017014 | 0.0017014 | 0.0017014 | 0.0017014 | 0.0017014 | 0.0017014
Under $15 | Under $10 | ResWx | Under $15 | 12.3653 | HVAC | Urban | SC-Retro | M_Input | Residential | Multifamily - Low Rise | FLOOR R0 - R30_Electric FAF | 5.8325 | 12.3653 | R-All-HVAC-ER-All-All-E | 0 | 0.0029866 | 0.0029797 | 0.0029729 | 0.0029661 | 0.0029594 | 0.0026489 | 0.0020971 | 0.0016567 | 0.0013052 | 0.0010246 | 0.00080056 | 0.00062174 | 0.00047901 | 0.00036509 | 0.00027415 | 0.00020156 | 0 | 0 | 0 | 0 | 0.025216 | 0.025216 | 0.0029866 | 0.0059663 | 0.0089392 | 0.011905 | 0.014865 | 0.017514 | 0.019611 | 0.021267 | 0.022573 | 0.023597 | 0.024398 | 0.025019 | 0.025216 | 0.025216 | 0.025216 | 0.025216 | 0.025216 | 0.025216 | 0.025216 | 0.025216
Under $20 | Under $10 | ResWx | Under $20 | 15.7778 | HVAC | Urban | SC-Retro | M_Input | Residential | Multifamily - Low Rise | ATTIC R0 - R19_Electric FAF | 8.2725 | 15.7778 | R-All-HVAC-ER-All-All-E | 0 | 0.00035946 | 0.00035864 | 0.00035782 | 0.000357 | 0.00035619 | 0.00031882 | 0.00025241 | 0.0001994 | 0.00015709 | 0.00012332 | 9.6355e-05 | 7.4833e-05 | 5.7654e-05 | 4.3942e-05 | 3.2996e-05 | 2.426e-05 | 0 | 0 | 0 | 0 | 0.0030349 | 0.0030349 | 0.00035946 | 0.0007181 | 0.0010759 | 0.0014329 | 0.0017891 | 0.0021079 | 0.0023603 | 0.0025597 | 0.0027168 | 0.0028401 | 0.0029365 | 0.0030113 | 0.0030349 | 0.0030349 | 0.0030349 | 0.0030349 | 0.0030349 | 0.0030349 | 0.0030349 | 0.0030349
Under $20 | Under $10 | ResWx | Under $20 | 15.5432 | HVAC | Urban | SC-Retro | M_Input | Residential | Multifamily - Low Rise | ATTIC R0 - R38_Electric FAF | 8.1048 | 15.5432 | R-All-HVAC-ER-All-All-E | 0 | 9.1849e-05 | 9.1638e-05 | 9.1428e-05 | 9.122e-05 | 9.1012e-05 | 8.1462e-05 | 6.4494e-05 | 5.095e-05 | 4.0139e-05 | 3.1509e-05 | 2.462e-05 | 1.9121e-05 | 1.4732e-05 | 1.1228e-05 | 8.4311e-06 | 6.1988e-06 | 0 | 0 | 0 | 0 | 0.00077547 | 0.00077547 | 9.1849e-05 | 0.00018349 | 0.00027491 | 0.00036613 | 0.00045715 | 0.00053861 | 0.0006031 | 0.00065405 | 0.00069419 | 0.0007257 | 0.00075032 | 0.00076944 | 0.00077547 | 0.00077547 | 0.00077547 | 0.00077547 | 0.00077547 | 0.00077547 | 0.00077547 | 0.00077547
Under $20 | Under $10 | ResWx | Under $20 | 17.5719 | HVAC | Urban | SC-Retro | M_Input | Residential | Multifamily - Low Rise | ATTIC R0 - R49_Electric FAF | 9.5553 | 17.5719 | R-All-HVAC-ER-All-All-E | 0 | 0.00057666 | 0.00057534 | 0.00057402 | 0.00057271 | 0.00057141 | 0.00051145 | 0.00040492 | 0.00031989 | 0.00025201 | 0.00019783 | 0.00015457 | 0.00012005 | 9.249e-05 | 7.0493e-05 | 5.2934e-05 | 3.8918e-05 | 0 | 0 | 0 | 0 | 0.0048687 | 0.0048687 | 0.00057666 | 0.001152 | 0.001726 | 0.0022987 | 0.0028701 | 0.0033816 | 0.0037865 | 0.0041064 | 0.0043584 | 0.0045562 | 0.0047108 | 0.0048309 | 0.0048687 | 0.0048687 | 0.0048687 | 0.0048687 | 0.0048687 | 0.0048687 | 0.0048687 | 0.0048687
Under $85 | Under $55 | ResWx | Under $85 | 78.3268 | HVAC | Urban | SC-Retro | M_Input | Residential | Multifamily - Low Rise | ATTIC R19 - R30_Electric FAF | 52.9953 | 78.3268 | R-All-HVAC-ER-All-All-E | 0 | 0.00010682 | 0.00010657 | 0.00010633 | 0.00010609 | 0.00010585 | 9.474e-05 | 7.5006e-05 | 5.9254e-05 | 4.6681e-05 | 3.6645e-05 | 2.8633e-05 | 2.2237e-05 | 1.7133e-05 | 1.3058e-05 | 9.8053e-06 | 7.2091e-06 | 0 | 0 | 0 | 0 | 0.00090187 | 0.00090187 | 0.00010682 | 0.00021339 | 0.00031972 | 0.00042581 | 0.00053166 | 0.0006264 | 0.0007014 | 0.00076066 | 0.00080734 | 0.00084398 | 0.00087262 | 0.00089485 | 0.00090187 | 0.00090187 | 0.00090187 | 0.00090187 | 0.00090187 | 0.00090187 | 0.00090187 | 0.00090187
Under $70 | Under $45 | ResWx | Under $70 | 66.1082 | HVAC | Urban | SC-Retro | M_Input | Residential | Multifamily - Low Rise | ATTIC R19 - R38_Electric FAF | 44.2589 | 66.1082 | R-All-HVAC-ER-All-All-E | 0 | 2.2296e-05 | 2.2245e-05 | 2.2194e-05 | 2.2143e-05 | 2.2093e-05 | 1.9775e-05 | 1.5656e-05 | 1.2368e-05 | 9.7436e-06 | 7.6487e-06 | 5.9765e-06 | 4.6416e-06 | 3.576e-06 | 2.7255e-06 | 2.0466e-06 | 1.5047e-06 | 0 | 0 | 0 | 0 | 0.00018824 | 0.00018824 | 2.2296e-05 | 4.4541e-05 | 6.6735e-05 | 8.8878e-05 | 0.00011097 | 0.00013075 | 0.0001464 | 0.00015877 | 0.00016851 | 0.00017616 | 0.00018214 | 0.00018678 | 0.00018824 | 0.00018824 | 0.00018824 | 0.00018824 | 0.00018824 | 0.00018824 | 0.00018824 | 0.00018824
Under $70 | Under $45 | ResWx | Under $70 | 65.0654 | HVAC | Urban | SC-Retro | M_Input | Residential | Multifamily - Low Rise | ATTIC R19 - R49_Electric FAF | 43.5133 | 65.0654 | R-All-HVAC-ER-All-All-E | 0 | 0.00039447 | 0.00039356 | 0.00039266 | 0.00039177 | 0.00039088 | 0.00034986 | 0.00027699 | 0.00021882 | 0.00017239 | 0.00013532 | 0.00010574 | 8.212e-05 | 6.3268e-05 | 4.8221e-05 | 3.621e-05 | 2.6622e-05 | 0 | 0 | 0 | 0 | 0.0033305 | 0.0033305 | 0.00039447 | 0.00078803 | 0.0011807 | 0.0015725 | 0.0019633 | 0.0023132 | 0.0025902 | 0.002809 | 0.0029814 | 0.0031167 | 0.0032224 | 0.0033046 | 0.0033305 | 0.0033305 | 0.0033305 | 0.0033305 | 0.0033305 | 0.0033305 | 0.0033305 | 0.0033305
Under $15 | Under $10 | ResWx | Under $15 | 13.4564 | HVAC | Urban | SC-Retro | M_Input | Residential | Multifamily - Low Rise | WINDOW CL22 Prime Window Replacement of Single Pane Base_Electric FAF | 6.6127 | 13.4564 | R-All-HVAC-ER-All-All-E | 0 | 0.003374 | 0.0033663 | 0.0033586 | 0.0033509 | 0.0033433 | 0.0029925 | 0.0023692 | 0.0018716 | 0.0014745 | 0.0011575 | 0.00090441 | 0.0007024 | 0.00054115 | 0.00041245 | 0.00030971 | 0.00022771 | 0 | 0 | 0 | 0 | 0.028487 | 0.028487 | 0.003374 | 0.0067403 | 0.010099 | 0.01345 | 0.016793 | 0.019786 | 0.022155 | 0.024026 | 0.025501 | 0.026658 | 0.027563 | 0.028265 | 0.028487 | 0.028487 | 0.028487 | 0.028487 | 0.028487 | 0.028487 | 0.028487 | 0.028487
Under $35 | Under $25 | ResWx | Under $35 | 32.3785 | HVAC | Urban | SC-Retro | M_Input | Residential | Multifamily - Low Rise | WINDOW CL22 Prime Window Replacement of Double Pane Base_Electric FAF | 20.1421 | 32.3785 | R-All-HVAC-ER-All-All-E | 0 | 0.010209 | 0.010186 | 0.010162 | 0.010139 | 0.010116 | 0.0090547 | 0.0071687 | 0.0056632 | 0.0044615 | 0.0035023 | 0.0027366 | 0.0021253 | 0.0016374 | 0.001248 | 0.00093714 | 0.00068901 | 0 | 0 | 0 | 0 | 0.086195 | 0.086195 | 0.010209 | 0.020395 | 0.030557 | 0.040697 | 0.050813 | 0.059868 | 0.067036 | 0.072699 | 0.077161 | 0.080663 | 0.0834 | 0.085525 | 0.086195 | 0.086195 | 0.086195 | 0.086195 | 0.086195 | 0.086195 | 0.086195 | 0.086195
Under $15 | Under $10 | ResWx | Under $15 | 13.4624 | HVAC | Urban | SC-Retro | M_Input | Residential | Multifamily - Low Rise | WINDOW CL30 Prime Window Replacement of Single Pane Base_Electric FAF | 6.617 | 13.4624 | R-All-HVAC-ER-All-All-E | 0 | 0.012071 | 0.012043 | 0.012016 | 0.011988 | 0.011961 | 0.010706 | 0.0084759 | 0.0066959 | 0.0052751 | 0.0041409 | 0.0032356 | 0.0025129 | 0.001936 | 0.0014756 | 0.001108 | 0.00081465 | 0 | 0 | 0 | 0 | 0.10191 | 0.10191 | 0.012071 | 0.024114 | 0.03613 | 0.048118 | 0.060079 | 0.070785 | 0.079261 | 0.085956 | 0.091232 | 0.095372 | 0.098608 | 0.10112 | 0.10191 | 0.10191 | 0.10191 | 0.10191 | 0.10191 | 0.10191 | 0.10191 | 0.10191
Under $40 | Under $25 | ResWx | Under $40 | 36.7947 | HVAC | Urban | SC-Retro | M_Input | Residential | Multifamily - Low Rise | WINDOW CL30 Prime Window Replacement of Double Pane Base_Electric FAF | 23.2996 | 36.7947 | R-All-HVAC-ER-All-All-E | 0 | 0.033126 | 0.03305 | 0.032975 | 0.032899 | 0.032825 | 0.02938 | 0.023261 | 0.018376 | 0.014477 | 0.011364 | 0.0088795 | 0.0068962 | 0.0053131 | 0.0040494 | 0.0030408 | 0.0022357 | 0 | 0 | 0 | 0 | 0.27968 | 0.27968 | 0.033126 | 0.066177 | 0.099151 | 0.13205 | 0.16488 | 0.19426 | 0.21752 | 0.23589 | 0.25037 | 0.26173 | 0.27061 | 0.27751 | 0.27968 | 0.27968 | 0.27968 | 0.27968 | 0.27968 | 0.27968 | 0.27968 | 0.27968
Under $30 | Under $20 | ResWx | Under $30 | 29.8204 | HVAC | Urban | SC-Retro | M_Input | Residential | Multifamily - Low Rise | WALL R0 - R11_Heat Pump | 18.313 | 29.8204 | R-All-HVAC-ER-All-All-E | 0 | 0.00015796 | 0.0001576 | 0.00015724 | 0.00015688 | 0.00015652 | 0.0001401 | 0.00011092 | 8.7623e-05 | 6.903e-05 | 5.4189e-05 | 4.2341e-05 | 3.2884e-05 | 2.5335e-05 | 1.9309e-05 | 1.45e-05 | 1.0661e-05 | 0 | 0 | 0 | 0 | 0.0013336 | 0.0013336 | 0.00015796 | 0.00031556 | 0.00047279 | 0.00062967 | 0.00078619 | 0.00092629 | 0.0010372 | 0.0011248 | 0.0011939 | 0.001248 | 0.0012904 | 0.0013233 | 0.0013336 | 0.0013336 | 0.0013336 | 0.0013336 | 0.0013336 | 0.0013336 | 0.0013336 | 0.0013336
Under $85 | Under $50 | ResWx | Under $85 | 72.3477 | HVAC | Urban | SC-Retro | M_Input | Residential | Multifamily - Low Rise | FLOOR R0 - R19_Heat Pump | 48.7202 | 72.3477 | R-All-HVAC-ER-All-All-E | 0 | 1.4631e-05 | 1.4598e-05 | 1.4564e-05 | 1.4531e-05 | 1.4498e-05 | 1.2977e-05 | 1.0274e-05 | 8.1162e-06 | 6.394e-06 | 5.0193e-06 | 3.9219e-06 | 3.0459e-06 | 2.3467e-06 | 1.7886e-06 | 1.3431e-06 | 9.8745e-07 | 0 | 0 | 0 | 0 | 0.00012353 | 0.00012353 | 1.4631e-05 | 2.9229e-05 | 4.3793e-05 | 5.8324e-05 | 7.2822e-05 | 8.5799e-05 | 9.6073e-05 | 0.00010419 | 0.00011058 | 0.0001156 | 0.00011952 | 0.00012257 | 0.00012353 | 0.00012353 | 0.00012353 | 0.00012353 | 0.00012353 | 0.00012353 | 0.00012353 | 0.00012353
Under $60 | Under $40 | ResWx | Under $60 | 56.0478 | HVAC | Urban | SC-Retro | M_Input | Residential | Multifamily - Low Rise | FLOOR R0 - R30_Heat Pump | 37.0657 | 56.0478 | R-All-HVAC-ER-All-All-E | 0 | 0.00021579 | 0.0002153 | 0.0002148 | 0.00021432 | 0.00021383 | 0.00019139 | 0.00015152 | 0.0001197 | 9.4304e-05 | 7.4028e-05 | 5.7843e-05 | 4.4923e-05 | 3.4611e-05 | 2.6379e-05 | 1.9808e-05 | 1.4564e-05 | 0 | 0 | 0 | 0 | 0.0018219 | 0.0018219 | 0.00021579 | 0.00043109 | 0.00064589 | 0.00086021 | 0.001074 | 0.0012654 | 0.001417 | 0.0015367 | 0.001631 | 0.001705 | 0.0017628 | 0.0018078 | 0.0018219 | 0.0018219 | 0.0018219 | 0.0018219 | 0.0018219 | 0.0018219 | 0.0018219 | 0.0018219
Under $60 | Under $40 | ResWx | Under $60 | 58.4753 | HVAC | Urban | SC-Retro | M_Input | Residential | Multifamily - Low Rise | ATTIC R0 - R19_Heat Pump | 38.8014 | 58.4753 | R-All-HVAC-ER-All-All-E | 0 | 2.879e-05 | 2.8724e-05 | 2.8658e-05 | 2.8593e-05 | 2.8528e-05 | 2.5534e-05 | 2.0216e-05 | 1.597e-05 | 1.2582e-05 | 9.8765e-06 | 7.7172e-06 | 5.9935e-06 | 4.6176e-06 | 3.5194e-06 | 2.6427e-06 | 1.943e-06 | 0 | 0 | 0 | 0 | 0.00024307 | 0.00024307 | 2.879e-05 | 5.7514e-05 | 8.6172e-05 | 0.00011477 | 0.00014329 | 0.00016883 | 0.00018904 | 0.00020501 | 0.0002176 | 0.00022747 | 0.00023519 | 0.00024118 | 0.00024307 | 0.00024307 | 0.00024307 | 0.00024307 | 0.00024307 | 0.00024307 | 0.00024307 | 0.00024307
Under $60 | Under $40 | ResWx | Under $60 | 58.1854 | HVAC | Urban | SC-Retro | M_Input | Residential | Multifamily - Low Rise | ATTIC R0 - R38_Heat Pump | 38.5941 | 58.1854 | R-All-HVAC-ER-All-All-E | 0 | 7.3215e-06 | 7.3047e-06 | 7.288e-06 | 7.2714e-06 | 7.2549e-06 | 6.4936e-06 | 5.141e-06 | 4.0614e-06 | 3.1996e-06 | 2.5117e-06 | 1.9625e-06 | 1.5242e-06 | 1.1743e-06 | 8.95e-07 | 6.7207e-07 | 4.9412e-07 | 0 | 0 | 0 | 0 | 6.1815e-05 | 6.1815e-05 | 7.3215e-06 | 1.4626e-05 | 2.1914e-05 | 2.9186e-05 | 3.6441e-05 | 4.2934e-05 | 4.8075e-05 | 5.2137e-05 | 5.5336e-05 | 5.7848e-05 | 5.981e-05 | 6.1335e-05 | 6.1815e-05 | 6.1815e-05 | 6.1815e-05 | 6.1815e-05 | 6.1815e-05 | 6.1815e-05 | 6.1815e-05 | 6.1815e-05
Under $65 | Under $45 | ResWx | Under $65 | 63.6998 | HVAC | Urban | SC-Retro | M_Input | Residential | Multifamily - Low Rise | ATTIC R0 - R49_Heat Pump | 42.5369 | 63.6998 | R-All-HVAC-ER-All-All-E | 0 | 4.5862e-05 | 4.5756e-05 | 4.5651e-05 | 4.5548e-05 | 4.5444e-05 | 4.0675e-05 | 3.2203e-05 | 2.544e-05 | 2.0042e-05 | 1.5733e-05 | 1.2293e-05 | 9.5474e-06 | 7.3557e-06 | 5.6062e-06 | 4.2098e-06 | 3.0951e-06 | 0 | 0 | 0 | 0 | 0.00038721 | 0.00038721 | 4.5862e-05 | 9.1618e-05 | 0.00013727 | 0.00018282 | 0.00022826 | 0.00026894 | 0.00030114 | 0.00032658 | 0.00034662 | 0.00036235 | 0.00037465 | 0.00038419 | 0.00038721 | 0.00038721 | 0.00038721 | 0.00038721 | 0.00038721 | 0.00038721 | 0.00038721 | 0.00038721
Over $160 | Over $160 | ResWx | Over $160 | 224.1628 | HVAC | Urban | SC-Retro | M_Input | Residential | Multifamily - Low Rise | ATTIC R19 - R30_Heat Pump | 157.2686 | 224.1628 | R-All-HVAC-ER-All-All-E | 0 | 8.4924e-06 | 8.4729e-06 | 8.4535e-06 | 8.4343e-06 | 8.4151e-06 | 7.5321e-06 | 5.9632e-06 | 4.7109e-06 | 3.7113e-06 | 2.9134e-06 | 2.2764e-06 | 1.7679e-06 | 1.3621e-06 | 1.0381e-06 | 7.7955e-07 | 5.7315e-07 | 0 | 0 | 0 | 0 | 7.1701e-05 | 7.1701e-05 | 8.4924e-06 | 1.6965e-05 | 2.5419e-05 | 3.3853e-05 | 4.2268e-05 | 4.98e-05 | 5.5764e-05 | 6.0474e-05 | 6.4186e-05 | 6.7099e-05 | 6.9375e-05 | 7.1143e-05 | 7.1701e-05 | 7.1701e-05 | 7.1701e-05 | 7.1701e-05 | 7.1701e-05 | 7.1701e-05 | 7.1701e-05 | 7.1701e-05
Over $160 | Over $160 | ResWx | Over $160 | 194.1743 | HVAC | Urban | SC-Retro | M_Input | Residential | Multifamily - Low Rise | ATTIC R19 - R38_Heat Pump | 135.8267 | 194.1743 | R-All-HVAC-ER-All-All-E | 0 | 1.7529e-06 | 1.7489e-06 | 1.7448e-06 | 1.7409e-06 | 1.7369e-06 | 1.5547e-06 | 1.2308e-06 | 9.7235e-07 | 7.6603e-07 | 6.0133e-07 | 4.6986e-07 | 3.6491e-07 | 2.8114e-07 | 2.1428e-07 | 1.609e-07 | 1.183e-07 | 0 | 0 | 0 | 0 | 1.4799e-05 | 1.4799e-05 | 1.7529e-06 | 3.5017e-06 | 5.2466e-06 | 6.9874e-06 | 8.7243e-06 | 1.0279e-05 | 1.151e-05 | 1.2482e-05 | 1.3248e-05 | 1.385e-05 | 1.4319e-05 | 1.4684e-05 | 1.4799e-05 | 1.4799e-05 | 1.4799e-05 | 1.4799e-05 | 1.4799e-05 | 1.4799e-05 | 1.4799e-05 | 1.4799e-05
Over $160 | Over $160 | ResWx | Over $160 | 192.5249 | HVAC | Urban | SC-Retro | M_Input | Residential | Multifamily - Low Rise | ATTIC R19 - R49_Heat Pump | 134.6473 | 192.5249 | R-All-HVAC-ER-All-All-E | 0 | 3.0839e-05 | 3.0768e-05 | 3.0698e-05 | 3.0628e-05 | 3.0558e-05 | 2.7352e-05 | 2.1655e-05 | 1.7107e-05 | 1.3477e-05 | 1.0579e-05 | 8.2664e-06 | 6.42e-06 | 4.9462e-06 | 3.7698e-06 | 2.8308e-06 | 2.0813e-06 | 0 | 0 | 0 | 0 | 0.00026037 | 0.00026037 | 3.0839e-05 | 6.1607e-05 | 9.2305e-05 | 0.00012293 | 0.00015349 | 0.00018084 | 0.0002025 | 0.0002196 | 0.00023308 | 0.00024366 | 0.00025193 | 0.00025835 | 0.00026037 | 0.00026037 | 0.00026037 | 0.00026037 | 0.00026037 | 0.00026037 | 0.00026037 | 0.00026037
Under $50 | Under $30 | ResWx | Under $50 | 45.4786 | HVAC | Urban | SC-Retro | M_Input | Residential | Multifamily - Low Rise | WINDOW CL22 Prime Window Replacement of Single Pane Base_Heat Pump | 29.5087 | 45.4786 | R-All-HVAC-ER-All-All-E | 0 | 0.00030356 | 0.00030286 | 0.00030217 | 0.00030148 | 0.0003008 | 0.00026923 | 0.00021315 | 0.00016839 | 0.00013266 | 0.00010414 | 8.137e-05 | 6.3195e-05 | 4.8688e-05 | 3.7108e-05 | 2.7865e-05 | 2.0487e-05 | 0 | 0 | 0 | 0 | 0.002563 | 0.002563 | 0.00030356 | 0.00060643 | 0.0009086 | 0.0012101 | 0.0015109 | 0.0017801 | 0.0019933 | 0.0021617 | 0.0022943 | 0.0023985 | 0.0024798 | 0.002543 | 0.002563 | 0.002563 | 0.002563 | 0.002563 | 0.002563 | 0.002563 | 0.002563 | 0.002563
Under $100 | Under $65 | ResWx | Under $100 | 88.6111 | HVAC | Urban | SC-Retro | M_Input | Residential | Multifamily - Low Rise | WINDOW CL22 Prime Window Replacement of Double Pane Base_Heat Pump | 60.3486 | 88.6111 | R-All-HVAC-ER-All-All-E | 0 | 0.00092799 | 0.00092586 | 0.00092374 | 0.00092164 | 0.00091954 | 0.00082305 | 0.00065162 | 0.00051478 | 0.00040554 | 0.00031835 | 0.00024875 | 0.00019319 | 0.00014884 | 0.00011344 | 8.5184e-05 | 6.2629e-05 | 0 | 0 | 0 | 0 | 0.007835 | 0.007835 | 0.00092799 | 0.0018539 | 0.0027776 | 0.0036992 | 0.0046188 | 0.0054418 | 0.0060935 | 0.0066082 | 0.0070138 | 0.0073321 | 0.0075809 | 0.0077741 | 0.007835 | 0.007835 | 0.007835 | 0.007835 | 0.007835 | 0.007835 | 0.007835 | 0.007835
Under $45 | Under $30 | ResWx | Under $45 | 44.6008 | HVAC | Urban | SC-Retro | M_Input | Residential | Multifamily - Low Rise | WINDOW CL30 Prime Window Replacement of Single Pane Base_Heat Pump | 28.881 | 44.6008 | R-All-HVAC-ER-All-All-E | 0 | 0.0011036 | 0.001101 | 0.0010985 | 0.001096 | 0.0010935 | 0.00097878 | 0.00077491 | 0.00061218 | 0.00048228 | 0.00037859 | 0.00029582 | 0.00022974 | 0.000177 | 0.0001349 | 0.0001013 | 7.448e-05 | 0 | 0 | 0 | 0 | 0.0093175 | 0.0093175 | 0.0011036 | 0.0022046 | 0.0033032 | 0.0043992 | 0.0054927 | 0.0064715 | 0.0072464 | 0.0078586 | 0.0083409 | 0.0087194 | 0.0090153 | 0.009245 | 0.0093175 | 0.0093175 | 0.0093175 | 0.0093175 | 0.0093175 | 0.0093175 | 0.0093175 | 0.0093175
Under $100 | Under $70 | ResWx | Under $100 | 95.2226 | HVAC | Urban | SC-Retro | M_Input | Residential | Multifamily - Low Rise | WINDOW CL30 Prime Window Replacement of Double Pane Base_Heat Pump | 65.0758 | 95.2226 | R-All-HVAC-ER-All-All-E | 0 | 0.0031133 | 0.0031061 | 0.003099 | 0.0030919 | 0.0030849 | 0.0027612 | 0.0021861 | 0.001727 | 0.0013605 | 0.001068 | 0.00083451 | 0.00064812 | 0.00049933 | 0.00038057 | 0.00028578 | 0.00021011 | 0 | 0 | 0 | 0 | 0.026285 | 0.026285 | 0.0031133 | 0.0062194 | 0.0093184 | 0.01241 | 0.015495 | 0.018256 | 0.020443 | 0.02217 | 0.02353 | 0.024598 | 0.025433 | 0.026081 | 0.026285 | 0.026285 | 0.026285 | 0.026285 | 0.026285 | 0.026285 | 0.026285 | 0.026285
Under $70 | Under $55 | ASHP | Under $70 | 67.433 | HVAC | Urban | SC-New | M_Input | Residential | Manufactured | HVAC Conversion - FAF w/CAC to ASHP 8.5 HSPF/14SEER + HZ23 | 50.6104 | 67.433 | R-All-HVAC-ASHP-All-All-E | 0 | 0.00018662 | 0.00029312 | 0.00041764 | 0.00054589 | 0.00066538 | 0.00076091 | 0.00082279 | 0.00086451 | 0.00088686 | 0.00089297 | 0.00088866 | 0.00087873 | 0.00086695 | 0.00085591 | 0.00084509 | 0.00083411 | 0.00082325 | 0.0008125 | 0.00080186 | 0.00079133 | 0.014735 | 0.014735 | 0.00018662 | 0.00047974 | 0.00089739 | 0.0014433 | 0.0021087 | 0.0028696 | 0.0036923 | 0.0045569 | 0.0054437 | 0.0063367 | 0.0072254 | 0.0081041 | 0.008971 | 0.0098269 | 0.010672 | 0.011506 | 0.012329 | 0.013142 | 0.013944 | 0.014735
Under $85 | Under $70 | ASHP | Under $85 | 79.3455 | HVAC | Urban | SC-New | M_Input | Residential | Manufactured | HVAC Conversion - FAF to ASHP 8.5 HSPF/14SEER + HZ23CZ23 | 65.5149 | 79.3455 | R-All-HVAC-ASHP-All-All-E | 0 | 0.00063811 | 0.0010023 | 0.001428 | 0.0018666 | 0.0022751 | 0.0026018 | 0.0028133 | 0.002956 | 0.0030324 | 0.0030533 | 0.0030386 | 0.0030046 | 0.0029643 | 0.0029266 | 0.0028896 | 0.0028521 | 0.0028149 | 0.0027782 | 0.0027418 | 0.0027058 | 0.050383 | 0.050383 | 0.00063811 | 0.0016404 | 0.0030684 | 0.004935 | 0.0072101 | 0.0098118 | 0.012625 | 0.015581 | 0.018614 | 0.021667 | 0.024706 | 0.02771 | 0.030675 | 0.033601 | 0.036491 | 0.039343 | 0.042158 | 0.044936 | 0.047678 | 0.050383
Under $60 | Under $50 | ASHP | Under $60 | 59.8855 | HVAC | Urban | SC-New | M_Input | Residential | Manufactured | HVAC Conversion - FAF to ASHP 8.5 HSPF/14SEER + HZ23CZ1 | 48.9194 | 59.8855 | R-All-HVAC-ASHP-All-All-E | 0 | 0.00022845 | 0.00035882 | 0.00051125 | 0.00066824 | 0.00081451 | 0.00093145 | 0.0010072 | 0.0010583 | 0.0010856 | 0.0010931 | 0.0010878 | 0.0010757 | 0.0010613 | 0.0010477 | 0.0010345 | 0.0010211 | 0.0010078 | 0.0009946 | 0.00098158 | 0.00096869 | 0.018038 | 0.018038 | 0.00022845 | 0.00058727 | 0.0010985 | 0.0017668 | 0.0025813 | 0.0035127 | 0.0045199 | 0.0055782 | 0.0066638 | 0.0077569 | 0.0088448 | 0.0099204 | 0.010982 | 0.012029 | 0.013064 | 0.014085 | 0.015093 | 0.016087 | 0.017069 | 0.018038
Under $70 | Under $50 | ASHP | Under $70 | 67.7103 | HVAC | Urban | SC-New | M_Input | Residential | Manufactured | HVAC Conversion - FAF w/CAC to ASHP 8.5 HSPF/14SEER + HZ1 | 46.9286 | 67.7103 | R-All-HVAC-ASHP-All-All-E | 0 | 0.00019908 | 0.0003127 | 0.00044553 | 0.00058235 | 0.00070981 | 0.00081172 | 0.00087773 | 0.00092224 | 0.00094609 | 0.00095261 | 0.000948 | 0.00093742 | 0.00092484 | 0.00091307 | 0.00090152 | 0.00088981 | 0.00087822 | 0.00086675 | 0.00085541 | 0.00084418 | 0.015719 | 0.015719 | 0.00019908 | 0.00051178 | 0.00095731 | 0.0015397 | 0.0022495 | 0.0030612 | 0.0039389 | 0.0048612 | 0.0058073 | 0.0067599 | 0.0077079 | 0.0086453 | 0.0095701 | 0.010483 | 0.011385 | 0.012275 | 0.013153 | 0.01402 | 0.014875 | 0.015719
Under $85 | Under $65 | ASHP | Under $85 | 78.6048 | HVAC | Urban | SC-New | M_Input | Residential | Manufactured | HVAC Conversion - FAF to ASHP 8.5 HSPF/14SEER + HZ1CZ23 | 60.0394 | 78.6048 | R-All-HVAC-ASHP-All-All-E | 0 | 0 | 0 | 0 | 0 | 0 | 0 | 0 | 0 | 0 | 0 | 0 | 0 | 0 | 0 | 0 | 0 | 0 | 0 | 0 | 0 | 0 | 0 | 0 | 0 | 0 | 0 | 0 | 0 | 0 | 0 | 0 | 0 | 0 | 0 | 0 | 0 | 0 | 0 | 0 | 0 | 0 | 0
Under $100 | Under $65 | ASHP | Under $100 | 86.2606 | HVAC | Urban | SC-New | M_Input | Residential | Manufactured | HVAC Conversion - FAF to ASHP 8.5 HSPF/14SEER + HZ1CZ1 | 63.3088 | 86.2606 | R-All-HVAC-ASHP-All-All-E | 0 | 0.0031057 | 0.004878 | 0.0069502 | 0.0090845 | 0.011073 | 0.012663 | 0.013693 | 0.014387 | 0.014759 | 0.014861 | 0.014789 | 0.014624 | 0.014427 | 0.014244 | 0.014064 | 0.013881 | 0.0137 | 0.013521 | 0.013344 | 0.013169 | 0.24522 | 0.24522 | 0.0031057 | 0.0079837 | 0.014934 | 0.024018 | 0.035091 | 0.047754 | 0.061447 | 0.075834 | 0.090592 | 0.10545 | 0.12024 | 0.13487 | 0.14929 | 0.16354 | 0.1776 | 0.19148 | 0.20518 | 0.2187 | 0.23205 | 0.24522
Over $160 | Over $160 | ASHP | Over $160 | 754.4169 | HVAC | Urban | SC-New (2) | M_Input | Residential | Manufactured | HVAC Upgrade - Heat Pump Upgrade to 9.0 HSPF/14 SEER + HZ23CZ1 | 512.9169 | 754.4169 | R-All-HVAC-ASHP-All-All-E | 0 | 5.1301e-07 | 8.0578e-07 | 1.1481e-06 | 1.5006e-06 | 1.8291e-06 | 2.0917e-06 | 2.2618e-06 | 2.3765e-06 | 2.4379e-06 | 2.4547e-06 | 2.4429e-06 | 2.4156e-06 | 2.3832e-06 | 2.3529e-06 | 2.3231e-06 | 2.2929e-06 | 2.2631e-06 | 2.2335e-06 | 2.2043e-06 | 2.1753e-06 | 4.0506e-05 | 4.0506e-05 | 5.1301e-07 | 1.3188e-06 | 2.4669e-06 | 3.9675e-06 | 5.7966e-06 | 7.8883e-06 | 1.015e-05 | 1.2527e-05 | 1.4965e-05 | 1.7419e-05 | 1.9862e-05 | 2.2278e-05 | 2.4661e-05 | 2.7014e-05 | 2.9337e-05 | 3.163e-05 | 3.3893e-05 | 3.6126e-05 | 3.8331e-05 | 4.0506e-05
Over $160 | Over $160 | ASHP | Over $160 | 249.8035 | HVAC | Urban | SC-New (2) | M_Input | Residential | Manufactured | HVAC Upgrade - Heat Pump Upgrade to 9.0 HSPF/14 SEER + HZ23CZ23 | 173.2258 | 249.8035 | R-All-HVAC-ASHP-All-All-E | 0 | 5.9663e-06 | 9.3712e-06 | 1.3352e-05 | 1.7452e-05 | 2.1272e-05 | 2.4326e-05 | 2.6305e-05 | 2.7639e-05 | 2.8353e-05 | 2.8549e-05 | 2.8411e-05 | 2.8093e-05 | 2.7716e-05 | 2.7364e-05 | 2.7018e-05 | 2.6667e-05 | 2.6319e-05 | 2.5976e-05 | 2.5636e-05 | 2.5299e-05 | 0.00047108 | 0.00047108 | 5.9663e-06 | 1.5338e-05 | 2.869e-05 | 4.6142e-05 | 6.7414e-05 | 9.1741e-05 | 0.00011805 | 0.00014568 | 0.00017404 | 0.00020259 | 0.000231 | 0.00025909 | 0.00028681 | 0.00031417 | 0.00034119 | 0.00036785 | 0.00039417 | 0.00042015 | 0.00044579 | 0.00047108
Under $65 | Under $45 | ASHP | Under $65 | 60.9588 | HVAC | Urban | SC-New (2) | M_Input | Residential | Manufactured | HVAC Upgrade - Heat Pump Upgrade to 9.0 HSPF/14 SEER + HZ1CZ23 | 42.4108 | 60.9588 | R-All-HVAC-ASHP-All-All-E | 0 | 0 | 0 | 0 | 0 | 0 | 0 | 0 | 0 | 0 | 0 | 0 | 0 | 0 | 0 | 0 | 0 | 0 | 0 | 0 | 0 | 0 | 0 | 0 | 0 | 0 | 0 | 0 | 0 | 0 | 0 | 0 | 0 | 0 | 0 | 0 | 0 | 0 | 0 | 0 | 0 | 0 | 0
Under $65 | Under $45 | ASHP | Under $65 | 61.2643 | HVAC | Urban | SC-New (2) | M_Input | Residential | Manufactured | HVAC Upgrade - Heat Pump Upgrade to 9.0 HSPF/14 SEER + HZ1CZ1 | 42.6234 | 61.2643 | R-All-HVAC-ASHP-All-All-E | 0 | 9.6274e-05 | 0.00015122 | 0.00021545 | 0.00028161 | 0.00034325 | 0.00039253 | 0.00042446 | 0.00044598 | 0.00045751 | 0.00046066 | 0.00045844 | 0.00045332 | 0.00044724 | 0.00044155 | 0.00043596 | 0.0004303 | 0.00042469 | 0.00041915 | 0.00041366 | 0.00040823 | 0.0076015 | 0.0076015 | 9.6274e-05 | 0.00024749 | 0.00046294 | 0.00074455 | 0.0010878 | 0.0014803 | 0.0019048 | 0.0023508 | 0.0028083 | 0.003269 | 0.0037274 | 0.0041807 | 0.004628 | 0.0050695 | 0.0055055 | 0.0059358 | 0.0063604 | 0.0067796 | 0.0071933 | 0.0076015
Under $70 | Under $55 | ASHP | Under $70 | 67.433 | HVAC | Urban | SC-NR | M_Input | Residential | Manufactured | HVAC Conversion - FAF w/CAC to ASHP 8.5 HSPF/14SEER + HZ23 | 50.6104 | 67.433 | R-All-HVAC-ASHP-All-All-E | 0 | 0.0019461 | 0.0029336 | 0.0039978 | 0.0050625 | 0.00604 | 0.0068507 | 0.0074442 | 0.0078127 | 0.0079887 | 0.0080277 | 0.0079865 | 0.0079074 | 0.0078143 | 0.0077177 | 0.0076211 | 0.0079118 | 0.0077681 | 0.0076307 | 0.0074948 | 0.0073625 | 0.10055 | 0.10055 | 0.0019461 | 0.0048797 | 0.0088775 | 0.01394 | 0.01998 | 0.026831 | 0.034275 | 0.042088 | 0.050076 | 0.058104 | 0.066091 | 0.073998 | 0.081812 | 0.08953 | 0.097151 | 0.10055 | 0.10055 | 0.10055 | 0.10055 | 0.10055
Under $85 | Under $70 | ASHP | Under $85 | 79.3455 | HVAC | Urban | SC-NR | M_Input | Residential | Manufactured | HVAC Conversion - FAF to ASHP 8.5 HSPF/14SEER + HZ23CZ23 | 65.5149 | 79.3455 | R-All-HVAC-ASHP-All-All-E | 0 | 0.0066544 | 0.010031 | 0.01367 | 0.01731 | 0.020653 | 0.023424 | 0.025454 | 0.026714 | 0.027316 | 0.027449 | 0.027308 | 0.027037 | 0.026719 | 0.026389 | 0.026059 | 0.027053 | 0.026562 | 0.026091 | 0.025627 | 0.025174 | 0.3438 | 0.3438 | 0.0066544 | 0.016685 | 0.030355 | 0.047665 | 0.068317 | 0.091742 | 0.1172 | 0.14391 | 0.17123 | 0.19867 | 0.22598 | 0.25302 | 0.27974 | 0.30613 | 0.33219 | 0.3438 | 0.3438 | 0.3438 | 0.3438 | 0.3438
Under $60 | Under $50 | ASHP | Under $60 | 59.8855 | HVAC | Urban | SC-NR | M_Input | Residential | Manufactured | HVAC Conversion - FAF to ASHP 8.5 HSPF/14SEER + HZ23CZ1 | 48.9194 | 59.8855 | R-All-HVAC-ASHP-All-All-E | 0 | 0.0023823 | 0.0035911 | 0.0048938 | 0.0061972 | 0.0073938 | 0.0083861 | 0.0091126 | 0.0095638 | 0.0097792 | 0.009827 | 0.0097765 | 0.0096796 | 0.0095656 | 0.0094474 | 0.0093293 | 0.009685 | 0.0095092 | 0.0093409 | 0.0091746 | 0.0090126 | 0.12308 | 0.12308 | 0.0023823 | 0.0059734 | 0.010867 | 0.017064 | 0.024458 | 0.032844 | 0.041957 | 0.051521 | 0.0613 | 0.071127 | 0.080903 | 0.090583 | 0.10015 | 0.1096 | 0.11893 | 0.12308 | 0.12308 | 0.12308 | 0.12308 | 0.12308
Under $70 | Under $50 | ASHP | Under $70 | 67.7103 | HVAC | Urban | SC-NR | M_Input | Residential | Manufactured | HVAC Conversion - FAF w/CAC to ASHP 8.5 HSPF/14SEER + HZ1 | 46.9286 | 67.7103 | R-All-HVAC-ASHP-All-All-E | 0 | 0.0020761 | 0.0031295 | 0.0042647 | 0.0054006 | 0.0064434 | 0.0073082 | 0.0079413 | 0.0083344 | 0.0085222 | 0.0085638 | 0.0085199 | 0.0084354 | 0.0083361 | 0.0082331 | 0.0081301 | 0.0084401 | 0.0082869 | 0.0081402 | 0.0079953 | 0.0078541 | 0.10726 | 0.10726 | 0.0020761 | 0.0052056 | 0.0094703 | 0.014871 | 0.021314 | 0.028623 | 0.036564 | 0.044898 | 0.05342 | 0.061984 | 0.070504 | 0.07894 | 0.087276 | 0.095509 | 0.10364 | 0.10726 | 0.10726 | 0.10726 | 0.10726 | 0.10726
Under $85 | Under $65 | ASHP | Under $85 | 78.6048 | HVAC | Urban | SC-NR | M_Input | Residential | Manufactured | HVAC Conversion - FAF to ASHP 8.5 HSPF/14SEER + HZ1CZ23 | 60.0394 | 78.6048 | R-All-HVAC-ASHP-All-All-E | 0 | 0 | 0 | 0 | 0 | 0 | 0 | 0 | 0 | 0 | 0 | 0 | 0 | 0 | 0 | 0 | 0 | 0 | 0 | 0 | 0 | 0 | 0 | 0 | 0 | 0 | 0 | 0 | 0 | 0 | 0 | 0 | 0 | 0 | 0 | 0 | 0 | 0 | 0 | 0 | 0 | 0 | 0
Under $100 | Under $65 | ASHP | Under $100 | 86.2606 | HVAC | Urban | SC-NR | M_Input | Residential | Manufactured | HVAC Conversion - FAF to ASHP 8.5 HSPF/14SEER + HZ1CZ1 | 63.3088 | 86.2606 | R-All-HVAC-ASHP-All-All-E | 0 | 0.032387 | 0.048819 | 0.066529 | 0.084249 | 0.10052 | 0.11401 | 0.12388 | 0.13002 | 0.13294 | 0.13359 | 0.13291 | 0.13159 | 0.13004 | 0.12843 | 0.12683 | 0.13166 | 0.12927 | 0.12699 | 0.12473 | 0.12252 | 1.6733 | 1.6733 | 0.032387 | 0.081206 | 0.14774 | 0.23198 | 0.3325 | 0.44651 | 0.57039 | 0.70041 | 0.83335 | 0.96695 | 1.0999 | 1.2314 | 1.3615 | 1.4899 | 1.6168 | 1.6733 | 1.6733 | 1.6733 | 1.6733 | 1.6733
Over $160 | Over $160 | ASHP | Over $160 | 754.4169 | HVAC | Urban | SC-NR (2) | M_Input | Residential | Manufactured | HVAC Upgrade - Heat Pump Upgrade to 9.0 HSPF/14 SEER + HZ23CZ1 | 512.9169 | 754.4169 | R-All-HVAC-ASHP-All-All-E | 0 | 4.3992e-06 | 6.6313e-06 | 9.037e-06 | 1.1444e-05 | 1.3653e-05 | 1.5486e-05 | 1.6828e-05 | 1.7661e-05 | 1.8058e-05 | 1.8147e-05 | 1.8054e-05 | 1.7875e-05 | 1.7664e-05 | 1.7446e-05 | 1.7228e-05 | 1.7885e-05 | 1.756e-05 | 1.7249e-05 | 1.6942e-05 | 1.6643e-05 | 0.00022729 | 0.00022729 | 4.3992e-06 | 1.1031e-05 | 2.0068e-05 | 3.1511e-05 | 4.5165e-05 | 6.0651e-05 | 7.7478e-05 | 9.5139e-05 | 0.0001132 | 0.00013134 | 0.0001494 | 0.00016727 | 0.00018494 | 0.00020238 | 0.00021961 | 0.00022729 | 0.00022729 | 0.00022729 | 0.00022729 | 0.00022729
Over $160 | Over $160 | ASHP | Over $160 | 249.8035 | HVAC | Urban | SC-NR (2) | M_Input | Residential | Manufactured | HVAC Upgrade - Heat Pump Upgrade to 9.0 HSPF/14 SEER + HZ23CZ23 | 173.2258 | 249.8035 | R-All-HVAC-ASHP-All-All-E | 0 | 6.3954e-05 | 9.6403e-05 | 0.00013137 | 0.00016636 | 0.00019849 | 0.00022513 | 0.00024463 | 0.00025674 | 0.00026252 | 0.00026381 | 0.00026245 | 0.00025985 | 0.00025679 | 0.00025362 | 0.00025045 | 0.00026 | 0.00025528 | 0.00025076 | 0.00024629 | 0.00024195 | 0.0033042 | 0.0033042 | 6.3954e-05 | 0.00016036 | 0.00029173 | 0.0004581 | 0.00065658 | 0.00088171 | 0.0011263 | 0.0013831 | 0.0016456 | 0.0019094 | 0.0021719 | 0.0024317 | 0.0026885 | 0.0029421 | 0.0031926 | 0.0033042 | 0.0033042 | 0.0033042 | 0.0033042 | 0.0033042
Under $65 | Under $45 | ASHP | Under $65 | 60.9588 | HVAC | Urban | SC-NR (2) | M_Input | Residential | Manufactured | HVAC Upgrade - Heat Pump Upgrade to 9.0 HSPF/14 SEER + HZ1CZ23 | 42.4108 | 60.9588 | R-All-HVAC-ASHP-All-All-E | 0 | 0 | 0 | 0 | 0 | 0 | 0 | 0 | 0 | 0 | 0 | 0 | 0 | 0 | 0 | 0 | 0 | 0 | 0 | 0 | 0 | 0 | 0 | 0 | 0 | 0 | 0 | 0 | 0 | 0 | 0 | 0 | 0 | 0 | 0 | 0 | 0 | 0 | 0 | 0 | 0 | 0 | 0
Under $65 | Under $45 | ASHP | Under $65 | 61.2643 | HVAC | Urban | SC-NR (2) | M_Input | Residential | Manufactured | HVAC Upgrade - Heat Pump Upgrade to 9.0 HSPF/14 SEER + HZ1CZ1 | 42.6234 | 61.2643 | R-All-HVAC-ASHP-All-All-E | 0 | 0.0010182 | 0.0015347 | 0.0020915 | 0.0026485 | 0.0031599 | 0.003584 | 0.0038945 | 0.0040873 | 0.0041794 | 0.0041998 | 0.0041783 | 0.0041369 | 0.0040882 | 0.0040376 | 0.0039871 | 0.0041392 | 0.004064 | 0.0039921 | 0.003921 | 0.0038518 | 0.052603 | 0.052603 | 0.0010182 | 0.0025529 | 0.0046444 | 0.0072929 | 0.010453 | 0.014037 | 0.017931 | 0.022019 | 0.026198 | 0.030398 | 0.034576 | 0.038713 | 0.042801 | 0.046839 | 0.050826 | 0.052603 | 0.052603 | 0.052603 | 0.052603 | 0.052603
Under $115 | Under $85 | ResWx | Under $115 | 109.721 | HVAC | Urban | SC-Retro | M_Input | Residential | Manufactured | Manufactured Home Weatherization - Add a Low-e Storm Window to an existing Single Pane Wood Framed Window_Electric FAF | 76.8537 | 109.721 | R-All-HVAC-ER-All-All-E | 0 | 0.00018703 | 0.00018503 | 0.00018306 | 0.00018111 | 0.00017919 | 0.00015955 | 0.00012628 | 9.9949e-05 | 7.9108e-05 | 6.2612e-05 | 4.9557e-05 | 3.9223e-05 | 3.1045e-05 | 2.4571e-05 | 1.9448e-05 | 1.5393e-05 | 1.0387e-07 | 3.6702e-08 | 1.2379e-08 | 3.9936e-09 | 0.0013953 | 0.0013953 | 0.00018703 | 0.00037206 | 0.00055512 | 0.00073624 | 0.00091543 | 0.001075 | 0.0012013 | 0.0013012 | 0.0013803 | 0.0013953 | 0.0013953 | 0.0013953 | 0.0013953 | 0.0013953 | 0.0013953 | 0.0013953 | 0.0013953 | 0.0013953 | 0.0013953 | 0.0013953
Under $40 | Under $30 | ResWx | Under $40 | 37.0865 | HVAC | Urban | SC-Retro | M_Input | Residential | Manufactured | Manufactured Home Weatherization - Add a Low-e Storm Window to an existing Single Pane Metal Framed Window_Electric FAF | 27.5876 | 37.0865 | R-All-HVAC-ER-All-All-E | 0 | 0.0012858 | 0.0012721 | 0.0012585 | 0.0012451 | 0.0012318 | 0.0010969 | 0.00086814 | 0.00068712 | 0.00054384 | 0.00043044 | 0.00034069 | 0.00026965 | 0.00021342 | 0.00016892 | 0.0001337 | 0.00010582 | 7.1409e-07 | 2.5232e-07 | 8.5101e-08 | 2.7455e-08 | 0.0095921 | 0.0095921 | 0.0012858 | 0.0025578 | 0.0038163 | 0.0050614 | 0.0062933 | 0.0073901 | 0.0082583 | 0.0089454 | 0.0094892 | 0.0095921 | 0.0095921 | 0.0095921 | 0.0095921 | 0.0095921 | 0.0095921 | 0.0095921 | 0.0095921 | 0.0095921 | 0.0095921 | 0.0095921
Over $160 | Under $130 | ResWx | Over $160 | 181.5283 | HVAC | Urban | SC-Retro | M_Input | Residential | Manufactured | Manufactured Home Weatherization - Add a Low-e Storm Window to an existing Double Pane Metal Framed Window_Electric FAF | 125.0787 | 181.5283 | R-All-HVAC-ER-All-All-E | 0 | 2.4522e-05 | 2.4261e-05 | 2.4003e-05 | 2.3747e-05 | 2.3494e-05 | 2.092e-05 | 1.6557e-05 | 1.3105e-05 | 1.0372e-05 | 8.2095e-06 | 6.4977e-06 | 5.1428e-06 | 4.0704e-06 | 3.2217e-06 | 2.5499e-06 | 2.0182e-06 | 1.3619e-08 | 4.8123e-09 | 1.6231e-09 | 5.2363e-10 | 0.00018294 | 0.00018294 | 2.4522e-05 | 4.8783e-05 | 7.2786e-05 | 9.6533e-05 | 0.00012003 | 0.00014095 | 0.0001575 | 0.00017061 | 0.00018098 | 0.00018294 | 0.00018294 | 0.00018294 | 0.00018294 | 0.00018294 | 0.00018294 | 0.00018294 | 0.00018294 | 0.00018294 | 0.00018294 | 0.00018294
Under $115 | Under $85 | ResWx | Under $115 | 111.7612 | HVAC | Urban | SC-Retro | M_Input | Residential | Manufactured | Manufactured Home Weatherization - Add a Low-e Storm Window to an existing Single Pane Wood Framed Window_Heat Pump | 78.1027 | 111.7612 | R-All-HVAC-ER-All-All-E | 0 | 3.9844e-05 | 3.9419e-05 | 3.9e-05 | 3.8584e-05 | 3.8174e-05 | 3.399e-05 | 2.6903e-05 | 2.1293e-05 | 1.6853e-05 | 1.3339e-05 | 1.0557e-05 | 8.3561e-06 | 6.6137e-06 | 5.2346e-06 | 4.1431e-06 | 3.2792e-06 | 2.2129e-08 | 7.819e-09 | 2.6372e-09 | 8.508e-10 | 0.00029725 | 0.00029725 | 3.9844e-05 | 7.9263e-05 | 0.00011826 | 0.00015685 | 0.00019502 | 0.00022901 | 0.00025591 | 0.00027721 | 0.00029406 | 0.00029725 | 0.00029725 | 0.00029725 | 0.00029725 | 0.00029725 | 0.00029725 | 0.00029725 | 0.00029725 | 0.00029725 | 0.00029725 | 0.00029725
Under $40 | Under $30 | ResWx | Under $40 | 37.6998 | HVAC | Urban | SC-Retro | M_Input | Residential | Manufactured | Manufactured Home Weatherization - Add a Low-e Storm Window to an existing Single Pane Metal Framed Window_Heat Pump | 27.8888 | 37.6998 | R-All-HVAC-ER-All-All-E | 0 | 0.00027565 | 0.00027272 | 0.00026981 | 0.00026694 | 0.0002641 | 0.00023516 | 0.00018612 | 0.00014731 | 0.00011659 | 9.2282e-05 | 7.304e-05 | 5.781e-05 | 4.5755e-05 | 3.6215e-05 | 2.8663e-05 | 2.2687e-05 | 1.5309e-07 | 5.4094e-08 | 1.8245e-08 | 5.8861e-09 | 0.0020565 | 0.0020565 | 0.00027565 | 0.00054837 | 0.00081818 | 0.0010851 | 0.0013492 | 0.0015844 | 0.0017705 | 0.0019178 | 0.0020344 | 0.0020565 | 0.0020565 | 0.0020565 | 0.0020565 | 0.0020565 | 0.0020565 | 0.0020565 | 0.0020565 | 0.0020565 | 0.0020565 | 0.0020565
Over $160 | Under $130 | ResWx | Over $160 | 184.1817 | HVAC | Urban | SC-Retro | M_Input | Residential | Manufactured | Manufactured Home Weatherization - Add a Low-e Storm Window to an existing Double Pane Metal Framed Window_Heat Pump | 126.744 | 184.1817 | R-All-HVAC-ER-All-All-E | 0 | 5.2346e-06 | 5.1788e-06 | 5.1237e-06 | 5.0691e-06 | 5.0151e-06 | 4.4656e-06 | 3.5344e-06 | 2.7974e-06 | 2.2141e-06 | 1.7524e-06 | 1.387e-06 | 1.0978e-06 | 8.6889e-07 | 6.8771e-07 | 5.4431e-07 | 4.3081e-07 | 2.9072e-09 | 1.0272e-09 | 3.4647e-10 | 1.1178e-10 | 3.9052e-05 | 3.9052e-05 | 5.2346e-06 | 1.0413e-05 | 1.5537e-05 | 2.0606e-05 | 2.5621e-05 | 3.0087e-05 | 3.3621e-05 | 3.6419e-05 | 3.8633e-05 | 3.9052e-05 | 3.9052e-05 | 3.9052e-05 | 3.9052e-05 | 3.9052e-05 | 3.9052e-05 | 3.9052e-05 | 3.9052e-05 | 3.9052e-05 | 3.9052e-05 | 3.9052e-05
Under $25 | Under $20 | ResWx | Under $25 | 23.7664 | HVAC | Urban | SC-Retro | M_Input | Residential | Manufactured | Attic R0 - R22_Electric FAF | 17.8752 | 23.7664 | R-All-HVAC-ER-All-All-E | 0 | 0.0092181 | 0.0091175 | 0.009018 | 0.0089196 | 0.0088222 | 0.0078309 | 0.0061513 | 0.004822 | 0.0037698 | 0.0029371 | 0.0022779 | 0.0017563 | 0.0013434 | 0.0010166 | 0.00075791 | 0.00055318 | 0 | 0 | 0 | 0 | 0.065962 | 0.065962 | 0.0092181 | 0.018336 | 0.027354 | 0.036273 | 0.045095 | 0.052926 | 0.059078 | 0.0639 | 0.065962 | 0.065962 | 0.065962 | 0.065962 | 0.065962 | 0.065962 | 0.065962 | 0.065962 | 0.065962 | 0.065962 | 0.065962 | 0.065962
Under $50 | Under $40 | ResWx | Under $50 | 49.8161 | HVAC | Urban | SC-Retro | M_Input | Residential | Manufactured | Attic R0 - R30_Electric FAF | 36.1698 | 49.8161 | R-All-HVAC-ER-All-All-E | 0 | 0.017064 | 0.016878 | 0.016694 | 0.016512 | 0.016331 | 0.014496 | 0.011387 | 0.0089262 | 0.0069785 | 0.005437 | 0.0042168 | 0.0032511 | 0.0024868 | 0.0018818 | 0.001403 | 0.001024 | 0 | 0 | 0 | 0 | 0.12211 | 0.12211 | 0.017064 | 0.033942 | 0.050636 | 0.067147 | 0.083479 | 0.097975 | 0.10936 | 0.11829 | 0.12211 | 0.12211 | 0.12211 | 0.12211 | 0.12211 | 0.12211 | 0.12211 | 0.12211 | 0.12211 | 0.12211 | 0.12211 | 0.12211
Under $35 | Under $25 | ResWx | Under $35 | 32.954 | HVAC | Urban | SC-Retro | M_Input | Residential | Manufactured | Attic R0 - R22_Heat Pump | 22.3717 | 32.954 | R-All-HVAC-ASHP-All-All-E | 0 | 0.0019722 | 0.0019507 | 0.0019294 | 0.0019083 | 0.0018875 | 0.0016754 | 0.0013161 | 0.0010317 | 0.00080655 | 0.00062838 | 0.00048736 | 0.00037575 | 0.00028741 | 0.00021749 | 0.00016215 | 0.00011835 | 0 | 0 | 0 | 0 | 0.014113 | 0.014113 | 0.0019722 | 0.0039229 | 0.0058523 | 0.0077606 | 0.0096481 | 0.011324 | 0.01264 | 0.013671 | 0.014113 | 0.014113 | 0.014113 | 0.014113 | 0.014113 | 0.014113 | 0.014113 | 0.014113 | 0.014113 | 0.014113 | 0.014113 | 0.014113
Under $60 | Under $45 | ResWx | Under $60 | 58.7897 | HVAC | Urban | SC-Retro | M_Input | Residential | Manufactured | Attic R0 - R30_Heat Pump | 41.3616 | 58.7897 | R-All-HVAC-ASHP-All-All-E | 0 | 0.0036116 | 0.0035722 | 0.0035332 | 0.0034947 | 0.0034565 | 0.0030681 | 0.0024101 | 0.0018892 | 0.001477 | 0.0011507 | 0.00089249 | 0.0006881 | 0.00052632 | 0.00039828 | 0.00029694 | 0.00021673 | 0 | 0 | 0 | 0 | 0.025844 | 0.025844 | 0.0036116 | 0.0071838 | 0.010717 | 0.014212 | 0.017668 | 0.020736 | 0.023146 | 0.025036 | 0.025844 | 0.025844 | 0.025844 | 0.025844 | 0.025844 | 0.025844 | 0.025844 | 0.025844 | 0.025844 | 0.025844 | 0.025844 | 0.025844
Over $160 | Over $160 | ResWx | Over $160 | 229.1656 | HVAC | Urban | SC-Retro | M_Input | Residential | Manufactured | Floor R11 - R22_Electric FAF | 158.4853 | 229.1656 | R-All-HVAC-ER-All-All-E | 0 | 0.0030817 | 0.003048 | 0.0030148 | 0.0029819 | 0.0029493 | 0.0026179 | 0.0020564 | 0.001612 | 0.0012603 | 0.00098188 | 0.00076153 | 0.00058713 | 0.0004491 | 0.00033984 | 0.00025337 | 0.00018493 | 0 | 0 | 0 | 0 | 0.022052 | 0.022052 | 0.0030817 | 0.0061297 | 0.0091445 | 0.012126 | 0.015076 | 0.017694 | 0.01975 | 0.021362 | 0.022052 | 0.022052 | 0.022052 | 0.022052 | 0.022052 | 0.022052 | 0.022052 | 0.022052 | 0.022052 | 0.022052 | 0.022052 | 0.022052
Under $100 | Under $65 | ResWx | Under $100 | 86.2275 | HVAC | Urban | SC-Retro | M_Input | Residential | Manufactured | Floor R0 - R22_Electric FAF | 60.641 | 86.2275 | R-All-HVAC-ER-All-All-E | 0 | 0.0048068 | 0.0047543 | 0.0047024 | 0.0046511 | 0.0046004 | 0.0040834 | 0.0032076 | 0.0025144 | 0.0019658 | 0.0015315 | 0.0011878 | 0.0009158 | 0.0007005 | 0.00053009 | 0.00039521 | 0.00028846 | 0 | 0 | 0 | 0 | 0.034396 | 0.034396 | 0.0048068 | 0.0095611 | 0.014264 | 0.018915 | 0.023515 | 0.027598 | 0.030806 | 0.03332 | 0.034396 | 0.034396 | 0.034396 | 0.034396 | 0.034396 | 0.034396 | 0.034396 | 0.034396 | 0.034396 | 0.034396 | 0.034396 | 0.034396
Under $115 | Under $85 | ResWx | Under $115 | 112.2724 | HVAC | Urban | SC-Retro | M_Input | Residential | Manufactured | CFM50 Infiltration Reduction_Electric FAF | 78.6127 | 112.2724 | R-All-HVAC-ER-All-All-E | 0 | 0.019017 | 0.018809 | 0.018604 | 0.018401 | 0.0182 | 0.016155 | 0.01269 | 0.0099477 | 0.0077771 | 0.0060591 | 0.0046994 | 0.0036232 | 0.0027714 | 0.0020972 | 0.0015636 | 0.0011412 | 0 | 0 | 0 | 0 | 0.13608 | 0.13608 | 0.019017 | 0.037826 | 0.05643 | 0.074831 | 0.093031 | 0.10919 | 0.12188 | 0.13182 | 0.13608 | 0.13608 | 0.13608 | 0.13608 | 0.13608 | 0.13608 | 0.13608 | 0.13608 | 0.13608 | 0.13608 | 0.13608 | 0.13608
Over $160 | Over $160 | ResWx | Over $160 | 231.5126 | HVAC | Urban | SC-Retro | M_Input | Residential | Manufactured | Attic R11 - R30_Electric FAF | 163.3708 | 231.5126 | R-All-HVAC-ER-All-All-E | 0 | 8.9908e-05 | 8.8927e-05 | 8.7956e-05 | 8.6997e-05 | 8.6047e-05 | 7.6378e-05 | 5.9997e-05 | 4.7031e-05 | 3.6769e-05 | 2.8646e-05 | 2.2218e-05 | 1.713e-05 | 1.3102e-05 | 9.915e-06 | 7.3922e-06 | 5.3954e-06 | 0 | 0 | 0 | 0 | 0.00064336 | 0.00064336 | 8.9908e-05 | 0.00017883 | 0.00026679 | 0.00035379 | 0.00043983 | 0.00051621 | 0.00057621 | 0.00062324 | 0.00064336 | 0.00064336 | 0.00064336 | 0.00064336 | 0.00064336 | 0.00064336 | 0.00064336 | 0.00064336 | 0.00064336 | 0.00064336 | 0.00064336 | 0.00064336
Under $70 | Under $50 | ResWx | Under $70 | 65.3085 | HVAC | Urban | SC-Retro | M_Input | Residential | Manufactured | WINDOW CL30 Prime Window Replacement of Single Pane Base_Electric FAF | 45.7313 | 65.3085 | R-All-HVAC-ER-All-All-E | 0 | 0.014514 | 0.014356 | 0.014199 | 0.014044 | 0.013891 | 0.01233 | 0.0096855 | 0.0075924 | 0.0059358 | 0.0046245 | 0.0035867 | 0.0027653 | 0.0021152 | 0.0016006 | 0.0011934 | 0.00087101 | 0 | 0 | 0 | 0 | 0.10386 | 0.10386 | 0.014514 | 0.02887 | 0.043069 | 0.057114 | 0.071005 | 0.083335 | 0.09302 | 0.10061 | 0.10386 | 0.10386 | 0.10386 | 0.10386 | 0.10386 | 0.10386 | 0.10386 | 0.10386 | 0.10386 | 0.10386 | 0.10386 | 0.10386
Under $100 | Under $65 | ResWx | Under $100 | 87.0862 | HVAC | Urban | SC-Retro | M_Input | Residential | Manufactured | WINDOW CL22 Prime Window Replacement of Single Pane Base_Electric FAF | 60.6512 | 87.0862 | R-All-HVAC-ER-All-All-E | 0 | 0.0037475 | 0.0037066 | 0.0036662 | 0.0036262 | 0.0035866 | 0.0031836 | 0.0025008 | 0.0019603 | 0.0015326 | 0.001194 | 0.00092608 | 0.00071399 | 0.00054613 | 0.00041327 | 0.00030812 | 0.00022489 | 0 | 0 | 0 | 0 | 0.026816 | 0.026816 | 0.0037475 | 0.0074541 | 0.01112 | 0.014747 | 0.018333 | 0.021517 | 0.024017 | 0.025978 | 0.026816 | 0.026816 | 0.026816 | 0.026816 | 0.026816 | 0.026816 | 0.026816 | 0.026816 | 0.026816 | 0.026816 | 0.026816 | 0.026816
Over $160 | Over $160 | ResWx | Over $160 | 193.5965 | HVAC | Urban | SC-Retro | M_Input | Residential | Manufactured | WINDOW CL22 Prime Window Replacement of Double Pane Base_Electric FAF | 133.6882 | 193.5965 | R-All-HVAC-ER-All-All-E | 0 | 9.4098e-05 | 9.3071e-05 | 9.2055e-05 | 9.1051e-05 | 9.0057e-05 | 7.9938e-05 | 6.2792e-05 | 4.9222e-05 | 3.8482e-05 | 2.9981e-05 | 2.3253e-05 | 1.7928e-05 | 1.3713e-05 | 1.0377e-05 | 7.7367e-06 | 5.6469e-06 | 0 | 0 | 0 | 0 | 0.00067334 | 0.00067334 | 9.4098e-05 | 0.00018717 | 0.00027922 | 0.00037027 | 0.00046033 | 0.00054027 | 0.00060306 | 0.00065228 | 0.00067334 | 0.00067334 | 0.00067334 | 0.00067334 | 0.00067334 | 0.00067334 | 0.00067334 | 0.00067334 | 0.00067334 | 0.00067334 | 0.00067334 | 0.00067334
Over $160 | Under $115 | ResWx | Over $160 | 156.3787 | HVAC | Urban | SC-Retro | M_Input | Residential | Manufactured | WINDOW CL30 Prime Window Replacement of Double Pane Base_Electric FAF | 108.2827 | 156.3787 | R-All-HVAC-ER-All-All-E | 0 | 0.00034967 | 0.00034585 | 0.00034208 | 0.00033835 | 0.00033465 | 0.00029705 | 0.00023334 | 0.00018291 | 0.000143 | 0.00011141 | 8.6409e-05 | 6.6621e-05 | 5.0958e-05 | 3.8561e-05 | 2.875e-05 | 2.0984e-05 | 0 | 0 | 0 | 0 | 0.0025022 | 0.0025022 | 0.00034967 | 0.00069552 | 0.0010376 | 0.001376 | 0.0017106 | 0.0020077 | 0.002241 | 0.0024239 | 0.0025022 | 0.0025022 | 0.0025022 | 0.0025022 | 0.0025022 | 0.0025022 | 0.0025022 | 0.0025022 | 0.0025022 | 0.0025022 | 0.0025022 | 0.0025022
Under $130 | Under $85 | ResWx | Under $130 | 122.965 | HVAC | Urban | SC-Retro | M_Input | Residential | Manufactured | CFM50 Infiltration Reduction_Heat Pump | 84.2236 | 122.965 | R-All-HVAC-ASHP-All-All-E | 0 | 0.0040458 | 0.0040016 | 0.003958 | 0.0039148 | 0.003872 | 0.003437 | 0.0026998 | 0.0021163 | 0.0016546 | 0.0012891 | 0.00099978 | 0.00077082 | 0.0005896 | 0.00044617 | 0.00033264 | 0.00024279 | 0 | 0 | 0 | 0 | 0.028951 | 0.028951 | 0.0040458 | 0.0080474 | 0.012005 | 0.01592 | 0.019792 | 0.023229 | 0.025929 | 0.028045 | 0.028951 | 0.028951 | 0.028951 | 0.028951 | 0.028951 | 0.028951 | 0.028951 | 0.028951 | 0.028951 | 0.028951 | 0.028951 | 0.028951
Under $100 | Under $70 | ResWx | Under $100 | 96.4787 | HVAC | Urban | SC-Retro | M_Input | Residential | Manufactured | WINDOW CL22 Prime Window Replacement of Single Pane Base_Heat Pump | 65.6597 | 96.4787 | R-All-HVAC-ASHP-All-All-E | 0 | 0.00080083 | 0.00079209 | 0.00078344 | 0.0007749 | 0.00076644 | 0.00068032 | 0.0005344 | 0.00041891 | 0.00032751 | 0.00025516 | 0.0001979 | 0.00015258 | 0.00011671 | 8.8315e-05 | 6.5844e-05 | 4.8058e-05 | 0 | 0 | 0 | 0 | 0.0057305 | 0.0057305 | 0.00080083 | 0.0015929 | 0.0023764 | 0.0031513 | 0.0039177 | 0.004598 | 0.0051324 | 0.0055513 | 0.0057305 | 0.0057305 | 0.0057305 | 0.0057305 | 0.0057305 | 0.0057305 | 0.0057305 | 0.0057305 | 0.0057305 | 0.0057305 | 0.0057305 | 0.0057305
Under $85 | Under $55 | ResWx | Under $85 | 74.5359 | HVAC | Urban | SC-Retro | M_Input | Residential | Manufactured | WINDOW CL30 Prime Window Replacement of Single Pane Base_Heat Pump | 50.5545 | 74.5359 | R-All-HVAC-ASHP-All-All-E | 0 | 0.0031026 | 0.0030688 | 0.0030353 | 0.0030022 | 0.0029694 | 0.0026358 | 0.0020704 | 0.001623 | 0.0012689 | 0.00098856 | 0.00076672 | 0.00059113 | 0.00045215 | 0.00034216 | 0.0002551 | 0.00018619 | 0 | 0 | 0 | 0 | 0.022202 | 0.022202 | 0.0031026 | 0.0061714 | 0.0092067 | 0.012209 | 0.015178 | 0.017814 | 0.019884 | 0.021507 | 0.022202 | 0.022202 | 0.022202 | 0.022202 | 0.022202 | 0.022202 | 0.022202 | 0.022202 | 0.022202 | 0.022202 | 0.022202 | 0.022202
Under $100 | Under $70 | ResWx | Under $100 | 97.3434 | HVAC | Urban | SC-Retro | M_Input | Residential | Manufactured | Floor R0 - R22_Heat Pump | 65.8278 | 97.3434 | R-All-HVAC-ASHP-All-All-E | 0 | 0.0010246 | 0.0010135 | 0.0010024 | 0.00099146 | 0.00098064 | 0.00087045 | 0.00068376 | 0.00053599 | 0.00041904 | 0.00032647 | 0.00025321 | 0.00019522 | 0.00014932 | 0.000113 | 8.4246e-05 | 6.149e-05 | 0 | 0 | 0 | 0 | 0.0073321 | 0.0073321 | 0.0010246 | 0.0020381 | 0.0030405 | 0.004032 | 0.0050126 | 0.0058831 | 0.0065668 | 0.0071028 | 0.0073321 | 0.0073321 | 0.0073321 | 0.0073321 | 0.0073321 | 0.0073321 | 0.0073321 | 0.0073321 | 0.0073321 | 0.0073321 | 0.0073321 | 0.0073321
Over $160 | Over $160 | ResWx | Over $160 | 206.8365 | HVAC | Urban | SC-Retro | M_Input | Residential | Manufactured | WINDOW CL22 Prime Window Replacement of Double Pane Base_Heat Pump | 141.1528 | 206.8365 | R-All-HVAC-ASHP-All-All-E | 0 | 1.9885e-05 | 1.9668e-05 | 1.9453e-05 | 1.9241e-05 | 1.9031e-05 | 1.6892e-05 | 1.3269e-05 | 1.0402e-05 | 8.132e-06 | 6.3356e-06 | 4.9138e-06 | 3.7885e-06 | 2.8978e-06 | 2.1929e-06 | 1.6349e-06 | 1.1933e-06 | 0 | 0 | 0 | 0 | 0.00014229 | 0.00014229 | 1.9885e-05 | 3.9552e-05 | 5.9005e-05 | 7.8246e-05 | 9.7277e-05 | 0.00011417 | 0.00012744 | 0.00013784 | 0.00014229 | 0.00014229 | 0.00014229 | 0.00014229 | 0.00014229 | 0.00014229 | 0.00014229 | 0.00014229 | 0.00014229 | 0.00014229 | 0.00014229 | 0.00014229
Over $160 | Under $130 | ResWx | Over $160 | 169.303 | HVAC | Urban | SC-Retro | M_Input | Residential | Manufactured | WINDOW CL30 Prime Window Replacement of Double Pane Base_Heat Pump | 115.3957 | 169.303 | R-All-HVAC-ASHP-All-All-E | 0 | 7.3758e-05 | 7.2953e-05 | 7.2157e-05 | 7.1369e-05 | 7.059e-05 | 6.2659e-05 | 4.9219e-05 | 3.8583e-05 | 3.0164e-05 | 2.3501e-05 | 1.8227e-05 | 1.4053e-05 | 1.0749e-05 | 8.134e-06 | 6.0643e-06 | 4.4263e-06 | 0 | 0 | 0 | 0 | 0.00052779 | 0.00052779 | 7.3758e-05 | 0.00014671 | 0.00021887 | 0.00029024 | 0.00036083 | 0.00042349 | 0.00047271 | 0.00051129 | 0.00052779 | 0.00052779 | 0.00052779 | 0.00052779 | 0.00052779 | 0.00052779 | 0.00052779 | 0.00052779 | 0.00052779 | 0.00052779 | 0.00052779 | 0.00052779
Over $160 | Over $160 | ResWx | Over $160 | 241.9754 | HVAC | Urban | SC-Retro | M_Input | Residential | Manufactured | Floor R11 - R22_Heat Pump | 165.1842 | 241.9754 | R-All-HVAC-ASHP-All-All-E | 0 | 0.00065624 | 0.00064908 | 0.000642 | 0.00063499 | 0.00062806 | 0.00055749 | 0.00043792 | 0.00034328 | 0.00026838 | 0.00020909 | 0.00016217 | 0.00012503 | 9.5635e-05 | 7.237e-05 | 5.3956e-05 | 3.9382e-05 | 0 | 0 | 0 | 0 | 0.0046959 | 0.0046959 | 0.00065624 | 0.0013053 | 0.0019473 | 0.0025823 | 0.0032104 | 0.0037679 | 0.0042058 | 0.0045491 | 0.0046959 | 0.0046959 | 0.0046959 | 0.0046959 | 0.0046959 | 0.0046959 | 0.0046959 | 0.0046959 | 0.0046959 | 0.0046959 | 0.0046959 | 0.0046959
Over $160 | Over $160 | ResWx | Over $160 | 249.2808 | HVAC | Urban | SC-Retro | M_Input | Residential | Manufactured | Attic R11 - R30_Heat Pump | 171.8296 | 249.2808 | R-All-HVAC-ASHP-All-All-E | 0 | 1.8965e-05 | 1.8758e-05 | 1.8553e-05 | 1.835e-05 | 1.815e-05 | 1.6111e-05 | 1.2655e-05 | 9.9204e-06 | 7.7557e-06 | 6.0425e-06 | 4.6865e-06 | 3.6132e-06 | 2.7637e-06 | 2.0914e-06 | 1.5593e-06 | 1.1381e-06 | 0 | 0 | 0 | 0 | 0.00013571 | 0.00013571 | 1.8965e-05 | 3.7722e-05 | 5.6275e-05 | 7.4626e-05 | 9.2776e-05 | 0.00010889 | 0.00012154 | 0.00013146 | 0.00013571 | 0.00013571 | 0.00013571 | 0.00013571 | 0.00013571 | 0.00013571 | 0.00013571 | 0.00013571 | 0.00013571 | 0.00013571 | 0.00013571 | 0.00013571
Under $25 | Under $15 | Microwave | Under $25 | 21.5505 | Food Preparation | Urban | SC-New | M_Input | Residential | Single Family | Microwave Top Tier | 11.4306 | 21.5505 | R-All-Food-Oven-All-All-R | 0 | 0.0025143 | 0.0031796 | 0.0036948 | 0.004219 | 0.0045694 | 0.0049929 | 0.0052891 | 0.0053288 | 0.005226 | 0.0054835 | 0.0056837 | 0.0056966 | 0.0053174 | 0.0052482 | 0.0052296 | 0.0052637 | 0.0053753 | 0.0053997 | 0.0055123 | 0.0055373 | 0.098761 | 0.098761 | 0.0025143 | 0.005694 | 0.0093887 | 0.013608 | 0.018177 | 0.02317 | 0.028459 | 0.033788 | 0.039014 | 0.044497 | 0.050181 | 0.055878 | 0.061195 | 0.066443 | 0.071673 | 0.076937 | 0.082312 | 0.087712 | 0.093224 | 0.098761
Under $25 | Under $15 | Microwave | Under $25 | 21.5505 | Food Preparation | Urban | SC-New | M_Input | Residential | Multifamily - Low Rise | Microwave Top Tier | 11.4306 | 21.5505 | R-All-Food-Oven-All-All-R | 0 | 0.00063392 | 0.0010384 | 0.0013938 | 0.0018302 | 0.0022292 | 0.0026358 | 0.0028328 | 0.0030299 | 0.003212 | 0.0034132 | 0.0034736 | 0.0034188 | 0.0033396 | 0.0032734 | 0.0032264 | 0.0032159 | 0.0032512 | 0.0032356 | 0.0032716 | 0.0032569 | 0.055212 | 0.055212 | 0.00063392 | 0.0016723 | 0.003066 | 0.0048962 | 0.0071254 | 0.0097612 | 0.012594 | 0.015624 | 0.018836 | 0.022249 | 0.025723 | 0.029142 | 0.032481 | 0.035755 | 0.038981 | 0.042197 | 0.045448 | 0.048684 | 0.051955 | 0.055212
Under $25 | Under $15 | Microwave | Under $25 | 21.5505 | Food Preparation | Urban | SC-New | M_Input | Residential | Multifamily - High Rise | Microwave Top Tier | 11.4306 | 21.5505 | R-All-Food-Oven-All-All-R | 0 | 0.00014076 | 0.00023531 | 0.00031663 | 0.00041985 | 0.00050854 | 0.00060093 | 0.00064172 | 0.00068517 | 0.00072261 | 0.00077125 | 0.00078712 | 0.00077477 | 0.000757 | 0.0007381 | 0.00073368 | 0.00073096 | 0.00073869 | 0.00073488 | 0.00074282 | 0.00073929 | 0.01252 | 0.01252 | 0.00014076 | 0.00037607 | 0.00069271 | 0.0011126 | 0.0016211 | 0.002222 | 0.0028637 | 0.0035489 | 0.0042715 | 0.0050428 | 0.0058299 | 0.0066047 | 0.0073617 | 0.0080998 | 0.0088334 | 0.0095644 | 0.010303 | 0.011038 | 0.011781 | 0.01252
Under $25 | Under $15 | Microwave | Under $25 | 21.5505 | Food Preparation | Urban | SC-New | M_Input | Residential | Manufactured | Microwave Top Tier | 11.4306 | 21.5505 | R-All-Food-Oven-All-All-R | 0 | 4.2943e-05 | 6.057e-05 | 7.6312e-05 | 8.9124e-05 | 0.00010019 | 0.00010743 | 0.00011079 | 0.00011387 | 0.00011634 | 0.00012078 | 0.00012142 | 0.00012128 | 0.00011901 | 0.00011696 | 0.00011475 | 0.00011295 | 0.0001128 | 0.00011081 | 0.00011064 | 0.00010867 | 0.0020876 | 0.0020876 | 4.2943e-05 | 0.00010351 | 0.00017983 | 0.00026895 | 0.00036914 | 0.00047657 | 0.00058736 | 0.00070123 | 0.00081757 | 0.00093835 | 0.0010598 | 0.001181 | 0.0013001 | 0.001417 | 0.0015318 | 0.0016447 | 0.0017575 | 0.0018683 | 0.001979 | 0.0020876
Under $25 | Under $15 | Microwave | Under $25 | 21.5505 | Food Preparation | Urban | SC-NR | M_Input | Residential | Single Family | Microwave Top Tier | 11.4306 | 21.5505 | R-All-Food-Oven-All-All-R | 0 | 0.036274 | 0.046349 | 0.054343 | 0.060675 | 0.066213 | 0.070449 | 0.073581 | 0.076032 | 0.077939 | 0.086829 | 0.086781 | 0.086796 | 0.085959 | 0.085172 | 0.084451 | 0.084056 | 0.08458 | 0.084118 | 0.084637 | 0.084302 | 0.5563 | 0.5563 | 0.036274 | 0.082623 | 0.13697 | 0.19764 | 0.26385 | 0.3343 | 0.40788 | 0.48392 | 0.5563 | 0.5563 | 0.5563 | 0.5563 | 0.5563 | 0.5563 | 0.5563 | 0.5563 | 0.5563 | 0.5563 | 0.5563 | 0.5563
Under $25 | Under $15 | Microwave | Under $25 | 21.5505 | Food Preparation | Urban | SC-NR | M_Input | Residential | Multifamily - Low Rise | Microwave Top Tier | 11.4306 | 21.5505 | R-All-Food-Oven-All-All-R | 0 | 0.0092129 | 0.011818 | 0.013885 | 0.015523 | 0.016955 | 0.018051 | 0.018862 | 0.019496 | 0.019991 | 0.023328 | 0.023188 | 0.023093 | 0.022829 | 0.022571 | 0.022339 | 0.022166 | 0.022266 | 0.02212 | 0.022179 | 0.022051 | 0.14825 | 0.14825 | 0.0092129 | 0.021031 | 0.034916 | 0.050438 | 0.067393 | 0.085445 | 0.10431 | 0.1238 | 0.14379 | 0.14825 | 0.14825 | 0.14825 | 0.14825 | 0.14825 | 0.14825 | 0.14825 | 0.14825 | 0.14825 | 0.14825 | 0.14825
Under $25 | Under $15 | Microwave | Under $25 | 21.5505 | Food Preparation | Urban | SC-NR | M_Input | Residential | Multifamily - High Rise | Microwave Top Tier | 11.4306 | 21.5505 | R-All-Food-Oven-All-All-R | 0 | 0.0021009 | 0.0026949 | 0.0031661 | 0.0035395 | 0.0038661 | 0.0041161 | 0.0043008 | 0.0044455 | 0.0045583 | 0.0053131 | 0.0052844 | 0.0052636 | 0.0052055 | 0.0051458 | 0.0050929 | 0.0050526 | 0.0050754 | 0.0050415 | 0.0050558 | 0.005027 | 0.033789 | 0.033789 | 0.0021009 | 0.0047958 | 0.0079619 | 0.011501 | 0.015368 | 0.019484 | 0.023784 | 0.02823 | 0.032788 | 0.033789 | 0.033789 | 0.033789 | 0.033789 | 0.033789 | 0.033789 | 0.033789 | 0.033789 | 0.033789 | 0.033789 | 0.033789
Under $25 | Under $15 | Microwave | Under $25 | 21.5505 | Food Preparation | Urban | SC-NR | M_Input | Residential | Manufactured | Microwave Top Tier | 11.4306 | 21.5505 | R-All-Food-Oven-All-All-R | 0 | 0.0028517 | 0.003535 | 0.0040595 | 0.0044584 | 0.0047951 | 0.0050361 | 0.0051971 | 0.005309 | 0.005382 | 0.0056393 | 0.0056381 | 0.0056234 | 0.0055398 | 0.0054581 | 0.0053715 | 0.0053026 | 0.0052917 | 0.0052186 | 0.0052064 | 0.0051355 | 0.033296 | 0.033296 | 0.0028517 | 0.0063867 | 0.010446 | 0.014905 | 0.0197 | 0.024736 | 0.029933 | 0.033296 | 0.033296 | 0.033296 | 0.033296 | 0.033296 | 0.033296 | 0.033296 | 0.033296 | 0.033296 | 0.033296 | 0.033296 | 0.033296 | 0.033296
Over $160 | Over $160 | Electric Oven | Over $160 | 308.8909 | Food Preparation | Urban | SC-New | M_Input | Residential | Single Family | Self-Cleaning Oven | 203.1085 | 308.8909 | R-All-Food-Oven-All-All-R | 0 | 0.013232 | 0.013722 | 0.014237 | 0.014983 | 0.015375 | 0.016059 | 0.01658 | 0.016575 | 0.016285 | 0.016474 | 0.016825 | 0.016802 | 0.016146 | 0.016092 | 0.016143 | 0.016245 | 0.016295 | 0.016345 | 0.016395 | 0.016445 | 0.31725 | 0.31725 | 0.013232 | 0.026955 | 0.041191 | 0.056175 | 0.07155 | 0.087609 | 0.10419 | 0.12076 | 0.13705 | 0.15352 | 0.17035 | 0.18715 | 0.2033 | 0.21939 | 0.23553 | 0.25178 | 0.26807 | 0.28441 | 0.30081 | 0.31725
Over $160 | Over $160 | Electric Oven | Over $160 | 308.8909 | Food Preparation | Urban | SC-New | M_Input | Residential | Multifamily - Low Rise | Self-Cleaning Oven | 203.1085 | 308.8909 | R-All-Food-Oven-All-All-R | 0 | 0.0062059 | 0.0067516 | 0.0073254 | 0.0081927 | 0.0089583 | 0.009806 | 0.010213 | 0.010623 | 0.011003 | 0.011243 | 0.011343 | 0.011185 | 0.011079 | 0.010985 | 0.010936 | 0.010933 | 0.010896 | 0.01086 | 0.010825 | 0.010791 | 0.20015 | 0.20015 | 0.0062059 | 0.012958 | 0.020283 | 0.028476 | 0.037434 | 0.04724 | 0.057452 | 0.068076 | 0.079078 | 0.090321 | 0.10166 | 0.11285 | 0.12393 | 0.13491 | 0.14585 | 0.15678 | 0.16768 | 0.17854 | 0.18936 | 0.20015
Over $160 | Over $160 | Electric Oven | Over $160 | 308.8909 | Food Preparation | Urban | SC-New | M_Input | Residential | Multifamily - High Rise | Self-Cleaning Oven | 203.1085 | 308.8909 | R-All-Food-Oven-All-All-R | 0 | 0.0013988 | 0.0015306 | 0.0016626 | 0.0018697 | 0.0020387 | 0.0022313 | 0.0023143 | 0.0024045 | 0.0024814 | 0.0025431 | 0.002571 | 0.0025352 | 0.0025117 | 0.0024814 | 0.0024847 | 0.0024833 | 0.0024741 | 0.0024653 | 0.0024568 | 0.0024487 | 0.045387 | 0.045387 | 0.0013988 | 0.0029295 | 0.0045921 | 0.0064618 | 0.0085005 | 0.010732 | 0.013046 | 0.015451 | 0.017932 | 0.020475 | 0.023046 | 0.025581 | 0.028093 | 0.030574 | 0.033059 | 0.035542 | 0.038016 | 0.040482 | 0.042938 | 0.045387
Over $160 | Over $160 | Electric Oven | Over $160 | 308.8909 | Food Preparation | Urban | SC-New | M_Input | Residential | Manufactured | Self-Cleaning Oven | 203.1085 | 308.8909 | R-All-Food-Oven-All-All-R | 0 | 0.0002843 | 0.00030708 | 0.00033203 | 0.00035399 | 0.00037198 | 0.000384 | 0.0003895 | 0.00039459 | 0.00039852 | 0.00040046 | 0.00040054 | 0.00039906 | 0.00039666 | 0.00039413 | 0.00039121 | 0.00038785 | 0.00038325 | 0.0003787 | 0.0003742 | 0.00036974 | 0.0074918 | 0.0074918 | 0.0002843 | 0.00059138 | 0.00092341 | 0.0012774 | 0.0016494 | 0.0020334 | 0.0024229 | 0.0028175 | 0.003216 | 0.0036164 | 0.004017 | 0.004416 | 0.0048127 | 0.0052068 | 0.005598 | 0.0059859 | 0.0063691 | 0.0067478 | 0.007122 | 0.0074918
Over $160 | Over $160 | Electric Oven | Over $160 | 262.1228 | Food Preparation | Urban | SC-New | M_Input | Residential | Single Family | Non self-cleaning oven | 171.6244 | 262.1228 | R-All-Food-Oven-All-All-R | 0 | 0.02008 | 0.020823 | 0.021604 | 0.022737 | 0.023331 | 0.024369 | 0.02516 | 0.025151 | 0.024711 | 0.024999 | 0.025531 | 0.025496 | 0.0245 | 0.024419 | 0.024496 | 0.024652 | 0.024727 | 0.024803 | 0.024879 | 0.024955 | 0.48142 | 0.48142 | 0.02008 | 0.040903 | 0.062507 | 0.085243 | 0.10857 | 0.13294 | 0.1581 | 0.18326 | 0.20797 | 0.23297 | 0.2585 | 0.28399 | 0.30849 | 0.33291 | 0.35741 | 0.38206 | 0.40679 | 0.43159 | 0.45647 | 0.48142
Over $160 | Over $160 | Electric Oven | Over $160 | 262.1228 | Food Preparation | Urban | SC-New | M_Input | Residential | Multifamily - Low Rise | Non self-cleaning oven | 171.6244 | 262.1228 | R-All-Food-Oven-All-All-R | 0 | 0.0094173 | 0.010245 | 0.011116 | 0.012432 | 0.013594 | 0.01488 | 0.015497 | 0.016121 | 0.016696 | 0.01706 | 0.017213 | 0.016972 | 0.016813 | 0.01667 | 0.016595 | 0.016591 | 0.016534 | 0.016479 | 0.016426 | 0.016375 | 0.30373 | 0.30373 | 0.0094173 | 0.019663 | 0.030779 | 0.043211 | 0.056805 | 0.071685 | 0.087182 | 0.1033 | 0.12 | 0.13706 | 0.15427 | 0.17124 | 0.18806 | 0.20473 | 0.22132 | 0.23791 | 0.25445 | 0.27093 | 0.28735 | 0.30373
Over $160 | Over $160 | Electric Oven | Over $160 | 262.1228 | Food Preparation | Urban | SC-New | M_Input | Residential | Multifamily - High Rise | Non self-cleaning oven | 171.6244 | 262.1228 | R-All-Food-Oven-All-All-R | 0 | 0.0021227 | 0.0023227 | 0.002523 | 0.0028372 | 0.0030937 | 0.003386 | 0.0035119 | 0.0036488 | 0.0037655 | 0.003859 | 0.0039014 | 0.003847 | 0.0038114 | 0.0037654 | 0.0037705 | 0.0037683 | 0.0037543 | 0.003741 | 0.0037282 | 0.0037159 | 0.068874 | 0.068874 | 0.0021227 | 0.0044454 | 0.0069683 | 0.0098055 | 0.012899 | 0.016285 | 0.019797 | 0.023446 | 0.027211 | 0.03107 | 0.034972 | 0.038819 | 0.04263 | 0.046396 | 0.050166 | 0.053934 | 0.057689 | 0.06143 | 0.065158 | 0.068874
Over $160 | Over $160 | Electric Oven | Over $160 | 262.1228 | Food Preparation | Urban | SC-New | M_Input | Residential | Manufactured | Non self-cleaning oven | 171.6244 | 262.1228 | R-All-Food-Oven-All-All-R | 0 | 0.00043141 | 0.00046599 | 0.00050384 | 0.00053717 | 0.00056446 | 0.00058271 | 0.00059105 | 0.00059877 | 0.00060474 | 0.00060768 | 0.00060781 | 0.00060557 | 0.00060192 | 0.00059807 | 0.00059365 | 0.00058855 | 0.00058157 | 0.00057466 | 0.00056783 | 0.00056107 | 0.011369 | 0.011369 | 0.00043141 | 0.0008974 | 0.0014012 | 0.0019384 | 0.0025029 | 0.0030856 | 0.0036766 | 0.0042754 | 0.0048801 | 0.0054878 | 0.0060956 | 0.0067012 | 0.0073031 | 0.0079012 | 0.0084949 | 0.0090834 | 0.009665 | 0.01024 | 0.010807 | 0.011369
Over $160 | Over $160 | Electric Oven | Over $160 | 308.8909 | Food Preparation | Urban | SC-NR | M_Input | Residential | Single Family | Self-Cleaning Oven | 203.1085 | 308.8909 | R-All-Food-Oven-All-All-R | 0 | 0.053281 | 0.059432 | 0.064656 | 0.069049 | 0.072709 | 0.075736 | 0.078217 | 0.080096 | 0.081507 | 0.082556 | 0.083322 | 0.083869 | 0.084245 | 0.084489 | 0.084631 | 0.084694 | 0.08448 | 0.084267 | 0.084054 | 0.083842 | 1.6983 | 1.5591 | 0.053281 | 0.11271 | 0.17737 | 0.24642 | 0.31913 | 0.39486 | 0.47308 | 0.55318 | 0.63468 | 0.71724 | 0.80056 | 0.88443 | 0.96868 | 1.0532 | 1.1378 | 1.2225 | 1.307 | 1.3912 | 1.4753 | 1.5591
Over $160 | Over $160 | Electric Oven | Over $160 | 308.8909 | Food Preparation | Urban | SC-NR | M_Input | Residential | Multifamily - Low Rise | Self-Cleaning Oven | 203.1085 | 308.8909 | R-All-Food-Oven-All-All-R | 0 | 0.015604 | 0.017406 | 0.018936 | 0.020224 | 0.021297 | 0.022185 | 0.022912 | 0.023464 | 0.023878 | 0.024186 | 0.024412 | 0.024572 | 0.024683 | 0.024756 | 0.024798 | 0.024817 | 0.024755 | 0.024693 | 0.024632 | 0.02457 | 0.49768 | 0.45678 | 0.015604 | 0.03301 | 0.051946 | 0.07217 | 0.093467 | 0.11565 | 0.13856 | 0.16203 | 0.18591 | 0.21009 | 0.2345 | 0.25908 | 0.28376 | 0.30851 | 0.33331 | 0.35813 | 0.38288 | 0.40758 | 0.43221 | 0.45678
Over $160 | Over $160 | Electric Oven | Over $160 | 308.8909 | Food Preparation | Urban | SC-NR | M_Input | Residential | Multifamily - High Rise | Self-Cleaning Oven | 203.1085 | 308.8909 | R-All-Food-Oven-All-All-R | 0 | 0.0035576 | 0.0039685 | 0.0043174 | 0.0046109 | 0.0048556 | 0.005058 | 0.0052239 | 0.0053496 | 0.0054441 | 0.0055144 | 0.0055658 | 0.0056024 | 0.0056277 | 0.0056441 | 0.0056538 | 0.0056581 | 0.005644 | 0.0056299 | 0.0056159 | 0.0056018 | 0.11347 | 0.10414 | 0.0035576 | 0.0075261 | 0.011843 | 0.016454 | 0.02131 | 0.026368 | 0.031592 | 0.036942 | 0.042386 | 0.0479 | 0.053466 | 0.059068 | 0.064696 | 0.07034 | 0.075994 | 0.081652 | 0.087296 | 0.092926 | 0.098542 | 0.10414
Over $160 | Over $160 | Electric Oven | Over $160 | 308.8909 | Food Preparation | Urban | SC-NR | M_Input | Residential | Manufactured | Self-Cleaning Oven | 203.1085 | 308.8909 | R-All-Food-Oven-All-All-R | 0 | 0.0043473 | 0.0047941 | 0.0051597 | 0.0054537 | 0.0056855 | 0.0058641 | 0.0059976 | 0.0060829 | 0.0061311 | 0.006151 | 0.0061493 | 0.006131 | 0.0061003 | 0.00606 | 0.0060126 | 0.00596 | 0.0058883 | 0.0058174 | 0.0057472 | 0.0056778 | 0.11502 | 0.11502 | 0.0043473 | 0.0091414 | 0.014301 | 0.019755 | 0.02544 | 0.031304 | 0.037302 | 0.043385 | 0.049516 | 0.055667 | 0.061816 | 0.067947 | 0.074047 | 0.080107 | 0.08612 | 0.09208 | 0.097968 | 0.10379 | 0.10953 | 0.11502
Over $160 | Over $160 | Electric Oven | Over $160 | 262.1228 | Food Preparation | Urban | SC-NR | M_Input | Residential | Single Family | Non self-cleaning oven | 171.6244 | 262.1228 | R-All-Food-Oven-All-All-R | 0 | 0.080852 | 0.090187 | 0.098113 | 0.10478 | 0.11033 | 0.11493 | 0.11869 | 0.12154 | 0.12368 | 0.12528 | 0.12644 | 0.12727 | 0.12784 | 0.12821 | 0.12842 | 0.12852 | 0.1282 | 0.12787 | 0.12755 | 0.12723 | 2.577 | 2.3659 | 0.080852 | 0.17104 | 0.26915 | 0.37393 | 0.48426 | 0.59919 | 0.71788 | 0.83943 | 0.96311 | 1.0884 | 1.2148 | 1.3421 | 1.4699 | 1.5981 | 1.7266 | 1.8551 | 1.9833 | 2.1112 | 2.2387 | 2.3659
Over $160 | Over $160 | Electric Oven | Over $160 | 262.1228 | Food Preparation | Urban | SC-NR | M_Input | Residential | Multifamily - Low Rise | Non self-cleaning oven | 171.6244 | 262.1228 | R-All-Food-Oven-All-All-R | 0 | 0.023678 | 0.026413 | 0.028735 | 0.030689 | 0.032317 | 0.033664 | 0.034769 | 0.035605 | 0.036235 | 0.036702 | 0.037044 | 0.037288 | 0.037456 | 0.037566 | 0.03763 | 0.037659 | 0.037565 | 0.037471 | 0.037378 | 0.037284 | 0.75521 | 0.69315 | 0.023678 | 0.050091 | 0.078826 | 0.10952 | 0.14183 | 0.1755 | 0.21027 | 0.24587 | 0.28211 | 0.31881 | 0.35585 | 0.39314 | 0.4306 | 0.46816 | 0.50579 | 0.54345 | 0.58102 | 0.61849 | 0.65586 | 0.69315
Over $160 | Over $160 | Electric Oven | Over $160 | 262.1228 | Food Preparation | Urban | SC-NR | M_Input | Residential | Multifamily - High Rise | Non self-cleaning oven | 171.6244 | 262.1228 | R-All-Food-Oven-All-All-R | 0 | 0.0053985 | 0.006022 | 0.0065515 | 0.0069969 | 0.0073683 | 0.0076753 | 0.0079271 | 0.0081179 | 0.0082613 | 0.0083679 | 0.0084459 | 0.0085014 | 0.0085398 | 0.0085648 | 0.0085795 | 0.0085861 | 0.0085646 | 0.0085432 | 0.0085219 | 0.0085006 | 0.17218 | 0.15803 | 0.0053985 | 0.011421 | 0.017972 | 0.024969 | 0.032337 | 0.040013 | 0.04794 | 0.056058 | 0.064319 | 0.072687 | 0.081133 | 0.089634 | 0.098174 | 0.10674 | 0.11532 | 0.1239 | 0.13247 | 0.14101 | 0.14953 | 0.15803
Over $160 | Over $160 | Electric Oven | Over $160 | 262.1228 | Food Preparation | Urban | SC-NR | M_Input | Residential | Manufactured | Non self-cleaning oven | 171.6244 | 262.1228 | R-All-Food-Oven-All-All-R | 0 | 0.0065969 | 0.0072749 | 0.0078297 | 0.0082758 | 0.0086275 | 0.0088985 | 0.0091012 | 0.0092305 | 0.0093037 | 0.009334 | 0.0093313 | 0.0093036 | 0.0092569 | 0.0091959 | 0.009124 | 0.0090441 | 0.0089353 | 0.0088277 | 0.0087213 | 0.0086159 | 0.17454 | 0.17454 | 0.0065969 | 0.013872 | 0.021701 | 0.029977 | 0.038605 | 0.047503 | 0.056604 | 0.065835 | 0.075139 | 0.084473 | 0.093804 | 0.10311 | 0.11236 | 0.12156 | 0.13068 | 0.13973 | 0.14866 | 0.15749 | 0.16621 | 0.17454
Under $15 | Under $10 | Advanced Power Strips | Under $15 | 11.0519 | Electronics | Urban | SC-New | M_Input | Residential | Single Family | Occupancy sensing advanced power strip | 7.268 | 11.0519 | R-All-Elec-CompAcc-All-All-R | 0 | 0 | 0.00068492 | 0.0018392 | 0.0032223 | 0.0045782 | 0.0060452 | 0.0073587 | 0.0082439 | 0.0087499 | 0.0093342 | 0.0098511 | 0.0099919 | 0.0096167 | 0.0095566 | 0.0095176 | 0.0094578 | 0.0093467 | 0.009235 | 0.0091227 | 0.0091535 | 0.14465 | 0.14465 | 0 | 0.00068492 | 0.0025242 | 0.0057465 | 0.010325 | 0.01637 | 0.023728 | 0.031972 | 0.040722 | 0.050056 | 0.059908 | 0.069899 | 0.079516 | 0.089073 | 0.09859 | 0.10805 | 0.11739 | 0.12663 | 0.13575 | 0.14465
Under $15 | Under $10 | Advanced Power Strips | Under $15 | 11.0519 | Electronics | Urban | SC-New | M_Input | Residential | Multifamily - Low Rise | Occupancy sensing advanced power strip | 7.268 | 11.0519 | R-All-Elec-CompAcc-All-All-R | 0 | 0 | 1.3197e-05 | 0.0001805 | 0.00040196 | 0.00064485 | 0.00091235 | 0.0011259 | 0.0013212 | 0.0014867 | 0.0016027 | 0.0016689 | 0.0016695 | 0.0016603 | 0.0016408 | 0.0016207 | 0.0015992 | 0.0015694 | 0.0015401 | 0.001511 | 0.0015058 | 0.023558 | 0.023558 | 0 | 1.3197e-05 | 0.0001937 | 0.00059565 | 0.0012405 | 0.0021529 | 0.0032787 | 0.0046 | 0.0060867 | 0.0076894 | 0.0093583 | 0.011028 | 0.012688 | 0.014329 | 0.01595 | 0.017549 | 0.019118 | 0.020658 | 0.022169 | 0.023558
Under $15 | Under $10 | Advanced Power Strips | Under $15 | 11.0519 | Electronics | Urban | SC-New | M_Input | Residential | Multifamily - High Rise | Occupancy sensing advanced power strip | 7.268 | 11.0519 | R-All-Elec-CompAcc-All-All-R | 0 | 0 | 2.9819e-06 | 4.1028e-05 | 9.2098e-05 | 0.00014694 | 0.00020777 | 0.00025512 | 0.00029899 | 0.00033513 | 0.00036246 | 0.00037825 | 0.0003784 | 0.0003764 | 0.0003705 | 0.00036829 | 0.00036328 | 0.00035642 | 0.00034966 | 0.00034298 | 0.00034174 | 0.0053417 | 0.0053417 | 0 | 2.9819e-06 | 4.401e-05 | 0.00013611 | 0.00028305 | 0.00049082 | 0.00074594 | 0.0010449 | 0.00138 | 0.0017425 | 0.0021208 | 0.0024992 | 0.0028756 | 0.0032461 | 0.0036143 | 0.0039776 | 0.0043341 | 0.0046837 | 0.0050267 | 0.0053417
Under $15 | Under $10 | Advanced Power Strips | Under $15 | 11.0519 | Electronics | Urban | SC-New | M_Input | Residential | Manufactured | Occupancy sensing advanced power strip | 7.268 | 11.0519 | R-All-Elec-CompAcc-All-All-R | 0 | 0 | 6.2072e-06 | 2.032e-05 | 3.6574e-05 | 5.3628e-05 | 6.9707e-05 | 8.3115e-05 | 9.4541e-05 | 0.00010343 | 0.0001095 | 0.00011296 | 0.00011429 | 0.00011409 | 0.000113 | 0.00011126 | 0.00010879 | 0.00010577 | 0.0001028 | 9.9882e-05 | 9.8574e-05 | 0.0016537 | 0.0016537 | 0 | 6.2072e-06 | 2.6527e-05 | 6.3101e-05 | 0.00011673 | 0.00018644 | 0.00026955 | 0.00036409 | 0.00046753 | 0.00057702 | 0.00068998 | 0.00080427 | 0.00091836 | 0.0010314 | 0.0011426 | 0.0012514 | 0.0013572 | 0.00146 | 0.0015599 | 0.0016537
Under $5 | Under $5 | Advanced Power Strips | Under $5 | 1.6179 | Electronics | Urban | SC-New | M_Input | Residential | Single Family | Infrared sensing advanced power strip | 0.56107 | 1.6179 | R-All-Elec-TV-All-All-R | 0 | 0 | 0 | 0.021906 | 0.053049 | 0.10234 | 0.1393 | 0.17356 | 0.19834 | 0.21441 | 0.2328 | 0.24992 | 0.25777 | 0.25227 | 0.2549 | 0.25814 | 0.26108 | 0.26267 | 0.26424 | 0.26581 | 0.26739 | 3.7037 | 3.7037 | 0 | 0 | 0.021906 | 0.074956 | 0.17729 | 0.31659 | 0.49015 | 0.68849 | 0.9029 | 1.1357 | 1.3856 | 1.6434 | 1.8957 | 2.1506 | 2.4087 | 2.6698 | 2.9324 | 3.1967 | 3.4625 | 3.7037
Under $5 | Under $5 | Advanced Power Strips | Under $5 | 1.6179 | Electronics | Urban | SC-New | M_Input | Residential | Multifamily - Low Rise | Infrared sensing advanced power strip | 0.56107 | 1.6179 | R-All-Elec-TV-All-All-R | 0 | 0 | 0 | 0.0017488 | 0.0087424 | 0.020369 | 0.029887 | 0.037806 | 0.045317 | 0.051976 | 0.05703 | 0.060397 | 0.061431 | 0.062113 | 0.062404 | 0.062675 | 0.06294 | 0.062884 | 0.062828 | 0.062778 | 0.062733 | 0.86544 | 0.86544 | 0 | 0 | 0.0017488 | 0.010491 | 0.03086 | 0.060748 | 0.098554 | 0.14387 | 0.19585 | 0.25288 | 0.31327 | 0.37471 | 0.43682 | 0.49922 | 0.5619 | 0.62484 | 0.68772 | 0.75055 | 0.81333 | 0.86544
Under $5 | Under $5 | Advanced Power Strips | Under $5 | 1.6179 | Electronics | Urban | SC-New | M_Input | Residential | Multifamily - High Rise | Infrared sensing advanced power strip | 0.56107 | 1.6179 | R-All-Elec-TV-All-All-R | 0 | 0 | 0 | 0.00039929 | 0.0020098 | 0.004643 | 0.0068071 | 0.0085665 | 0.010255 | 0.011715 | 0.012897 | 0.013689 | 0.013924 | 0.014081 | 0.014092 | 0.014242 | 0.014298 | 0.014281 | 0.014264 | 0.014249 | 0.014236 | 0.19623 | 0.19623 | 0 | 0 | 0.00039929 | 0.0024091 | 0.007052 | 0.013859 | 0.022426 | 0.03268 | 0.044396 | 0.057293 | 0.070981 | 0.084905 | 0.098986 | 0.11308 | 0.12732 | 0.14162 | 0.1559 | 0.17016 | 0.18441 | 0.19623
Under $5 | Under $5 | Advanced Power Strips | Under $5 | 1.6179 | Electronics | Urban | SC-New | M_Input | Residential | Manufactured | Infrared sensing advanced power strip | 0.56107 | 1.6179 | R-All-Elec-TV-All-All-R | 0 | 0 | 0 | 0.00026394 | 0.00067 | 0.0013375 | 0.0017906 | 0.0021842 | 0.0025351 | 0.0028255 | 0.0030439 | 0.0031939 | 0.0032858 | 0.0033348 | 0.0033582 | 0.0033623 | 0.0033465 | 0.0033133 | 0.00328 | 0.0032468 | 0.0032138 | 0.047185 | 0.047185 | 0 | 0 | 0.00026394 | 0.00093394 | 0.0022714 | 0.0040621 | 0.0062463 | 0.0087814 | 0.011607 | 0.014651 | 0.017845 | 0.021131 | 0.024465 | 0.027824 | 0.031186 | 0.034532 | 0.037846 | 0.041126 | 0.044372 | 0.047185
Under $60 | Under $40 | Advanced Power Strips | Under $60 | 58.8864 | Electronics | Urban | SC-New | M_Input | Residential | Single Family | Load sensing advanced power strip | 39.47 | 58.8864 | R-All-Elec-CompAcc-All-All-R | 0 | 0 | 0.00058901 | 0.0049657 | 0.010315 | 0.017625 | 0.023733 | 0.029329 | 0.033287 | 0.035759 | 0.038596 | 0.041198 | 0.042258 | 0.041131 | 0.041338 | 0.04164 | 0.041881 | 0.041902 | 0.04192 | 0.041937 | 0.042153 | 0.60867 | 0.60867 | 0 | 0.00058901 | 0.0055547 | 0.01587 | 0.033495 | 0.057228 | 0.086556 | 0.11984 | 0.1556 | 0.1942 | 0.2354 | 0.27765 | 0.31878 | 0.36012 | 0.40176 | 0.44364 | 0.48555 | 0.52746 | 0.5694 | 0.60867
Under $60 | Under $40 | Advanced Power Strips | Under $60 | 58.8864 | Electronics | Urban | SC-New | M_Input | Residential | Multifamily - Low Rise | Load sensing advanced power strip | 39.47 | 58.8864 | R-All-Elec-CompAcc-All-All-R | 0 | 0 | 0 | 0.00050582 | 0.0016171 | 0.0032364 | 0.004687 | 0.0058775 | 0.0069936 | 0.007969 | 0.0086919 | 0.0091532 | 0.0092588 | 0.0093112 | 0.009305 | 0.0092959 | 0.0092835 | 0.0092237 | 0.0091646 | 0.0091065 | 0.0090925 | 0.13051 | 0.13051 | 0 | 0 | 0.00050582 | 0.0021229 | 0.0053593 | 0.010046 | 0.015924 | 0.022917 | 0.030886 | 0.039578 | 0.048731 | 0.05799 | 0.067302 | 0.076607 | 0.085902 | 0.095186 | 0.10441 | 0.11357 | 0.12268 | 0.13051
Under $60 | Under $40 | Advanced Power Strips | Under $60 | 58.8864 | Electronics | Urban | SC-New | M_Input | Residential | Multifamily - High Rise | Load sensing advanced power strip | 39.47 | 58.8864 | R-All-Elec-CompAcc-All-All-R | 0 | 0 | 0 | 0.00011516 | 0.00037119 | 0.00073762 | 0.0010675 | 0.0013318 | 0.0015826 | 0.0017962 | 0.0019657 | 0.0020745 | 0.0020986 | 0.0021108 | 0.0021012 | 0.0021124 | 0.0021089 | 0.0020947 | 0.0020807 | 0.002067 | 0.0020635 | 0.029592 | 0.029592 | 0 | 0 | 0.00011516 | 0.00048635 | 0.001224 | 0.0022914 | 0.0036232 | 0.0052058 | 0.007002 | 0.0089677 | 0.011042 | 0.013141 | 0.015252 | 0.017353 | 0.019465 | 0.021574 | 0.023669 | 0.025749 | 0.027817 | 0.029592
Under $60 | Under $40 | Advanced Power Strips | Under $60 | 58.8864 | Electronics | Urban | SC-New | M_Input | Residential | Manufactured | Load sensing advanced power strip | 39.47 | 58.8864 | R-All-Elec-CompAcc-All-All-R | 0 | 0 | 1.316e-06 | 5.8825e-05 | 0.00012675 | 0.00022387 | 0.00029658 | 0.00035888 | 0.00041364 | 0.00045811 | 0.00049062 | 0.00051189 | 0.00052372 | 0.00052867 | 0.00052954 | 0.00052737 | 0.00052195 | 0.00051385 | 0.00050582 | 0.00049788 | 0.00049238 | 0.0075397 | 0.0075397 | 0 | 1.316e-06 | 6.0141e-05 | 0.00018689 | 0.00041077 | 0.00070734 | 0.0010662 | 0.0014799 | 0.001938 | 0.0024286 | 0.0029405 | 0.0034642 | 0.0039929 | 0.0045224 | 0.0050498 | 0.0055717 | 0.0060856 | 0.0065914 | 0.0070893 | 0.0075397
Under $5 | Under $5 | Advanced Power Strips | Under $5 | 1.1442 | Electronics | Urban | SC-New | M_Input | Residential | Single Family | PC-interaction-sensing Home Office APS | 0.59817 | 1.1442 | R-All-Elec-CompAcc-All-All-R | 0 | 0 | 0.0028767 | 0.0077248 | 0.013534 | 0.019228 | 0.02539 | 0.030907 | 0.034624 | 0.03675 | 0.039204 | 0.041375 | 0.041966 | 0.04039 | 0.040138 | 0.039974 | 0.039723 | 0.039256 | 0.038787 | 0.038315 | 0.038445 | 0.60753 | 0.60753 | 0 | 0.0028767 | 0.010601 | 0.024135 | 0.043363 | 0.068753 | 0.09966 | 0.13428 | 0.17103 | 0.21024 | 0.25161 | 0.29358 | 0.33397 | 0.37411 | 0.41408 | 0.4538 | 0.49306 | 0.53185 | 0.57016 | 0.60753
Under $5 | Under $5 | Advanced Power Strips | Under $5 | 1.1442 | Electronics | Urban | SC-New | M_Input | Residential | Multifamily - Low Rise | PC-interaction-sensing Home Office APS | 0.59817 | 1.1442 | R-All-Elec-CompAcc-All-All-R | 0 | 0 | 5.5426e-05 | 0.0007581 | 0.0016882 | 0.0027083 | 0.0038319 | 0.0047287 | 0.0055492 | 0.0062443 | 0.0067315 | 0.0070094 | 0.0070117 | 0.0069734 | 0.0068912 | 0.006807 | 0.0067166 | 0.0065917 | 0.0064682 | 0.0063462 | 0.0063246 | 0.098945 | 0.098945 | 0 | 5.5426e-05 | 0.00081352 | 0.0025017 | 0.0052101 | 0.009042 | 0.013771 | 0.01932 | 0.025564 | 0.032296 | 0.039305 | 0.046317 | 0.05329 | 0.060181 | 0.066988 | 0.073705 | 0.080297 | 0.086765 | 0.093111 | 0.098945
Under $5 | Under $5 | Advanced Power Strips | Under $5 | 1.1442 | Electronics | Urban | SC-New | M_Input | Residential | Multifamily - High Rise | PC-interaction-sensing Home Office APS | 0.59817 | 1.1442 | R-All-Elec-CompAcc-All-All-R | 0 | 0 | 1.2524e-05 | 0.00017232 | 0.00038681 | 0.00061717 | 0.00087262 | 0.0010715 | 0.0012557 | 0.0014075 | 0.0015223 | 0.0015887 | 0.0015893 | 0.0015809 | 0.0015561 | 0.0015468 | 0.0015258 | 0.001497 | 0.0014686 | 0.0014405 | 0.0014353 | 0.022435 | 0.022435 | 0 | 1.2524e-05 | 0.00018484 | 0.00057165 | 0.0011888 | 0.0020614 | 0.0031329 | 0.0043887 | 0.0057962 | 0.0073185 | 0.0089072 | 0.010496 | 0.012077 | 0.013633 | 0.01518 | 0.016706 | 0.018203 | 0.019672 | 0.021112 | 0.022435
Under $5 | Under $5 | Advanced Power Strips | Under $5 | 1.1442 | Electronics | Urban | SC-New | M_Input | Residential | Manufactured | PC-interaction-sensing Home Office APS | 0.59817 | 1.1442 | R-All-Elec-CompAcc-All-All-R | 0 | 0 | 2.607e-05 | 8.5344e-05 | 0.00015361 | 0.00022524 | 0.00029277 | 0.00034908 | 0.00039707 | 0.00043442 | 0.00045988 | 0.00047444 | 0.00048001 | 0.00047917 | 0.0004746 | 0.0004673 | 0.00045691 | 0.00044424 | 0.00043177 | 0.0004195 | 0.00041401 | 0.0069456 | 0.0069456 | 0 | 2.607e-05 | 0.00011141 | 0.00026502 | 0.00049026 | 0.00078303 | 0.0011321 | 0.0015292 | 0.0019636 | 0.0024235 | 0.0028979 | 0.0033779 | 0.0038571 | 0.0043317 | 0.004799 | 0.0052559 | 0.0057002 | 0.0061319 | 0.0065514 | 0.0069456
Under $15 | Under $10 | Advanced Power Strips | Under $15 | 11.0519 | Electronics | Urban | SC-Retro | M_Input | Residential | Single Family | Occupancy sensing advanced power strip | 7.268 | 11.0519 | R-All-Elec-CompAcc-All-All-R | 0 | 0 | 0 | 0.011445 | 0.029533 | 0.052553 | 0.077854 | 0.1014 | 0.11897 | 0.12746 | 0.12577 | 0.11496 | 0.097592 | 0.076911 | 0.055979 | 0.037102 | 0.021444 | 0.0094922 | 0.00095305 | 0 | 0 | 0.89567 | 0.89567 | 0 | 0 | 0.011445 | 0.040979 | 0.093532 | 0.17139 | 0.27278 | 0.39176 | 0.51921 | 0.64498 | 0.75994 | 0.85753 | 0.89567 | 0.89567 | 0.89567 | 0.89567 | 0.89567 | 0.89567 | 0.89567 | 0.89567
Under $15 | Under $10 | Advanced Power Strips | Under $15 | 11.0519 | Electronics | Urban | SC-Retro | M_Input | Residential | Multifamily - Low Rise | Occupancy sensing advanced power strip | 7.268 | 11.0519 | R-All-Elec-CompAcc-All-All-R | 0 | 0 | 0 | 0.00084655 | 0.0021901 | 0.0039029 | 0.0057878 | 0.0075443 | 0.0088522 | 0.0094876 | 0.0093668 | 0.0085627 | 0.0072683 | 0.0057261 | 0.0041681 | 0.0027622 | 0.0015963 | 0.0007066 | 7.0953e-05 | 0 | 0 | 0.066671 | 0.066671 | 0 | 0 | 0.00084655 | 0.0030366 | 0.0069395 | 0.012727 | 0.020272 | 0.029124 | 0.038611 | 0.047978 | 0.056541 | 0.063809 | 0.066671 | 0.066671 | 0.066671 | 0.066671 | 0.066671 | 0.066671 | 0.066671 | 0.066671
Under $15 | Under $10 | Advanced Power Strips | Under $15 | 11.0519 | Electronics | Urban | SC-Retro | M_Input | Residential | Multifamily - High Rise | Occupancy sensing advanced power strip | 7.268 | 11.0519 | R-All-Elec-CompAcc-All-All-R | 0 | 0 | 0 | 0.00019299 | 0.00049928 | 0.00088987 | 0.0013195 | 0.00172 | 0.002018 | 0.0021628 | 0.0021352 | 0.001952 | 0.0016569 | 0.0013054 | 0.00095021 | 0.00062964 | 0.00036393 | 0.00016109 | 1.6178e-05 | 0 | 0 | 0.0152 | 0.0152 | 0 | 0 | 0.00019299 | 0.00069227 | 0.0015821 | 0.0029017 | 0.0046217 | 0.0066397 | 0.0088025 | 0.010938 | 0.01289 | 0.014547 | 0.0152 | 0.0152 | 0.0152 | 0.0152 | 0.0152 | 0.0152 | 0.0152 | 0.0152
Under $15 | Under $10 | Advanced Power Strips | Under $15 | 11.0519 | Electronics | Urban | SC-Retro | M_Input | Residential | Manufactured | Occupancy sensing advanced power strip | 7.268 | 11.0519 | R-All-Elec-CompAcc-All-All-R | 0 | 0 | 3.9193e-05 | 0.00049866 | 0.001169 | 0.0020115 | 0.0029247 | 0.0037579 | 0.0043605 | 0.0046271 | 0.0045261 | 0.0041023 | 0.0034547 | 0.0027027 | 0.0019549 | 0.0012888 | 0.00074289 | 0.00033075 | 3.9344e-05 | 0 | 0 | 0.029376 | 0.029376 | 0 | 3.9193e-05 | 0.00053785 | 0.0017068 | 0.0037183 | 0.006643 | 0.010401 | 0.014761 | 0.019388 | 0.023915 | 0.028017 | 0.029376 | 0.029376 | 0.029376 | 0.029376 | 0.029376 | 0.029376 | 0.029376 | 0.029376 | 0.029376
Under $5 | Under $5 | Advanced Power Strips | Under $5 | 1.6179 | Electronics | Urban | SC-Retro | M_Input | Residential | Single Family | Infrared sensing advanced power strip | 0.56107 | 1.6179 | R-All-Elec-TV-All-All-R | 0 | 0 | 0 | 0.088073 | 0.40552 | 0.96549 | 1.4781 | 1.9696 | 2.3548 | 2.5651 | 2.5698 | 2.3828 | 2.0509 | 1.6377 | 1.2072 | 0.8101 | 0.47468 | 0.21379 | 0.023996 | 0 | 0 | 21.2187 | 21.1977 | 0 | 0 | 0.088073 | 0.49359 | 1.4591 | 2.9372 | 4.9068 | 7.2616 | 9.8267 | 12.3965 | 14.7793 | 16.8303 | 18.468 | 19.6751 | 20.4852 | 20.9599 | 21.1737 | 21.1977 | 21.1977 | 21.1977
Under $5 | Under $5 | Advanced Power Strips | Under $5 | 1.6179 | Electronics | Urban | SC-Retro | M_Input | Residential | Multifamily - Low Rise | Infrared sensing advanced power strip | 0.56107 | 1.6179 | R-All-Elec-TV-All-All-R | 0 | 0 | 0 | 0.011179 | 0.051975 | 0.12404 | 0.19012 | 0.25359 | 0.30322 | 0.33046 | 0.33127 | 0.30722 | 0.26439 | 0.21106 | 0.15561 | 0.10442 | 0.061185 | 0.027565 | 0.0031086 | 0 | 0 | 2.7342 | 2.7304 | 0 | 0 | 0.011179 | 0.063154 | 0.18719 | 0.37732 | 0.6309 | 0.93412 | 1.2646 | 1.5959 | 1.9031 | 2.1675 | 2.3785 | 2.5341 | 2.6385 | 2.6997 | 2.7273 | 2.7304 | 2.7304 | 2.7304
Under $5 | Under $5 | Advanced Power Strips | Under $5 | 1.6179 | Electronics | Urban | SC-Retro | M_Input | Residential | Multifamily - High Rise | Infrared sensing advanced power strip | 0.56107 | 1.6179 | R-All-Elec-TV-All-All-R | 0 | 0 | 0 | 0.0025486 | 0.011849 | 0.028281 | 0.043346 | 0.057814 | 0.069125 | 0.075332 | 0.075514 | 0.070034 | 0.060274 | 0.048116 | 0.035474 | 0.023802 | 0.013949 | 0.0062846 | 0.00070898 | 0 | 0 | 0.62335 | 0.62245 | 0 | 0 | 0.0025486 | 0.014398 | 0.042679 | 0.086025 | 0.14384 | 0.21296 | 0.2883 | 0.36381 | 0.43384 | 0.49412 | 0.54223 | 0.57771 | 0.60151 | 0.61546 | 0.62174 | 0.62245 | 0.62245 | 0.62245
Under $5 | Under $5 | Advanced Power Strips | Under $5 | 1.6179 | Electronics | Urban | SC-Retro | M_Input | Residential | Manufactured | Infrared sensing advanced power strip | 0.56107 | 1.6179 | R-All-Elec-TV-All-All-R | 0 | 0 | 0 | 0.0062219 | 0.022125 | 0.049938 | 0.074957 | 0.098503 | 0.11645 | 0.12562 | 0.12474 | 0.11465 | 0.097838 | 0.077487 | 0.056677 | 0.037728 | 0.021914 | 0.00975 | 0.00099426 | 0 | 0 | 0.93376 | 0.93376 | 0 | 0 | 0.0062219 | 0.028347 | 0.078286 | 0.15324 | 0.25175 | 0.3682 | 0.49382 | 0.61856 | 0.73321 | 0.83105 | 0.90854 | 0.93376 | 0.93376 | 0.93376 | 0.93376 | 0.93376 | 0.93376 | 0.93376
Under $60 | Under $40 | Advanced Power Strips | Under $60 | 58.8864 | Electronics | Urban | SC-Retro | M_Input | Residential | Single Family | Load sensing advanced power strip | 39.47 | 58.8864 | R-All-Elec-CompAcc-All-All-R | 0 | 0 | 0 | 0.023271 | 0.082137 | 0.17521 | 0.26553 | 0.35128 | 0.41741 | 0.45216 | 0.45067 | 0.4158 | 0.35613 | 0.28297 | 0.20749 | 0.1384 | 0.08039 | 0.03554 | 0.0031016 | 0 | 0 | 3.5383 | 3.5383 | 0 | 0 | 0.023271 | 0.10541 | 0.28062 | 0.54615 | 0.89743 | 1.3148 | 1.767 | 2.2177 | 2.6335 | 2.9896 | 3.2726 | 3.4801 | 3.5383 | 3.5383 | 3.5383 | 3.5383 | 3.5383 | 3.5383
Under $60 | Under $40 | Advanced Power Strips | Under $60 | 58.8864 | Electronics | Urban | SC-Retro | M_Input | Residential | Multifamily - Low Rise | Load sensing advanced power strip | 39.47 | 58.8864 | R-All-Elec-CompAcc-All-All-R | 0 | 0 | 0 | 0.0025773 | 0.0091538 | 0.019568 | 0.02969 | 0.039313 | 0.046719 | 0.050634 | 0.050496 | 0.046597 | 0.039904 | 0.031697 | 0.023246 | 0.015504 | 0.0090043 | 0.0039808 | 0.00034755 | 0 | 0 | 0.39627 | 0.39627 | 0 | 0 | 0.0025773 | 0.011731 | 0.031299 | 0.060989 | 0.1003 | 0.14702 | 0.19766 | 0.24815 | 0.29475 | 0.33465 | 0.36635 | 0.3896 | 0.39627 | 0.39627 | 0.39627 | 0.39627 | 0.39627 | 0.39627
Under $60 | Under $40 | Advanced Power Strips | Under $60 | 58.8864 | Electronics | Urban | SC-Retro | M_Input | Residential | Multifamily - High Rise | Load sensing advanced power strip | 39.47 | 58.8864 | R-All-Elec-CompAcc-All-All-R | 0 | 0 | 0 | 0.00058753 | 0.0020869 | 0.0044615 | 0.006769 | 0.0089629 | 0.010651 | 0.011543 | 0.011511 | 0.010622 | 0.0090969 | 0.007226 | 0.0052994 | 0.0035342 | 0.0020528 | 0.00090756 | 7.9245e-05 | 0 | 0 | 0.09034 | 0.09034 | 0 | 0 | 0.00058753 | 0.0026744 | 0.0071359 | 0.013905 | 0.022868 | 0.033518 | 0.045061 | 0.056572 | 0.067194 | 0.076291 | 0.083517 | 0.088816 | 0.09034 | 0.09034 | 0.09034 | 0.09034 | 0.09034 | 0.09034
Under $60 | Under $40 | Advanced Power Strips | Under $60 | 58.8864 | Electronics | Urban | SC-Retro | M_Input | Residential | Manufactured | Load sensing advanced power strip | 39.47 | 58.8864 | R-All-Elec-CompAcc-All-All-R | 0 | 0 | 0 | 0.0014163 | 0.0041274 | 0.0083726 | 0.012425 | 0.016199 | 0.019027 | 0.02041 | 0.020164 | 0.018447 | 0.015672 | 0.012362 | 0.0090089 | 0.0059781 | 0.0034638 | 0.0015414 | 0.00016564 | 0 | 0 | 0.14417 | 0.14417 | 0 | 0 | 0.0014163 | 0.0055436 | 0.013916 | 0.026341 | 0.042541 | 0.061568 | 0.081978 | 0.10214 | 0.12059 | 0.13626 | 0.14417 | 0.14417 | 0.14417 | 0.14417 | 0.14417 | 0.14417 | 0.14417 | 0.14417
Under $5 | Under $5 | Advanced Power Strips | Under $5 | 1.1442 | Electronics | Urban | SC-Retro | M_Input | Residential | Single Family | PC-interaction-sensing Home Office APS | 0.59817 | 1.1442 | R-All-Elec-CompAcc-All-All-R | 0 | 0 | 0 | 0.04807 | 0.12404 | 0.22072 | 0.32699 | 0.42588 | 0.49968 | 0.53532 | 0.52823 | 0.48283 | 0.40989 | 0.32302 | 0.23511 | 0.15583 | 0.090064 | 0.039867 | 0.0040028 | 0 | 0 | 3.7618 | 3.7618 | 0 | 0 | 0.04807 | 0.17211 | 0.39283 | 0.71982 | 1.1457 | 1.6454 | 2.1807 | 2.7089 | 3.1918 | 3.6016 | 3.7618 | 3.7618 | 3.7618 | 3.7618 | 3.7618 | 3.7618 | 3.7618 | 3.7618
Under $5 | Under $5 | Advanced Power Strips | Under $5 | 1.1442 | Electronics | Urban | SC-Retro | M_Input | Residential | Multifamily - Low Rise | PC-interaction-sensing Home Office APS | 0.59817 | 1.1442 | R-All-Elec-CompAcc-All-All-R | 0 | 0 | 0 | 0.0035555 | 0.0091982 | 0.016392 | 0.024309 | 0.031686 | 0.037179 | 0.039848 | 0.039341 | 0.035964 | 0.030527 | 0.02405 | 0.017506 | 0.011601 | 0.0067045 | 0.0029677 | 0.000298 | 0 | 0 | 0.28002 | 0.28002 | 0 | 0 | 0.0035555 | 0.012754 | 0.029146 | 0.053455 | 0.085141 | 0.12232 | 0.16217 | 0.20151 | 0.23747 | 0.268 | 0.28002 | 0.28002 | 0.28002 | 0.28002 | 0.28002 | 0.28002 | 0.28002 | 0.28002
Under $5 | Under $5 | Advanced Power Strips | Under $5 | 1.1442 | Electronics | Urban | SC-Retro | M_Input | Residential | Multifamily - High Rise | PC-interaction-sensing Home Office APS | 0.59817 | 1.1442 | R-All-Elec-CompAcc-All-All-R | 0 | 0 | 0 | 0.00081054 | 0.002097 | 0.0037375 | 0.0055421 | 0.007224 | 0.0084757 | 0.0090839 | 0.0089676 | 0.0081983 | 0.0069591 | 0.0054826 | 0.0039909 | 0.0026445 | 0.0015285 | 0.00067659 | 6.7947e-05 | 0 | 0 | 0.063838 | 0.063838 | 0 | 0 | 0.00081054 | 0.0029075 | 0.006645 | 0.012187 | 0.019411 | 0.027887 | 0.036971 | 0.045938 | 0.054137 | 0.061096 | 0.063838 | 0.063838 | 0.063838 | 0.063838 | 0.063838 | 0.063838 | 0.063838 | 0.063838
Under $5 | Under $5 | Advanced Power Strips | Under $5 | 1.1442 | Electronics | Urban | SC-Retro | M_Input | Residential | Manufactured | PC-interaction-sensing Home Office APS | 0.59817 | 1.1442 | R-All-Elec-CompAcc-All-All-R | 0 | 0 | 0.00016461 | 0.0020944 | 0.0049098 | 0.0084483 | 0.012284 | 0.015783 | 0.018314 | 0.019434 | 0.019009 | 0.01723 | 0.01451 | 0.011351 | 0.0082104 | 0.0054129 | 0.0031201 | 0.0013891 | 0.00016525 | 0 | 0 | 0.12338 | 0.12338 | 0 | 0.00016461 | 0.002259 | 0.0071687 | 0.015617 | 0.027901 | 0.043684 | 0.061998 | 0.081432 | 0.10044 | 0.11767 | 0.12338 | 0.12338 | 0.12338 | 0.12338 | 0.12338 | 0.12338 | 0.12338 | 0.12338 | 0.12338
Over $160 | Under $130 | Refrigerator | Over $160 | 182.7403 | Refrigeration | Urban | SC-New | M_Input | Residential | Single Family | Std Size Refrig and Refrig-Freezer - CEE Tier 1 | 120.8217 | 182.7403 | R-All-Ref-Refrig-All-All-C | 0 | 0 | 3.6555e-05 | 0.00060172 | 0.0013649 | 0.0022544 | 0.0033794 | 0.0046263 | 0.0057972 | 0.0068361 | 0.008002 | 0.0091354 | 0.0098924 | 0.010051 | 0.010377 | 0.010618 | 0.010771 | 0.010804 | 0.010836 | 0.010869 | 0.010902 | 0.13677 | 0.13677 | 0 | 3.6555e-05 | 0.00063828 | 0.0020031 | 0.0042575 | 0.0076369 | 0.012263 | 0.01806 | 0.024897 | 0.032899 | 0.042034 | 0.051926 | 0.061978 | 0.072354 | 0.082973 | 0.093744 | 0.10455 | 0.11538 | 0.12625 | 0.13677
Over $160 | Under $130 | Refrigerator | Over $160 | 185.1819 | Refrigeration | Urban | SC-New | M_Input | Residential | Single Family | Std Size Refrig and Refrig-Freezer - CEE Tier 2 | 122.4669 | 185.1819 | R-All-Ref-Refrig-All-All-C | 0 | 0 | 0.00012482 | 0.0020547 | 0.0046605 | 0.0076979 | 0.011539 | 0.015797 | 0.019795 | 0.023343 | 0.027324 | 0.031194 | 0.033779 | 0.034322 | 0.035433 | 0.036257 | 0.036781 | 0.036891 | 0.037002 | 0.037114 | 0.037227 | 0.46702 | 0.46702 | 0 | 0.00012482 | 0.0021795 | 0.00684 | 0.014538 | 0.026077 | 0.041874 | 0.06167 | 0.085013 | 0.11234 | 0.14353 | 0.17731 | 0.21163 | 0.24706 | 0.28332 | 0.3201 | 0.35699 | 0.394 | 0.43111 | 0.46702
Under $115 | Under $70 | Refrigerator | Under $115 | 100.6799 | Refrigeration | Urban | SC-New | M_Input | Residential | Single Family | Std Size Refrig and Refrig-Freezer - CEE Tier 3 | 65.5278 | 100.6799 | R-All-Ref-Refrig-All-All-C | 0 | 0 | 0.00021765 | 0.0035827 | 0.0081265 | 0.013423 | 0.020121 | 0.027545 | 0.034517 | 0.040703 | 0.047644 | 0.054392 | 0.0589 | 0.059847 | 0.061784 | 0.063221 | 0.064134 | 0.064327 | 0.064521 | 0.064716 | 0.064912 | 0.81434 | 0.81434 | 0 | 0.00021765 | 0.0038003 | 0.011927 | 0.02535 | 0.045471 | 0.073016 | 0.10753 | 0.14824 | 0.19588 | 0.25027 | 0.30917 | 0.36902 | 0.4308 | 0.49402 | 0.55816 | 0.62248 | 0.68701 | 0.75172 | 0.81434
Over $160 | Under $130 | Refrigerator | Over $160 | 182.7403 | Refrigeration | Urban | SC-New | M_Input | Residential | Multifamily - Low Rise | Std Size Refrig and Refrig-Freezer - CEE Tier 1 | 120.8217 | 182.7403 | R-All-Ref-Refrig-All-All-C | 0 | 0 | 0 | 0.00012339 | 0.00048202 | 0.00093777 | 0.0015218 | 0.0021185 | 0.0027809 | 0.0034683 | 0.0040996 | 0.0046213 | 0.0049397 | 0.0051721 | 0.0053111 | 0.0053934 | 0.0054356 | 0.0054172 | 0.0053994 | 0.0053822 | 0.0053657 | 0.067554 | 0.067554 | 0 | 0 | 0.00012339 | 0.00060541 | 0.0015432 | 0.003065 | 0.0051835 | 0.0079644 | 0.011433 | 0.015532 | 0.020154 | 0.025093 | 0.030265 | 0.035577 | 0.04097 | 0.046406 | 0.051823 | 0.057222 | 0.062604 | 0.067554
Over $160 | Under $130 | Refrigerator | Over $160 | 185.1819 | Refrigeration | Urban | SC-New | M_Input | Residential | Multifamily - Low Rise | Std Size Refrig and Refrig-Freezer - CEE Tier 2 | 122.4669 | 185.1819 | R-All-Ref-Refrig-All-All-C | 0 | 0 | 0 | 0.00042133 | 0.0016459 | 0.0032021 | 0.0051966 | 0.0072338 | 0.0094956 | 0.011843 | 0.013999 | 0.01578 | 0.016867 | 0.017661 | 0.018136 | 0.018416 | 0.018561 | 0.018498 | 0.018437 | 0.018378 | 0.018322 | 0.23067 | 0.23067 | 0 | 0 | 0.00042133 | 0.0020672 | 0.0052694 | 0.010466 | 0.0177 | 0.027195 | 0.039038 | 0.053037 | 0.068817 | 0.085684 | 0.10335 | 0.12148 | 0.1399 | 0.15846 | 0.17696 | 0.19539 | 0.21377 | 0.23067
Under $115 | Under $70 | Refrigerator | Under $115 | 100.6799 | Refrigeration | Urban | SC-New | M_Input | Residential | Multifamily - Low Rise | Std Size Refrig and Refrig-Freezer - CEE Tier 3 | 65.5278 | 100.6799 | R-All-Ref-Refrig-All-All-C | 0 | 0 | 0 | 0.00073467 | 0.00287 | 0.0055835 | 0.0090612 | 0.012614 | 0.016557 | 0.02065 | 0.02441 | 0.027516 | 0.029411 | 0.030795 | 0.031623 | 0.032113 | 0.032364 | 0.032254 | 0.032148 | 0.032046 | 0.031947 | 0.40222 | 0.40222 | 0 | 0 | 0.00073467 | 0.0036046 | 0.0091882 | 0.018249 | 0.030863 | 0.04742 | 0.068071 | 0.09248 | 0.12 | 0.14941 | 0.1802 | 0.21182 | 0.24394 | 0.2763 | 0.30856 | 0.3407 | 0.37275 | 0.40222
Over $160 | Under $130 | Refrigerator | Over $160 | 182.7403 | Refrigeration | Urban | SC-New | M_Input | Residential | Multifamily - High Rise | Std Size Refrig and Refrig-Freezer - CEE Tier 1 | 120.8217 | 182.7403 | R-All-Ref-Refrig-All-All-C | 0 | 0 | 0 | 2.8116e-05 | 0.00011068 | 0.00021376 | 0.00034658 | 0.00048004 | 0.00062934 | 0.00078202 | 0.00092728 | 0.0010474 | 0.0011197 | 0.0011725 | 0.0011997 | 0.0012254 | 0.0012346 | 0.0012301 | 0.0012257 | 0.0012216 | 0.0012176 | 0.015317 | 0.015317 | 0 | 0 | 2.8116e-05 | 0.00013879 | 0.00035256 | 0.00069914 | 0.0011792 | 0.0018085 | 0.0025905 | 0.0035178 | 0.0045653 | 0.0056849 | 0.0068574 | 0.0080571 | 0.0092825 | 0.010517 | 0.011747 | 0.012973 | 0.014195 | 0.015317
Over $160 | Under $130 | Refrigerator | Over $160 | 185.1819 | Refrigeration | Urban | SC-New | M_Input | Residential | Multifamily - High Rise | Std Size Refrig and Refrig-Freezer - CEE Tier 2 | 122.4669 | 185.1819 | R-All-Ref-Refrig-All-All-C | 0 | 0 | 0 | 9.6007e-05 | 0.00037793 | 0.00072993 | 0.0011834 | 0.0016392 | 0.0021489 | 0.0026703 | 0.0031663 | 0.0035766 | 0.0038232 | 0.0040037 | 0.0040966 | 0.0041842 | 0.0042157 | 0.0042002 | 0.0041854 | 0.0041712 | 0.0041576 | 0.052304 | 0.052304 | 0 | 0 | 9.6007e-05 | 0.00047393 | 0.0012039 | 0.0023873 | 0.0040265 | 0.0061754 | 0.0088457 | 0.012012 | 0.015589 | 0.019412 | 0.023416 | 0.027512 | 0.031696 | 0.035912 | 0.040112 | 0.044298 | 0.048469 | 0.052304
Under $115 | Under $70 | Refrigerator | Under $115 | 100.6799 | Refrigeration | Urban | SC-New | M_Input | Residential | Multifamily - High Rise | Std Size Refrig and Refrig-Freezer - CEE Tier 3 | 65.5278 | 100.6799 | R-All-Ref-Refrig-All-All-C | 0 | 0 | 0 | 0.00016741 | 0.00065899 | 0.0012728 | 0.0020636 | 0.0028582 | 0.0037471 | 0.0046562 | 0.0055211 | 0.0062365 | 0.0066665 | 0.0069813 | 0.0071432 | 0.0072959 | 0.0073508 | 0.0073239 | 0.0072981 | 0.0072734 | 0.0072496 | 0.091201 | 0.091201 | 0 | 0 | 0.00016741 | 0.00082639 | 0.0020992 | 0.0041627 | 0.0070209 | 0.010768 | 0.015424 | 0.020945 | 0.027182 | 0.033848 | 0.04083 | 0.047973 | 0.055269 | 0.06262 | 0.069943 | 0.077242 | 0.084515 | 0.091201
Over $160 | Under $130 | Refrigerator | Over $160 | 182.7403 | Refrigeration | Urban | SC-New | M_Input | Residential | Manufactured | Std Size Refrig and Refrig-Freezer - CEE Tier 1 | 120.8217 | 182.7403 | R-All-Ref-Refrig-All-All-C | 0 | 0 | 0 | 1.1441e-05 | 2.6997e-05 | 4.6116e-05 | 6.7966e-05 | 9.1154e-05 | 0.00011593 | 0.00014068 | 0.00016343 | 0.00018265 | 0.00019731 | 0.00020732 | 0.00021335 | 0.00021603 | 0.00021594 | 0.00021342 | 0.00021092 | 0.00020845 | 0.000206 | 0.0027255 | 0.0027255 | 0 | 0 | 1.1441e-05 | 3.8439e-05 | 8.4554e-05 | 0.00015252 | 0.00024367 | 0.0003596 | 0.00050028 | 0.00066371 | 0.00084636 | 0.0010437 | 0.001251 | 0.0014643 | 0.0016804 | 0.0018963 | 0.0021097 | 0.0023206 | 0.0025291 | 0.0027255
Over $160 | Under $130 | Refrigerator | Over $160 | 185.1819 | Refrigeration | Urban | SC-New | M_Input | Residential | Manufactured | Std Size Refrig and Refrig-Freezer - CEE Tier 2 | 122.4669 | 185.1819 | R-All-Ref-Refrig-All-All-C | 0 | 0 | 0 | 3.9068e-05 | 9.2186e-05 | 0.00015747 | 0.00023208 | 0.00031126 | 0.00039585 | 0.00048036 | 0.00055807 | 0.00062367 | 0.00067375 | 0.00070792 | 0.0007285 | 0.00073767 | 0.00073736 | 0.00072874 | 0.00072021 | 0.00071177 | 0.00070342 | 0.0093066 | 0.0093066 | 0 | 0 | 3.9068e-05 | 0.00013125 | 0.00028872 | 0.0005208 | 0.00083206 | 0.0012279 | 0.0017083 | 0.0022663 | 0.00289 | 0.0035638 | 0.0042717 | 0.0050002 | 0.0057378 | 0.0064752 | 0.0072039 | 0.0079242 | 0.0086359 | 0.0093066
Under $115 | Under $70 | Refrigerator | Under $115 | 100.6799 | Refrigeration | Urban | SC-New | M_Input | Residential | Manufactured | Std Size Refrig and Refrig-Freezer - CEE Tier 3 | 65.5278 | 100.6799 | R-All-Ref-Refrig-All-All-C | 0 | 0 | 0 | 6.8122e-05 | 0.00016074 | 0.00027457 | 0.00040467 | 0.00054274 | 0.00069024 | 0.0008376 | 0.0009731 | 0.0010875 | 0.0011748 | 0.0012344 | 0.0012703 | 0.0012863 | 0.0012857 | 0.0012707 | 0.0012558 | 0.0012411 | 0.0012265 | 0.016228 | 0.016228 | 0 | 0 | 6.8122e-05 | 0.00022887 | 0.00050344 | 0.00090811 | 0.0014508 | 0.0021411 | 0.0029787 | 0.0039518 | 0.0050393 | 0.0062141 | 0.0074485 | 0.0087188 | 0.010005 | 0.011291 | 0.012561 | 0.013817 | 0.015058 | 0.016228
Under $115 | Under $70 | Freezer | Under $115 | 105.9328 | Refrigeration | Urban | SC-New (2) | M_Input | Residential | Single Family | Std Size Freezer - ENERGY STAR | 69.9952 | 105.9328 | R-All-Ref-Freezer-All-All-R | 0 | 0 | 0 | 0 | 0 | 0 | 0 | 0 | 0 | 0 | 0 | 0 | 0 | 0 | 0 | 0 | 6.3514e-05 | 8.8821e-05 | 0.00011429 | 0.00013991 | 0.00016569 | 0 | 0 | 0 | 0 | 0 | 0 | 0 | 0 | 0 | 0 | 0 | 0 | 0 | 0 | 0 | 0 | 0 | 0 | 0 | 0 | 0 | 0
Under $115 | Under $70 | Freezer | Under $115 | 105.9328 | Refrigeration | Urban | SC-New (2) | M_Input | Residential | Multifamily - Low Rise | Std Size Freezer - ENERGY STAR | 69.9952 | 105.9328 | R-All-Ref-Freezer-All-All-R | 0 | 0 | 0 | 0 | 0 | 0 | 0 | 0 | 0 | 0 | 0 | 0 | 0 | 0 | 7.5756e-06 | 2.7744e-05 | 3.8101e-05 | 3.358e-05 | 2.9219e-05 | 2.5009e-05 | 2.0947e-05 | 0 | 0 | 0 | 0 | 0 | 0 | 0 | 0 | 0 | 0 | 0 | 0 | 0 | 0 | 0 | 0 | 0 | 0 | 0 | 0 | 0 | 0
Under $115 | Under $70 | Freezer | Under $115 | 105.9328 | Refrigeration | Urban | SC-New (2) | M_Input | Residential | Multifamily - High Rise | Std Size Freezer - ENERGY STAR | 69.9952 | 105.9328 | R-All-Ref-Freezer-All-All-R | 0 | 0 | 0 | 0 | 0 | 0 | 0 | 0 | 0 | 0 | 0 | 0 | 0 | 0 | 6.0363e-07 | 6.8934e-06 | 9.1541e-06 | 8.0457e-06 | 6.9829e-06 | 5.9637e-06 | 4.986e-06 | 0 | 0 | 0 | 0 | 0 | 0 | 0 | 0 | 0 | 0 | 0 | 0 | 0 | 0 | 0 | 0 | 0 | 0 | 0 | 0 | 0 | 0
Under $115 | Under $70 | Freezer | Under $115 | 105.9328 | Refrigeration | Urban | SC-New (2) | M_Input | Residential | Manufactured | Std Size Freezer - ENERGY STAR | 69.9952 | 105.9328 | R-All-Ref-Freezer-All-All-R | 0 | 0 | 0 | 0 | 0 | 0 | 0 | 0 | 0 | 0 | 0 | 0 | 0 | 0 | 3.5185e-07 | 3.3458e-06 | 3.2436e-06 | 4.2843e-07 | 0 | 0 | 0 | 0 | 0 | 0 | 0 | 0 | 0 | 0 | 0 | 0 | 0 | 0 | 0 | 0 | 0 | 0 | 0 | 0 | 0 | 0 | 0 | 0 | 0
Over $160 | Under $130 | Refrigerator | Over $160 | 182.7403 | Refrigeration | Urban | SC-NR | M_Input | Residential | Single Family | Std Size Refrig and Refrig-Freezer - CEE Tier 1 | 120.8217 | 182.7403 | R-All-Ref-Refrig-All-All-C | 0 | 0 | 0 | 0.0024291 | 0.007231 | 0.013152 | 0.020111 | 0.027892 | 0.036136 | 0.044378 | 0.052106 | 0.058853 | 0.064292 | 0.068297 | 0.070953 | 0.072503 | 0.087933 | 0.086449 | 0.085187 | 0.084163 | 0.082899 | 1.1373 | 0.96496 | 0 | 0 | 0.0024291 | 0.0096601 | 0.022812 | 0.042923 | 0.070814 | 0.10695 | 0.15133 | 0.20343 | 0.26229 | 0.32658 | 0.39488 | 0.46583 | 0.53833 | 0.62627 | 0.71271 | 0.7979 | 0.88206 | 0.96496
Over $160 | Under $130 | Refrigerator | Over $160 | 185.1819 | Refrigeration | Urban | SC-NR | M_Input | Residential | Single Family | Std Size Refrig and Refrig-Freezer - CEE Tier 2 | 122.4669 | 185.1819 | R-All-Ref-Refrig-All-All-C | 0 | 0 | 0 | 0.0082945 | 0.024691 | 0.044908 | 0.068672 | 0.095239 | 0.12339 | 0.15153 | 0.17792 | 0.20096 | 0.21953 | 0.23321 | 0.24228 | 0.24757 | 0.30026 | 0.29519 | 0.29088 | 0.28739 | 0.28307 | 3.8836 | 3.295 | 0 | 0 | 0.0082945 | 0.032986 | 0.077894 | 0.14657 | 0.2418 | 0.3652 | 0.51673 | 0.69465 | 0.89562 | 1.1151 | 1.3484 | 1.5906 | 1.8382 | 2.1385 | 2.4337 | 2.7245 | 3.0119 | 3.295
Under $115 | Under $70 | Refrigerator | Under $115 | 100.6799 | Refrigeration | Urban | SC-NR | M_Input | Residential | Single Family | Std Size Refrig and Refrig-Freezer - CEE Tier 3 | 65.5278 | 100.6799 | R-All-Ref-Refrig-All-All-C | 0 | 0 | 0 | 0.014463 | 0.043054 | 0.078306 | 0.11974 | 0.16607 | 0.21516 | 0.26423 | 0.31024 | 0.35042 | 0.3828 | 0.40664 | 0.42246 | 0.43169 | 0.52356 | 0.51472 | 0.50721 | 0.50111 | 0.49359 | 6.7718 | 5.7455 | 0 | 0 | 0.014463 | 0.057517 | 0.13582 | 0.25556 | 0.42163 | 0.63679 | 0.90102 | 1.2113 | 1.5617 | 1.9445 | 2.3511 | 2.7736 | 3.2053 | 3.7288 | 4.2435 | 4.7508 | 5.2519 | 5.7455
Over $160 | Under $130 | Refrigerator | Over $160 | 182.7403 | Refrigeration | Urban | SC-NR | M_Input | Residential | Multifamily - Low Rise | Std Size Refrig and Refrig-Freezer - CEE Tier 1 | 120.8217 | 182.7403 | R-All-Ref-Refrig-All-All-C | 0 | 0 | 0 | 0.0004494 | 0.0015095 | 0.0028167 | 0.0043532 | 0.0060712 | 0.0078918 | 0.009712 | 0.011419 | 0.012909 | 0.01411 | 0.014995 | 0.015582 | 0.015925 | 0.021544 | 0.021217 | 0.02094 | 0.020804 | 0.020557 | 0.26088 | 0.2228 | 0 | 0 | 0.0004494 | 0.0019589 | 0.0047755 | 0.0091288 | 0.0152 | 0.023092 | 0.032804 | 0.044222 | 0.057131 | 0.071241 | 0.086236 | 0.10182 | 0.11774 | 0.13929 | 0.1605 | 0.18144 | 0.20225 | 0.2228
Over $160 | Under $130 | Refrigerator | Over $160 | 185.1819 | Refrigeration | Urban | SC-NR | M_Input | Residential | Multifamily - Low Rise | Std Size Refrig and Refrig-Freezer - CEE Tier 2 | 122.4669 | 185.1819 | R-All-Ref-Refrig-All-All-C | 0 | 0 | 0 | 0.0015345 | 0.0051543 | 0.0096178 | 0.014865 | 0.020731 | 0.026948 | 0.033163 | 0.038991 | 0.044079 | 0.048181 | 0.051202 | 0.053206 | 0.054377 | 0.073564 | 0.072449 | 0.071502 | 0.071039 | 0.070195 | 0.89081 | 0.7608 | 0 | 0 | 0.0015345 | 0.0066888 | 0.016307 | 0.031171 | 0.051902 | 0.07885 | 0.11201 | 0.151 | 0.19508 | 0.24326 | 0.29446 | 0.34767 | 0.40205 | 0.47561 | 0.54806 | 0.61956 | 0.6906 | 0.7608
Under $115 | Under $70 | Refrigerator | Under $115 | 100.6799 | Refrigeration | Urban | SC-NR | M_Input | Residential | Multifamily - Low Rise | Std Size Refrig and Refrig-Freezer - CEE Tier 3 | 65.5278 | 100.6799 | R-All-Ref-Refrig-All-All-C | 0 | 0 | 0 | 0.0026757 | 0.0089875 | 0.016771 | 0.025919 | 0.036148 | 0.046988 | 0.057826 | 0.067987 | 0.07686 | 0.084012 | 0.08928 | 0.092775 | 0.094816 | 0.12827 | 0.12633 | 0.12468 | 0.12387 | 0.1224 | 1.5533 | 1.3266 | 0 | 0 | 0.0026757 | 0.011663 | 0.028434 | 0.054353 | 0.090501 | 0.13749 | 0.19532 | 0.2633 | 0.34016 | 0.42418 | 0.51346 | 0.60623 | 0.70105 | 0.82932 | 0.95565 | 1.0803 | 1.2042 | 1.3266
Over $160 | Under $130 | Refrigerator | Over $160 | 182.7403 | Refrigeration | Urban | SC-NR | M_Input | Residential | Multifamily - High Rise | Std Size Refrig and Refrig-Freezer - CEE Tier 1 | 120.8217 | 182.7403 | R-All-Ref-Refrig-All-All-C | 0 | 0 | 0 | 0.00010267 | 0.00034437 | 0.00064239 | 0.00099273 | 0.0013844 | 0.0017995 | 0.0022145 | 0.0026036 | 0.0029434 | 0.0032172 | 0.003419 | 0.0035528 | 0.0036309 | 0.0048992 | 0.004831 | 0.0047691 | 0.0047436 | 0.0046847 | 0.059456 | 0.050775 | 0 | 0 | 0.00010267 | 0.00044703 | 0.0010894 | 0.0020822 | 0.0034666 | 0.0052661 | 0.0074806 | 0.010084 | 0.013028 | 0.016245 | 0.019664 | 0.023217 | 0.026847 | 0.031747 | 0.036578 | 0.041347 | 0.04609 | 0.050775
Over $160 | Under $130 | Refrigerator | Over $160 | 185.1819 | Refrigeration | Urban | SC-NR | M_Input | Residential | Multifamily - High Rise | Std Size Refrig and Refrig-Freezer - CEE Tier 2 | 122.4669 | 185.1819 | R-All-Ref-Refrig-All-All-C | 0 | 0 | 0 | 0.00035058 | 0.0011759 | 0.0021935 | 0.0033898 | 0.0047272 | 0.0061446 | 0.0075617 | 0.0088904 | 0.010051 | 0.010986 | 0.011675 | 0.012131 | 0.012398 | 0.016729 | 0.016496 | 0.016285 | 0.016198 | 0.015997 | 0.20302 | 0.17338 | 0 | 0 | 0.00035058 | 0.0015265 | 0.00372 | 0.0071098 | 0.011837 | 0.017982 | 0.025543 | 0.034434 | 0.044484 | 0.05547 | 0.067144 | 0.079276 | 0.091674 | 0.1084 | 0.1249 | 0.14118 | 0.15738 | 0.17338
Under $115 | Under $70 | Refrigerator | Under $115 | 100.6799 | Refrigeration | Urban | SC-NR | M_Input | Residential | Multifamily - High Rise | Std Size Refrig and Refrig-Freezer - CEE Tier 3 | 65.5278 | 100.6799 | R-All-Ref-Refrig-All-All-C | 0 | 0 | 0 | 0.0006113 | 0.0020504 | 0.0038249 | 0.0059108 | 0.0082429 | 0.010714 | 0.013185 | 0.015502 | 0.017525 | 0.019156 | 0.020357 | 0.021153 | 0.021619 | 0.02917 | 0.028764 | 0.028396 | 0.028243 | 0.027893 | 0.354 | 0.30232 | 0 | 0 | 0.0006113 | 0.0026617 | 0.0064865 | 0.012397 | 0.02064 | 0.031354 | 0.04454 | 0.060042 | 0.077567 | 0.096722 | 0.11708 | 0.13823 | 0.15985 | 0.18902 | 0.21779 | 0.24618 | 0.27442 | 0.30232
Over $160 | Under $130 | Refrigerator | Over $160 | 182.7403 | Refrigeration | Urban | SC-NR | M_Input | Residential | Manufactured | Std Size Refrig and Refrig-Freezer - CEE Tier 1 | 120.8217 | 182.7403 | R-All-Ref-Refrig-All-All-C | 0 | 0 | 0 | 0.00022912 | 0.00053883 | 0.00091628 | 0.0013545 | 0.0018378 | 0.0023425 | 0.0028383 | 0.0032934 | 0.0036798 | 0.003979 | 0.0041855 | 0.0043066 | 0.004359 | 0.004627 | 0.0045601 | 0.004497 | 0.0044323 | 0.0043651 | 0.062761 | 0.056342 | 0 | 0 | 0.00022912 | 0.00076795 | 0.0016842 | 0.0030387 | 0.0048765 | 0.007219 | 0.010057 | 0.013351 | 0.017031 | 0.02101 | 0.025195 | 0.029502 | 0.033861 | 0.038488 | 0.043048 | 0.047545 | 0.051977 | 0.056342
Over $160 | Under $130 | Refrigerator | Over $160 | 185.1819 | Refrigeration | Urban | SC-NR | M_Input | Residential | Manufactured | Std Size Refrig and Refrig-Freezer - CEE Tier 2 | 122.4669 | 185.1819 | R-All-Ref-Refrig-All-All-C | 0 | 0 | 0 | 0.00078236 | 0.0018399 | 0.0031287 | 0.004625 | 0.0062755 | 0.0079987 | 0.0096918 | 0.011246 | 0.012565 | 0.013587 | 0.014292 | 0.014705 | 0.014884 | 0.015799 | 0.015571 | 0.015355 | 0.015135 | 0.014905 | 0.21431 | 0.19239 | 0 | 0 | 0.00078236 | 0.0026223 | 0.005751 | 0.010376 | 0.016652 | 0.02465 | 0.034342 | 0.045588 | 0.058153 | 0.07174 | 0.086032 | 0.10074 | 0.11562 | 0.13142 | 0.14699 | 0.16235 | 0.17748 | 0.19239
Under $115 | Under $70 | Refrigerator | Under $115 | 100.6799 | Refrigeration | Urban | SC-NR | M_Input | Residential | Manufactured | Std Size Refrig and Refrig-Freezer - CEE Tier 3 | 65.5278 | 100.6799 | R-All-Ref-Refrig-All-All-C | 0 | 0 | 0 | 0.0013642 | 0.0032083 | 0.0054556 | 0.0080646 | 0.010943 | 0.013947 | 0.016899 | 0.019609 | 0.02191 | 0.023691 | 0.02492 | 0.025641 | 0.025954 | 0.027549 | 0.027151 | 0.026775 | 0.02639 | 0.02599 | 0.37368 | 0.33546 | 0 | 0 | 0.0013642 | 0.0045724 | 0.010028 | 0.018093 | 0.029035 | 0.042982 | 0.059882 | 0.079491 | 0.1014 | 0.12509 | 0.15001 | 0.17565 | 0.20161 | 0.22916 | 0.25631 | 0.28308 | 0.30947 | 0.33546
Under $115 | Under $70 | Freezer | Under $115 | 105.9328 | Refrigeration | Urban | SC-NR (2) | M_Input | Residential | Single Family | Std Size Freezer - ENERGY STAR | 69.9952 | 105.9328 | R-All-Ref-Freezer-All-All-R | 0 | 0 | 0 | 0 | 0 | 0 | 0 | 0 | 0 | 0 | 0 | 0 | 0 | 0 | 0.00031575 | 0.0011652 | 0.0015188 | 0.0014181 | 0.0013177 | 0.0012175 | 0.0011175 | 0.10934 | 0.0080705 | 0 | 0 | 0 | 0 | 0 | 0 | 0 | 0 | 0 | 0 | 0 | 0 | 0 | 0.00031575 | 0.0014809 | 0.0029997 | 0.0044178 | 0.0057355 | 0.006953 | 0.0080705
Under $115 | Under $70 | Freezer | Under $115 | 105.9328 | Refrigeration | Urban | SC-NR (2) | M_Input | Residential | Multifamily - Low Rise | Std Size Freezer - ENERGY STAR | 69.9952 | 105.9328 | R-All-Ref-Freezer-All-All-R | 0 | 0 | 0 | 0 | 0 | 0 | 0 | 0 | 0 | 0 | 0 | 0 | 0 | 0 | 2.1927e-05 | 8.0794e-05 | 0.00010535 | 9.8461e-05 | 9.1587e-05 | 8.4729e-05 | 7.7886e-05 | 0.0075801 | 0.00056073 | 0 | 0 | 0 | 0 | 0 | 0 | 0 | 0 | 0 | 0 | 0 | 0 | 0 | 2.1927e-05 | 0.00010272 | 0.00020807 | 0.00030653 | 0.00039812 | 0.00048285 | 0.00056073
Under $115 | Under $70 | Freezer | Under $115 | 105.9328 | Refrigeration | Urban | SC-NR (2) | M_Input | Residential | Multifamily - High Rise | Std Size Freezer - ENERGY STAR | 69.9952 | 105.9328 | R-All-Ref-Freezer-All-All-R | 0 | 0 | 0 | 0 | 0 | 0 | 0 | 0 | 0 | 0 | 0 | 0 | 0 | 0 | 4.9971e-06 | 1.8421e-05 | 2.402e-05 | 2.2449e-05 | 2.0881e-05 | 1.9317e-05 | 1.7757e-05 | 0.0017282 | 0.00012784 | 0 | 0 | 0 | 0 | 0 | 0 | 0 | 0 | 0 | 0 | 0 | 0 | 0 | 4.9971e-06 | 2.3418e-05 | 4.7438e-05 | 6.9887e-05 | 9.0768e-05 | 0.00011009 | 0.00012784
Under $115 | Under $70 | Freezer | Under $115 | 105.9328 | Refrigeration | Urban | SC-NR (2) | M_Input | Residential | Manufactured | Std Size Freezer - ENERGY STAR | 69.9952 | 105.9328 | R-All-Ref-Freezer-All-All-R | 0 | 0 | 0 | 0 | 0 | 0 | 0 | 0 | 0 | 0 | 0 | 0 | 0 | 0 | 6.5549e-06 | 4.7522e-05 | 4.5506e-05 | 5.0769e-06 | 0 | 0 | 0 | 0.004855 | 0.00010466 | 0 | 0 | 0 | 0 | 0 | 0 | 0 | 0 | 0 | 0 | 0 | 0 | 0 | 6.5549e-06 | 5.4077e-05 | 9.9583e-05 | 0.00010466 | 0.00010466 | 0.00010466 | 0.00010466
Under $5 | Under $5 | ASHP | Under $5 | 0 | HVAC | Urban | SC-New | M_Input | Residential | Single Family | New SF HVAC Conversion - Convert FAF w/CAC to Heat Pump - House with "Good Insulation" + HZ1 | 0 | 0 | 0 | 0 | 0 | 0 | 0 | 0 | 0 | 0 | 0 | 0 | 0 | 0 | 0 | 0 | 0 | 0 | 0 | 0 | 0 | 0 | 0 | 0 | 0 | 0 | 0 | 0 | 0 | 0 | 0 | 0 | 0 | 0 | 0 | 0 | 0 | 0 | 0 | 0 | 0 | 0 | 0 | 0 | 0 | 0
Over $160 | Over $160 | ASHP | Over $160 | 641.5817 | HVAC | Urban | SC-New (2) | M_Input | Residential | Single Family | New SF HVAC Upgrade - Central Heat Pump Upgrade to Variable Capacity Central Heat Pump | 435.7455 | 641.5817 | R-All-HVAC-ASHP-All-All-E | 0 | 0.010781 | 0.015554 | 0.020842 | 0.026786 | 0.031766 | 0.036828 | 0.040614 | 0.042054 | 0.041865 | 0.042464 | 0.043229 | 0.042855 | 0.040744 | 0.04036 | 0.040313 | 0.040448 | 0.040583 | 0.04072 | 0.040857 | 0.040995 | 0.72066 | 0.72066 | 0.010781 | 0.026335 | 0.047177 | 0.073963 | 0.10573 | 0.14256 | 0.18317 | 0.22523 | 0.26709 | 0.30955 | 0.35278 | 0.39564 | 0.43638 | 0.47674 | 0.51706 | 0.5575 | 0.59809 | 0.63881 | 0.67966 | 0.72066
Under $25 | Under $20 | ASHP | Under $25 | 21.1072 | HVAC | Urban | SC-New (2) | M_Input | Residential | Single Family | New SF HVAC Upgrade - Heat Pump Upgrade to 9.0 HSPF/14 SEER | 18.165 | 21.1072 | R-All-HVAC-ASHP-All-All-E | 0 | 0.0034575 | 0.0049881 | 0.0066838 | 0.0085902 | 0.010187 | 0.011811 | 0.013025 | 0.013486 | 0.013426 | 0.013618 | 0.013863 | 0.013743 | 0.013067 | 0.012943 | 0.012928 | 0.012971 | 0.013015 | 0.013059 | 0.013103 | 0.013147 | 0.23111 | 0.23111 | 0.0034575 | 0.0084456 | 0.015129 | 0.02372 | 0.033907 | 0.045717 | 0.058742 | 0.072229 | 0.085655 | 0.099273 | 0.11314 | 0.12688 | 0.13995 | 0.15289 | 0.16582 | 0.17879 | 0.1918 | 0.20486 | 0.21796 | 0.23111
Under $65 | Under $50 | DHP | Under $65 | 61.8033 | HVAC | Urban | SC-New (3) | M_Input | Residential | Single Family | New SF Zonal to DHP | 47.5816 | 61.8033 | R-All-HVAC-ERconvertDHP-HZ1-All-N | 0 | 0.012967 | 0.024082 | 0.036397 | 0.050242 | 0.061841 | 0.07363 | 0.082449 | 0.085802 | 0.085361 | 0.086757 | 0.088538 | 0.087668 | 0.082752 | 0.081856 | 0.081747 | 0.082061 | 0.082376 | 0.082694 | 0.083013 | 0.083335 | 1.4356 | 1.4356 | 0.012967 | 0.037049 | 0.073446 | 0.12369 | 0.18553 | 0.25916 | 0.34161 | 0.42741 | 0.51277 | 0.59953 | 0.68807 | 0.77574 | 0.85849 | 0.94034 | 1.0221 | 1.1042 | 1.1865 | 1.2692 | 1.3522 | 1.4356
Under $40 | Under $30 | ASHP | Under $40 | 36.3834 | HVAC | Urban | SC-NR | M_Input | Residential | Single Family | Existing Single Family Home HVAC Conversion - Convert FAF w/CAC to Heat Pump - House with "Good Insulation" + HZ1 | 28.1001 | 36.3834 | R-All-HVAC-ASHP-All-All-E | 0 | 0.008499 | 0.01371 | 0.019407 | 0.025201 | 0.030632 | 0.035267 | 0.038816 | 0.041206 | 0.042585 | 0.043232 | 0.043442 | 0.04344 | 0.043355 | 0.043245 | 0.04313 | 0.050312 | 0.049074 | 0.047991 | 0.047085 | 0.046205 | 0.6148 | 0.6148 | 0.008499 | 0.022209 | 0.041616 | 0.066817 | 0.097448 | 0.13272 | 0.17153 | 0.21274 | 0.25532 | 0.29855 | 0.342 | 0.38544 | 0.42879 | 0.47204 | 0.51517 | 0.56548 | 0.61455 | 0.6148 | 0.6148 | 0.6148
Under $45 | Under $30 | ASHP | Under $45 | 41.0688 | HVAC | Urban | SC-NR | M_Input | Residential | Single Family | Existing Single Family Home HVAC Conversion - Convert FAF w/CAC to Heat Pump - House with "Good Insulation" + HZ23 | 29.7464 | 41.0688 | R-All-HVAC-ASHP-All-All-E | 0 | 0 | 0 | 0 | 0 | 0 | 0 | 0 | 0 | 0 | 0 | 0 | 0 | 0 | 0 | 0 | 0 | 0 | 0 | 0 | 0 | 0 | 0 | 0 | 0 | 0 | 0 | 0 | 0 | 0 | 0 | 0 | 0 | 0 | 0 | 0 | 0 | 0 | 0 | 0 | 0 | 0 | 0
Under $40 | Under $30 | ASHP | Under $40 | 38.2193 | HVAC | Urban | SC-NR | M_Input | Residential | Single Family | Existing Single Family Home HVAC Conversion - Convert FAF w/o CAC to Heat Pump - House with "Good Insulation" + HZ1CZ23 | 29.5543 | 38.2193 | R-All-HVAC-ASHP-All-All-E | 0 | 0.029037 | 0.046843 | 0.066304 | 0.0861 | 0.10466 | 0.12049 | 0.13262 | 0.14078 | 0.1455 | 0.14771 | 0.14842 | 0.14842 | 0.14812 | 0.14775 | 0.14736 | 0.17189 | 0.16767 | 0.16397 | 0.16087 | 0.15786 | 2.1005 | 2.1005 | 0.029037 | 0.07588 | 0.14218 | 0.22828 | 0.33294 | 0.45343 | 0.58605 | 0.72683 | 0.87233 | 1.02 | 1.1685 | 1.3169 | 1.465 | 1.6127 | 1.7601 | 1.932 | 2.0997 | 2.1005 | 2.1005 | 2.1005
Under $55 | Under $40 | ASHP | Under $55 | 53.8539 | HVAC | Urban | SC-NR | M_Input | Residential | Single Family | Existing Single Family Home HVAC Conversion - Convert FAF w/o CAC to Heat Pump - House with "Good Insulation" + HZ23CZ23 | 39.7369 | 53.8539 | R-All-HVAC-ASHP-All-All-E | 0 | 0.0079347 | 0.0128 | 0.018118 | 0.023528 | 0.028598 | 0.032926 | 0.036238 | 0.03847 | 0.039758 | 0.040362 | 0.040558 | 0.040556 | 0.040476 | 0.040374 | 0.040267 | 0.046971 | 0.045816 | 0.044805 | 0.043959 | 0.043137 | 0.57399 | 0.57399 | 0.0079347 | 0.020735 | 0.038853 | 0.062381 | 0.090979 | 0.1239 | 0.16014 | 0.19861 | 0.23837 | 0.27873 | 0.31929 | 0.35985 | 0.40032 | 0.4407 | 0.48096 | 0.52793 | 0.57375 | 0.57399 | 0.57399 | 0.57399
Under $65 | Under $50 | ASHP | Under $65 | 64.4743 | HVAC | Urban | SC-NR | M_Input | Residential | Single Family | Existing Single Family Home HVAC Conversion - Convert FAF w/o CAC to Heat Pump - House with "Good Insulation" + HZ1CZ1 | 48.9557 | 64.4743 | R-All-HVAC-ASHP-All-All-E | 0 | 0.062437 | 0.10072 | 0.14257 | 0.18514 | 0.22503 | 0.25909 | 0.28516 | 0.30272 | 0.31285 | 0.3176 | 0.31915 | 0.31913 | 0.3185 | 0.3177 | 0.31685 | 0.36961 | 0.36052 | 0.35257 | 0.34591 | 0.33944 | 4.5166 | 4.5166 | 0.062437 | 0.16316 | 0.30573 | 0.49086 | 0.7159 | 0.97499 | 1.2601 | 1.5629 | 1.8757 | 2.1933 | 2.5125 | 2.8316 | 3.1501 | 3.4678 | 3.7846 | 4.1543 | 4.5148 | 4.5166 | 4.5166 | 4.5166
Under $85 | Under $55 | ASHP | Under $85 | 71.1069 | HVAC | Urban | SC-NR | M_Input | Residential | Single Family | Existing Single Family Home HVAC Conversion - Convert FAF w/o CAC to Heat Pump - House with "Good Insulation" + HZ23CZ1 | 51.8885 | 71.1069 | R-All-HVAC-ASHP-All-All-E | 0 | 0.024766 | 0.039952 | 0.05655 | 0.073434 | 0.08926 | 0.10277 | 0.11311 | 0.12007 | 0.12409 | 0.12598 | 0.12659 | 0.12658 | 0.12633 | 0.12602 | 0.12568 | 0.14661 | 0.143 | 0.13985 | 0.13721 | 0.13464 | 1.7915 | 1.7915 | 0.024766 | 0.064718 | 0.12127 | 0.1947 | 0.28396 | 0.38673 | 0.49984 | 0.61991 | 0.744 | 0.86998 | 0.99657 | 1.1232 | 1.2495 | 1.3755 | 1.5012 | 1.6478 | 1.7908 | 1.7915 | 1.7915 | 1.7915
Under $35 | Under $30 | ASHP | Under $35 | 33.3041 | HVAC | Urban | SC-NR (2) | M_Input | Residential | Single Family | Existing Single Family Home HVAC Upgrade + HZ1 | 26.5707 | 33.3041 | R-All-HVAC-ASHP-All-All-E | 0 | 0.017307 | 0.027919 | 0.039519 | 0.051318 | 0.062377 | 0.071816 | 0.079042 | 0.08391 | 0.086718 | 0.088036 | 0.088464 | 0.088459 | 0.088285 | 0.088062 | 0.087828 | 0.10245 | 0.099933 | 0.097728 | 0.095883 | 0.094089 | 1.252 | 1.252 | 0.017307 | 0.045226 | 0.084745 | 0.13606 | 0.19844 | 0.27026 | 0.3493 | 0.43321 | 0.51993 | 0.60796 | 0.69643 | 0.78488 | 0.87317 | 0.96123 | 1.0491 | 1.1515 | 1.2514 | 1.252 | 1.252 | 1.252
Under $55 | Under $40 | ASHP | Under $55 | 50.6854 | HVAC | Urban | SC-NR (2) | M_Input | Residential | Single Family | Existing Single Family Home HVAC Upgrade + HZ23 | 36.8682 | 50.6854 | R-All-HVAC-ASHP-All-All-E | 0 | 0.0010525 | 0.0016979 | 0.0024033 | 0.0031208 | 0.0037934 | 0.0043674 | 0.0048068 | 0.0051029 | 0.0052736 | 0.0053538 | 0.0053798 | 0.0053795 | 0.0053689 | 0.0053554 | 0.0053412 | 0.0062305 | 0.0060772 | 0.0059432 | 0.005831 | 0.0057219 | 0.076136 | 0.076136 | 0.0010525 | 0.0027504 | 0.0051536 | 0.0082744 | 0.012068 | 0.016435 | 0.021242 | 0.026345 | 0.031619 | 0.036972 | 0.042352 | 0.047732 | 0.053101 | 0.058456 | 0.063797 | 0.070028 | 0.076105 | 0.076136 | 0.076136 | 0.076136
Over $160 | Over $160 | ASHP | Over $160 | 576.3109 | HVAC | Urban | SC-NR (2) | M_Input | Residential | Single Family | Existing Single Family Home HVAC Upgrade - Central Heat Pump Upgrade to Variable Capacity Central Heat Pump + HZ23CZ1 | 391.2606 | 576.3109 | R-All-HVAC-ASHP-All-All-E | 0 | 0.005673 | 0.0091516 | 0.012954 | 0.016821 | 0.020447 | 0.023541 | 0.025909 | 0.027505 | 0.028425 | 0.028857 | 0.028997 | 0.028996 | 0.028939 | 0.028866 | 0.028789 | 0.033583 | 0.032757 | 0.032034 | 0.031429 | 0.030841 | 0.41038 | 0.41038 | 0.005673 | 0.014825 | 0.027778 | 0.0446 | 0.065046 | 0.088587 | 0.1145 | 0.142 | 0.17043 | 0.19928 | 0.22828 | 0.25728 | 0.28622 | 0.31508 | 0.34387 | 0.37745 | 0.41021 | 0.41038 | 0.41038 | 0.41038
Over $160 | Over $160 | ASHP | Over $160 | 510.0937 | HVAC | Urban | SC-NR (2) | M_Input | Residential | Single Family | Existing Single Family Home HVAC Upgrade - Central Heat Pump Upgrade to Variable Capacity Central Heat Pump + HZ23CZ23 | 346.3053 | 510.0937 | R-All-HVAC-ASHP-All-All-E | 0 | 0.0067448 | 0.010881 | 0.015401 | 0.019999 | 0.024309 | 0.027988 | 0.030804 | 0.032701 | 0.033795 | 0.034309 | 0.034476 | 0.034474 | 0.034406 | 0.034319 | 0.034228 | 0.039927 | 0.038945 | 0.038086 | 0.037367 | 0.036668 | 0.48791 | 0.48791 | 0.0067448 | 0.017625 | 0.033026 | 0.053026 | 0.077335 | 0.10532 | 0.13613 | 0.16883 | 0.20262 | 0.23693 | 0.27141 | 0.30588 | 0.34029 | 0.37461 | 0.40884 | 0.44876 | 0.48771 | 0.48791 | 0.48791 | 0.48791
Over $160 | Over $160 | ASHP | Over $160 | 561.725 | HVAC | Urban | SC-NR (2) | M_Input | Residential | Single Family | Existing Single Family Home HVAC Upgrade - Central Heat Pump Upgrade to Variable Capacity Central Heat Pump + HZ1CZ23 | 381.7777 | 561.725 | R-All-HVAC-ASHP-All-All-E | 0 | 0.029296 | 0.04726 | 0.066894 | 0.086866 | 0.10559 | 0.12156 | 0.1338 | 0.14204 | 0.14679 | 0.14902 | 0.14974 | 0.14974 | 0.14944 | 0.14906 | 0.14867 | 0.17342 | 0.16916 | 0.16543 | 0.1623 | 0.15927 | 2.1192 | 2.1192 | 0.029296 | 0.076555 | 0.14345 | 0.23032 | 0.3359 | 0.45747 | 0.59126 | 0.7333 | 0.88009 | 1.0291 | 1.1789 | 1.3286 | 1.478 | 1.6271 | 1.7758 | 1.9492 | 2.1183 | 2.1192 | 2.1192 | 2.1192
Over $160 | Over $160 | ASHP | Over $160 | 739.2457 | HVAC | Urban | SC-NR (2) | M_Input | Residential | Single Family | Existing Single Family Home HVAC Upgrade - Central Heat Pump Upgrade to Variable Capacity Central Heat Pump + HZ1CZ1 | 502.4301 | 739.2457 | R-All-HVAC-ASHP-All-All-E | 0 | 0.051788 | 0.083544 | 0.11825 | 0.15356 | 0.18665 | 0.2149 | 0.23652 | 0.25109 | 0.25949 | 0.26343 | 0.26471 | 0.2647 | 0.26418 | 0.26351 | 0.26281 | 0.30657 | 0.29903 | 0.29243 | 0.28691 | 0.28155 | 3.7463 | 3.7463 | 0.051788 | 0.13533 | 0.25358 | 0.40714 | 0.5938 | 0.80869 | 1.0452 | 1.2963 | 1.5558 | 1.8192 | 2.0839 | 2.3486 | 2.6128 | 2.8763 | 3.1391 | 3.4457 | 3.7447 | 3.7463 | 3.7463 | 3.7463
Under $85 | Under $55 | DHP | Under $85 | 74.2002 | HVAC | Urban | SC-NR (3) | M_Input | Residential | Single Family | Zonal to DHP No Screen + HZ23CZ23 | 52.9221 | 74.2002 | R-All-HVAC-ERconvertDHP-HZ1-All-N | 0 | 0.01639 | 0.037331 | 0.060219 | 0.083501 | 0.10532 | 0.12395 | 0.13821 | 0.14781 | 0.15335 | 0.15595 | 0.1568 | 0.15679 | 0.15645 | 0.15601 | 0.15555 | 0.18347 | 0.17829 | 0.1737 | 0.16979 | 0.16602 | 2.1083 | 2.1083 | 0.01639 | 0.053721 | 0.11394 | 0.19744 | 0.30277 | 0.42671 | 0.56492 | 0.71274 | 0.86609 | 1.022 | 1.1788 | 1.3356 | 1.4921 | 1.6481 | 1.8036 | 1.9871 | 2.1083 | 2.1083 | 2.1083 | 2.1083
Under $85 | Under $60 | DHP | Under $85 | 81.5596 | HVAC | Urban | SC-NR (3) | M_Input | Residential | Single Family | Zonal to DHP No Screen + HZ1CZ23 | 59.6803 | 81.5596 | R-All-HVAC-ERconvertDHP-HZ1-All-N | 0 | 0.0031142 | 0.0070931 | 0.011442 | 0.015866 | 0.020012 | 0.023551 | 0.02626 | 0.028086 | 0.029138 | 0.029632 | 0.029793 | 0.029791 | 0.029726 | 0.029642 | 0.029555 | 0.034861 | 0.033875 | 0.033003 | 0.032261 | 0.031546 | 0.40059 | 0.40059 | 0.0031142 | 0.010207 | 0.021649 | 0.037515 | 0.057527 | 0.081079 | 0.10734 | 0.13542 | 0.16456 | 0.1942 | 0.22399 | 0.25378 | 0.28351 | 0.31315 | 0.3427 | 0.37756 | 0.40059 | 0.40059 | 0.40059 | 0.40059
Under $85 | Under $85 | DHP | Under $85 | 81.3922 | HVAC | Urban | SC-NR (3) | M_Input | Residential | Single Family | Zonal to DHP No Screen + HZ23CZ1 | 76.7334 | 81.3922 | R-All-HVAC-ERconvertDHP-HZ1-All-N | 0 | 0 | 0 | 0 | 0 | 0 | 0 | 0 | 0 | 0 | 0 | 0 | 0 | 0 | 0 | 0 | 0 | 0 | 0 | 0 | 0 | 0 | 0 | 0 | 0 | 0 | 0 | 0 | 0 | 0 | 0 | 0 | 0 | 0 | 0 | 0 | 0 | 0 | 0 | 0 | 0 | 0 | 0
Under $100 | Under $70 | DHP | Under $100 | 93.2231 | HVAC | Urban | SC-NR (3) | M_Input | Residential | Single Family | Zonal to DHP No Screen + HZ1CZ1 | 67.8876 | 93.2231 | R-All-HVAC-ERconvertDHP-HZ1-All-N | 0 | 0.35737 | 0.81397 | 1.313 | 1.8207 | 2.2965 | 2.7026 | 3.0135 | 3.2229 | 3.3438 | 3.4004 | 3.4189 | 3.4187 | 3.4112 | 3.4016 | 3.3915 | 4.0004 | 3.8874 | 3.7873 | 3.7021 | 3.62 | 45.9694 | 45.9694 | 0.35737 | 1.1713 | 2.4844 | 4.305 | 6.6015 | 9.3041 | 12.3176 | 15.5406 | 18.8843 | 22.2848 | 25.7036 | 29.1223 | 32.5335 | 35.9351 | 39.3266 | 43.327 | 45.9694 | 45.9694 | 45.9694 | 45.9694
Under $25 | Under $25 | ResWx | Under $25 | 23.895 | HVAC | Urban | SC-Retro | M_Input | Residential | Single Family | Windows - Add a Low-e Storm Window to an existing Single Pane Wood Framed Window_Electric FAF | 20.7431 | 23.895 | R-All-HVAC-ER-All-All-E | 0 | 0.00024298 | 0.00024243 | 0.00024189 | 0.00024134 | 0.0002408 | 0.00021623 | 0.0001726 | 0.00013777 | 0.00010997 | 8.7775e-05 | 7.0062e-05 | 5.5924e-05 | 4.4638e-05 | 3.563e-05 | 2.844e-05 | 2.2701e-05 | 1.5449e-07 | 5.5051e-08 | 1.8725e-08 | 6.0923e-09 | 0.0021285 | 0.0021285 | 0.00024298 | 0.00048542 | 0.0007273 | 0.00096865 | 0.0012095 | 0.0014257 | 0.0015983 | 0.0017361 | 0.001846 | 0.0019338 | 0.0020039 | 0.0020598 | 0.0021044 | 0.0021285 | 0.0021285 | 0.0021285 | 0.0021285 | 0.0021285 | 0.0021285 | 0.0021285
Under $25 | Under $25 | ResWx | Under $25 | 23.895 | HVAC | Urban | SC-Retro | M_Input | Residential | Single Family | Windows - Add a Low-e Storm Window to an existing Single Pane Metal Framed Window_Electric FAF | 20.7431 | 23.895 | R-All-HVAC-ER-All-All-E | 0 | 0.00072895 | 0.0007273 | 0.00072567 | 0.00072403 | 0.0007224 | 0.0006487 | 0.0005178 | 0.0004133 | 0.0003299 | 0.00026332 | 0.00021019 | 0.00016777 | 0.00013391 | 0.00010689 | 8.532e-05 | 6.8102e-05 | 4.6347e-07 | 1.6515e-07 | 5.6175e-08 | 1.8277e-08 | 0.0063855 | 0.0063855 | 0.00072895 | 0.0014562 | 0.0021819 | 0.0029059 | 0.0036284 | 0.0042771 | 0.0047949 | 0.0052082 | 0.0055381 | 0.0058014 | 0.0060116 | 0.0061793 | 0.0063132 | 0.0063855 | 0.0063855 | 0.0063855 | 0.0063855 | 0.0063855 | 0.0063855 | 0.0063855
Under $25 | Under $25 | ResWx | Under $25 | 23.895 | HVAC | Urban | SC-Retro | M_Input | Residential | Single Family | Windows - Add a Low-e Storm Window to an existing Double Pane Metal Framed Window_Electric FAF | 20.7431 | 23.895 | R-All-HVAC-ER-All-All-E | 0 | 0.035913 | 0.035832 | 0.035751 | 0.035671 | 0.035591 | 0.03196 | 0.02551 | 0.020362 | 0.016253 | 0.012973 | 0.010355 | 0.0082656 | 0.0065975 | 0.0052661 | 0.0042034 | 0.0033552 | 2.2834e-05 | 8.1365e-06 | 2.7676e-06 | 9.0045e-07 | 0.31459 | 0.31459 | 0.035913 | 0.071745 | 0.1075 | 0.14317 | 0.17876 | 0.21072 | 0.23623 | 0.25659 | 0.27284 | 0.28582 | 0.29617 | 0.30444 | 0.31103 | 0.31459 | 0.31459 | 0.31459 | 0.31459 | 0.31459 | 0.31459 | 0.31459
Under $65 | Under $50 | ResWx | Under $65 | 60.3616 | HVAC | Urban | SC-Retro | M_Input | Residential | Single Family | Windows - Add a Low-e Storm Window to an existing Single Pane Wood Framed Window_DHP | 45.8588 | 60.3616 | R-All-HVAC-ER-All-All-E | 0 | 0.00026905 | 0.00026845 | 0.00026784 | 0.00026724 | 0.00026664 | 0.00023944 | 0.00019112 | 0.00015255 | 0.00012177 | 9.7193e-05 | 7.758e-05 | 6.1924e-05 | 4.9427e-05 | 3.9453e-05 | 3.1491e-05 | 2.5137e-05 | 1.7107e-07 | 6.0958e-08 | 2.0734e-08 | 6.746e-09 | 0.0023569 | 0.0023569 | 0.00026905 | 0.0005375 | 0.00080534 | 0.0010726 | 0.0013392 | 0.0015787 | 0.0017698 | 0.0019223 | 0.0020441 | 0.0021413 | 0.0022189 | 0.0022808 | 0.0023302 | 0.0023569 | 0.0023569 | 0.0023569 | 0.0023569 | 0.0023569 | 0.0023569 | 0.0023569
Under $65 | Under $50 | ResWx | Under $65 | 60.3616 | HVAC | Urban | SC-Retro | M_Input | Residential | Single Family | Windows - Add a Low-e Storm Window to an existing Single Pane Metal Framed Window_DHP | 45.8588 | 60.3616 | R-All-HVAC-ER-All-All-E | 0 | 0.00080716 | 0.00080534 | 0.00080353 | 0.00080172 | 0.00079992 | 0.00071831 | 0.00057336 | 0.00045765 | 0.0003653 | 0.00029158 | 0.00023274 | 0.00018577 | 0.00014828 | 0.00011836 | 9.4474e-05 | 7.541e-05 | 5.132e-07 | 1.8287e-07 | 6.2203e-08 | 2.0238e-08 | 0.0070707 | 0.0070707 | 0.00080716 | 0.0016125 | 0.002416 | 0.0032178 | 0.0040177 | 0.004736 | 0.0053093 | 0.005767 | 0.0061323 | 0.0064239 | 0.0066566 | 0.0068424 | 0.0069907 | 0.0070707 | 0.0070707 | 0.0070707 | 0.0070707 | 0.0070707 | 0.0070707 | 0.0070707
Under $65 | Under $50 | ResWx | Under $65 | 60.3616 | HVAC | Urban | SC-Retro | M_Input | Residential | Single Family | Windows - Add a Low-e Storm Window to an existing Double Pane Metal Framed Window_DHP | 45.8588 | 60.3616 | R-All-HVAC-ER-All-All-E | 0 | 0.039766 | 0.039677 | 0.039587 | 0.039498 | 0.039409 | 0.035389 | 0.028247 | 0.022547 | 0.017997 | 0.014365 | 0.011466 | 0.0091525 | 0.0073054 | 0.0058312 | 0.0046544 | 0.0037152 | 2.5284e-05 | 9.0096e-06 | 3.0645e-06 | 9.9706e-07 | 0.34835 | 0.34835 | 0.039766 | 0.079443 | 0.11903 | 0.15853 | 0.19794 | 0.23333 | 0.26157 | 0.28412 | 0.30212 | 0.31648 | 0.32795 | 0.3371 | 0.34441 | 0.34835 | 0.34835 | 0.34835 | 0.34835 | 0.34835 | 0.34835 | 0.34835
Under $60 | Under $50 | ResWx | Under $60 | 59.8253 | HVAC | Urban | SC-Retro | M_Input | Residential | Single Family | Windows - Add a Low-e Storm Window to an existing Single Pane Wood Framed Window_Electric Zonal | 45.4091 | 59.8253 | R-All-HVAC-ER-All-All-E | 0 | 0.0011696 | 0.001167 | 0.0011643 | 0.0011617 | 0.0011591 | 0.0010408 | 0.00083081 | 0.00066315 | 0.00052932 | 0.00042251 | 0.00033725 | 0.00026919 | 0.00021486 | 0.0001715 | 0.0001369 | 0.00010927 | 7.4363e-07 | 2.6499e-07 | 9.0134e-08 | 2.9325e-08 | 0.010246 | 0.010246 | 0.0011696 | 0.0023366 | 0.0035009 | 0.0046626 | 0.0058217 | 0.0068626 | 0.0076934 | 0.0083565 | 0.0088858 | 0.0093083 | 0.0096456 | 0.0099148 | 0.01013 | 0.010246 | 0.010246 | 0.010246 | 0.010246 | 0.010246 | 0.010246 | 0.010246
Under $60 | Under $50 | ResWx | Under $60 | 59.8253 | HVAC | Urban | SC-Retro | M_Input | Residential | Single Family | Windows - Add a Low-e Storm Window to an existing Single Pane Metal Framed Window_Electric Zonal | 45.4091 | 59.8253 | R-All-HVAC-ER-All-All-E | 0 | 0.0035088 | 0.0035009 | 0.003493 | 0.0034851 | 0.0034773 | 0.0031225 | 0.0024924 | 0.0019894 | 0.001588 | 0.0012675 | 0.0010117 | 0.00080757 | 0.00064459 | 0.00051451 | 0.00041069 | 0.00032781 | 2.2309e-06 | 7.9496e-07 | 2.704e-07 | 8.7976e-08 | 0.030737 | 0.030737 | 0.0035088 | 0.0070097 | 0.010503 | 0.013988 | 0.017465 | 0.020588 | 0.02308 | 0.02507 | 0.026658 | 0.027925 | 0.028937 | 0.029744 | 0.030389 | 0.030737 | 0.030737 | 0.030737 | 0.030737 | 0.030737 | 0.030737 | 0.030737
Under $60 | Under $50 | ResWx | Under $60 | 59.8253 | HVAC | Urban | SC-Retro | M_Input | Residential | Single Family | Windows - Add a Low-e Storm Window to an existing Double Pane Metal Framed Window_Electric Zonal | 45.4091 | 59.8253 | R-All-HVAC-ER-All-All-E | 0 | 0.17287 | 0.17248 | 0.17209 | 0.1717 | 0.17132 | 0.15384 | 0.12279 | 0.098014 | 0.078234 | 0.062447 | 0.049845 | 0.039786 | 0.031757 | 0.025349 | 0.020233 | 0.01615 | 0.00010991 | 3.9165e-05 | 1.3322e-05 | 4.3343e-06 | 1.5143 | 1.5143 | 0.17287 | 0.34534 | 0.51743 | 0.68914 | 0.86045 | 1.0143 | 1.1371 | 1.2351 | 1.3133 | 1.3758 | 1.4256 | 1.4654 | 1.4972 | 1.5143 | 1.5143 | 1.5143 | 1.5143 | 1.5143 | 1.5143 | 1.5143
Under $115 | Under $85 | ResWx | Under $115 | 100.2824 | HVAC | Urban | SC-Retro | M_Input | Residential | Single Family | Windows - Add a Low-e Storm Window to an existing Single Pane Wood Framed Window_Heat Pump | 72.5661 | 100.2824 | R-All-HVAC-ER-All-All-E | 0 | 0.00044819 | 0.00044718 | 0.00044617 | 0.00044517 | 0.00044417 | 0.00039885 | 0.00031836 | 0.00025412 | 0.00020284 | 0.0001619 | 0.00012923 | 0.00010315 | 8.2336e-05 | 6.5721e-05 | 5.2458e-05 | 4.1872e-05 | 2.8496e-07 | 1.0154e-07 | 3.4539e-08 | 1.1237e-08 | 0.0039261 | 0.0039261 | 0.00044819 | 0.00089537 | 0.0013415 | 0.0017867 | 0.0022309 | 0.0026297 | 0.0029481 | 0.0032022 | 0.003405 | 0.0035669 | 0.0036962 | 0.0037993 | 0.0038817 | 0.0039261 | 0.0039261 | 0.0039261 | 0.0039261 | 0.0039261 | 0.0039261 | 0.0039261
Under $115 | Under $85 | ResWx | Under $115 | 100.2824 | HVAC | Urban | SC-Retro | M_Input | Residential | Single Family | Windows - Add a Low-e Storm Window to an existing Single Pane Metal Framed Window_Heat Pump | 72.5661 | 100.2824 | R-All-HVAC-ER-All-All-E | 0 | 0.0013446 | 0.0013415 | 0.0013385 | 0.0013355 | 0.0013325 | 0.0011966 | 0.00095509 | 0.00076235 | 0.00060851 | 0.00048571 | 0.0003877 | 0.00030946 | 0.00024701 | 0.00019716 | 0.00015737 | 0.00012562 | 8.5488e-07 | 3.0463e-07 | 1.0362e-07 | 3.3712e-08 | 0.011778 | 0.011778 | 0.0013446 | 0.0026861 | 0.0040246 | 0.0053601 | 0.0066926 | 0.0078892 | 0.0088443 | 0.0096066 | 0.010215 | 0.010701 | 0.011089 | 0.011398 | 0.011645 | 0.011778 | 0.011778 | 0.011778 | 0.011778 | 0.011778 | 0.011778 | 0.011778
Under $115 | Under $85 | ResWx | Under $115 | 100.2824 | HVAC | Urban | SC-Retro | M_Input | Residential | Single Family | Windows - Add a Low-e Storm Window to an existing Double Pane Metal Framed Window_Heat Pump | 72.5661 | 100.2824 | R-All-HVAC-ER-All-All-E | 0 | 0.066242 | 0.066093 | 0.065944 | 0.065796 | 0.065648 | 0.058951 | 0.047054 | 0.037559 | 0.029979 | 0.023929 | 0.019101 | 0.015246 | 0.012169 | 0.0097135 | 0.0077534 | 0.0061888 | 4.2117e-05 | 1.5008e-05 | 5.1049e-06 | 1.6609e-06 | 0.58028 | 0.58028 | 0.066242 | 0.13234 | 0.19828 | 0.26408 | 0.32972 | 0.38867 | 0.43573 | 0.47329 | 0.50327 | 0.5272 | 0.5463 | 0.56154 | 0.57371 | 0.58028 | 0.58028 | 0.58028 | 0.58028 | 0.58028 | 0.58028 | 0.58028
Under $5 | Under $5 | ResWx | Under $5 | -4.4856 | HVAC | Urban | SC-Retro | M_Input | Residential | Single Family | ATTIC R0 - R38_Electric FAF | 1.472 | -4.4856 | R-All-HVAC-ER-All-All-E | 0 | 0.023513 | 0.023459 | 0.023404 | 0.02335 | 0.023296 | 0.020851 | 0.016507 | 0.01304 | 0.010273 | 0.0080637 | 0.0063006 | 0.0048932 | 0.0037698 | 0.0028732 | 0.0021575 | 0.0015862 | 0 | 0 | 0 | 0 | 0.1984 | 0.1984 | 0.023513 | 0.046972 | 0.070376 | 0.093727 | 0.11702 | 0.13787 | 0.15438 | 0.16742 | 0.17769 | 0.18576 | 0.19206 | 0.19695 | 0.1984 | 0.1984 | 0.1984 | 0.1984 | 0.1984 | 0.1984 | 0.1984 | 0.1984
Under $5 | Under $5 | ResWx | Under $5 | -2.558 | HVAC | Urban | SC-Retro | M_Input | Residential | Single Family | ATTIC R0 - R49_Electric FAF | 2.8514 | -2.558 | R-All-HVAC-ER-All-All-E | 0 | 0.012708 | 0.012679 | 0.012649 | 0.01262 | 0.012591 | 0.011269 | 0.0089215 | 0.0070477 | 0.005552 | 0.0043582 | 0.0034052 | 0.0026446 | 0.0020375 | 0.0015528 | 0.001166 | 0.00085728 | 0 | 0 | 0 | 0 | 0.10723 | 0.10723 | 0.012708 | 0.025387 | 0.038036 | 0.050656 | 0.063246 | 0.074516 | 0.083437 | 0.090485 | 0.096037 | 0.10039 | 0.1038 | 0.10644 | 0.10723 | 0.10723 | 0.10723 | 0.10723 | 0.10723 | 0.10723 | 0.10723 | 0.10723
Under $5 | Under $5 | ResWx | Under $5 | -3.1539 | HVAC | Urban | SC-Retro | M_Input | Residential | Single Family | ATTIC R0 - R38_Electric Zonal | 3.2397 | -3.1539 | R-All-HVAC-ER-All-All-E | 0 | 0.16776 | 0.16737 | 0.16699 | 0.1666 | 0.16621 | 0.14877 | 0.11778 | 0.093039 | 0.073293 | 0.057533 | 0.044954 | 0.034912 | 0.026897 | 0.020499 | 0.015393 | 0.011317 | 0 | 0 | 0 | 0 | 1.4156 | 1.4156 | 0.16776 | 0.33514 | 0.50212 | 0.66872 | 0.83493 | 0.9837 | 1.1015 | 1.1945 | 1.2678 | 1.3253 | 1.3703 | 1.4052 | 1.4156 | 1.4156 | 1.4156 | 1.4156 | 1.4156 | 1.4156 | 1.4156 | 1.4156
Under $5 | Under $5 | ResWx | Under $5 | -3.071 | HVAC | Urban | SC-Retro | M_Input | Residential | Single Family | ATTIC R0 - R38_DHP | 3.393 | -3.071 | R-All-HVAC-ER-All-All-E | 0 | 0.038451 | 0.038362 | 0.038273 | 0.038185 | 0.038096 | 0.034097 | 0.026994 | 0.021324 | 0.016799 | 0.013187 | 0.010303 | 0.0080019 | 0.0061648 | 0.0046985 | 0.0035281 | 0.0025939 | 0 | 0 | 0 | 0 | 0.32445 | 0.32445 | 0.038451 | 0.076813 | 0.11509 | 0.15327 | 0.19137 | 0.22546 | 0.25246 | 0.27378 | 0.29058 | 0.30377 | 0.31407 | 0.32207 | 0.32445 | 0.32445 | 0.32445 | 0.32445 | 0.32445 | 0.32445 | 0.32445 | 0.32445
Under $5 | Under $5 | ResWx | Under $5 | -0.81952 | HVAC | Urban | SC-Retro | M_Input | Residential | Single Family | ATTIC R0 - R49_Electric Zonal | 4.9094 | -0.81952 | R-All-HVAC-ER-All-All-E | 0 | 0.090646 | 0.090436 | 0.090227 | 0.090018 | 0.08981 | 0.080382 | 0.063637 | 0.050271 | 0.039602 | 0.031087 | 0.02429 | 0.018864 | 0.014533 | 0.011076 | 0.0083173 | 0.006115 | 0 | 0 | 0 | 0 | 0.76488 | 0.76488 | 0.090646 | 0.18108 | 0.27131 | 0.36133 | 0.45114 | 0.53152 | 0.59516 | 0.64543 | 0.68503 | 0.71612 | 0.74041 | 0.75927 | 0.76488 | 0.76488 | 0.76488 | 0.76488 | 0.76488 | 0.76488 | 0.76488 | 0.76488
Under $5 | Under $10 | ResWx | Under $5 | -0.70887 | HVAC | Urban | SC-Retro | M_Input | Residential | Single Family | ATTIC R0 - R49_DHP | 5.0826 | -0.70887 | R-All-HVAC-ER-All-All-E | 0 | 0.020776 | 0.020728 | 0.02068 | 0.020632 | 0.020584 | 0.018423 | 0.014585 | 0.011522 | 0.0090767 | 0.007125 | 0.0055671 | 0.0043236 | 0.0033309 | 0.0025387 | 0.0019063 | 0.0014015 | 0 | 0 | 0 | 0 | 0.17531 | 0.17531 | 0.020776 | 0.041504 | 0.062183 | 0.082815 | 0.1034 | 0.12182 | 0.13641 | 0.14793 | 0.15701 | 0.16413 | 0.1697 | 0.17402 | 0.17531 | 0.17531 | 0.17531 | 0.17531 | 0.17531 | 0.17531 | 0.17531 | 0.17531
Under $5 | Under $10 | ResWx | Under $5 | 2.5874 | HVAC | Urban | SC-Retro | M_Input | Residential | Single Family | WALL R0 - R11_Electric FAF | 7.0783 | 2.5874 | R-All-HVAC-ER-All-All-E | 0 | 0.047201 | 0.047091 | 0.046982 | 0.046873 | 0.046765 | 0.041856 | 0.033137 | 0.026177 | 0.020621 | 0.016187 | 0.012648 | 0.0098227 | 0.0075676 | 0.0057676 | 0.0043309 | 0.0031841 | 0 | 0 | 0 | 0 | 0.39828 | 0.39828 | 0.047201 | 0.094292 | 0.14127 | 0.18815 | 0.23491 | 0.27677 | 0.30991 | 0.33608 | 0.3567 | 0.37289 | 0.38554 | 0.39536 | 0.39828 | 0.39828 | 0.39828 | 0.39828 | 0.39828 | 0.39828 | 0.39828 | 0.39828
Under $15 | Under $15 | ResWx | Under $15 | 12.4722 | HVAC | Urban | SC-Retro | M_Input | Residential | Single Family | ATTIC R0 - R38_Heat Pump | 13.1363 | 12.4722 | R-All-HVAC-ER-All-All-E | 0 | 0.060258 | 0.060118 | 0.059979 | 0.05984 | 0.059702 | 0.053435 | 0.042304 | 0.033418 | 0.026326 | 0.020665 | 0.016147 | 0.01254 | 0.0096611 | 0.0073632 | 0.005529 | 0.004065 | 0 | 0 | 0 | 0 | 0.50846 | 0.50846 | 0.060258 | 0.12038 | 0.18036 | 0.2402 | 0.2999 | 0.35333 | 0.39564 | 0.42906 | 0.45538 | 0.47605 | 0.49219 | 0.50473 | 0.50846 | 0.50846 | 0.50846 | 0.50846 | 0.50846 | 0.50846 | 0.50846 | 0.50846
Under $20 | Under $20 | ResWx | Under $20 | 16.203 | HVAC | Urban | SC-Retro | M_Input | Residential | Single Family | ATTIC R0 - R49_Heat Pump | 15.8066 | 16.203 | R-All-HVAC-ER-All-All-E | 0 | 0.03252 | 0.032445 | 0.03237 | 0.032295 | 0.03222 | 0.028838 | 0.022831 | 0.018035 | 0.014208 | 0.011153 | 0.0087142 | 0.0067677 | 0.0052139 | 0.0039738 | 0.0029839 | 0.0021938 | 0 | 0 | 0 | 0 | 0.27441 | 0.27441 | 0.03252 | 0.064966 | 0.097336 | 0.12963 | 0.16185 | 0.19069 | 0.21352 | 0.23156 | 0.24576 | 0.25692 | 0.26563 | 0.2724 | 0.27441 | 0.27441 | 0.27441 | 0.27441 | 0.27441 | 0.27441 | 0.27441 | 0.27441
Under $30 | Under $30 | ResWx | Under $30 | 28.5002 | HVAC | Urban | SC-Retro | M_Input | Residential | Single Family | FLOOR R0 - R30_Electric FAF | 25.8899 | 28.5002 | R-All-HVAC-ER-All-All-E | 0 | 0.018677 | 0.018633 | 0.01859 | 0.018547 | 0.018504 | 0.016562 | 0.013112 | 0.010358 | 0.0081596 | 0.0064051 | 0.0050046 | 0.0038867 | 0.0029944 | 0.0022822 | 0.0017137 | 0.0012599 | 0 | 0 | 0 | 0 | 0.15759 | 0.15759 | 0.018677 | 0.03731 | 0.0559 | 0.074448 | 0.092952 | 0.10951 | 0.12263 | 0.13298 | 0.14114 | 0.14755 | 0.15255 | 0.15644 | 0.15759 | 0.15759 | 0.15759 | 0.15759 | 0.15759 | 0.15759 | 0.15759 | 0.15759
Under $30 | Under $30 | ResWx | Under $30 | 29.1347 | HVAC | Urban | SC-Retro | M_Input | Residential | Single Family | FLOOR R0 - R25_Electric FAF | 26.3396 | 29.1347 | R-All-HVAC-ER-All-All-E | 0 | 0.0077587 | 0.0077407 | 0.0077228 | 0.0077049 | 0.0076871 | 0.0068801 | 0.0054469 | 0.0043029 | 0.0033897 | 0.0026608 | 0.002079 | 0.0016146 | 0.0012439 | 0.00094806 | 0.0007119 | 0.0005234 | 0 | 0 | 0 | 0 | 0.065468 | 0.065468 | 0.0077587 | 0.015499 | 0.023222 | 0.030927 | 0.038614 | 0.045494 | 0.050941 | 0.055244 | 0.058634 | 0.061294 | 0.063373 | 0.064988 | 0.065468 | 0.065468 | 0.065468 | 0.065468 | 0.065468 | 0.065468 | 0.065468 | 0.065468
Under $35 | Under $30 | ResWx | Under $35 | 30.9524 | HVAC | Urban | SC-Retro | M_Input | Residential | Single Family | FLOOR R0 - R19_Electric FAF | 27.6332 | 30.9524 | R-All-HVAC-ER-All-All-E | 0 | 0.012496 | 0.012467 | 0.012438 | 0.012409 | 0.01238 | 0.011081 | 0.0087724 | 0.0069299 | 0.0054592 | 0.0042853 | 0.0033483 | 0.0026004 | 0.0020034 | 0.0015269 | 0.0011465 | 0.00084294 | 0 | 0 | 0 | 0 | 0.10544 | 0.10544 | 0.012496 | 0.024962 | 0.0374 | 0.049809 | 0.062189 | 0.07327 | 0.082042 | 0.088972 | 0.094431 | 0.098716 | 0.10206 | 0.10466 | 0.10544 | 0.10544 | 0.10544 | 0.10544 | 0.10544 | 0.10544 | 0.10544 | 0.10544
Under $15 | Under $20 | ResWx | Under $15 | 13.9448 | HVAC | Urban | SC-Retro | M_Input | Residential | Single Family | WALL R0 - R11_Electric Zonal | 15.713 | 13.9448 | R-All-HVAC-ER-All-All-E | 0 | 0.27136 | 0.27073 | 0.2701 | 0.26948 | 0.26886 | 0.24063 | 0.19051 | 0.15049 | 0.11855 | 0.093062 | 0.072714 | 0.056472 | 0.043507 | 0.033159 | 0.024899 | 0.018306 | 0 | 0 | 0 | 0 | 2.2897 | 2.2897 | 0.27136 | 0.54209 | 0.8122 | 1.0817 | 1.3505 | 1.5912 | 1.7817 | 1.9322 | 2.0507 | 2.1438 | 2.2165 | 2.273 | 2.2897 | 2.2897 | 2.2897 | 2.2897 | 2.2897 | 2.2897 | 2.2897 | 2.2897
Under $40 | Under $35 | ResWx | Under $40 | 37.8866 | HVAC | Urban | SC-Retro | M_Input | Residential | Single Family | ATTIC R11 - R38_Electric FAF | 32.0885 | 37.8866 | R-All-HVAC-ER-All-All-E | 0 | 0.0024961 | 0.0024903 | 0.0024845 | 0.0024788 | 0.0024731 | 0.0022135 | 0.0017524 | 0.0013843 | 0.0010905 | 0.00085602 | 0.00066886 | 0.00051945 | 0.00040019 | 0.00030501 | 0.00022903 | 0.00016839 | 0 | 0 | 0 | 0 | 0.021062 | 0.021062 | 0.0024961 | 0.0049864 | 0.007471 | 0.0099498 | 0.012423 | 0.014636 | 0.016389 | 0.017773 | 0.018863 | 0.019719 | 0.020388 | 0.020908 | 0.021062 | 0.021062 | 0.021062 | 0.021062 | 0.021062 | 0.021062 | 0.021062 | 0.021062
Under $15 | Under $20 | ResWx | Under $15 | 14.0906 | HVAC | Urban | SC-Retro | M_Input | Residential | Single Family | WALL R0 - R11_DHP | 15.9063 | 14.0906 | R-All-HVAC-ER-All-All-E | 0 | 0.062463 | 0.062318 | 0.062173 | 0.06203 | 0.061886 | 0.05539 | 0.043851 | 0.034641 | 0.027289 | 0.021421 | 0.016738 | 0.012999 | 0.010015 | 0.0076325 | 0.0057313 | 0.0042137 | 0 | 0 | 0 | 0 | 0.52706 | 0.52706 | 0.062463 | 0.12478 | 0.18695 | 0.24898 | 0.31087 | 0.36626 | 0.41011 | 0.44475 | 0.47204 | 0.49346 | 0.5102 | 0.5232 | 0.52706 | 0.52706 | 0.52706 | 0.52706 | 0.52706 | 0.52706 | 0.52706 | 0.52706
Under $25 | Under $25 | ResWx | Under $25 | 24.6078 | HVAC | Urban | SC-Retro | M_Input | Residential | Single Family | WINDOW CL30 Prime Window Replacement of Single Pane Base_Electric FAF | 22.6954 | 24.6078 | R-All-HVAC-ER-All-All-E | 0 | 0.010164 | 0.010141 | 0.010117 | 0.010094 | 0.010071 | 0.0090134 | 0.0071358 | 0.005637 | 0.0044407 | 0.0034858 | 0.0027236 | 0.0021153 | 0.0016296 | 0.001242 | 0.00093263 | 0.00068568 | 0 | 0 | 0 | 0 | 0.085767 | 0.085767 | 0.010164 | 0.020305 | 0.030422 | 0.040516 | 0.050587 | 0.0596 | 0.066736 | 0.072373 | 0.076814 | 0.0803 | 0.083023 | 0.085138 | 0.085767 | 0.085767 | 0.085767 | 0.085767 | 0.085767 | 0.085767 | 0.085767 | 0.085767
Under $30 | Under $30 | ResWx | Under $30 | 28.3197 | HVAC | Urban | SC-Retro | M_Input | Residential | Single Family | FLOOR R0 - R30_Electric Zonal | 26.157 | 28.3197 | R-All-HVAC-ER-All-All-E | 0 | 0.1607 | 0.16033 | 0.15996 | 0.15959 | 0.15922 | 0.1425 | 0.11282 | 0.089123 | 0.070209 | 0.055112 | 0.043062 | 0.033443 | 0.025765 | 0.019637 | 0.014745 | 0.010841 | 0 | 0 | 0 | 0 | 1.356 | 1.356 | 0.1607 | 0.32103 | 0.48099 | 0.64058 | 0.79979 | 0.9423 | 1.0551 | 1.1442 | 1.2144 | 1.2696 | 1.3126 | 1.3461 | 1.356 | 1.356 | 1.356 | 1.356 | 1.356 | 1.356 | 1.356 | 1.356
Under $30 | Under $30 | ResWx | Under $30 | 28.8327 | HVAC | Urban | SC-Retro | M_Input | Residential | Single Family | FLOOR R0 - R25_Electric Zonal | 26.5217 | 28.8327 | R-All-HVAC-ER-All-All-E | 0 | 0.066903 | 0.066747 | 0.066593 | 0.066439 | 0.066285 | 0.059327 | 0.046968 | 0.037103 | 0.029229 | 0.022944 | 0.017927 | 0.013923 | 0.010726 | 0.0081751 | 0.0061387 | 0.0045132 | 0 | 0 | 0 | 0 | 0.56452 | 0.56452 | 0.066903 | 0.13365 | 0.20024 | 0.26668 | 0.33297 | 0.39229 | 0.43926 | 0.47637 | 0.50559 | 0.52854 | 0.54647 | 0.56039 | 0.56452 | 0.56452 | 0.56452 | 0.56452 | 0.56452 | 0.56452 | 0.56452 | 0.56452
Under $30 | Under $30 | ResWx | Under $30 | 28.4647 | HVAC | Urban | SC-Retro | M_Input | Residential | Single Family | FLOOR R0 - R30_DHP | 26.3463 | 28.4647 | R-All-HVAC-ER-All-All-E | 0 | 0.037077 | 0.036991 | 0.036906 | 0.03682 | 0.036735 | 0.032879 | 0.02603 | 0.020563 | 0.016199 | 0.012715 | 0.0099352 | 0.007716 | 0.0059445 | 0.0045306 | 0.003402 | 0.0025012 | 0 | 0 | 0 | 0 | 0.31286 | 0.31286 | 0.037077 | 0.074068 | 0.11097 | 0.14779 | 0.18453 | 0.21741 | 0.24344 | 0.264 | 0.2802 | 0.29291 | 0.30285 | 0.31057 | 0.31286 | 0.31286 | 0.31286 | 0.31286 | 0.31286 | 0.31286 | 0.31286 | 0.31286
Under $45 | Under $40 | ResWx | Under $45 | 42.2204 | HVAC | Urban | SC-Retro | M_Input | Residential | Single Family | ATTIC R11 - R49_Electric FAF | 35.188 | 42.2204 | R-All-HVAC-ER-All-All-E | 0 | 0.0021259 | 0.0021209 | 0.002116 | 0.0021111 | 0.0021062 | 0.0018851 | 0.0014924 | 0.001179 | 0.00092876 | 0.00072905 | 0.00056965 | 0.0004424 | 0.00034084 | 0.00025977 | 0.00019506 | 0.00014341 | 0 | 0 | 0 | 0 | 0.017938 | 0.017938 | 0.0021259 | 0.0042468 | 0.0063628 | 0.0084739 | 0.01058 | 0.012465 | 0.013958 | 0.015137 | 0.016066 | 0.016795 | 0.017364 | 0.017807 | 0.017938 | 0.017938 | 0.017938 | 0.017938 | 0.017938 | 0.017938 | 0.017938 | 0.017938
Under $30 | Under $30 | ResWx | Under $30 | 28.9781 | HVAC | Urban | SC-Retro | M_Input | Residential | Single Family | FLOOR R0 - R25_DHP | 26.7111 | 28.9781 | R-All-HVAC-ER-All-All-E | 0 | 0.015436 | 0.015401 | 0.015365 | 0.015329 | 0.015294 | 0.013689 | 0.010837 | 0.0085609 | 0.006744 | 0.0052939 | 0.0041364 | 0.0032124 | 0.0024749 | 0.0018862 | 0.0014164 | 0.0010413 | 0 | 0 | 0 | 0 | 0.13025 | 0.13025 | 0.015436 | 0.030837 | 0.046202 | 0.061532 | 0.076826 | 0.090514 | 0.10135 | 0.10991 | 0.11666 | 0.12195 | 0.12609 | 0.1293 | 0.13025 | 0.13025 | 0.13025 | 0.13025 | 0.13025 | 0.13025 | 0.13025 | 0.13025
Under $35 | Under $30 | ResWx | Under $35 | 30.4489 | HVAC | Urban | SC-Retro | M_Input | Residential | Single Family | FLOOR R0 - R19_Electric Zonal | 27.6738 | 30.4489 | R-All-HVAC-ER-All-All-E | 0 | 0.10812 | 0.10787 | 0.10762 | 0.10737 | 0.10712 | 0.095874 | 0.075902 | 0.05996 | 0.047235 | 0.037078 | 0.028971 | 0.0225 | 0.017334 | 0.013211 | 0.0099203 | 0.0072935 | 0 | 0 | 0 | 0 | 0.91229 | 0.91229 | 0.10812 | 0.21598 | 0.3236 | 0.43097 | 0.53808 | 0.63396 | 0.70986 | 0.76982 | 0.81705 | 0.85413 | 0.8831 | 0.9056 | 0.91229 | 0.91229 | 0.91229 | 0.91229 | 0.91229 | 0.91229 | 0.91229 | 0.91229
Under $30 | Under $30 | ResWx | Under $30 | 28.2556 | HVAC | Urban | SC-Retro | M_Input | Residential | Single Family | WINDOW CL22 Prime Window Replacement of Single Pane Base_Electric FAF | 25.3059 | 28.2556 | R-All-HVAC-ER-All-All-E | 0 | 0.0027719 | 0.0027655 | 0.002759 | 0.0027527 | 0.0027463 | 0.002458 | 0.001946 | 0.0015372 | 0.001211 | 0.0009506 | 0.00074275 | 0.00057684 | 0.00044441 | 0.00033871 | 0.00025433 | 0.00018699 | 0 | 0 | 0 | 0 | 0.023389 | 0.023389 | 0.0027719 | 0.0055373 | 0.0082964 | 0.011049 | 0.013795 | 0.016253 | 0.018199 | 0.019737 | 0.020948 | 0.021898 | 0.022641 | 0.023218 | 0.023389 | 0.023389 | 0.023389 | 0.023389 | 0.023389 | 0.023389 | 0.023389 | 0.023389
Under $35 | Under $30 | ResWx | Under $35 | 30.5985 | HVAC | Urban | SC-Retro | M_Input | Residential | Single Family | FLOOR R0 - R19_DHP | 27.8661 | 30.5985 | R-All-HVAC-ER-All-All-E | 0 | 0.024948 | 0.02489 | 0.024832 | 0.024775 | 0.024717 | 0.022123 | 0.017514 | 0.013836 | 0.010899 | 0.0085557 | 0.006685 | 0.0051918 | 0.0039998 | 0.0030484 | 0.0022891 | 0.001683 | 0 | 0 | 0 | 0 | 0.21051 | 0.21051 | 0.024948 | 0.049837 | 0.07467 | 0.099444 | 0.12416 | 0.14628 | 0.1638 | 0.17763 | 0.18853 | 0.19709 | 0.20377 | 0.20897 | 0.21051 | 0.21051 | 0.21051 | 0.21051 | 0.21051 | 0.21051 | 0.21051 | 0.21051
Under $40 | Under $35 | ResWx | Under $40 | 35.151 | HVAC | Urban | SC-Retro | M_Input | Residential | Single Family | WALL R0 - R11_Heat Pump | 30.6119 | 35.151 | R-All-HVAC-ER-All-All-E | 0 | 0.09911 | 0.09888 | 0.098651 | 0.098423 | 0.098195 | 0.087887 | 0.069579 | 0.054965 | 0.0433 | 0.033989 | 0.026558 | 0.020625 | 0.01589 | 0.012111 | 0.0090939 | 0.0066859 | 0 | 0 | 0 | 0 | 0.83629 | 0.83629 | 0.09911 | 0.19799 | 0.29664 | 0.39506 | 0.49326 | 0.58115 | 0.65073 | 0.70569 | 0.74899 | 0.78298 | 0.80954 | 0.83016 | 0.83629 | 0.83629 | 0.83629 | 0.83629 | 0.83629 | 0.83629 | 0.83629 | 0.83629
Under $60 | Under $45 | ResWx | Under $60 | 57.225 | HVAC | Urban | SC-Retro | M_Input | Residential | Single Family | CFM50 Infiltration Reduction_Electric FAF | 41.9341 | 57.225 | R-All-HVAC-ER-All-All-E | 0 | 0.051179 | 0.051061 | 0.050942 | 0.050824 | 0.050707 | 0.045384 | 0.03593 | 0.028383 | 0.02236 | 0.017552 | 0.013714 | 0.010651 | 0.0082054 | 0.0062538 | 0.004696 | 0.0034525 | 0 | 0 | 0 | 0 | 0.43185 | 0.43185 | 0.051179 | 0.10224 | 0.15318 | 0.20401 | 0.25471 | 0.3001 | 0.33603 | 0.36441 | 0.38677 | 0.40432 | 0.41804 | 0.42869 | 0.43185 | 0.43185 | 0.43185 | 0.43185 | 0.43185 | 0.43185 | 0.43185 | 0.43185
Under $65 | Under $50 | ResWx | Under $65 | 61.8447 | HVAC | Urban | SC-Retro | M_Input | Residential | Single Family | ATTIC R11 - R38_Electric Zonal | 49.8015 | 61.8447 | R-All-HVAC-ER-All-All-E | 0 | 0.015045 | 0.01501 | 0.014975 | 0.014941 | 0.014906 | 0.013341 | 0.010562 | 0.0083437 | 0.006573 | 0.0051596 | 0.0040315 | 0.0031309 | 0.0024121 | 0.0018384 | 0.0013805 | 0.0010149 | 0 | 0 | 0 | 0 | 0.12695 | 0.12695 | 0.015045 | 0.030055 | 0.04503 | 0.059971 | 0.074877 | 0.088219 | 0.098781 | 0.10712 | 0.1137 | 0.11886 | 0.12289 | 0.12602 | 0.12695 | 0.12695 | 0.12695 | 0.12695 | 0.12695 | 0.12695 | 0.12695 | 0.12695
Under $65 | Under $50 | ResWx | Under $65 | 61.9941 | HVAC | Urban | SC-Retro | M_Input | Residential | Single Family | ATTIC R11 - R38_DHP | 49.9881 | 61.9941 | R-All-HVAC-ER-All-All-E | 0 | 0.0034776 | 0.0034696 | 0.0034615 | 0.0034535 | 0.0034455 | 0.0030839 | 0.0024414 | 0.0019287 | 0.0015193 | 0.0011926 | 0.00093187 | 0.00072372 | 0.00055756 | 0.00042495 | 0.00031909 | 0.0002346 | 0 | 0 | 0 | 0 | 0.029344 | 0.029344 | 0.0034776 | 0.0069472 | 0.010409 | 0.013862 | 0.017308 | 0.020392 | 0.022833 | 0.024762 | 0.026281 | 0.027474 | 0.028406 | 0.029129 | 0.029344 | 0.029344 | 0.029344 | 0.029344 | 0.029344 | 0.029344 | 0.029344 | 0.029344
Under $85 | Under $55 | ResWx | Under $85 | 75.3557 | HVAC | Urban | SC-Retro | M_Input | Residential | Single Family | CFM50 Infiltration Reduction_Electric Zonal | 54.5278 | 75.3557 | R-All-HVAC-ER-All-All-E | 0 | 0.35197 | 0.35116 | 0.35035 | 0.34954 | 0.34873 | 0.31212 | 0.2471 | 0.1952 | 0.15377 | 0.12071 | 0.094315 | 0.073248 | 0.056431 | 0.043009 | 0.032296 | 0.023744 | 0 | 0 | 0 | 0 | 2.97 | 2.97 | 0.35197 | 0.70313 | 1.0535 | 1.403 | 1.7517 | 2.0639 | 2.311 | 2.5062 | 2.6599 | 2.7806 | 2.875 | 2.9482 | 2.97 | 2.97 | 2.97 | 2.97 | 2.97 | 2.97 | 2.97 | 2.97
Under $85 | Under $55 | ResWx | Under $85 | 75.8286 | HVAC | Urban | SC-Retro | M_Input | Residential | Single Family | CFM50 Infiltration Reduction_DHP | 54.9104 | 75.8286 | R-All-HVAC-ER-All-All-E | 0 | 0.081125 | 0.080937 | 0.080749 | 0.080562 | 0.080376 | 0.071939 | 0.056953 | 0.044991 | 0.035442 | 0.027821 | 0.021738 | 0.016883 | 0.013007 | 0.0099129 | 0.0074436 | 0.0054726 | 0 | 0 | 0 | 0 | 0.68453 | 0.68453 | 0.081125 | 0.16206 | 0.24281 | 0.32337 | 0.40375 | 0.47569 | 0.53264 | 0.57763 | 0.61307 | 0.64089 | 0.66263 | 0.67952 | 0.68453 | 0.68453 | 0.68453 | 0.68453 | 0.68453 | 0.68453 | 0.68453 | 0.68453
Under $70 | Under $55 | ResWx | Under $70 | 68.0529 | HVAC | Urban | SC-Retro | M_Input | Residential | Single Family | ATTIC R11 - R49_Electric Zonal | 54.241 | 68.0529 | R-All-HVAC-ER-All-All-E | 0 | 0.012811 | 0.012781 | 0.012752 | 0.012722 | 0.012693 | 0.01136 | 0.0089939 | 0.0071048 | 0.005597 | 0.0043935 | 0.0034329 | 0.0026661 | 0.002054 | 0.0015654 | 0.0011755 | 0.00086423 | 0 | 0 | 0 | 0 | 0.1081 | 0.1081 | 0.012811 | 0.025592 | 0.038344 | 0.051066 | 0.063759 | 0.07512 | 0.084114 | 0.091218 | 0.096815 | 0.10121 | 0.10464 | 0.10731 | 0.1081 | 0.1081 | 0.1081 | 0.1081 | 0.1081 | 0.1081 | 0.1081 | 0.1081
Under $70 | Under $55 | ResWx | Under $70 | 68.2228 | HVAC | Urban | SC-Retro | M_Input | Residential | Single Family | ATTIC R11 - R49_DHP | 54.4422 | 68.2228 | R-All-HVAC-ER-All-All-E | 0 | 0.0029613 | 0.0029544 | 0.0029475 | 0.0029407 | 0.0029339 | 0.0026259 | 0.0020789 | 0.0016423 | 0.0012937 | 0.0010155 | 0.0007935 | 0.00061625 | 0.00047477 | 0.00036185 | 0.00027171 | 0.00019976 | 0 | 0 | 0 | 0 | 0.024987 | 0.024987 | 0.0029613 | 0.0059156 | 0.0088632 | 0.011804 | 0.014738 | 0.017364 | 0.019443 | 0.021085 | 0.022379 | 0.023394 | 0.024188 | 0.024804 | 0.024987 | 0.024987 | 0.024987 | 0.024987 | 0.024987 | 0.024987 | 0.024987 | 0.024987
Under $65 | Under $50 | ResWx | Under $65 | 61.4964 | HVAC | Urban | SC-Retro | M_Input | Residential | Single Family | WINDOW CL30 Prime Window Replacement of Single Pane Base_Electric Zonal | 49.591 | 61.4964 | R-All-HVAC-ER-All-All-E | 0 | 0.048027 | 0.047916 | 0.047805 | 0.047694 | 0.047583 | 0.042589 | 0.033717 | 0.026635 | 0.020982 | 0.016471 | 0.012869 | 0.0099947 | 0.0077 | 0.0058686 | 0.0044067 | 0.0032399 | 0 | 0 | 0 | 0 | 0.40525 | 0.40525 | 0.048027 | 0.095942 | 0.14375 | 0.19144 | 0.23902 | 0.28161 | 0.31533 | 0.34196 | 0.36295 | 0.37942 | 0.39229 | 0.40228 | 0.40525 | 0.40525 | 0.40525 | 0.40525 | 0.40525 | 0.40525 | 0.40525 | 0.40525
Under $115 | Under $85 | ResWx | Under $115 | 104.4952 | HVAC | Urban | SC-Retro | M_Input | Residential | Single Family | ATTIC R19 - R49_Electric FAF | 79.6972 | 104.4952 | R-All-HVAC-ER-All-All-E | 0 | 0.00081818 | 0.00081628 | 0.00081439 | 0.00081251 | 0.00081063 | 0.00072553 | 0.00057439 | 0.00045375 | 0.00035745 | 0.00028059 | 0.00021924 | 0.00017027 | 0.00013118 | 9.9976e-05 | 7.5072e-05 | 5.5194e-05 | 0 | 0 | 0 | 0 | 0.0069038 | 0.0069038 | 0.00081818 | 0.0016345 | 0.0024489 | 0.0032614 | 0.004072 | 0.0047975 | 0.0053719 | 0.0058257 | 0.0061831 | 0.0064637 | 0.0066829 | 0.0068532 | 0.0069038 | 0.0069038 | 0.0069038 | 0.0069038 | 0.0069038 | 0.0069038 | 0.0069038 | 0.0069038
Under $115 | Under $85 | ResWx | Under $115 | 106.3184 | HVAC | Urban | SC-Retro | M_Input | Residential | Single Family | ATTIC R19 - R38_Electric FAF | 81 | 106.3184 | R-All-HVAC-ER-All-All-E | 0 | 0.00031525 | 0.00031452 | 0.0003138 | 0.00031307 | 0.00031234 | 0.00027956 | 0.00022132 | 0.00017484 | 0.00013773 | 0.00010812 | 8.4476e-05 | 6.5606e-05 | 5.0544e-05 | 3.8522e-05 | 2.8926e-05 | 2.1267e-05 | 0 | 0 | 0 | 0 | 0.0026601 | 0.0026601 | 0.00031525 | 0.00062978 | 0.00094358 | 0.0012566 | 0.001569 | 0.0018485 | 0.0020699 | 0.0022447 | 0.0023824 | 0.0024906 | 0.002575 | 0.0026406 | 0.0026601 | 0.0026601 | 0.0026601 | 0.0026601 | 0.0026601 | 0.0026601 | 0.0026601 | 0.0026601
Under $65 | Under $55 | ResWx | Under $65 | 62.0842 | HVAC | Urban | SC-Retro | M_Input | Residential | Single Family | WINDOW CL30 Prime Window Replacement of Single Pane Base_DHP | 50.1013 | 62.0842 | R-All-HVAC-ER-All-All-E | 0 | 0.011042 | 0.011017 | 0.010991 | 0.010966 | 0.01094 | 0.0097919 | 0.0077521 | 0.0061239 | 0.0048242 | 0.0037869 | 0.0029589 | 0.002298 | 0.0017704 | 0.0013493 | 0.0010132 | 0.0007449 | 0 | 0 | 0 | 0 | 0.093175 | 0.093175 | 0.011042 | 0.022059 | 0.03305 | 0.044016 | 0.054956 | 0.064748 | 0.0725 | 0.078624 | 0.083448 | 0.087235 | 0.090194 | 0.092492 | 0.093175 | 0.093175 | 0.093175 | 0.093175 | 0.093175 | 0.093175 | 0.093175 | 0.093175
Under $70 | Under $55 | ResWx | Under $70 | 68.1728 | HVAC | Urban | SC-Retro | M_Input | Residential | Single Family | WINDOW CL22 Prime Window Replacement of Single Pane Base_Electric Zonal | 54.3667 | 68.1728 | R-All-HVAC-ER-All-All-E | 0 | 0.013094 | 0.013064 | 0.013034 | 0.013003 | 0.012973 | 0.011611 | 0.0091926 | 0.0072618 | 0.0057207 | 0.0044906 | 0.0035087 | 0.002725 | 0.0020994 | 0.0016 | 0.0012015 | 0.00088332 | 0 | 0 | 0 | 0 | 0.11049 | 0.11049 | 0.013094 | 0.026158 | 0.039191 | 0.052195 | 0.065168 | 0.076779 | 0.085972 | 0.093234 | 0.098955 | 0.10345 | 0.10695 | 0.10968 | 0.11049 | 0.11049 | 0.11049 | 0.11049 | 0.11049 | 0.11049 | 0.11049 | 0.11049
Under $100 | Under $70 | ResWx | Under $100 | 85.9243 | HVAC | Urban | SC-Retro | M_Input | Residential | Single Family | WINDOW CL30 Prime Window Replacement of Single Pane Base_Heat Pump | 66.4999 | 85.9243 | R-All-HVAC-ER-All-All-E | 0 | 0.021556 | 0.021506 | 0.021457 | 0.021407 | 0.021357 | 0.019116 | 0.015133 | 0.011955 | 0.0094177 | 0.0073927 | 0.0057763 | 0.004486 | 0.0034561 | 0.0026341 | 0.0019779 | 0.0014542 | 0 | 0 | 0 | 0 | 0.18189 | 0.18189 | 0.021556 | 0.043063 | 0.064519 | 0.085926 | 0.10728 | 0.1264 | 0.14153 | 0.15349 | 0.16291 | 0.1703 | 0.17607 | 0.18056 | 0.18189 | 0.18189 | 0.18189 | 0.18189 | 0.18189 | 0.18189 | 0.18189 | 0.18189
Under $70 | Under $55 | ResWx | Under $70 | 68.8201 | HVAC | Urban | SC-Retro | M_Input | Residential | Single Family | WINDOW CL22 Prime Window Replacement of Single Pane Base_DHP | 54.9195 | 68.8201 | R-All-HVAC-ER-All-All-E | 0 | 0.0030105 | 0.0030035 | 0.0029966 | 0.0029896 | 0.0029827 | 0.0026696 | 0.0021135 | 0.0016696 | 0.0013153 | 0.0010324 | 0.0008067 | 0.00062651 | 0.00048267 | 0.00036787 | 0.00027623 | 0.00020309 | 0 | 0 | 0 | 0 | 0.025403 | 0.025403 | 0.0030105 | 0.006014 | 0.0090106 | 0.012 | 0.014983 | 0.017653 | 0.019766 | 0.021436 | 0.022751 | 0.023783 | 0.02459 | 0.025217 | 0.025403 | 0.025403 | 0.025403 | 0.025403 | 0.025403 | 0.025403 | 0.025403 | 0.025403
Under $100 | Under $85 | ResWx | Under $100 | 93.8938 | HVAC | Urban | SC-Retro | M_Input | Residential | Single Family | WINDOW CL22 Prime Window Replacement of Single Pane Base_Heat Pump | 72.2113 | 93.8938 | R-All-HVAC-ER-All-All-E | 0 | 0.0059006 | 0.005887 | 0.0058733 | 0.0058598 | 0.0058462 | 0.0052325 | 0.0041425 | 0.0032724 | 0.0025779 | 0.0020236 | 0.0015811 | 0.001228 | 0.00094604 | 0.00072102 | 0.00054142 | 0.00039805 | 0 | 0 | 0 | 0 | 0.04979 | 0.04979 | 0.0059006 | 0.011788 | 0.017661 | 0.023521 | 0.029367 | 0.034599 | 0.038742 | 0.042014 | 0.044592 | 0.046616 | 0.048197 | 0.049425 | 0.04979 | 0.04979 | 0.04979 | 0.04979 | 0.04979 | 0.04979 | 0.04979 | 0.04979
Under $130 | Under $100 | ResWx | Under $130 | 120.9944 | HVAC | Urban | SC-Retro | M_Input | Residential | Single Family | ATTIC R11 - R38_Heat Pump | 91.1307 | 120.9944 | R-All-HVAC-ER-All-All-E | 0 | 0.0051495 | 0.0051375 | 0.0051256 | 0.0051138 | 0.0051019 | 0.0045664 | 0.0036151 | 0.0028558 | 0.0022497 | 0.001766 | 0.0013798 | 0.0010716 | 0.0008256 | 0.00062923 | 0.00047249 | 0.00034738 | 0 | 0 | 0 | 0 | 0.043451 | 0.043451 | 0.0051495 | 0.010287 | 0.015413 | 0.020526 | 0.025628 | 0.030195 | 0.03381 | 0.036666 | 0.038915 | 0.040681 | 0.042061 | 0.043133 | 0.043451 | 0.043451 | 0.043451 | 0.043451 | 0.043451 | 0.043451 | 0.043451 | 0.043451
Under $115 | Under $85 | ResWx | Under $115 | 106.0534 | HVAC | Urban | SC-Retro | M_Input | Residential | Single Family | WINDOW CL30 Prime Window Replacement of Double Pane Base_Electric FAF | 80.3997 | 106.0534 | R-All-HVAC-ER-All-All-E | 0 | 0.13771 | 0.13739 | 0.13707 | 0.13676 | 0.13644 | 0.12212 | 0.096678 | 0.076372 | 0.060164 | 0.047227 | 0.036901 | 0.028658 | 0.022079 | 0.016827 | 0.012636 | 0.0092899 | 0 | 0 | 0 | 0 | 1.162 | 1.162 | 0.13771 | 0.2751 | 0.41217 | 0.54893 | 0.68537 | 0.80749 | 0.90417 | 0.98054 | 1.0407 | 1.0879 | 1.1248 | 1.1535 | 1.162 | 1.162 | 1.162 | 1.162 | 1.162 | 1.162 | 1.162 | 1.162
Over $160 | Under $100 | ResWx | Over $160 | 131.4835 | HVAC | Urban | SC-Retro | M_Input | Residential | Single Family | ATTIC R11 - R49_Heat Pump | 98.6335 | 131.4835 | R-All-HVAC-ER-All-All-E | 0 | 0.0043798 | 0.0043696 | 0.0043595 | 0.0043494 | 0.0043393 | 0.0038838 | 0.0030748 | 0.002429 | 0.0019135 | 0.001502 | 0.0011736 | 0.00091146 | 0.0007022 | 0.00053518 | 0.00040187 | 0.00029546 | 0 | 0 | 0 | 0 | 0.036957 | 0.036957 | 0.0043798 | 0.0087494 | 0.013109 | 0.017458 | 0.021798 | 0.025681 | 0.028756 | 0.031185 | 0.033099 | 0.034601 | 0.035774 | 0.036686 | 0.036957 | 0.036957 | 0.036957 | 0.036957 | 0.036957 | 0.036957 | 0.036957 | 0.036957
Under $115 | Under $85 | ResWx | Under $115 | 108.1442 | HVAC | Urban | SC-Retro | M_Input | Residential | Single Family | WINDOW CL22 Prime Window Replacement of Double Pane Base_Electric FAF | 81.952 | 108.1442 | R-All-HVAC-ER-All-All-E | 0 | 0.039805 | 0.039713 | 0.039621 | 0.039529 | 0.039438 | 0.035298 | 0.027945 | 0.022076 | 0.017391 | 0.013651 | 0.010666 | 0.0082837 | 0.0063819 | 0.004864 | 0.0036524 | 0.0026852 | 0 | 0 | 0 | 0 | 0.33588 | 0.33588 | 0.039805 | 0.079518 | 0.11914 | 0.15867 | 0.19811 | 0.23341 | 0.26135 | 0.28343 | 0.30082 | 0.31447 | 0.32513 | 0.33342 | 0.33588 | 0.33588 | 0.33588 | 0.33588 | 0.33588 | 0.33588 | 0.33588 | 0.33588
Over $160 | Under $115 | ResWx | Over $160 | 154.3153 | HVAC | Urban | SC-Retro | M_Input | Residential | Single Family | CFM50 Infiltration Reduction_Heat Pump | 107.6013 | 154.3153 | R-All-HVAC-ER-All-All-E | 0 | 0.10858 | 0.10833 | 0.10808 | 0.10783 | 0.10758 | 0.096289 | 0.076231 | 0.06022 | 0.047439 | 0.037239 | 0.029096 | 0.022597 | 0.017409 | 0.013268 | 0.0099632 | 0.007325 | 0 | 0 | 0 | 0 | 0.91624 | 0.91624 | 0.10858 | 0.21692 | 0.325 | 0.43283 | 0.54041 | 0.6367 | 0.71293 | 0.77315 | 0.82059 | 0.85783 | 0.88693 | 0.90952 | 0.91624 | 0.91624 | 0.91624 | 0.91624 | 0.91624 | 0.91624 | 0.91624 | 0.91624
Under $130 | Under $100 | ResWx | Under $130 | 118.5121 | HVAC | Urban | SC-Retro | M_Input | Residential | Single Family | ATTIC R19 - R49_DHP | 90.4483 | 118.5121 | R-All-HVAC-ER-All-All-E | 0 | 0.001453 | 0.0014496 | 0.0014463 | 0.0014429 | 0.0014396 | 0.0012885 | 0.00102 | 0.0008058 | 0.00063479 | 0.00049829 | 0.00038934 | 0.00030237 | 0.00023295 | 0.00017754 | 0.00013332 | 9.8017e-05 | 0 | 0 | 0 | 0 | 0.01226 | 0.01226 | 0.001453 | 0.0029026 | 0.0043488 | 0.0057918 | 0.0072313 | 0.0085198 | 0.0095398 | 0.010346 | 0.01098 | 0.011479 | 0.011868 | 0.01217 | 0.01226 | 0.01226 | 0.01226 | 0.01226 | 0.01226 | 0.01226 | 0.01226 | 0.01226
Under $130 | Under $100 | ResWx | Under $130 | 118.4833 | HVAC | Urban | SC-Retro | M_Input | Residential | Single Family | ATTIC R19 - R49_Electric Zonal | 90.3517 | 118.4833 | R-All-HVAC-ER-All-All-E | 0 | 0.0062722 | 0.0062576 | 0.0062431 | 0.0062287 | 0.0062143 | 0.0055619 | 0.0044033 | 0.0034785 | 0.0027402 | 0.002151 | 0.0016807 | 0.0013053 | 0.0010056 | 0.00076642 | 0.0005755 | 0.00042312 | 0 | 0 | 0 | 0 | 0.052925 | 0.052925 | 0.0062722 | 0.01253 | 0.018773 | 0.025002 | 0.031216 | 0.036778 | 0.041181 | 0.04466 | 0.0474 | 0.049551 | 0.051232 | 0.052537 | 0.052925 | 0.052925 | 0.052925 | 0.052925 | 0.052925 | 0.052925 | 0.052925 | 0.052925
Under $130 | Under $100 | ResWx | Under $130 | 120.5204 | HVAC | Urban | SC-Retro | M_Input | Residential | Single Family | ATTIC R19 - R38_DHP | 91.8838 | 120.5204 | R-All-HVAC-ER-All-All-E | 0 | 0.00056 | 0.0005587 | 0.00055741 | 0.00055612 | 0.00055483 | 0.00049659 | 0.00039314 | 0.00031057 | 0.00024466 | 0.00019205 | 0.00015006 | 0.00011654 | 8.9784e-05 | 6.8429e-05 | 5.1383e-05 | 3.7777e-05 | 0 | 0 | 0 | 0 | 0.0047253 | 0.0047253 | 0.00056 | 0.0011187 | 0.0016761 | 0.0022322 | 0.0027871 | 0.0032837 | 0.0036768 | 0.0039874 | 0.004232 | 0.0044241 | 0.0045741 | 0.0046907 | 0.0047253 | 0.0047253 | 0.0047253 | 0.0047253 | 0.0047253 | 0.0047253 | 0.0047253 | 0.0047253
Under $130 | Under $100 | ResWx | Under $130 | 120.4909 | HVAC | Urban | SC-Retro | M_Input | Residential | Single Family | ATTIC R19 - R38_Electric Zonal | 91.7867 | 120.4909 | R-All-HVAC-ER-All-All-E | 0 | 0.0024174 | 0.0024118 | 0.0024062 | 0.0024006 | 0.0023951 | 0.0021436 | 0.0016971 | 0.0013406 | 0.0010561 | 0.00082902 | 0.00064776 | 0.00050307 | 0.00038757 | 0.00029539 | 0.00022181 | 0.00016307 | 0 | 0 | 0 | 0 | 0.020398 | 0.020398 | 0.0024174 | 0.0048291 | 0.0072353 | 0.0096359 | 0.012031 | 0.014175 | 0.015872 | 0.017212 | 0.018268 | 0.019098 | 0.019745 | 0.020248 | 0.020398 | 0.020398 | 0.020398 | 0.020398 | 0.020398 | 0.020398 | 0.020398 | 0.020398
Under $130 | Under $100 | ResWx | Under $130 | 125.4638 | HVAC | Urban | SC-Retro | M_Input | Residential | Single Family | WINDOW CL30 Prime Window Replacement of Double Pane Base_Electric Zonal | 95.1258 | 125.4638 | R-All-HVAC-ER-All-All-E | 0 | 1.0112 | 1.0089 | 1.0065 | 1.0042 | 1.0019 | 0.89672 | 0.70992 | 0.56081 | 0.44179 | 0.3468 | 0.27097 | 0.21044 | 0.16213 | 0.12357 | 0.092785 | 0.068217 | 0 | 0 | 0 | 0 | 8.5327 | 8.5327 | 1.0112 | 2.0201 | 3.0267 | 4.0309 | 5.0328 | 5.9295 | 6.6394 | 7.2002 | 7.642 | 7.9888 | 8.2598 | 8.4702 | 8.5327 | 8.5327 | 8.5327 | 8.5327 | 8.5327 | 8.5327 | 8.5327 | 8.5327
Under $130 | Under $100 | ResWx | Under $130 | 126.972 | HVAC | Urban | SC-Retro | M_Input | Residential | Single Family | WINDOW CL22 Prime Window Replacement of Double Pane Base_Electric Zonal | 96.2382 | 126.972 | R-All-HVAC-ER-All-All-E | 0 | 0.29444 | 0.29376 | 0.29308 | 0.2924 | 0.29172 | 0.2611 | 0.20671 | 0.16329 | 0.12864 | 0.10098 | 0.078898 | 0.061275 | 0.047207 | 0.035979 | 0.027016 | 0.019863 | 0 | 0 | 0 | 0 | 2.4845 | 2.4845 | 0.29444 | 0.5882 | 0.88127 | 1.1737 | 1.4654 | 1.7265 | 1.9332 | 2.0965 | 2.2251 | 2.3261 | 2.405 | 2.4663 | 2.4845 | 2.4845 | 2.4845 | 2.4845 | 2.4845 | 2.4845 | 2.4845 | 2.4845
Under $130 | Under $100 | ResWx | Under $130 | 126.2081 | HVAC | Urban | SC-Retro | M_Input | Residential | Single Family | WINDOW CL30 Prime Window Replacement of Double Pane Base_DHP | 95.7415 | 126.2081 | R-All-HVAC-ER-All-All-E | 0 | 0.23311 | 0.23257 | 0.23203 | 0.23149 | 0.23096 | 0.20671 | 0.16365 | 0.12928 | 0.10184 | 0.079944 | 0.062464 | 0.048511 | 0.037374 | 0.028484 | 0.021389 | 0.015725 | 0 | 0 | 0 | 0 | 1.967 | 1.967 | 0.23311 | 0.46568 | 0.69771 | 0.9292 | 1.1602 | 1.3669 | 1.5305 | 1.6598 | 1.7616 | 1.8416 | 1.9041 | 1.9526 | 1.967 | 1.967 | 1.967 | 1.967 | 1.967 | 1.967 | 1.967 | 1.967
Under $130 | Under $100 | ResWx | Under $130 | 127.7015 | HVAC | Urban | SC-Retro | M_Input | Residential | Single Family | WINDOW CL22 Prime Window Replacement of Double Pane Base_DHP | 96.8432 | 127.7015 | R-All-HVAC-ER-All-All-E | 0 | 0.067886 | 0.067729 | 0.067572 | 0.067415 | 0.067259 | 0.060199 | 0.047659 | 0.037649 | 0.029659 | 0.023281 | 0.018191 | 0.014127 | 0.010884 | 0.0082952 | 0.0062289 | 0.0045795 | 0 | 0 | 0 | 0 | 0.57282 | 0.57282 | 0.067886 | 0.13561 | 0.20319 | 0.2706 | 0.33786 | 0.39806 | 0.44572 | 0.48337 | 0.51303 | 0.53631 | 0.5545 | 0.56863 | 0.57282 | 0.57282 | 0.57282 | 0.57282 | 0.57282 | 0.57282 | 0.57282 | 0.57282
Over $160 | Over $160 | ResWx | Over $160 | 266.1137 | HVAC | Urban | SC-Retro | M_Input | Residential | Single Family | FLOOR R0 - R30_Heat Pump | 197.8908 | 266.1137 | R-All-HVAC-ER-All-All-E | 0 | 0.015922 | 0.015885 | 0.015849 | 0.015812 | 0.015775 | 0.014119 | 0.011178 | 0.0088303 | 0.0069563 | 0.0054605 | 0.0042666 | 0.0033135 | 0.0025528 | 0.0019456 | 0.001461 | 0.0010741 | 0 | 0 | 0 | 0 | 0.13435 | 0.13435 | 0.015922 | 0.031808 | 0.047656 | 0.063468 | 0.079244 | 0.093363 | 0.10454 | 0.11337 | 0.12033 | 0.12579 | 0.13005 | 0.13337 | 0.13435 | 0.13435 | 0.13435 | 0.13435 | 0.13435 | 0.13435 | 0.13435 | 0.13435
Over $160 | Over $160 | ResWx | Over $160 | 267.8201 | HVAC | Urban | SC-Retro | M_Input | Residential | Single Family | FLOOR R0 - R25_Heat Pump | 199.0499 | 267.8201 | R-All-HVAC-ER-All-All-E | 0 | 0.0066606 | 0.0066451 | 0.0066298 | 0.0066144 | 0.0065991 | 0.0059064 | 0.004676 | 0.0036939 | 0.0029099 | 0.0022842 | 0.0017848 | 0.0013861 | 0.0010679 | 0.00081388 | 0.00061114 | 0.00044932 | 0 | 0 | 0 | 0 | 0.056202 | 0.056202 | 0.0066606 | 0.013306 | 0.019935 | 0.02655 | 0.033149 | 0.039055 | 0.043731 | 0.047425 | 0.050335 | 0.052619 | 0.054404 | 0.05579 | 0.056202 | 0.056202 | 0.056202 | 0.056202 | 0.056202 | 0.056202 | 0.056202 | 0.056202
Over $160 | Over $160 | ResWx | Over $160 | 226.8989 | HVAC | Urban | SC-Retro | M_Input | Residential | Single Family | ATTIC R19 - R49_Heat Pump | 167.0558 | 226.8989 | R-All-HVAC-ER-All-All-E | 0 | 0.0020405 | 0.0020358 | 0.002031 | 0.0020263 | 0.0020216 | 0.0018094 | 0.0014325 | 0.0011316 | 0.00089146 | 0.00069977 | 0.00054677 | 0.00042464 | 0.00032715 | 0.00024933 | 0.00018722 | 0.00013765 | 0 | 0 | 0 | 0 | 0.017218 | 0.017218 | 0.0020405 | 0.0040762 | 0.0061073 | 0.0081336 | 0.010155 | 0.011965 | 0.013397 | 0.014529 | 0.01542 | 0.01612 | 0.016667 | 0.017091 | 0.017218 | 0.017218 | 0.017218 | 0.017218 | 0.017218 | 0.017218 | 0.017218 | 0.017218
Over $160 | Over $160 | ResWx | Over $160 | 230.1613 | HVAC | Urban | SC-Retro | M_Input | Residential | Single Family | ATTIC R19 - R38_Heat Pump | 169.3857 | 230.1613 | R-All-HVAC-ER-All-All-E | 0 | 0.00078724 | 0.00078541 | 0.00078359 | 0.00078178 | 0.00077997 | 0.0006981 | 0.00055267 | 0.00043659 | 0.00034394 | 0.00026998 | 0.00021095 | 0.00016383 | 0.00012622 | 9.6195e-05 | 7.2233e-05 | 5.3107e-05 | 0 | 0 | 0 | 0 | 0.0066427 | 0.0066427 | 0.00078724 | 0.0015727 | 0.0023562 | 0.003138 | 0.003918 | 0.0046161 | 0.0051688 | 0.0056054 | 0.0059493 | 0.0062193 | 0.0064302 | 0.0065941 | 0.0066427 | 0.0066427 | 0.0066427 | 0.0066427 | 0.0066427 | 0.0066427 | 0.0066427 | 0.0066427
Over $160 | Over $160 | ResWx | Over $160 | 275.1336 | HVAC | Urban | SC-Retro | M_Input | Residential | Single Family | FLOOR R0 - R19_Heat Pump | 204.1862 | 275.1336 | R-All-HVAC-ER-All-All-E | 0 | 0.010842 | 0.010817 | 0.010792 | 0.010767 | 0.010742 | 0.0096143 | 0.0076115 | 0.0060128 | 0.0047367 | 0.0037182 | 0.0029052 | 0.0022563 | 0.0017383 | 0.0013248 | 0.00099481 | 0.00073139 | 0 | 0 | 0 | 0 | 0.091485 | 0.091485 | 0.010842 | 0.021659 | 0.032451 | 0.043217 | 0.053959 | 0.063574 | 0.071185 | 0.077198 | 0.081935 | 0.085653 | 0.088558 | 0.090814 | 0.091485 | 0.091485 | 0.091485 | 0.091485 | 0.091485 | 0.091485 | 0.091485 | 0.091485
Over $160 | Over $160 | ResWx | Over $160 | 178.7517 | HVAC | Urban | SC-Retro | M_Input | Residential | Single Family | WINDOW CL30 Prime Window Replacement of Double Pane Base_Heat Pump | 131.9517 | 178.7517 | R-All-HVAC-ER-All-All-E | 0 | 0.43268 | 0.43168 | 0.43068 | 0.42968 | 0.42869 | 0.38369 | 0.30376 | 0.23996 | 0.18903 | 0.14839 | 0.11594 | 0.090044 | 0.069371 | 0.052871 | 0.039701 | 0.029188 | 0 | 0 | 0 | 0 | 3.651 | 3.651 | 0.43268 | 0.86436 | 1.295 | 1.7247 | 2.1534 | 2.5371 | 2.8409 | 3.0808 | 3.2698 | 3.4182 | 3.5342 | 3.6242 | 3.651 | 3.651 | 3.651 | 3.651 | 3.651 | 3.651 | 3.651 | 3.651
Over $160 | Over $160 | ResWx | Over $160 | 184.2545 | HVAC | Urban | SC-Retro | M_Input | Residential | Single Family | WINDOW CL22 Prime Window Replacement of Double Pane Base_Heat Pump | 136.0042 | 184.2545 | R-All-HVAC-ER-All-All-E | 0 | 0.12361 | 0.12333 | 0.12304 | 0.12276 | 0.12247 | 0.10962 | 0.086782 | 0.068555 | 0.054005 | 0.042393 | 0.033124 | 0.025725 | 0.019819 | 0.015105 | 0.011342 | 0.0083389 | 0 | 0 | 0 | 0 | 1.0431 | 1.0431 | 0.12361 | 0.24694 | 0.36998 | 0.49274 | 0.61521 | 0.72483 | 0.81161 | 0.88017 | 0.93417 | 0.97656 | 1.0097 | 1.0354 | 1.0431 | 1.0431 | 1.0431 | 1.0431 | 1.0431 | 1.0431 | 1.0431 | 1.0431
Under $5 | Under $10 | Showerheads | Under $5 | -113.0208 | Water Heating | Urban | SC-New | M_Input | Residential | Single Family | SF Showerhead Replace_2_00gpm_Any Shower_ AnyWH | 7.6939 | -113.0208 | R-All-WH-ERWH-All-All-R | R-All-WH-ERWH-All-All-R | 0.018208 | 0.022288 | 0.025447 | 0.028661 | 0.030501 | 0.03293 | 0.03473 | 0.034972 | 0.034347 | 0.035095 | 0.036294 | 0.036372 | 0.034101 | 0.033687 | 0.033636 | 0.033779 | 0.033923 | 0.034068 | 0.034213 | 0.03436 | 0.64161 | 0.64161 | 0.018208 | 0.040496 | 0.065942 | 0.094604 | 0.12511 | 0.15803 | 0.19276 | 0.22774 | 0.26208 | 0.29718 | 0.33347 | 0.36984 | 0.40394 | 0.43763 | 0.47127 | 0.50505 | 0.53897 | 0.57304 | 0.60725 | 0.64161
Under $5 | Under $10 | Showerheads | Under $5 | -93.8012 | Water Heating | Urban | SC-New | M_Input | Residential | Multifamily - Low Rise | MF Showerhead Replace_2_00gpm_Any Shower_ AnyWH | 6.0438 | -93.8012 | R-All-WH-ERWH-All-All-R | R-All-WH-ERWH-All-All-R | 0.0058828 | 0.0085569 | 0.010907 | 0.013792 | 0.016258 | 0.018841 | 0.020131 | 0.021423 | 0.022616 | 0.023409 | 0.023799 | 0.023445 | 0.022934 | 0.022506 | 0.022242 | 0.022135 | 0.022031 | 0.021932 | 0.021835 | 0.021742 | 0.38642 | 0.38642 | 0.0058828 | 0.01444 | 0.025346 | 0.039139 | 0.055396 | 0.074237 | 0.094368 | 0.11579 | 0.13841 | 0.16182 | 0.18562 | 0.20906 | 0.23199 | 0.2545 | 0.27674 | 0.29888 | 0.32091 | 0.34284 | 0.36468 | 0.38642
Under $5 | Under $10 | Showerheads | Under $5 | -93.8012 | Water Heating | Urban | SC-New | M_Input | Residential | Multifamily - High Rise | MF Showerhead Replace_2_00gpm_Any Shower_ AnyWH | 6.0438 | -93.8012 | R-All-WH-ERWH-All-All-R | R-All-WH-ERWH-All-All-R | 0.0013143 | 0.0019394 | 0.0024771 | 0.0031595 | 0.0037066 | 0.0042935 | 0.0045608 | 0.0048455 | 0.0050907 | 0.0052906 | 0.0053931 | 0.0053133 | 0.0051986 | 0.0050766 | 0.0050569 | 0.0050305 | 0.0050051 | 0.0049808 | 0.0049575 | 0.0049351 | 0.087625 | 0.087625 | 0.0013143 | 0.0032537 | 0.0057307 | 0.0088902 | 0.012597 | 0.01689 | 0.021451 | 0.026297 | 0.031387 | 0.036678 | 0.042071 | 0.047384 | 0.052583 | 0.05766 | 0.062716 | 0.067747 | 0.072752 | 0.077733 | 0.08269 | 0.087625
Under $5 | Under $5 | Showerheads | Under $5 | -70.7667 | Water Heating | Urban | SC-New | M_Input | Residential | Manufactured | MH Showerhead Replace_2_00gpm_Any Shower_ AnyWH | 3.9688 | -70.7667 | R-All-WH-ERWH-All-All-R | R-All-WH-ERWH-All-All-R | 0.00035014 | 0.00046757 | 0.00057245 | 0.0006578 | 0.00072431 | 0.00076869 | 0.00079086 | 0.00081117 | 0.00082754 | 0.00083761 | 0.00084176 | 0.00084086 | 0.00082608 | 0.00081277 | 0.00079982 | 0.00078671 | 0.00077373 | 0.00076089 | 0.00074819 | 0.00073562 | 0.014735 | 0.014735 | 0.00035014 | 0.00081771 | 0.0013902 | 0.002048 | 0.0027723 | 0.003541 | 0.0043318 | 0.005143 | 0.0059705 | 0.0068081 | 0.0076499 | 0.0084908 | 0.0093168 | 0.01013 | 0.010929 | 0.011716 | 0.01249 | 0.013251 | 0.013999 | 0.014735
Under $5 | Under $5 | Showerheads | Under $5 | -124.7736 | Water Heating | Urban | SC-New | M_Input | Residential | Single Family | SF Showerhead Replace_1_75gpm_Any Shower_ AnyWH | -2.7038 | -124.7736 | R-All-WH-ERWH-All-All-R | R-All-WH-ERWH-All-All-R | 0.0093935 | 0.011498 | 0.013128 | 0.014786 | 0.015736 | 0.016988 | 0.017917 | 0.018042 | 0.017719 | 0.018105 | 0.018724 | 0.018764 | 0.017592 | 0.017379 | 0.017353 | 0.017427 | 0.017501 | 0.017575 | 0.017651 | 0.017726 | 0.331 | 0.331 | 0.0093935 | 0.020892 | 0.034019 | 0.048806 | 0.064541 | 0.081529 | 0.099446 | 0.11749 | 0.13521 | 0.15331 | 0.17204 | 0.1908 | 0.20839 | 0.22577 | 0.24312 | 0.26055 | 0.27805 | 0.29563 | 0.31328 | 0.331
Under $5 | Under $5 | Showerheads | Under $5 | -103.1337 | Water Heating | Urban | SC-New | M_Input | Residential | Multifamily - Low Rise | MF Showerhead Replace_1_75gpm_Any Shower_ AnyWH | -2.7128 | -103.1337 | R-All-WH-ERWH-All-All-R | R-All-WH-ERWH-All-All-R | 0.0030521 | 0.0044394 | 0.0056585 | 0.0071556 | 0.0084348 | 0.0097748 | 0.010444 | 0.011115 | 0.011733 | 0.012145 | 0.012347 | 0.012164 | 0.011898 | 0.011677 | 0.01154 | 0.011484 | 0.01143 | 0.011378 | 0.011328 | 0.01128 | 0.20048 | 0.20048 | 0.0030521 | 0.0074915 | 0.01315 | 0.020306 | 0.02874 | 0.038515 | 0.04896 | 0.060074 | 0.071808 | 0.083953 | 0.0963 | 0.10846 | 0.12036 | 0.13204 | 0.14358 | 0.15506 | 0.16649 | 0.17787 | 0.1892 | 0.20048
Under $5 | Under $5 | Showerheads | Under $5 | -103.1337 | Water Heating | Urban | SC-New | M_Input | Residential | Multifamily - High Rise | MF Showerhead Replace_1_75gpm_Any Shower_ AnyWH | -2.7128 | -103.1337 | R-All-WH-ERWH-All-All-R | R-All-WH-ERWH-All-All-R | 0.00068185 | 0.0010062 | 0.0012851 | 0.0016392 | 0.001923 | 0.0022275 | 0.0023662 | 0.0025139 | 0.0026411 | 0.0027448 | 0.002798 | 0.0027566 | 0.0026971 | 0.0026338 | 0.0026236 | 0.0026099 | 0.0025967 | 0.0025841 | 0.002572 | 0.0025604 | 0.045461 | 0.045461 | 0.00068185 | 0.001688 | 0.0029732 | 0.0046124 | 0.0065354 | 0.0087629 | 0.011129 | 0.013643 | 0.016284 | 0.019029 | 0.021827 | 0.024584 | 0.027281 | 0.029914 | 0.032538 | 0.035148 | 0.037745 | 0.040329 | 0.042901 | 0.045461
Under $5 | Under $5 | Showerheads | Under $5 | -77.8518 | Water Heating | Urban | SC-New | M_Input | Residential | Manufactured | MH Showerhead Replace_1_75gpm_Any Shower_ AnyWH | -2.7232 | -77.8518 | R-All-WH-ERWH-All-All-R | R-All-WH-ERWH-All-All-R | 0.00018176 | 0.00024272 | 0.00029716 | 0.00034147 | 0.000376 | 0.00039904 | 0.00041054 | 0.00042109 | 0.00042958 | 0.00043481 | 0.00043697 | 0.0004365 | 0.00042883 | 0.00042192 | 0.00041519 | 0.00040839 | 0.00040165 | 0.00039499 | 0.00038839 | 0.00038187 | 0.0076489 | 0.0076489 | 0.00018176 | 0.00042448 | 0.00072165 | 0.0010631 | 0.0014391 | 0.0018382 | 0.0022487 | 0.0026698 | 0.0030994 | 0.0035342 | 0.0039711 | 0.0044076 | 0.0048365 | 0.0052584 | 0.0056736 | 0.006082 | 0.0064836 | 0.0068786 | 0.007267 | 0.0076489
Under $5 | Under $5 | Showerheads | Under $5 | -119.4068 | Water Heating | Urban | SC-New | M_Input | Residential | Single Family | SF Showerhead Replace_1_50gpm_Any Shower_ AnyWH | -2.7063 | -119.4068 | R-All-WH-ERWH-All-All-R | R-All-WH-ERWH-All-All-R | 0.009844 | 0.01205 | 0.013758 | 0.015495 | 0.01649 | 0.017803 | 0.018776 | 0.018907 | 0.018569 | 0.018974 | 0.019622 | 0.019664 | 0.018436 | 0.018212 | 0.018185 | 0.018263 | 0.01834 | 0.018418 | 0.018497 | 0.018576 | 0.34688 | 0.34688 | 0.009844 | 0.021894 | 0.035651 | 0.051147 | 0.067637 | 0.08544 | 0.10422 | 0.12312 | 0.14169 | 0.16067 | 0.18029 | 0.19995 | 0.21839 | 0.2366 | 0.25479 | 0.27305 | 0.29139 | 0.30981 | 0.32831 | 0.34688
Under $5 | Under $5 | Showerheads | Under $5 | -99.5247 | Water Heating | Urban | SC-New | M_Input | Residential | Multifamily - Low Rise | MF Showerhead Replace_1_50gpm_Any Shower_ AnyWH | -2.7144 | -99.5247 | R-All-WH-ERWH-All-All-R | R-All-WH-ERWH-All-All-R | 0.0031693 | 0.0046099 | 0.0058758 | 0.0074303 | 0.0087586 | 0.01015 | 0.010845 | 0.011541 | 0.012184 | 0.012611 | 0.012821 | 0.012631 | 0.012355 | 0.012125 | 0.011983 | 0.011925 | 0.011869 | 0.011815 | 0.011763 | 0.011713 | 0.20818 | 0.20818 | 0.0031693 | 0.0077791 | 0.013655 | 0.021085 | 0.029844 | 0.039994 | 0.050839 | 0.062381 | 0.074564 | 0.087176 | 0.099997 | 0.11263 | 0.12498 | 0.13711 | 0.14909 | 0.16101 | 0.17288 | 0.1847 | 0.19646 | 0.20818
Under $5 | Under $5 | Showerheads | Under $5 | -99.5247 | Water Heating | Urban | SC-New | M_Input | Residential | Multifamily - High Rise | MF Showerhead Replace_1_50gpm_Any Shower_ AnyWH | -2.7144 | -99.5247 | R-All-WH-ERWH-All-All-R | R-All-WH-ERWH-All-All-R | 0.00070803 | 0.0010448 | 0.0013345 | 0.0017021 | 0.0019969 | 0.002313 | 0.002457 | 0.0026104 | 0.0027425 | 0.0028502 | 0.0029054 | 0.0028625 | 0.0028007 | 0.0027349 | 0.0027243 | 0.0027101 | 0.0026964 | 0.0026833 | 0.0026707 | 0.0026587 | 0.047207 | 0.047207 | 0.00070803 | 0.0017528 | 0.0030873 | 0.0047894 | 0.0067863 | 0.0090994 | 0.011556 | 0.014167 | 0.016909 | 0.01976 | 0.022665 | 0.025527 | 0.028328 | 0.031063 | 0.033787 | 0.036497 | 0.039194 | 0.041877 | 0.044548 | 0.047207
Under $5 | Under $5 | Showerheads | Under $5 | -75.0507 | Water Heating | Urban | SC-New | M_Input | Residential | Manufactured | MH Showerhead Replace_1_50gpm_Any Shower_ AnyWH | -2.7245 | -75.0507 | R-All-WH-ERWH-All-All-R | R-All-WH-ERWH-All-All-R | 0.00018885 | 0.00025218 | 0.00030875 | 0.00035478 | 0.00039065 | 0.00041459 | 0.00042655 | 0.0004375 | 0.00044633 | 0.00045176 | 0.000454 | 0.00045352 | 0.00044554 | 0.00043836 | 0.00043138 | 0.00042431 | 0.00041731 | 0.00041039 | 0.00040353 | 0.00039675 | 0.007947 | 0.007947 | 0.00018885 | 0.00044103 | 0.00074978 | 0.0011046 | 0.0014952 | 0.0019098 | 0.0023364 | 0.0027739 | 0.0032202 | 0.0036719 | 0.0041259 | 0.0045795 | 0.005025 | 0.0054634 | 0.0058947 | 0.0063191 | 0.0067364 | 0.0071468 | 0.0075503 | 0.007947
Under $5 | Under $5 | Showerheads | Under $5 | -138.5756 | Water Heating | Urban | SC-New | M_Input | Residential | Single Family | SF Showerhead Replace_1_50GPM_any shower_HPWH | 3.2531 | -138.5756 | R-All-WH-HPWH-All-All-R | 0 | 0.0041612 | 0.0050936 | 0.0058155 | 0.0065502 | 0.0069707 | 0.0075257 | 0.0079371 | 0.0079923 | 0.0078495 | 0.0080206 | 0.0082945 | 0.0083123 | 0.0077933 | 0.0076987 | 0.0076872 | 0.0077199 | 0.0077527 | 0.0077858 | 0.0078191 | 0.0078525 | 0.14663 | 0.14663 | 0.0041612 | 0.0092548 | 0.01507 | 0.02162 | 0.028591 | 0.036117 | 0.044054 | 0.052046 | 0.059896 | 0.067916 | 0.076211 | 0.084523 | 0.092317 | 0.10002 | 0.1077 | 0.11542 | 0.12317 | 0.13096 | 0.13878 | 0.14663
Under $5 | Under $5 | Showerheads | Under $5 | -160.4692 | Water Heating | Urban | SC-New | M_Input | Residential | Manufactured | MH Showerhead Replace_1_50GPM_any shower_HPWH | 4.5104 | -160.4692 | R-All-WH-ERWH-All-All-R | R-All-WH-ERWH-All-All-R | 3.8683e-05 | 5.1657e-05 | 6.3243e-05 | 7.2672e-05 | 8.002e-05 | 8.4924e-05 | 8.7372e-05 | 8.9617e-05 | 9.1425e-05 | 9.2537e-05 | 9.2996e-05 | 9.2897e-05 | 9.1264e-05 | 8.9793e-05 | 8.8362e-05 | 8.6914e-05 | 8.5481e-05 | 8.4062e-05 | 8.2659e-05 | 8.127e-05 | 0.0016278 | 0.0016278 | 3.8683e-05 | 9.034e-05 | 0.00015358 | 0.00022626 | 0.00030628 | 0.0003912 | 0.00047857 | 0.00056819 | 0.00065961 | 0.00075215 | 0.00084515 | 0.00093804 | 0.0010293 | 0.0011191 | 0.0012075 | 0.0012944 | 0.0013799 | 0.0014639 | 0.0015466 | 0.0016278
Under $5 | Under $10 | Showerheads | Under $5 | -113.0208 | Water Heating | Urban | SC-Retro | M_Input | Residential | Single Family | SF Showerhead Replace_2_00gpm_Any Shower_ AnyWH | 7.6939 | -113.0208 | R-All-WH-ERWH-All-All-R | R-All-WH-ERWH-All-All-R | 0.44214 | 0.44667 | 0.45055 | 0.45399 | 0.45717 | 0.40454 | 0.30655 | 0.22769 | 0.16421 | 0.11313 | 0.072071 | 0.039085 | 0.012574 | 0 | 0 | 0 | 0 | 0 | 0 | 0 | 3.4649 | 3.4649 | 0.44214 | 0.88881 | 1.3394 | 1.7934 | 2.2505 | 2.6551 | 2.9616 | 3.1893 | 3.3535 | 3.4649 | 3.4649 | 3.4649 | 3.4649 | 3.4649 | 3.4649 | 3.4649 | 3.4649 | 3.4649 | 3.4649 | 3.4649
Under $5 | Under $10 | Showerheads | Under $5 | -93.8012 | Water Heating | Urban | SC-Retro | M_Input | Residential | Multifamily - Low Rise | MF Showerhead Replace_2_00gpm_Any Shower_ AnyWH | 6.0438 | -93.8012 | R-All-WH-ERWH-All-All-R | R-All-WH-ERWH-All-All-R | 0.14309 | 0.14528 | 0.14724 | 0.14906 | 0.15085 | 0.13419 | 0.10229 | 0.076493 | 0.055642 | 0.0388 | 0.025194 | 0.014204 | 0.0053217 | 0 | 0 | 0 | 0 | 0 | 0 | 0 | 1.2568 | 1.1877 | 0.14309 | 0.28837 | 0.43561 | 0.58467 | 0.73552 | 0.86971 | 0.97201 | 1.0485 | 1.1041 | 1.1429 | 1.1681 | 1.1823 | 1.1877 | 1.1877 | 1.1877 | 1.1877 | 1.1877 | 1.1877 | 1.1877 | 1.1877
Under $5 | Under $10 | Showerheads | Under $5 | -93.8012 | Water Heating | Urban | SC-Retro | M_Input | Residential | Multifamily - High Rise | MF Showerhead Replace_2_00gpm_Any Shower_ AnyWH | 6.0438 | -93.8012 | R-All-WH-ERWH-All-All-R | R-All-WH-ERWH-All-All-R | 0.032626 | 0.033119 | 0.033564 | 0.033976 | 0.034385 | 0.030586 | 0.023315 | 0.017433 | 0.012679 | 0.0088394 | 0.0057382 | 0.0032333 | 0.0012093 | 0 | 0 | 0 | 0 | 0 | 0 | 0 | 0.28615 | 0.2707 | 0.032626 | 0.065745 | 0.099309 | 0.13329 | 0.16767 | 0.19826 | 0.22157 | 0.239 | 0.25168 | 0.26052 | 0.26626 | 0.26949 | 0.2707 | 0.2707 | 0.2707 | 0.2707 | 0.2707 | 0.2707 | 0.2707 | 0.2707
Under $5 | Under $5 | Showerheads | Under $5 | -70.7667 | Water Heating | Urban | SC-Retro | M_Input | Residential | Manufactured | MH Showerhead Replace_2_00gpm_Any Shower_ AnyWH | 3.9688 | -70.7667 | R-All-WH-ERWH-All-All-R | R-All-WH-ERWH-All-All-R | 0.036668 | 0.036328 | 0.035985 | 0.035644 | 0.035304 | 0.030831 | 0.023144 | 0.017044 | 0.012203 | 0.008362 | 0.0053143 | 0.002896 | 0.00097708 | 0 | 0 | 0 | 0 | 0 | 0 | 0 | 0.20973 | 0.20973 | 0.036668 | 0.072996 | 0.10898 | 0.14463 | 0.17993 | 0.20973 | 0.20973 | 0.20973 | 0.20973 | 0.20973 | 0.20973 | 0.20973 | 0.20973 | 0.20973 | 0.20973 | 0.20973 | 0.20973 | 0.20973 | 0.20973 | 0.20973
Under $5 | Under $5 | Showerheads | Under $5 | -124.7736 | Water Heating | Urban | SC-Retro | M_Input | Residential | Single Family | SF Showerhead Replace_1_75gpm_Any Shower_ AnyWH | -2.7038 | -124.7736 | R-All-WH-ERWH-All-All-R | R-All-WH-ERWH-All-All-R | 0.2281 | 0.23044 | 0.23244 | 0.23421 | 0.23585 | 0.2087 | 0.15815 | 0.11746 | 0.084715 | 0.058362 | 0.037181 | 0.020164 | 0.006487 | 0 | 0 | 0 | 0 | 0 | 0 | 0 | 1.7875 | 1.7875 | 0.2281 | 0.45853 | 0.69097 | 0.92518 | 1.161 | 1.3697 | 1.5279 | 1.6453 | 1.7301 | 1.7875 | 1.7875 | 1.7875 | 1.7875 | 1.7875 | 1.7875 | 1.7875 | 1.7875 | 1.7875 | 1.7875 | 1.7875
Under $5 | Under $5 | Showerheads | Under $5 | -103.1337 | Water Heating | Urban | SC-Retro | M_Input | Residential | Multifamily - Low Rise | MF Showerhead Replace_1_75gpm_Any Shower_ AnyWH | -2.7128 | -103.1337 | R-All-WH-ERWH-All-All-R | R-All-WH-ERWH-All-All-R | 0.074236 | 0.075373 | 0.076391 | 0.077335 | 0.078264 | 0.069619 | 0.053071 | 0.039686 | 0.028868 | 0.02013 | 0.013071 | 0.007369 | 0.002761 | 0 | 0 | 0 | 0 | 0 | 0 | 0 | 0.65207 | 0.61617 | 0.074236 | 0.14961 | 0.226 | 0.30333 | 0.3816 | 0.45122 | 0.50429 | 0.54398 | 0.57284 | 0.59297 | 0.60604 | 0.61341 | 0.61617 | 0.61617 | 0.61617 | 0.61617 | 0.61617 | 0.61617 | 0.61617 | 0.61617
Under $5 | Under $5 | Showerheads | Under $5 | -103.1337 | Water Heating | Urban | SC-Retro | M_Input | Residential | Multifamily - High Rise | MF Showerhead Replace_1_75gpm_Any Shower_ AnyWH | -2.7128 | -103.1337 | R-All-WH-ERWH-All-All-R | R-All-WH-ERWH-All-All-R | 0.016927 | 0.017183 | 0.017413 | 0.017627 | 0.017839 | 0.015868 | 0.012096 | 0.0090444 | 0.0065782 | 0.004586 | 0.002977 | 0.0016775 | 0.0006274 | 0 | 0 | 0 | 0 | 0 | 0 | 0 | 0.14846 | 0.14044 | 0.016927 | 0.034109 | 0.051523 | 0.06915 | 0.08699 | 0.10286 | 0.11495 | 0.124 | 0.13058 | 0.13516 | 0.13814 | 0.13982 | 0.14044 | 0.14044 | 0.14044 | 0.14044 | 0.14044 | 0.14044 | 0.14044 | 0.14044
Under $5 | Under $5 | Showerheads | Under $5 | -77.8518 | Water Heating | Urban | SC-Retro | M_Input | Residential | Manufactured | MH Showerhead Replace_1_75gpm_Any Shower_ AnyWH | -2.7232 | -77.8518 | R-All-WH-ERWH-All-All-R | R-All-WH-ERWH-All-All-R | 0.019035 | 0.018858 | 0.01868 | 0.018503 | 0.018327 | 0.016005 | 0.012014 | 0.0088475 | 0.0063347 | 0.0043408 | 0.0027587 | 0.0015033 | 0.00050721 | 0 | 0 | 0 | 0 | 0 | 0 | 0 | 0.10887 | 0.10887 | 0.019035 | 0.037893 | 0.056573 | 0.075076 | 0.093403 | 0.10887 | 0.10887 | 0.10887 | 0.10887 | 0.10887 | 0.10887 | 0.10887 | 0.10887 | 0.10887 | 0.10887 | 0.10887 | 0.10887 | 0.10887 | 0.10887 | 0.10887
Under $5 | Under $5 | Showerheads | Under $5 | -119.4068 | Water Heating | Urban | SC-Retro | M_Input | Residential | Single Family | SF Showerhead Replace_1_50gpm_Any Shower_ AnyWH | -2.7063 | -119.4068 | R-All-WH-ERWH-All-All-R | R-All-WH-ERWH-All-All-R | 0.23904 | 0.24149 | 0.24359 | 0.24544 | 0.24717 | 0.21871 | 0.16573 | 0.1231 | 0.088779 | 0.061162 | 0.038964 | 0.021131 | 0.0067981 | 0 | 0 | 0 | 0 | 0 | 0 | 0 | 1.8733 | 1.8733 | 0.23904 | 0.48053 | 0.72412 | 0.96956 | 1.2167 | 1.4354 | 1.6012 | 1.7243 | 1.813 | 1.8733 | 1.8733 | 1.8733 | 1.8733 | 1.8733 | 1.8733 | 1.8733 | 1.8733 | 1.8733 | 1.8733 | 1.8733
Under $5 | Under $5 | Showerheads | Under $5 | -99.5247 | Water Heating | Urban | SC-Retro | M_Input | Residential | Multifamily - Low Rise | MF Showerhead Replace_1_50gpm_Any Shower_ AnyWH | -2.7144 | -99.5247 | R-All-WH-ERWH-All-All-R | R-All-WH-ERWH-All-All-R | 0.077086 | 0.078267 | 0.079324 | 0.080304 | 0.081269 | 0.072292 | 0.055109 | 0.041209 | 0.029976 | 0.020903 | 0.013573 | 0.0076519 | 0.002867 | 0 | 0 | 0 | 0 | 0 | 0 | 0 | 0.6771 | 0.63983 | 0.077086 | 0.15535 | 0.23468 | 0.31498 | 0.39625 | 0.46854 | 0.52365 | 0.56486 | 0.59484 | 0.61574 | 0.62931 | 0.63697 | 0.63983 | 0.63983 | 0.63983 | 0.63983 | 0.63983 | 0.63983 | 0.63983 | 0.63983
Under $5 | Under $5 | Showerheads | Under $5 | -99.5247 | Water Heating | Urban | SC-Retro | M_Input | Residential | Multifamily - High Rise | MF Showerhead Replace_1_50gpm_Any Shower_ AnyWH | -2.7144 | -99.5247 | R-All-WH-ERWH-All-All-R | R-All-WH-ERWH-All-All-R | 0.017577 | 0.017842 | 0.018082 | 0.018304 | 0.018524 | 0.016478 | 0.012561 | 0.0093917 | 0.0068308 | 0.004762 | 0.0030913 | 0.0017419 | 0.00065149 | 0 | 0 | 0 | 0 | 0 | 0 | 0 | 0.15416 | 0.14584 | 0.017577 | 0.035419 | 0.053501 | 0.071805 | 0.090329 | 0.10681 | 0.11937 | 0.12876 | 0.13559 | 0.14035 | 0.14344 | 0.14519 | 0.14584 | 0.14584 | 0.14584 | 0.14584 | 0.14584 | 0.14584 | 0.14584 | 0.14584
Under $5 | Under $5 | Showerheads | Under $5 | -75.0507 | Water Heating | Urban | SC-Retro | M_Input | Residential | Manufactured | MH Showerhead Replace_1_50gpm_Any Shower_ AnyWH | -2.7245 | -75.0507 | R-All-WH-ERWH-All-All-R | R-All-WH-ERWH-All-All-R | 0.019777 | 0.019593 | 0.019409 | 0.019224 | 0.019041 | 0.016629 | 0.012483 | 0.0091924 | 0.0065816 | 0.00451 | 0.0028662 | 0.0015619 | 0.00052699 | 0 | 0 | 0 | 0 | 0 | 0 | 0 | 0.11312 | 0.11312 | 0.019777 | 0.03937 | 0.058779 | 0.078003 | 0.097044 | 0.11312 | 0.11312 | 0.11312 | 0.11312 | 0.11312 | 0.11312 | 0.11312 | 0.11312 | 0.11312 | 0.11312 | 0.11312 | 0.11312 | 0.11312 | 0.11312 | 0.11312
Under $5 | Under $5 | Showerheads | Under $5 | -138.5756 | Water Heating | Urban | SC-Retro | M_Input | Residential | Single Family | SF Showerhead Replace_1_50GPM_any shower_HPWH | 3.2531 | -138.5756 | R-All-WH-HPWH-All-All-R | 0 | 0.10105 | 0.10208 | 0.10297 | 0.10375 | 0.10448 | 0.092453 | 0.070058 | 0.052035 | 0.037528 | 0.025854 | 0.016471 | 0.0089324 | 0.0028737 | 0 | 0 | 0 | 0 | 0 | 0 | 0 | 0.79186 | 0.79186 | 0.10105 | 0.20313 | 0.3061 | 0.40985 | 0.51433 | 0.60678 | 0.67684 | 0.72888 | 0.7664 | 0.79186 | 0.79186 | 0.79186 | 0.79186 | 0.79186 | 0.79186 | 0.79186 | 0.79186 | 0.79186 | 0.79186 | 0.79186
Under $5 | Under $5 | Showerheads | Under $5 | -160.4692 | Water Heating | Urban | SC-Retro | M_Input | Residential | Manufactured | MH Showerhead Replace_1_50GPM_any shower_HPWH | 4.5104 | -160.4692 | R-All-WH-ERWH-All-All-R | R-All-WH-ERWH-All-All-R | 0.0046034 | 0.0045607 | 0.0045177 | 0.0044749 | 0.0044322 | 0.0038706 | 0.0029056 | 0.0021397 | 0.001532 | 0.0010498 | 0.00066717 | 0.00036357 | 0.00012267 | 0 | 0 | 0 | 0 | 0 | 0 | 0 | 0.02633 | 0.02633 | 0.0046034 | 0.0091642 | 0.013682 | 0.018157 | 0.022589 | 0.02633 | 0.02633 | 0.02633 | 0.02633 | 0.02633 | 0.02633 | 0.02633 | 0.02633 | 0.02633 | 0.02633 | 0.02633 | 0.02633 | 0.02633 | 0.02633 | 0.02633
Over $160 | Over $160 | Solar Water Heater | Over $160 | 494.0219 | Water Heating | Urban | SC-New | M_Input | Residential | Single Family | SHW Solar Zone 1 | 308.741 | 494.0219 | R-All-WH-SWH-All-All-C | 0 | 0 | 0 | 0 | 0 | 0 | 0 | 0 | 0 | 0 | 0 | 0 | 0 | 0 | 0 | 0 | 0 | 0 | 0 | 0 | 0 | 0 | 0 | 0 | 0 | 0 | 0 | 0 | 0 | 0 | 0 | 0 | 0 | 0 | 0 | 0 | 0 | 0 | 0 | 0 | 0 | 0 | 0
Over $160 | Over $160 | Solar Water Heater | Over $160 | 469.105 | Water Heating | Urban | SC-New | M_Input | Residential | Single Family | SHW Solar Zone 2 | 293.0881 | 469.105 | R-All-WH-SWH-All-All-C | 0 | 0 | 0 | 0 | 0 | 0 | 0 | 0 | 0 | 0 | 0 | 0 | 0 | 0 | 0 | 0 | 0 | 0 | 0 | 0 | 0 | 0 | 0 | 0 | 0 | 0 | 0 | 0 | 0 | 0 | 0 | 0 | 0 | 0 | 0 | 0 | 0 | 0 | 0 | 0 | 0 | 0 | 0
Over $160 | Over $160 | Solar Water Heater | Over $160 | 436.0756 | Water Heating | Urban | SC-New | M_Input | Residential | Single Family | SHW Solar Zone 3 | 272.339 | 436.0756 | R-All-WH-SWH-All-All-C | 0 | 0 | 0 | 0 | 0 | 0 | 0 | 0 | 0 | 0 | 0 | 0 | 0 | 0 | 0 | 0 | 0 | 0 | 0 | 0 | 0 | 0 | 0 | 0 | 0 | 0 | 0 | 0 | 0 | 0 | 0 | 0 | 0 | 0 | 0 | 0 | 0 | 0 | 0 | 0 | 0 | 0 | 0
Over $160 | Over $160 | Solar Water Heater | Over $160 | 374.4208 | Water Heating | Urban | SC-New | M_Input | Residential | Single Family | SHW Solar Zone 4 | 233.6073 | 374.4208 | R-All-WH-SWH-All-All-C | 0 | 0 | 0 | 0 | 0 | 0 | 0 | 0 | 0 | 0 | 0 | 0 | 0 | 0 | 0 | 0 | 0 | 0 | 0 | 0 | 0 | 0 | 0 | 0 | 0 | 0 | 0 | 0 | 0 | 0 | 0 | 0 | 0 | 0 | 0 | 0 | 0 | 0 | 0 | 0 | 0 | 0 | 0
Over $160 | Over $160 | Solar Water Heater | Over $160 | 494.0219 | Water Heating | Urban | SC-New | M_Input | Residential | Multifamily - Low Rise | SHW Solar Zone 1 | 308.741 | 494.0219 | R-All-WH-SWH-All-All-C | 0 | 0 | 0 | 0 | 0 | 0 | 0 | 0 | 0 | 0 | 0 | 0 | 0 | 0 | 0 | 0 | 0 | 0 | 0 | 0 | 0 | 0 | 0 | 0 | 0 | 0 | 0 | 0 | 0 | 0 | 0 | 0 | 0 | 0 | 0 | 0 | 0 | 0 | 0 | 0 | 0 | 0 | 0
Over $160 | Over $160 | Solar Water Heater | Over $160 | 469.105 | Water Heating | Urban | SC-New | M_Input | Residential | Multifamily - Low Rise | SHW Solar Zone 2 | 293.0881 | 469.105 | R-All-WH-SWH-All-All-C | 0 | 0 | 0 | 0 | 0 | 0 | 0 | 0 | 0 | 0 | 0 | 0 | 0 | 0 | 0 | 0 | 0 | 0 | 0 | 0 | 0 | 0 | 0 | 0 | 0 | 0 | 0 | 0 | 0 | 0 | 0 | 0 | 0 | 0 | 0 | 0 | 0 | 0 | 0 | 0 | 0 | 0 | 0
Over $160 | Over $160 | Solar Water Heater | Over $160 | 436.0756 | Water Heating | Urban | SC-New | M_Input | Residential | Multifamily - Low Rise | SHW Solar Zone 3 | 272.339 | 436.0756 | R-All-WH-SWH-All-All-C | 0 | 0 | 0 | 0 | 0 | 0 | 0 | 0 | 0 | 0 | 0 | 0 | 0 | 0 | 0 | 0 | 0 | 0 | 0 | 0 | 0 | 0 | 0 | 0 | 0 | 0 | 0 | 0 | 0 | 0 | 0 | 0 | 0 | 0 | 0 | 0 | 0 | 0 | 0 | 0 | 0 | 0 | 0
Over $160 | Over $160 | Solar Water Heater | Over $160 | 374.4208 | Water Heating | Urban | SC-New | M_Input | Residential | Multifamily - Low Rise | SHW Solar Zone 4 | 233.6073 | 374.4208 | R-All-WH-SWH-All-All-C | 0 | 0 | 0 | 0 | 0 | 0 | 0 | 0 | 0 | 0 | 0 | 0 | 0 | 0 | 0 | 0 | 0 | 0 | 0 | 0 | 0 | 0 | 0 | 0 | 0 | 0 | 0 | 0 | 0 | 0 | 0 | 0 | 0 | 0 | 0 | 0 | 0 | 0 | 0 | 0 | 0 | 0 | 0
Over $160 | Over $160 | Solar Water Heater | Over $160 | 494.0219 | Water Heating | Urban | SC-Retro | M_Input | Residential | Single Family | SHW Solar Zone 1 | 308.741 | 494.0219 | R-All-WH-SWH-All-All-C | 0 | 0.046703 | 0.10139 | 0.15307 | 0.20024 | 0.24159 | 0.26022 | 0.24438 | 0.22946 | 0.21542 | 0.20221 | 0.18977 | 0.17806 | 0.16704 | 0.15667 | 0.14691 | 0.13773 | 0.12908 | 0.12094 | 0.11328 | 0.10607 | 5.1837 | 3.3402 | 0.046703 | 0.14809 | 0.30116 | 0.5014 | 0.74299 | 1.0032 | 1.2476 | 1.4771 | 1.6925 | 1.8947 | 2.0844 | 2.2625 | 2.4295 | 2.5862 | 2.7331 | 2.8709 | 2.9999 | 3.1209 | 3.2342 | 3.3402
Over $160 | Over $160 | Solar Water Heater | Over $160 | 469.105 | Water Heating | Urban | SC-Retro | M_Input | Residential | Single Family | SHW Solar Zone 2 | 293.0881 | 469.105 | R-All-WH-SWH-All-All-C | 0 | 0.063488 | 0.13782 | 0.20808 | 0.2722 | 0.32842 | 0.35374 | 0.3322 | 0.31192 | 0.29284 | 0.27487 | 0.25797 | 0.24206 | 0.22708 | 0.21298 | 0.19971 | 0.18722 | 0.17547 | 0.16441 | 0.154 | 0.1442 | 7.0467 | 4.5407 | 0.063488 | 0.20131 | 0.40939 | 0.68159 | 1.01 | 1.3638 | 1.696 | 2.0079 | 2.3007 | 2.5756 | 2.8336 | 3.0756 | 3.3027 | 3.5157 | 3.7154 | 3.9026 | 4.0781 | 4.2425 | 4.3965 | 4.5407
Over $160 | Over $160 | Solar Water Heater | Over $160 | 436.0756 | Water Heating | Urban | SC-Retro | M_Input | Residential | Single Family | SHW Solar Zone 3 | 272.339 | 436.0756 | R-All-WH-SWH-All-All-C | 0 | 0.038464 | 0.083502 | 0.12607 | 0.16492 | 0.19897 | 0.21432 | 0.20127 | 0.18898 | 0.17742 | 0.16653 | 0.15629 | 0.14665 | 0.13757 | 0.12903 | 0.121 | 0.11343 | 0.10631 | 0.099607 | 0.093299 | 0.087361 | 4.2693 | 2.751 | 0.038464 | 0.12197 | 0.24803 | 0.41295 | 0.61192 | 0.82624 | 1.0275 | 1.2165 | 1.3939 | 1.5604 | 1.7167 | 1.8634 | 2.001 | 2.13 | 2.251 | 2.3644 | 2.4707 | 2.5703 | 2.6636 | 2.751
Over $160 | Over $160 | Solar Water Heater | Over $160 | 374.4208 | Water Heating | Urban | SC-Retro | M_Input | Residential | Single Family | SHW Solar Zone 4 | 233.6073 | 374.4208 | R-All-WH-SWH-All-All-C | 0 | 0.0044688 | 0.0097014 | 0.014647 | 0.01916 | 0.023117 | 0.0249 | 0.023383 | 0.021956 | 0.020613 | 0.019348 | 0.018158 | 0.017038 | 0.015984 | 0.014991 | 0.014057 | 0.013179 | 0.012351 | 0.011573 | 0.01084 | 0.01015 | 0.49601 | 0.31961 | 0.0044688 | 0.01417 | 0.028817 | 0.047977 | 0.071094 | 0.095994 | 0.11938 | 0.14133 | 0.16195 | 0.18129 | 0.19945 | 0.21649 | 0.23247 | 0.24747 | 0.26152 | 0.2747 | 0.28705 | 0.29863 | 0.30947 | 0.31961
Over $160 | Over $160 | Solar Water Heater | Over $160 | 494.0219 | Water Heating | Urban | SC-Retro | M_Input | Residential | Multifamily - Low Rise | SHW Solar Zone 1 | 308.741 | 494.0219 | R-All-WH-SWH-All-All-C | 0 | 0.014782 | 0.032093 | 0.048454 | 0.063388 | 0.076482 | 0.082384 | 0.07737 | 0.07265 | 0.068208 | 0.064026 | 0.06009 | 0.056384 | 0.052897 | 0.049614 | 0.046524 | 0.043617 | 0.04088 | 0.038303 | 0.035879 | 0.033596 | 1.6418 | 1.0576 | 0.014782 | 0.046875 | 0.095329 | 0.15872 | 0.2352 | 0.31758 | 0.39495 | 0.4676 | 0.53581 | 0.59984 | 0.65993 | 0.71631 | 0.76921 | 0.81882 | 0.86535 | 0.90896 | 0.94984 | 0.98815 | 1.024 | 1.0576
Over $160 | Over $160 | Solar Water Heater | Over $160 | 469.105 | Water Heating | Urban | SC-Retro | M_Input | Residential | Multifamily - Low Rise | SHW Solar Zone 2 | 293.0881 | 469.105 | R-All-WH-SWH-All-All-C | 0 | 0.020095 | 0.043627 | 0.065867 | 0.086169 | 0.10397 | 0.11199 | 0.10518 | 0.098759 | 0.092721 | 0.087036 | 0.081686 | 0.076648 | 0.071907 | 0.067445 | 0.063245 | 0.059292 | 0.055571 | 0.052069 | 0.048773 | 0.04567 | 2.2318 | 1.4377 | 0.020095 | 0.063722 | 0.12959 | 0.21576 | 0.31973 | 0.43172 | 0.53689 | 0.63565 | 0.72837 | 0.81541 | 0.8971 | 0.97374 | 1.0457 | 1.1131 | 1.1763 | 1.2356 | 1.2912 | 1.3433 | 1.392 | 1.4377
Over $160 | Over $160 | Solar Water Heater | Over $160 | 436.0756 | Water Heating | Urban | SC-Retro | M_Input | Residential | Multifamily - Low Rise | SHW Solar Zone 3 | 272.339 | 436.0756 | R-All-WH-SWH-All-All-C | 0 | 0.012175 | 0.026431 | 0.039906 | 0.052206 | 0.06299 | 0.067851 | 0.063721 | 0.059834 | 0.056175 | 0.052731 | 0.04949 | 0.046438 | 0.043565 | 0.040862 | 0.038317 | 0.035922 | 0.033668 | 0.031546 | 0.029549 | 0.02767 | 1.3522 | 0.87105 | 0.012175 | 0.038606 | 0.078512 | 0.13072 | 0.19371 | 0.26156 | 0.32528 | 0.38511 | 0.44129 | 0.49402 | 0.54351 | 0.58995 | 0.63351 | 0.67437 | 0.71269 | 0.74861 | 0.78228 | 0.81383 | 0.84338 | 0.87105
Over $160 | Over $160 | Solar Water Heater | Over $160 | 374.4208 | Water Heating | Urban | SC-Retro | M_Input | Residential | Multifamily - Low Rise | SHW Solar Zone 4 | 233.6073 | 374.4208 | R-All-WH-SWH-All-All-C | 0 | 0.0014145 | 0.0030709 | 0.0046363 | 0.0060654 | 0.0073183 | 0.007883 | 0.0074032 | 0.0069516 | 0.0065265 | 0.0061264 | 0.0057498 | 0.0053952 | 0.0050615 | 0.0047474 | 0.0044517 | 0.0041735 | 0.0039116 | 0.0036651 | 0.0034331 | 0.0032147 | 0.1571 | 0.1012 | 0.0014145 | 0.0044853 | 0.0091217 | 0.015187 | 0.022505 | 0.030388 | 0.037792 | 0.044743 | 0.05127 | 0.057396 | 0.063146 | 0.068541 | 0.073603 | 0.07835 | 0.082802 | 0.086975 | 0.090887 | 0.094552 | 0.097985 | 0.1012
Under $30 | Under $20 | WIFI enabled tstats | Under $30 | 25.7847 | HVAC | Urban | SC-New | M_Input | Residential | Single Family | WIFI Enabled Thermostat HZ3 | 16.7555 | 25.7847 | R-All-HVAC-ASHP-All-All-E | 0 | 0.00010512 | 0.00015051 | 0.00020079 | 0.00025731 | 0.00030467 | 0.0003528 | 0.0003888 | 0.00040249 | 0.00040069 | 0.00040639 | 0.00041366 | 0.00041011 | 0.00039004 | 0.00038638 | 0.00038594 | 0.00038722 | 0.00038851 | 0.0003898 | 0.00039111 | 0.00039242 | 0.0069047 | 0.0069047 | 0.00010512 | 0.00025563 | 0.00045641 | 0.00071372 | 0.0010184 | 0.0013712 | 0.00176 | 0.0021625 | 0.0025632 | 0.0029696 | 0.0033832 | 0.0037933 | 0.0041834 | 0.0045698 | 0.0049557 | 0.0053429 | 0.0057314 | 0.0061212 | 0.0065123 | 0.0069047
Under $25 | Under $20 | WIFI enabled tstats | Under $25 | 24.4634 | HVAC | Urban | SC-New | M_Input | Residential | Single Family | WIFI Enabled Thermostat HZ2 | 15.8661 | 24.4634 | R-All-HVAC-ASHP-All-All-E | 0 | 0.0004083 | 0.00058457 | 0.00077986 | 0.00099941 | 0.0011833 | 0.0013703 | 0.0015101 | 0.0015633 | 0.0015563 | 0.0015785 | 0.0016067 | 0.0015929 | 0.0015149 | 0.0015007 | 0.001499 | 0.001504 | 0.001509 | 0.001514 | 0.0015191 | 0.0015242 | 0.026818 | 0.026818 | 0.0004083 | 0.00099288 | 0.0017727 | 0.0027722 | 0.0039555 | 0.0053258 | 0.0068359 | 0.0083992 | 0.0099555 | 0.011534 | 0.013141 | 0.014734 | 0.016249 | 0.017749 | 0.019248 | 0.020752 | 0.022261 | 0.023775 | 0.025294 | 0.026818
Under $25 | Under $20 | WIFI enabled tstats | Under $25 | 24.403 | HVAC | Urban | SC-New | M_Input | Residential | Single Family | WIFI Enabled Thermostat HZ1 | 15.8254 | 24.403 | R-All-HVAC-ASHP-All-All-E | 0 | 0.0023449 | 0.0033572 | 0.0044788 | 0.0057396 | 0.006796 | 0.0078696 | 0.0086727 | 0.0089781 | 0.0089379 | 0.0090651 | 0.0092273 | 0.009148 | 0.0087003 | 0.0086187 | 0.0086088 | 0.0086374 | 0.0086661 | 0.008695 | 0.0087241 | 0.0087534 | 0.15402 | 0.15402 | 0.0023449 | 0.0057021 | 0.010181 | 0.015921 | 0.022716 | 0.030586 | 0.039259 | 0.048237 | 0.057175 | 0.06624 | 0.075467 | 0.084615 | 0.093316 | 0.10193 | 0.11054 | 0.11918 | 0.12785 | 0.13654 | 0.14527 | 0.15402
Under $30 | Under $20 | WIFI enabled tstats | Under $30 | 25.7847 | HVAC | Urban | SC-Retro | M_Input | Residential | Single Family | WIFI Enabled Thermostat HZ3 | 16.7555 | 25.7847 | R-All-HVAC-ASHP-All-All-E | 0 | 0.0033 | 0.0043187 | 0.0055481 | 0.0066357 | 0.0077432 | 0.0092596 | 0.010287 | 0.010556 | 0.0099045 | 0.0083763 | 0.0062472 | 0.0039533 | 0.0019322 | 0.00045897 | 0 | 0 | 0 | 0 | 0 | 0 | 0.08406 | 0.08406 | 0.0033 | 0.0076187 | 0.013167 | 0.019802 | 0.027546 | 0.036805 | 0.047092 | 0.057648 | 0.067552 | 0.075929 | 0.082176 | 0.08406 | 0.08406 | 0.08406 | 0.08406 | 0.08406 | 0.08406 | 0.08406 | 0.08406 | 0.08406
Under $25 | Under $20 | WIFI enabled tstats | Under $25 | 24.4634 | HVAC | Urban | SC-Retro | M_Input | Residential | Single Family | WIFI Enabled Thermostat HZ2 | 15.8661 | 24.4634 | R-All-HVAC-ASHP-All-All-E | 0 | 0.012818 | 0.016774 | 0.021549 | 0.025773 | 0.030075 | 0.035965 | 0.039956 | 0.040998 | 0.03847 | 0.032534 | 0.024264 | 0.015355 | 0.0075049 | 0.0017827 | 0 | 0 | 0 | 0 | 0 | 0 | 0.3265 | 0.3265 | 0.012818 | 0.029592 | 0.051141 | 0.076914 | 0.10699 | 0.14295 | 0.18291 | 0.22391 | 0.26238 | 0.29491 | 0.31918 | 0.3265 | 0.3265 | 0.3265 | 0.3265 | 0.3265 | 0.3265 | 0.3265 | 0.3265 | 0.3265
Under $25 | Under $20 | WIFI enabled tstats | Under $25 | 24.403 | HVAC | Urban | SC-Retro | M_Input | Residential | Single Family | WIFI Enabled Thermostat HZ1 | 15.8254 | 24.403 | R-All-HVAC-ASHP-All-All-E | 0 | 0.073612 | 0.096333 | 0.12376 | 0.14802 | 0.17272 | 0.20655 | 0.22947 | 0.23545 | 0.22093 | 0.18684 | 0.13935 | 0.088183 | 0.043101 | 0.010238 | 0 | 0 | 0 | 0 | 0 | 0 | 1.8751 | 1.8751 | 0.073612 | 0.16994 | 0.2937 | 0.44172 | 0.61444 | 0.82099 | 1.0505 | 1.2859 | 1.5068 | 1.6937 | 1.833 | 1.8751 | 1.8751 | 1.8751 | 1.8751 | 1.8751 | 1.8751 | 1.8751 | 1.8751 | 1.8751
[16 empty] | 0 | 0 | 0 | 0 | 0 | 0 | 0 | 0 | 0 | 0 | 0 | 0 | 0 | 0 | 0 | 0 | 0 | 0 | 0 | 0 | 0 | 0 | 0 | 0 | 0 | 0 | 0 | 0 | 0 | 0 | 0 | 0 | 0 | 0 | 0 | 0 | 0 | 0 | 0 | 0 | 0 | 0
[16 empty] | 0 | 0 | 0 | 0 | 0 | 0 | 0 | 0 | 0 | 0 | 0 | 0 | 0 | 0 | 0 | 0 | 0 | 0 | 0 | 0 | 0 | 0 | 0 | 0 | 0 | 0 | 0 | 0 | 0 | 0 | 0 | 0 | 0 | 0 | 0 | 0 | 0 | 0 | 0 | 0 | 0 | 0
[16 empty] | 0 | 0 | 0 | 0 | 0 | 0 | 0 | 0 | 0 | 0 | 0 | 0 | 0 | 0 | 0 | 0 | 0 | 0 | 0 | 0 | 0 | 0 | 0 | 0 | 0 | 0 | 0 | 0 | 0 | 0 | 0 | 0 | 0 | 0 | 0 | 0 | 0 | 0 | 0 | 0 | 0 | 0
[16 empty] | 0 | 0 | 0 | 0 | 0 | 0 | 0 | 0 | 0 | 0 | 0 | 0 | 0 | 0 | 0 | 0 | 0 | 0 | 0 | 0 | 0 | 0 | 0 | 0 | 0 | 0 | 0 | 0 | 0 | 0 | 0 | 0 | 0 | 0 | 0 | 0 | 0 | 0 | 0 | 0 | 0 | 0
[16 empty] | 0 | 0 | 0 | 0 | 0 | 0 | 0 | 0 | 0 | 0 | 0 | 0 | 0 | 0 | 0 | 0 | 0 | 0 | 0 | 0 | 0 | 0 | 0 | 0 | 0 | 0 | 0 | 0 | 0 | 0 | 0 | 0 | 0 | 0 | 0 | 0 | 0 | 0 | 0 | 0 | 0 | 0
[16 empty] | 0 | 0 | 0 | 0 | 0 | 0 | 0 | 0 | 0 | 0 | 0 | 0 | 0 | 0 | 0 | 0 | 0 | 0 | 0 | 0 | 0 | 0 | 0 | 0 | 0 | 0 | 0 | 0 | 0 | 0 | 0 | 0 | 0 | 0 | 0 | 0 | 0 | 0 | 0 | 0 | 0 | 0
[16 empty] | 0 | 0 | 0 | 0 | 0 | 0 | 0 | 0 | 0 | 0 | 0 | 0 | 0 | 0 | 0 | 0 | 0 | 0 | 0 | 0 | 0 | 0 | 0 | 0 | 0 | 0 | 0 | 0 | 0 | 0 | 0 | 0 | 0 | 0 | 0 | 0 | 0 | 0 | 0 | 0 | 0 | 0
[16 empty] | 0 | 0 | 0 | 0 | 0 | 0 | 0 | 0 | 0 | 0 | 0 | 0 | 0 | 0 | 0 | 0 | 0 | 0 | 0 | 0 | 0 | 0 | 0 | 0 | 0 | 0 | 0 | 0 | 0 | 0 | 0 | 0 | 0 | 0 | 0 | 0 | 0 | 0 | 0 | 0 | 0 | 0
[16 empty] | 0 | 0 | 0 | 0 | 0 | 0 | 0 | 0 | 0 | 0 | 0 | 0 | 0 | 0 | 0 | 0 | 0 | 0 | 0 | 0 | 0 | 0 | 0 | 0 | 0 | 0 | 0 | 0 | 0 | 0 | 0 | 0 | 0 | 0 | 0 | 0 | 0 | 0 | 0 | 0 | 0 | 0
[16 empty] | 0 | 0 | 0 | 0 | 0 | 0 | 0 | 0 | 0 | 0 | 0 | 0 | 0 | 0 | 0 | 0 | 0 | 0 | 0 | 0 | 0 | 0 | 0 | 0 | 0 | 0 | 0 | 0 | 0 | 0 | 0 | 0 | 0 | 0 | 0 | 0 | 0 | 0 | 0 | 0 | 0 | 0
[16 empty] | 0 | 0 | 0 | 0 | 0 | 0 | 0 | 0 | 0 | 0 | 0 | 0 | 0 | 0 | 0 | 0 | 0 | 0 | 0 | 0 | 0 | 0 | 0 | 0 | 0 | 0 | 0 | 0 | 0 | 0 | 0 | 0 | 0 | 0 | 0 | 0 | 0 | 0 | 0 | 0 | 0 | 0
[16 empty] | 0 | 0 | 0 | 0 | 0 | 0 | 0 | 0 | 0 | 0 | 0 | 0 | 0 | 0 | 0 | 0 | 0 | 0 | 0 | 0 | 0 | 0 | 0 | 0 | 0 | 0 | 0 | 0 | 0 | 0 | 0 | 0 | 0 | 0 | 0 | 0 | 0 | 0 | 0 | 0 | 0 | 0
[16 empty] | 0 | 0 | 0 | 0 | 0 | 0 | 0 | 0 | 0 | 0 | 0 | 0 | 0 | 0 | 0 | 0 | 0 | 0 | 0 | 0 | 0 | 0 | 0 | 0 | 0 | 0 | 0 | 0 | 0 | 0 | 0 | 0 | 0 | 0 | 0 | 0 | 0 | 0 | 0 | 0 | 0 | 0
[16 empty] | 0 | 0 | 0 | 0 | 0 | 0 | 0 | 0 | 0 | 0 | 0 | 0 | 0 | 0 | 0 | 0 | 0 | 0 | 0 | 0 | 0 | 0 | 0 | 0 | 0 | 0 | 0 | 0 | 0 | 0 | 0 | 0 | 0 | 0 | 0 | 0 | 0 | 0 | 0 | 0 | 0 | 0
[16 empty] | 0 | 0 | 0 | 0 | 0 | 0 | 0 | 0 | 0 | 0 | 0 | 0 | 0 | 0 | 0 | 0 | 0 | 0 | 0 | 0 | 0 | 0 | 0 | 0 | 0 | 0 | 0 | 0 | 0 | 0 | 0 | 0 | 0 | 0 | 0 | 0 | 0 | 0 | 0 | 0 | 0 | 0
[16 empty] | 0 | 0 | 0 | 0 | 0 | 0 | 0 | 0 | 0 | 0 | 0 | 0 | 0 | 0 | 0 | 0 | 0 | 0 | 0 | 0 | 0 | 0 | 0 | 0 | 0 | 0 | 0 | 0 | 0 | 0 | 0 | 0 | 0 | 0 | 0 | 0 | 0 | 0 | 0 | 0 | 0 | 0
[16 empty] | 0 | 0 | 0 | 0 | 0 | 0 | 0 | 0 | 0 | 0 | 0 | 0 | 0 | 0 | 0 | 0 | 0 | 0 | 0 | 0 | 0 | 0 | 0 | 0 | 0 | 0 | 0 | 0 | 0 | 0 | 0 | 0 | 0 | 0 | 0 | 0 | 0 | 0 | 0 | 0 | 0 | 0
[16 empty] | 0 | 0 | 0 | 0 | 0 | 0 | 0 | 0 | 0 | 0 | 0 | 0 | 0 | 0 | 0 | 0 | 0 | 0 | 0 | 0 | 0 | 0 | 0 | 0 | 0 | 0 | 0 | 0 | 0 | 0 | 0 | 0 | 0 | 0 | 0 | 0 | 0 | 0 | 0 | 0 | 0 | 0
[16 empty] | 0 | 0 | 0 | 0 | 0 | 0 | 0 | 0 | 0 | 0 | 0 | 0 | 0 | 0 | 0 | 0 | 0 | 0 | 0 | 0 | 0 | 0 | 0 | 0 | 0 | 0 | 0 | 0 | 0 | 0 | 0 | 0 | 0 | 0 | 0 | 0 | 0 | 0 | 0 | 0 | 0 | 0
[16 empty] | 0 | 0 | 0 | 0 | 0 | 0 | 0 | 0 | 0 | 0 | 0 | 0 | 0 | 0 | 0 | 0 | 0 | 0 | 0 | 0 | 0 | 0 | 0 | 0 | 0 | 0 | 0 | 0 | 0 | 0 | 0 | 0 | 0 | 0 | 0 | 0 | 0 | 0 | 0 | 0 | 0 | 0
[16 empty] | 0 | 0 | 0 | 0 | 0 | 0 | 0 | 0 | 0 | 0 | 0 | 0 | 0 | 0 | 0 | 0 | 0 | 0 | 0 | 0 | 0 | 0 | 0 | 0 | 0 | 0 | 0 | 0 | 0 | 0 | 0 | 0 | 0 | 0 | 0 | 0 | 0 | 0 | 0 | 0 | 0 | 0
[16 empty] | 0 | 0 | 0 | 0 | 0 | 0 | 0 | 0 | 0 | 0 | 0 | 0 | 0 | 0 | 0 | 0 | 0 | 0 | 0 | 0 | 0 | 0 | 0 | 0 | 0 | 0 | 0 | 0 | 0 | 0 | 0 | 0 | 0 | 0 | 0 | 0 | 0 | 0 | 0 | 0 | 0 | 0
[16 empty] | 0 | 0 | 0 | 0 | 0 | 0 | 0 | 0 | 0 | 0 | 0 | 0 | 0 | 0 | 0 | 0 | 0 | 0 | 0 | 0 | 0 | 0 | 0 | 0 | 0 | 0 | 0 | 0 | 0 | 0 | 0 | 0 | 0 | 0 | 0 | 0 | 0 | 0 | 0 | 0 | 0 | 0
[16 empty] | 0 | 0 | 0 | 0 | 0 | 0 | 0 | 0 | 0 | 0 | 0 | 0 | 0 | 0 | 0 | 0 | 0 | 0 | 0 | 0 | 0 | 0 | 0 | 0 | 0 | 0 | 0 | 0 | 0 | 0 | 0 | 0 | 0 | 0 | 0 | 0 | 0 | 0 | 0 | 0 | 0 | 0
[16 empty] | 0 | 0 | 0 | 0 | 0 | 0 | 0 | 0 | 0 | 0 | 0 | 0 | 0 | 0 | 0 | 0 | 0 | 0 | 0 | 0 | 0 | 0 | 0 | 0 | 0 | 0 | 0 | 0 | 0 | 0 | 0 | 0 | 0 | 0 | 0 | 0 | 0 | 0 | 0 | 0 | 0 | 0
[16 empty] | 0 | 0 | 0 | 0 | 0 | 0 | 0 | 0 | 0 | 0 | 0 | 0 | 0 | 0 | 0 | 0 | 0 | 0 | 0 | 0 | 0 | 0 | 0 | 0 | 0 | 0 | 0 | 0 | 0 | 0 | 0 | 0 | 0 | 0 | 0 | 0 | 0 | 0 | 0 | 0 | 0 | 0
[16 empty] | 0 | 0 | 0 | 0 | 0 | 0 | 0 | 0 | 0 | 0 | 0 | 0 | 0 | 0 | 0 | 0 | 0 | 0 | 0 | 0 | 0 | 0 | 0 | 0 | 0 | 0 | 0 | 0 | 0 | 0 | 0 | 0 | 0 | 0 | 0 | 0 | 0 | 0 | 0 | 0 | 0 | 0
[16 empty] | 0 | 0 | 0 | 0 | 0 | 0 | 0 | 0 | 0 | 0 | 0 | 0 | 0 | 0 | 0 | 0 | 0 | 0 | 0 | 0 | 0 | 0 | 0 | 0 | 0 | 0 | 0 | 0 | 0 | 0 | 0 | 0 | 0 | 0 | 0 | 0 | 0 | 0 | 0 | 0 | 0 | 0
[16 empty] | 0 | 0 | 0 | 0 | 0 | 0 | 0 | 0 | 0 | 0 | 0 | 0 | 0 | 0 | 0 | 0 | 0 | 0 | 0 | 0 | 0 | 0 | 0 | 0 | 0 | 0 | 0 | 0 | 0 | 0 | 0 | 0 | 0 | 0 | 0 | 0 | 0 | 0 | 0 | 0 | 0 | 0
[16 empty] | 0 | 0 | 0 | 0 | 0 | 0 | 0 | 0 | 0 | 0 | 0 | 0 | 0 | 0 | 0 | 0 | 0 | 0 | 0 | 0 | 0 | 0 | 0 | 0 | 0 | 0 | 0 | 0 | 0 | 0 | 0 | 0 | 0 | 0 | 0 | 0 | 0 | 0 | 0 | 0 | 0 | 0
[16 empty] | 0 | 0 | 0 | 0 | 0 | 0 | 0 | 0 | 0 | 0 | 0 | 0 | 0 | 0 | 0 | 0 | 0 | 0 | 0 | 0 | 0 | 0 | 0 | 0 | 0 | 0 | 0 | 0 | 0 | 0 | 0 | 0 | 0 | 0 | 0 | 0 | 0 | 0 | 0 | 0 | 0 | 0
[16 empty] | 0 | 0 | 0 | 0 | 0 | 0 | 0 | 0 | 0 | 0 | 0 | 0 | 0 | 0 | 0 | 0 | 0 | 0 | 0 | 0 | 0 | 0 | 0 | 0 | 0 | 0 | 0 | 0 | 0 | 0 | 0 | 0 | 0 | 0 | 0 | 0 | 0 | 0 | 0 | 0 | 0 | 0
[16 empty] | 0 | 0 | 0 | 0 | 0 | 0 | 0 | 0 | 0 | 0 | 0 | 0 | 0 | 0 | 0 | 0 | 0 | 0 | 0 | 0 | 0 | 0 | 0 | 0 | 0 | 0 | 0 | 0 | 0 | 0 | 0 | 0 | 0 | 0 | 0 | 0 | 0 | 0 | 0 | 0 | 0 | 0
[16 empty] | 0 | 0 | 0 | 0 | 0 | 0 | 0 | 0 | 0 | 0 | 0 | 0 | 0 | 0 | 0 | 0 | 0 | 0 | 0 | 0 | 0 | 0 | 0 | 0 | 0 | 0 | 0 | 0 | 0 | 0 | 0 | 0 | 0 | 0 | 0 | 0 | 0 | 0 | 0 | 0 | 0 | 0
[16 empty] | 0 | 0 | 0 | 0 | 0 | 0 | 0 | 0 | 0 | 0 | 0 | 0 | 0 | 0 | 0 | 0 | 0 | 0 | 0 | 0 | 0 | 0 | 0 | 0 | 0 | 0 | 0 | 0 | 0 | 0 | 0 | 0 | 0 | 0 | 0 | 0 | 0 | 0 | 0 | 0 | 0 | 0
[16 empty] | 0 | 0 | 0 | 0 | 0 | 0 | 0 | 0 | 0 | 0 | 0 | 0 | 0 | 0 | 0 | 0 | 0 | 0 | 0 | 0 | 0 | 0 | 0 | 0 | 0 | 0 | 0 | 0 | 0 | 0 | 0 | 0 | 0 | 0 | 0 | 0 | 0 | 0 | 0 | 0 | 0 | 0
[16 empty] | 0 | 0 | 0 | 0 | 0 | 0 | 0 | 0 | 0 | 0 | 0 | 0 | 0 | 0 | 0 | 0 | 0 | 0 | 0 | 0 | 0 | 0 | 0 | 0 | 0 | 0 | 0 | 0 | 0 | 0 | 0 | 0 | 0 | 0 | 0 | 0 | 0 | 0 | 0 | 0 | 0 | 0
[16 empty] | 0 | 0 | 0 | 0 | 0 | 0 | 0 | 0 | 0 | 0 | 0 | 0 | 0 | 0 | 0 | 0 | 0 | 0 | 0 | 0 | 0 | 0 | 0 | 0 | 0 | 0 | 0 | 0 | 0 | 0 | 0 | 0 | 0 | 0 | 0 | 0 | 0 | 0 | 0 | 0 | 0 | 0
[16 empty] | 0 | 0 | 0 | 0 | 0 | 0 | 0 | 0 | 0 | 0 | 0 | 0 | 0 | 0 | 0 | 0 | 0 | 0 | 0 | 0 | 0 | 0 | 0 | 0 | 0 | 0 | 0 | 0 | 0 | 0 | 0 | 0 | 0 | 0 | 0 | 0 | 0 | 0 | 0 | 0 | 0 | 0
[16 empty] | 0 | 0 | 0 | 0 | 0 | 0 | 0 | 0 | 0 | 0 | 0 | 0 | 0 | 0 | 0 | 0 | 0 | 0 | 0 | 0 | 0 | 0 | 0 | 0 | 0 | 0 | 0 | 0 | 0 | 0 | 0 | 0 | 0 | 0 | 0 | 0 | 0 | 0 | 0 | 0 | 0 | 0
[16 empty] | 0 | 0 | 0 | 0 | 0 | 0 | 0 | 0 | 0 | 0 | 0 | 0 | 0 | 0 | 0 | 0 | 0 | 0 | 0 | 0 | 0 | 0 | 0 | 0 | 0 | 0 | 0 | 0 | 0 | 0 | 0 | 0 | 0 | 0 | 0 | 0 | 0 | 0 | 0 | 0 | 0 | 0
[16 empty] | 0 | 0 | 0 | 0 | 0 | 0 | 0 | 0 | 0 | 0 | 0 | 0 | 0 | 0 | 0 | 0 | 0 | 0 | 0 | 0 | 0 | 0 | 0 | 0 | 0 | 0 | 0 | 0 | 0 | 0 | 0 | 0 | 0 | 0 | 0 | 0 | 0 | 0 | 0 | 0 | 0 | 0
[16 empty] | 0 | 0 | 0 | 0 | 0 | 0 | 0 | 0 | 0 | 0 | 0 | 0 | 0 | 0 | 0 | 0 | 0 | 0 | 0 | 0 | 0 | 0 | 0 | 0 | 0 | 0 | 0 | 0 | 0 | 0 | 0 | 0 | 0 | 0 | 0 | 0 | 0 | 0 | 0 | 0 | 0 | 0
[16 empty] | 0 | 0 | 0 | 0 | 0 | 0 | 0 | 0 | 0 | 0 | 0 | 0 | 0 | 0 | 0 | 0 | 0 | 0 | 0 | 0 | 0 | 0 | 0 | 0 | 0 | 0 | 0 | 0 | 0 | 0 | 0 | 0 | 0 | 0 | 0 | 0 | 0 | 0 | 0 | 0 | 0 | 0
[16 empty] | 0 | 0 | 0 | 0 | 0 | 0 | 0 | 0 | 0 | 0 | 0 | 0 | 0 | 0 | 0 | 0 | 0 | 0 | 0 | 0 | 0 | 0 | 0 | 0 | 0 | 0 | 0 | 0 | 0 | 0 | 0 | 0 | 0 | 0 | 0 | 0 | 0 | 0 | 0 | 0 | 0 | 0
[16 empty] | 0 | 0 | 0 | 0 | 0 | 0 | 0 | 0 | 0 | 0 | 0 | 0 | 0 | 0 | 0 | 0 | 0 | 0 | 0 | 0 | 0 | 0 | 0 | 0 | 0 | 0 | 0 | 0 | 0 | 0 | 0 | 0 | 0 | 0 | 0 | 0 | 0 | 0 | 0 | 0 | 0 | 0

## Sheet3 (hidden)
UCT Cost Bundle ($/MWh) | (empty)
Over $160
Under $10
Under $100
Under $115
Under $130
Under $15
Under $20
Under $25
Under $30
Under $35
Under $40
Under $45
Under $5
Under $50
Under $55
Under $60
Under $65
Under $70
Under $85
Total Result

## Lookups
Levelized Cost Bundles for Reporting |  |  |  | End Use Lookup |  |  |  |  | IRP End Use Lookup |  |  | IRP Measure Type Lookup | [6 empty] | Levelized Cost Bundles for IRP
Levelized Cost / kWh | Lower Bound | Upper Bound | Label | Lookup | segment | measure | End Use | Measure Category | End Use | IRP End Use |  | Tab Name | Measure Type | Lookup | Sector | Measure Category | Measure Application | BPA Measure | Levelized Cost / kWh | Lower Bound | Upper Bound | Label | IRP Name | Start Year
1. ($9,999.000) to $0.005 | -9999 | 0.005 | Under $5 | Idaho35-44W LED fixture & NEW Photocell_Replacing_100W HID fixture | 35-44W LED fixture & NEW Photocell_Replacing_100W HID fixture | Idaho | Lighting | Lighting | Lighting | Lighting |  | SC-Retro | Discretionary | CommercialStreet and Roadway LightingStreetlight - HPS 100W - New | Commercial | Street and Roadway Lighting | Streetlight - HPS 100W - New | Lighting | 1. ($9,999.000) to $0.000 | -9999 | 0 | Under $ | $0/MWh and Under | 2020
2. $0.005 to $0.010 | 0.005 | 0.01 | Under $10 | Idaho35-44W LED fixture & NEW Photocell_Replacing_150W HID fixture | 35-44W LED fixture & NEW Photocell_Replacing_150W HID fixture | Idaho | Lighting | Lighting | Irrigation | Other |  | SC-New | Lost Opportunity | CommercialStreet and Roadway LightingStreetlight - HPS 250W - New | Commercial | Street and Roadway Lighting | Streetlight - HPS 250W - New | Lighting | 2. $0.000 to $0.010 | 0 | 0.01 | Under $10 | $0.01/MWh to $10/MWh
3. $0.010 to $0.015 | 0.01 | 0.015 | Under $15 | Idaho35-44W LED fixture & NEW Photocell_Replacing_175W MH fixture | 35-44W LED fixture & NEW Photocell_Replacing_175W MH fixture | Idaho | Lighting | Lighting | Motors/Drives | Other |  | SC-NR | Lost Opportunity | CommercialStreet and Roadway LightingStreetlight - MH 200W - New | Commercial | Street and Roadway Lighting | Streetlight - MH 200W - New | Lighting | 3. $0.010 to $0.020 | 0.01 | 0.02 | Under $20 | $10.01/MWh to $20/MWh
4. $0.015 to $0.020 | 0.015 | 0.02 | Under $20 | Idaho35-44W LED fixture & NEW Photocell_Replacing_175W MV fixture | 35-44W LED fixture & NEW Photocell_Replacing_175W MV fixture | Idaho | Lighting | Lighting | Refrigeration | Other |  | SC-NR (2) | Lost Opportunity | CommercialStreet and Roadway LightingStreetlight - MH 400W - New | Commercial | Street and Roadway Lighting | Streetlight - MH 400W - New | Lighting | 4. $0.020 to $0.025 | 0.02 | 0.025 | Under $25 | $20.01/MWh to $25/MWh
5. $0.020 to $0.025 | 0.02 | 0.025 | Under $25 | Idaho35-44W LED fixture & NEW Photocell_Replacing_200W HID fixture | 35-44W LED fixture & NEW Photocell_Replacing_200W HID fixture | Idaho | Lighting | Lighting | Compressed air | Other |  | SC-NR (3) | Lost Opportunity | CommercialStreet and Roadway LightingStreetlight - MH 1000W - New | Commercial | Street and Roadway Lighting | Streetlight - MH 1000W - New | Lighting | 5. $0.025 to $0.030 | 0.025 | 0.03 | Under $30 | $25.01/MWh to $30/MWh
6. $0.025 to $0.030 | 0.025 | 0.03 | Under $30 | Montana35-44W LED fixture & NEW Photocell_Replacing_100W HID fixture | 35-44W LED fixture & NEW Photocell_Replacing_100W HID fixture | Montana | Lighting | Lighting | Energy Management | Industrial |  | SC New | Lost Opportunity | CommercialStreet and Roadway LightingStreetlight - HPS 100W - NR | Commercial | Street and Roadway Lighting | Streetlight - HPS 100W - NR | Lighting | 6. $0.030 to $0.035 | 0.03 | 0.035 | Under $35 | $30.01/MWh to $35/MWh
7. $0.030 to $0.035 | 0.03 | 0.035 | Under $35 | Montana35-44W LED fixture & NEW Photocell_Replacing_150W HID fixture | 35-44W LED fixture & NEW Photocell_Replacing_150W HID fixture | Montana | Lighting | Lighting | Motors | Industrial |  | SC Retro | Discretionary | CommercialStreet and Roadway LightingStreetlight - MH 200W - NR | Commercial | Street and Roadway Lighting | Streetlight - MH 200W - NR | Lighting | 7. $0.035 to $0.040 | 0.035 | 0.04 | Under $40 | $35.01/MWh to $40/MWh
8. $0.035 to $0.040 | 0.035 | 0.04 | Under $40 | Montana35-44W LED fixture & NEW Photocell_Replacing_175W MH fixture | 35-44W LED fixture & NEW Photocell_Replacing_175W MH fixture | Montana | Lighting | Lighting | Fans | Industrial |  | SC-New (2) | Lost Opportunity | CommercialStreet and Roadway LightingStreetlight - HPS 250W - NR | Commercial | Street and Roadway Lighting | Streetlight - HPS 250W - NR | Lighting | 8. $0.040 to $0.050 | 0.04 | 0.05 | Under $50 | $40.01/MWh to $50/MWh
9. $0.040 to $0.045 | 0.04 | 0.045 | Under $45 | Montana35-44W LED fixture & NEW Photocell_Replacing_175W MV fixture | 35-44W LED fixture & NEW Photocell_Replacing_175W MV fixture | Montana | Lighting | Lighting | Pumps | Industrial |  | SC-New (3) | Lost Opportunity | CommercialStreet and Roadway LightingStreetlight - MH 400W - NR | Commercial | Street and Roadway Lighting | Streetlight - MH 400W - NR | Lighting | 9. $0.050 to $0.060 | 0.05 | 0.06 | Under $60 | $50.01/MWh to $60/MWh
10. $0.045 to $0.050 | 0.045 | 0.05 | Under $50 | Montana35-44W LED fixture & NEW Photocell_Replacing_200W HID fixture | 35-44W LED fixture & NEW Photocell_Replacing_200W HID fixture | Montana | Lighting | Lighting | Transformers | Industrial |  |  |  | CommercialStreet and Roadway LightingStreetlight - MH 1000W - NR | Commercial | Street and Roadway Lighting | Streetlight - MH 1000W - NR | Lighting | 10. $0.060 to $0.080 | 0.06 | 0.08 | Under $80 | $60.01/MWh to $80/MWh
11. $0.050 to $0.055 | 0.05 | 0.055 | Under $55 | Washington35-44W LED fixture & NEW Photocell_Replacing_100W HID fixture | 35-44W LED fixture & NEW Photocell_Replacing_100W HID fixture | Washington | Lighting | Lighting | Misc | Industrial |  |  |  | CommercialBi-Level Stairwell LightingNR_LFStairwell8760_Fix_Repl_from LF_2018 to LF_Bi-Level_Fix | Commercial | Bi-Level Stairwell Lighting | NR_LFStairwell8760_Fix_Repl_from LF_2018 to LF_Bi-Level_Fix | Lighting | 11. $0.080 to $0.100 | 0.08 | 0.1 | Under $100 | $80.01/MWh to $100/MWh
12. $0.055 to $0.060 | 0.055 | 0.06 | Under $60 | Washington35-44W LED fixture & NEW Photocell_Replacing_150W HID fixture | 35-44W LED fixture & NEW Photocell_Replacing_150W HID fixture | Washington | Lighting | Lighting | Hi-Tech | Industrial |  |  |  | CommercialBi-Level Stairwell LightingNR_LFStairwell3600_Fix_Repl_from LF_2019 to LF_Bi-Level_Fix | Commercial | Bi-Level Stairwell Lighting | NR_LFStairwell3600_Fix_Repl_from LF_2019 to LF_Bi-Level_Fix | Lighting | 12. $0.100 to $99.000 | 0.1 | 99 | Over $100 | Over $100/MWh
13. $0.060 to $0.065 | 0.06 | 0.065 | Under $65 | Washington35-44W LED fixture & NEW Photocell_Replacing_175W MH fixture | 35-44W LED fixture & NEW Photocell_Replacing_175W MH fixture | Washington | Lighting | Lighting | Low & Med Temp Refr | Industrial |  |  |  | CommercialCompressed AirCompressed Air-NR-Large Off | Commercial | Compressed Air | Compressed Air-NR-Large Off | Custom
14. $0.065 to $0.070 | 0.065 | 0.07 | Under $70 | Washington35-44W LED fixture & NEW Photocell_Replacing_175W MV fixture | 35-44W LED fixture & NEW Photocell_Replacing_175W MV fixture | Washington | Lighting | Lighting | Metals | Industrial |  |  |  | CommercialCompressed AirCompressed Air-NR-Medium Off | Commercial | Compressed Air | Compressed Air-NR-Medium Off | Custom
15. $0.070 to $0.085 | 0.07 | 0.085 | Under $85 | Washington35-44W LED fixture & NEW Photocell_Replacing_200W HID fixture | 35-44W LED fixture & NEW Photocell_Replacing_200W HID fixture | Washington | Lighting | Lighting | Pulp | Industrial |  |  |  | CommercialCompressed AirCompressed Air-NR-Small Off | Commercial | Compressed Air | Compressed Air-NR-Small Off | Custom
16. $0.085 to $0.100 | 0.085 | 0.1 | Under $100 | Oregon35-44W LED fixture & NEW Photocell_Replacing_100W HID fixture | 35-44W LED fixture & NEW Photocell_Replacing_100W HID fixture | Oregon | Lighting | Lighting | Paper | Industrial |  |  |  | CommercialCompressed AirCompressed Air-NR-XLarge Ret | Commercial | Compressed Air | Compressed Air-NR-XLarge Ret | Custom
17. $0.100 to $0.115 | 0.1 | 0.115 | Under $115 | Oregon35-44W LED fixture & NEW Photocell_Replacing_150W HID fixture | 35-44W LED fixture & NEW Photocell_Replacing_150W HID fixture | Oregon | Lighting | Lighting | Material Handling | Industrial |  |  |  | CommercialCompressed AirCompressed Air-NR-Large Ret | Commercial | Compressed Air | Compressed Air-NR-Large Ret | Custom
18. $0.115 to $0.130 | 0.115 | 0.13 | Under $130 | Oregon35-44W LED fixture & NEW Photocell_Replacing_175W MH fixture | 35-44W LED fixture & NEW Photocell_Replacing_175W MH fixture | Oregon | Lighting | Lighting | Wood | Industrial |  |  |  | CommercialCompressed AirCompressed Air-NR-Medium Ret | Commercial | Compressed Air | Compressed Air-NR-Medium Ret | Custom
19. $0.130 to $0.145 | 0.13 | 0.145 | Under $145 | Oregon35-44W LED fixture & NEW Photocell_Replacing_175W MV fixture | 35-44W LED fixture & NEW Photocell_Replacing_175W MV fixture | Oregon | Lighting | Lighting | Utility Distribution Sytem | Other |  |  |  | CommercialCompressed AirCompressed Air-NR-Small Ret | Commercial | Compressed Air | Compressed Air-NR-Small Ret | Custom
20. $0.145 to $0.160 | 0.145 | 0.16 | Under $160 | Oregon35-44W LED fixture & NEW Photocell_Replacing_200W HID fixture | 35-44W LED fixture & NEW Photocell_Replacing_200W HID fixture | Oregon | Lighting | Lighting | Electronics | Electronics |  |  |  | CommercialCompressed AirCompressed Air-NR-School K-12 | Commercial | Compressed Air | Compressed Air-NR-School K-12 | Custom
21. $0.045 to $99.000 | 0.045 | 99 | Over $160 | IdahoConvert Medium Pressure Center Pivot to Low pressure system | Convert Medium Pressure Center Pivot to Low pressure system | Idaho | Irrigation | Irrigation Pressure | Food Preparation | Other |  |  |  | CommercialCompressed AirCompressed Air-NR-University | Commercial | Compressed Air | Compressed Air-NR-University | Custom
|  |  |  | IdahoConvert High Pressure Center Pivot to Low pressure system | Convert High Pressure Center Pivot to Low pressure system | Idaho | Irrigation | Irrigation Pressure | HVAC | HVAC |  |  |  | CommercialCompressed AirCompressed Air-NR-Warehouse | Commercial | Compressed Air | Compressed Air-NR-Warehouse | Custom
|  |  |  | IdahoConvert wheel line systems to low pressure systems on alfalfa acreage | Convert wheel line systems to low pressure systems on alfalfa acreage | Idaho | Irrigation | Irrigation Pressure | Water Heating | Water Heating |  |  |  | CommercialCompressed AirCompressed Air-NR-Supermarket | Commercial | Compressed Air | Compressed Air-NR-Supermarket | Custom
|  |  |  | IdahoConvert hand line systems to low pressure systems on alfalfa acreage | Convert hand line systems to low pressure systems on alfalfa acreage | Idaho | Irrigation | Irrigation Pressure | Process Loads | Other |  |  |  | CommercialCompressed AirCompressed Air-NR-MiniMart | Commercial | Compressed Air | Compressed Air-NR-MiniMart | Custom
|  |  |  | MontanaConvert Medium Pressure Center Pivot to Low pressure system | Convert Medium Pressure Center Pivot to Low pressure system | Montana | Irrigation | Irrigation Pressure | Dryer | Other |  |  |  | CommercialCompressed AirCompressed Air-NR-Restaurant | Commercial | Compressed Air | Compressed Air-NR-Restaurant | Custom
|  |  |  | MontanaConvert High Pressure Center Pivot to Low pressure system | Convert High Pressure Center Pivot to Low pressure system | Montana | Irrigation | Irrigation Pressure | Whole Bldg/Meter Level | Other |  |  |  | CommercialCompressed AirCompressed Air-NR-Lodging | Commercial | Compressed Air | Compressed Air-NR-Lodging | Custom
|  |  |  | MontanaConvert wheel line systems to low pressure systems on alfalfa acreage | Convert wheel line systems to low pressure systems on alfalfa acreage | Montana | Irrigation | Irrigation Pressure | [5 empty] | CommercialCompressed AirCompressed Air-NR-Hospital | Commercial | Compressed Air | Compressed Air-NR-Hospital | Custom
|  |  |  | MontanaConvert hand line systems to low pressure systems on alfalfa acreage | Convert hand line systems to low pressure systems on alfalfa acreage | Montana | Irrigation | Irrigation Pressure | [5 empty] | CommercialCompressed AirCompressed Air-NR-Residential Care | Commercial | Compressed Air | Compressed Air-NR-Residential Care | Custom
|  |  |  | WashingtonConvert Medium Pressure Center Pivot to Low pressure system | Convert Medium Pressure Center Pivot to Low pressure system | Washington | Irrigation | Irrigation Pressure | [5 empty] | CommercialCompressed AirCompressed Air-NR-Assembly | Commercial | Compressed Air | Compressed Air-NR-Assembly | Custom
|  |  |  | WashingtonConvert High Pressure Center Pivot to Low pressure system | Convert High Pressure Center Pivot to Low pressure system | Washington | Irrigation | Irrigation Pressure | [5 empty] | CommercialCompressed AirCompressed Air-NR-Other | Commercial | Compressed Air | Compressed Air-NR-Other | Custom
|  |  |  | WashingtonConvert wheel line systems to low pressure systems on alfalfa acreage | Convert wheel line systems to low pressure systems on alfalfa acreage | Washington | Irrigation | Irrigation Pressure | [5 empty] | CommercialCompressed AirCompressed Air-Retro-Large Off | Commercial | Compressed Air | Compressed Air-Retro-Large Off | Custom
|  |  |  | WashingtonConvert hand line systems to low pressure systems on alfalfa acreage | Convert hand line systems to low pressure systems on alfalfa acreage | Washington | Irrigation | Irrigation Pressure | [5 empty] | CommercialCompressed AirCompressed Air-Retro-Medium Off | Commercial | Compressed Air | Compressed Air-Retro-Medium Off | Custom
|  |  |  | OregonConvert Medium Pressure Center Pivot to Low pressure system | Convert Medium Pressure Center Pivot to Low pressure system | Oregon | Irrigation | Irrigation Pressure | [5 empty] | CommercialCompressed AirCompressed Air-Retro-Small Off | Commercial | Compressed Air | Compressed Air-Retro-Small Off | Custom
|  |  |  | OregonConvert High Pressure Center Pivot to Low pressure system | Convert High Pressure Center Pivot to Low pressure system | Oregon | Irrigation | Irrigation Pressure | [5 empty] | CommercialCompressed AirCompressed Air-Retro-XLarge Ret | Commercial | Compressed Air | Compressed Air-Retro-XLarge Ret | Custom
|  |  |  | OregonConvert wheel line systems to low pressure systems on alfalfa acreage | Convert wheel line systems to low pressure systems on alfalfa acreage | Oregon | Irrigation | Irrigation Pressure | [5 empty] | CommercialCompressed AirCompressed Air-Retro-Large Ret | Commercial | Compressed Air | Compressed Air-Retro-Large Ret | Custom
|  |  |  | OregonConvert hand line systems to low pressure systems on alfalfa acreage | Convert hand line systems to low pressure systems on alfalfa acreage | Oregon | Irrigation | Irrigation Pressure | [5 empty] | CommercialCompressed AirCompressed Air-Retro-Medium Ret | Commercial | Compressed Air | Compressed Air-Retro-Medium Ret | Custom
|  |  |  | Idaho FreeStallVSD - Vacuum Pump | VSD - Vacuum Pump | Idaho FreeStall | Motors/Drives | Dairy | [5 empty] | CommercialCompressed AirCompressed Air-Retro-Small Ret | Commercial | Compressed Air | Compressed Air-Retro-Small Ret | Custom
|  |  |  | Idaho FreeStallPlate Milk Pre-cooler | Plate Milk Pre-cooler | Idaho FreeStall | Refrigeration | Dairy | [5 empty] | CommercialCompressed AirCompressed Air-Retro-School K-12 | Commercial | Compressed Air | Compressed Air-Retro-School K-12 | Custom
|  |  |  | Idaho FreeStallEnergy Efficient Lighting | Energy Efficient Lighting | Idaho FreeStall | Lighting | Dairy | [5 empty] | CommercialCompressed AirCompressed Air-Retro-University | Commercial | Compressed Air | Compressed Air-Retro-University | Custom
|  |  |  | Idaho TieStallVSD - Vacuum Pump | VSD - Vacuum Pump | Idaho TieStall | Motors/Drives | Dairy | [5 empty] | CommercialCompressed AirCompressed Air-Retro-Warehouse | Commercial | Compressed Air | Compressed Air-Retro-Warehouse | Custom
|  |  |  | Idaho TieStallHeat Recovery Refrigeration | Heat Recovery Refrigeration | Idaho TieStall | Refrigeration | Dairy | [5 empty] | CommercialCompressed AirCompressed Air-Retro-Supermarket | Commercial | Compressed Air | Compressed Air-Retro-Supermarket | Custom
|  |  |  | Idaho TieStallPlate Milk Pre-Cooler | Plate Milk Pre-Cooler | Idaho TieStall | Refrigeration | Dairy | [5 empty] | CommercialCompressed AirCompressed Air-Retro-MiniMart | Commercial | Compressed Air | Compressed Air-Retro-MiniMart | Custom
|  |  |  | Idaho TieStallEnergy Efficient Lighting | Energy Efficient Lighting | Idaho TieStall | Lighting | Dairy | [5 empty] | CommercialCompressed AirCompressed Air-Retro-Restaurant | Commercial | Compressed Air | Compressed Air-Retro-Restaurant | Custom
|  |  |  | Montana FreeStallVSD - Vacuum Pump | VSD - Vacuum Pump | Montana FreeStall | Motors/Drives | Dairy | [5 empty] | CommercialCompressed AirCompressed Air-Retro-Lodging | Commercial | Compressed Air | Compressed Air-Retro-Lodging | Custom
|  |  |  | Montana FreeStallPlate Milk Pre-cooler | Plate Milk Pre-cooler | Montana FreeStall | Refrigeration | Dairy | [5 empty] | CommercialCompressed AirCompressed Air-Retro-Hospital | Commercial | Compressed Air | Compressed Air-Retro-Hospital | Custom
|  |  |  | Montana FreeStallEnergy Efficient Lighting | Energy Efficient Lighting | Montana FreeStall | Lighting | Dairy | [5 empty] | CommercialCompressed AirCompressed Air-Retro-Residential Care | Commercial | Compressed Air | Compressed Air-Retro-Residential Care | Custom
|  |  |  | Montana TieStallVSD - Vacuum Pump | VSD - Vacuum Pump | Montana TieStall | Motors/Drives | Dairy | [5 empty] | CommercialCompressed AirCompressed Air-Retro-Assembly | Commercial | Compressed Air | Compressed Air-Retro-Assembly | Custom
|  |  |  | Montana TieStallHeat Recovery Refrigeration | Heat Recovery Refrigeration | Montana TieStall | Refrigeration | Dairy | [5 empty] | CommercialCompressed AirCompressed Air-Retro-Other | Commercial | Compressed Air | Compressed Air-Retro-Other | Custom
|  |  |  | Montana TieStallPlate Milk Pre-Cooler | Plate Milk Pre-Cooler | Montana TieStall | Refrigeration | Dairy | [5 empty] | CommercialMonitorENERGY STAR Display | Commercial | Monitor | ENERGY STAR Display | Custom
|  |  |  | Montana TieStallEnergy Efficient Lighting | Energy Efficient Lighting | Montana TieStall | Lighting | Dairy | [5 empty] | CommercialDesktopENERGY STAR Desktop | Commercial | Desktop | ENERGY STAR Desktop | Custom
|  |  |  | Oregon FreeStallVSD - Vacuum Pump | VSD - Vacuum Pump | Oregon FreeStall | Motors/Drives | Dairy | [5 empty] | CommercialLaptopENERGY STAR Laptop | Commercial | Laptop | ENERGY STAR Laptop | Custom
|  |  |  | Oregon FreeStallPlate Milk Pre-cooler | Plate Milk Pre-cooler | Oregon FreeStall | Refrigeration | Dairy | [5 empty] | CommercialCooking EquipmentFryers | Commercial | Cooking Equipment | Fryers | Custom
|  |  |  | Oregon FreeStallEnergy Efficient Lighting | Energy Efficient Lighting | Oregon FreeStall | Lighting | Dairy | [5 empty] | CommercialCooking EquipmentHFHC (Wt Average Size) | Commercial | Cooking Equipment | HFHC (Wt Average Size) | Hot Food Holding Cabinets Full Size
|  |  |  | Oregon TieStallVSD - Vacuum Pump | VSD - Vacuum Pump | Oregon TieStall | Motors/Drives | Dairy | [5 empty] | CommercialCooking EquipmentSteamer (Wt Average Size) | Commercial | Cooking Equipment | Steamer (Wt Average Size) | Electric Commercial Steam Cookers 6-pan capacity
|  |  |  | Oregon TieStallHeat Recovery Refrigeration | Heat Recovery Refrigeration | Oregon TieStall | Refrigeration | Dairy | [5 empty] | CommercialCooking EquipmentCombi Oven (Wt Average) | Commercial | Cooking Equipment | Combi Oven (Wt Average) | Custom
|  |  |  | Oregon TieStallPlate Milk Pre-Cooler | Plate Milk Pre-Cooler | Oregon TieStall | Refrigeration | Dairy | [5 empty] | CommercialCooking EquipmentConvection Oven (Wt Average) | Commercial | Cooking Equipment | Convection Oven (Wt Average) | Electric Convection Ovens Full Size
|  |  |  | Oregon TieStallEnergy Efficient Lighting | Energy Efficient Lighting | Oregon TieStall | Lighting | Dairy | [5 empty] | CommercialData CentersBest Practice | Commercial | Data Centers | Best Practice | Custom
|  |  |  | Washington FreeStallVSD - Vacuum Pump | VSD - Vacuum Pump | Washington FreeStall | Motors/Drives | Dairy | [5 empty] | CommercialData CentersCommercial Technology | Commercial | Data Centers | Commercial Technology | Custom
|  |  |  | Washington FreeStallPlate Milk Pre-cooler | Plate Milk Pre-cooler | Washington FreeStall | Refrigeration | Dairy | [5 empty] | CommercialData CentersCutting Edge | Commercial | Data Centers | Cutting Edge | Custom
|  |  |  | Washington FreeStallEnergy Efficient Lighting | Energy Efficient Lighting | Washington FreeStall | Lighting | Dairy | [5 empty] | CommercialDemand Control VentilationDemand Control Ventilation-Retro-Large Off | Commercial | Demand Control Ventilation | Demand Control Ventilation-Retro-Large Off | Custom
|  |  |  | Washington TieStallVSD - Vacuum Pump | VSD - Vacuum Pump | Washington TieStall | Motors/Drives | Dairy | [5 empty] | CommercialDemand Control VentilationDemand Control Ventilation-Retro-Medium Off | Commercial | Demand Control Ventilation | Demand Control Ventilation-Retro-Medium Off | Custom
|  |  |  | Washington TieStallHeat Recovery Refrigeration | Heat Recovery Refrigeration | Washington TieStall | Refrigeration | Dairy | [5 empty] | CommercialDemand Control VentilationDemand Control Ventilation-Retro-Small Off | Commercial | Demand Control Ventilation | Demand Control Ventilation-Retro-Small Off | Custom
|  |  |  | Washington TieStallPlate Milk Pre-Cooler | Plate Milk Pre-Cooler | Washington TieStall | Refrigeration | Dairy | [5 empty] | CommercialDemand Control VentilationDemand Control Ventilation-Retro-Xlarge Ret | Commercial | Demand Control Ventilation | Demand Control Ventilation-Retro-Xlarge Ret | Custom
|  |  |  | Washington TieStallEnergy Efficient Lighting | Energy Efficient Lighting | Washington TieStall | Lighting | Dairy | [5 empty] | CommercialDemand Control VentilationDemand Control Ventilation-Retro-Large Ret | Commercial | Demand Control Ventilation | Demand Control Ventilation-Retro-Large Ret | Custom
|  |  |  | IdahoLESA | LESA | Idaho | Irrigation | Irrigation Efficiency | [5 empty] | CommercialDemand Control VentilationDemand Control Ventilation-Retro-Medium Ret | Commercial | Demand Control Ventilation | Demand Control Ventilation-Retro-Medium Ret | Custom
|  |  |  | MontanaLESA | LESA | Montana | Irrigation | Irrigation Efficiency | [5 empty] | CommercialDemand Control VentilationDemand Control Ventilation-Retro-Small Ret | Commercial | Demand Control Ventilation | Demand Control Ventilation-Retro-Small Ret | Custom
|  |  |  | WashingtonLESA | LESA | Washington | Irrigation | Irrigation Efficiency | [5 empty] | CommercialDemand Control VentilationDemand Control Ventilation-Retro-School K-12 | Commercial | Demand Control Ventilation | Demand Control Ventilation-Retro-School K-12 | Custom
|  |  |  | OregonLESA | LESA | Oregon | Irrigation | Irrigation Efficiency | [5 empty] | CommercialDemand Control VentilationDemand Control Ventilation-Retro-University | Commercial | Demand Control Ventilation | Demand Control Ventilation-Retro-University | Custom
|  |  |  | IdahoWheel/hand line systems: Replace worn nozzle with new flow controlling type nozzle for impact sprinklers | Wheel/hand line systems: Replace worn nozzle with new flow controlling type nozzle for impact sprinklers | Idaho | Irrigation | Irrigation Hardware | [5 empty] | CommercialDemand Control VentilationDemand Control Ventilation-Retro-Warehouse | Commercial | Demand Control Ventilation | Demand Control Ventilation-Retro-Warehouse | Custom
|  |  |  | IdahoWheel/hand line systems: Replace worn nozzle with new nozzle | Wheel/hand line systems: Replace worn nozzle with new nozzle | Idaho | Irrigation | Irrigation Hardware | [5 empty] | CommercialDemand Control VentilationDemand Control Ventilation-Retro-Supermarket | Commercial | Demand Control Ventilation | Demand Control Ventilation-Retro-Supermarket | Custom
|  |  |  | IdahoWheel/hand line systems: Rebuild or replace leaking impact sprinkler with new or rebuilt impact sprinkler | Wheel/hand line systems: Rebuild or replace leaking impact sprinkler with new or rebuilt impact sprinkler | Idaho | Irrigation | Irrigation Hardware | [5 empty] | CommercialDemand Control VentilationDemand Control Ventilation-Retro-MiniMart | Commercial | Demand Control Ventilation | Demand Control Ventilation-Retro-MiniMart | Custom
|  |  |  | IdahoWheel/hand line systems: Replace leaking gasket with new gasket | Wheel/hand line systems: Replace leaking gasket with new gasket | Idaho | Irrigation | Irrigation Hardware | [5 empty] | CommercialDemand Control VentilationDemand Control Ventilation-Retro-Restaurant | Commercial | Demand Control Ventilation | Demand Control Ventilation-Retro-Restaurant | Demand Control Kitchen Ventilation - Multiple Sensor
|  |  |  | IdahoWheel/hand line systems: Replace leaking drain with new drain | Wheel/hand line systems: Replace leaking drain with new drain | Idaho | Irrigation | Irrigation Hardware | [5 empty] | CommercialDemand Control VentilationDemand Control Ventilation-Retro-Lodging | Commercial | Demand Control Ventilation | Demand Control Ventilation-Retro-Lodging | Custom
|  |  |  | IdahoWheel/hand line systems: Cut and pipe press repair of leaking hand-lines, wheel-lines, and portable main-lines | Wheel/hand line systems: Cut and pipe press repair of leaking hand-lines, wheel-lines, and portable main-lines | Idaho | Irrigation | Irrigation Hardware | [5 empty] | CommercialDemand Control VentilationDemand Control Ventilation-Retro-Hospital | Commercial | Demand Control Ventilation | Demand Control Ventilation-Retro-Hospital | Custom
|  |  |  | IdahoThunderbird wheel line systems: Replace leaking hub with new hub | Thunderbird wheel line systems: Replace leaking hub with new hub | Idaho | Irrigation | Irrigation Hardware | [5 empty] | CommercialDemand Control VentilationDemand Control Ventilation-Retro-Residential Care | Commercial | Demand Control Ventilation | Demand Control Ventilation-Retro-Residential Care | Custom
|  |  |  | IdahoWheel line systems: Rebuild or replace leaking or malfunctioning leveler with new or rebuilt leveler. | Wheel line systems: Rebuild or replace leaking or malfunctioning leveler with new or rebuilt leveler. | Idaho | Irrigation | Irrigation Hardware | [5 empty] | CommercialDemand Control VentilationDemand Control Ventilation-Retro-Assembly | Commercial | Demand Control Ventilation | Demand Control Ventilation-Retro-Assembly | Custom
|  |  |  | IdahoCenter pivot/linear move systems: Install new sprinkler package on an existing system. | Center pivot/linear move systems: Install new sprinkler package on an existing system. | Idaho | Irrigation | Irrigation Hardware | [5 empty] | CommercialDemand Control VentilationDemand Control Ventilation-Retro-Other | Commercial | Demand Control Ventilation | Demand Control Ventilation-Retro-Other | Custom
|  |  |  | IdahoCenter pivot/linear move systems: New gooseneck elbows | Center pivot/linear move systems: New gooseneck elbows | Idaho | Irrigation | Irrigation Hardware | [5 empty] | CommercialDCV Parking GarageDCV Parking Garage-Retro | Commercial | DCV Parking Garage | DCV Parking Garage-Retro | Custom
|  |  |  | IdahoCenter pivot/linear move systems: New drop tubes (3 feet minimum) | Center pivot/linear move systems: New drop tubes (3 feet minimum) | Idaho | Irrigation | Irrigation Hardware | [5 empty] | CommercialDCV Restaurant HoodDCV Hood w/ MUA 5 hp | Commercial | DCV Restaurant Hood | DCV Hood w/ MUA 5 hp | Custom
|  |  |  | IdahoCenter pivot/linear move systems: Replace leaking pivot boot gasket with new pivot boot gasket | Center pivot/linear move systems: Replace leaking pivot boot gasket with new pivot boot gasket | Idaho | Irrigation | Irrigation Hardware | [5 empty] | CommercialDCV Restaurant HoodDCV Hood 5 hp | Commercial | DCV Restaurant Hood | DCV Hood 5 hp | Custom
|  |  |  | IdahoCenter pivot/linear move systems: Replace leaking tower gasket with new tower gasket | Center pivot/linear move systems: Replace leaking tower gasket with new tower gasket | Idaho | Irrigation | Irrigation Hardware | [5 empty] | CommercialDHPDHP-New-Large Off | Commercial | DHP | DHP-New-Large Off | DHP
|  |  |  | MontanaWheel/hand line systems: Replace worn nozzle with new flow controlling type nozzle for impact sprinklers | Wheel/hand line systems: Replace worn nozzle with new flow controlling type nozzle for impact sprinklers | Montana | Irrigation | Irrigation Hardware | [5 empty] | CommercialDHPDHP-New-Medium Off | Commercial | DHP | DHP-New-Medium Off | DHP
|  |  |  | MontanaWheel/hand line systems: Replace worn nozzle with new nozzle | Wheel/hand line systems: Replace worn nozzle with new nozzle | Montana | Irrigation | Irrigation Hardware | [5 empty] | CommercialDHPDHP-New-Small Off | Commercial | DHP | DHP-New-Small Off | DHP
|  |  |  | MontanaWheel/hand line systems: Rebuild or replace leaking impact sprinkler with new or rebuilt impact sprinkler | Wheel/hand line systems: Rebuild or replace leaking impact sprinkler with new or rebuilt impact sprinkler | Montana | Irrigation | Irrigation Hardware | [5 empty] | CommercialDHPDHP-New-XLarge Ret | Commercial | DHP | DHP-New-XLarge Ret | DHP
|  |  |  | MontanaWheel/hand line systems: Replace leaking gasket with new gasket | Wheel/hand line systems: Replace leaking gasket with new gasket | Montana | Irrigation | Irrigation Hardware | [5 empty] | CommercialDHPDHP-New-Large Ret | Commercial | DHP | DHP-New-Large Ret | DHP
|  |  |  | MontanaWheel/hand line systems: Replace leaking drain with new drain | Wheel/hand line systems: Replace leaking drain with new drain | Montana | Irrigation | Irrigation Hardware | [5 empty] | CommercialDHPDHP-New-Medium Ret | Commercial | DHP | DHP-New-Medium Ret | DHP
|  |  |  | MontanaWheel/hand line systems: Cut and pipe press repair of leaking hand-lines, wheel-lines, and portable main-lines | Wheel/hand line systems: Cut and pipe press repair of leaking hand-lines, wheel-lines, and portable main-lines | Montana | Irrigation | Irrigation Hardware | [5 empty] | CommercialDHPDHP-New-Small Ret | Commercial | DHP | DHP-New-Small Ret | DHP
|  |  |  | MontanaThunderbird wheel line systems: Replace leaking hub with new hub | Thunderbird wheel line systems: Replace leaking hub with new hub | Montana | Irrigation | Irrigation Hardware | [5 empty] | CommercialDHPDHP-New-School K-12 | Commercial | DHP | DHP-New-School K-12 | DHP
|  |  |  | MontanaWheel line systems: Rebuild or replace leaking or malfunctioning leveler with new or rebuilt leveler. | Wheel line systems: Rebuild or replace leaking or malfunctioning leveler with new or rebuilt leveler. | Montana | Irrigation | Irrigation Hardware | [5 empty] | CommercialDHPDHP-New-University | Commercial | DHP | DHP-New-University | DHP
|  |  |  | MontanaCenter pivot/linear move systems: Install new sprinkler package on an existing system. | Center pivot/linear move systems: Install new sprinkler package on an existing system. | Montana | Irrigation | Irrigation Hardware | [5 empty] | CommercialDHPDHP-New-Warehouse | Commercial | DHP | DHP-New-Warehouse | DHP
|  |  |  | MontanaCenter pivot/linear move systems: New gooseneck elbows | Center pivot/linear move systems: New gooseneck elbows | Montana | Irrigation | Irrigation Hardware | [5 empty] | CommercialDHPDHP-New-Supermarket | Commercial | DHP | DHP-New-Supermarket | DHP
|  |  |  | MontanaCenter pivot/linear move systems: New drop tubes (3 feet minimum) | Center pivot/linear move systems: New drop tubes (3 feet minimum) | Montana | Irrigation | Irrigation Hardware | [5 empty] | CommercialDHPDHP-New-MiniMart | Commercial | DHP | DHP-New-MiniMart | DHP
|  |  |  | MontanaCenter pivot/linear move systems: Replace leaking pivot boot gasket with new pivot boot gasket | Center pivot/linear move systems: Replace leaking pivot boot gasket with new pivot boot gasket | Montana | Irrigation | Irrigation Hardware | [5 empty] | CommercialDHPDHP-New-Restaurant | Commercial | DHP | DHP-New-Restaurant | DHP
|  |  |  | MontanaCenter pivot/linear move systems: Replace leaking tower gasket with new tower gasket | Center pivot/linear move systems: Replace leaking tower gasket with new tower gasket | Montana | Irrigation | Irrigation Hardware | [5 empty] | CommercialDHPDHP-New-Lodging | Commercial | DHP | DHP-New-Lodging | DHP
|  |  |  | WashingtonWheel/hand line systems: Replace worn nozzle with new flow controlling type nozzle for impact sprinklers | Wheel/hand line systems: Replace worn nozzle with new flow controlling type nozzle for impact sprinklers | Washington | Irrigation | Irrigation Hardware | [5 empty] | CommercialDHPDHP-New-Hospital | Commercial | DHP | DHP-New-Hospital | DHP
|  |  |  | WashingtonWheel/hand line systems: Replace worn nozzle with new nozzle | Wheel/hand line systems: Replace worn nozzle with new nozzle | Washington | Irrigation | Irrigation Hardware | [5 empty] | CommercialDHPDHP-New-Residential Care | Commercial | DHP | DHP-New-Residential Care | DHP
|  |  |  | WashingtonWheel/hand line systems: Rebuild or replace leaking impact sprinkler with new or rebuilt impact sprinkler | Wheel/hand line systems: Rebuild or replace leaking impact sprinkler with new or rebuilt impact sprinkler | Washington | Irrigation | Irrigation Hardware | [5 empty] | CommercialDHPDHP-New-Assembly | Commercial | DHP | DHP-New-Assembly | DHP
|  |  |  | WashingtonWheel/hand line systems: Replace leaking gasket with new gasket | Wheel/hand line systems: Replace leaking gasket with new gasket | Washington | Irrigation | Irrigation Hardware | [5 empty] | CommercialDHPDHP-New-Other | Commercial | DHP | DHP-New-Other | DHP
|  |  |  | WashingtonWheel/hand line systems: Replace leaking drain with new drain | Wheel/hand line systems: Replace leaking drain with new drain | Washington | Irrigation | Irrigation Hardware | [5 empty] | CommercialDHPDHP-Retro-Large Off | Commercial | DHP | DHP-Retro-Large Off | DHP
|  |  |  | WashingtonWheel/hand line systems: Cut and pipe press repair of leaking hand-lines, wheel-lines, and portable main-lines | Wheel/hand line systems: Cut and pipe press repair of leaking hand-lines, wheel-lines, and portable main-lines | Washington | Irrigation | Irrigation Hardware | [5 empty] | CommercialDHPDHP-Retro-Medium Off | Commercial | DHP | DHP-Retro-Medium Off | DHP
|  |  |  | WashingtonThunderbird wheel line systems: Replace leaking hub with new hub | Thunderbird wheel line systems: Replace leaking hub with new hub | Washington | Irrigation | Irrigation Hardware | [5 empty] | CommercialDHPDHP-Retro-Small Off | Commercial | DHP | DHP-Retro-Small Off | DHP
|  |  |  | WashingtonWheel line systems: Rebuild or replace leaking or malfunctioning leveler with new or rebuilt leveler. | Wheel line systems: Rebuild or replace leaking or malfunctioning leveler with new or rebuilt leveler. | Washington | Irrigation | Irrigation Hardware | [5 empty] | CommercialDHPDHP-Retro-XLarge Ret | Commercial | DHP | DHP-Retro-XLarge Ret | DHP
|  |  |  | WashingtonCenter pivot/linear move systems: Install new sprinkler package on an existing system. | Center pivot/linear move systems: Install new sprinkler package on an existing system. | Washington | Irrigation | Irrigation Hardware | [5 empty] | CommercialDHPDHP-Retro-Large Ret | Commercial | DHP | DHP-Retro-Large Ret | DHP
|  |  |  | WashingtonCenter pivot/linear move systems: New gooseneck elbows | Center pivot/linear move systems: New gooseneck elbows | Washington | Irrigation | Irrigation Hardware | [5 empty] | CommercialDHPDHP-Retro-Medium Ret | Commercial | DHP | DHP-Retro-Medium Ret | DHP
|  |  |  | WashingtonCenter pivot/linear move systems: New drop tubes (3 feet minimum) | Center pivot/linear move systems: New drop tubes (3 feet minimum) | Washington | Irrigation | Irrigation Hardware | [5 empty] | CommercialDHPDHP-Retro-Small Ret | Commercial | DHP | DHP-Retro-Small Ret | DHP
|  |  |  | WashingtonCenter pivot/linear move systems: Replace leaking pivot boot gasket with new pivot boot gasket | Center pivot/linear move systems: Replace leaking pivot boot gasket with new pivot boot gasket | Washington | Irrigation | Irrigation Hardware | [5 empty] | CommercialDHPDHP-Retro-School K-12 | Commercial | DHP | DHP-Retro-School K-12 | DHP
|  |  |  | WashingtonCenter pivot/linear move systems: Replace leaking tower gasket with new tower gasket | Center pivot/linear move systems: Replace leaking tower gasket with new tower gasket | Washington | Irrigation | Irrigation Hardware | [5 empty] | CommercialDHPDHP-Retro-University | Commercial | DHP | DHP-Retro-University | DHP
|  |  |  | OregonWheel/hand line systems: Replace worn nozzle with new flow controlling type nozzle for impact sprinklers | Wheel/hand line systems: Replace worn nozzle with new flow controlling type nozzle for impact sprinklers | Oregon | Irrigation | Irrigation Hardware | [5 empty] | CommercialDHPDHP-Retro-Warehouse | Commercial | DHP | DHP-Retro-Warehouse | DHP
|  |  |  | OregonWheel/hand line systems: Replace worn nozzle with new nozzle | Wheel/hand line systems: Replace worn nozzle with new nozzle | Oregon | Irrigation | Irrigation Hardware | [5 empty] | CommercialDHPDHP-Retro-Supermarket | Commercial | DHP | DHP-Retro-Supermarket | DHP
|  |  |  | OregonWheel/hand line systems: Rebuild or replace leaking impact sprinkler with new or rebuilt impact sprinkler | Wheel/hand line systems: Rebuild or replace leaking impact sprinkler with new or rebuilt impact sprinkler | Oregon | Irrigation | Irrigation Hardware | [5 empty] | CommercialDHPDHP-Retro-MiniMart | Commercial | DHP | DHP-Retro-MiniMart | DHP
|  |  |  | OregonWheel/hand line systems: Replace leaking gasket with new gasket | Wheel/hand line systems: Replace leaking gasket with new gasket | Oregon | Irrigation | Irrigation Hardware | [5 empty] | CommercialDHPDHP-Retro-Restaurant | Commercial | DHP | DHP-Retro-Restaurant | DHP
|  |  |  | OregonWheel/hand line systems: Replace leaking drain with new drain | Wheel/hand line systems: Replace leaking drain with new drain | Oregon | Irrigation | Irrigation Hardware | [5 empty] | CommercialDHPDHP-Retro-Lodging | Commercial | DHP | DHP-Retro-Lodging | DHP
|  |  |  | OregonWheel/hand line systems: Cut and pipe press repair of leaking hand-lines, wheel-lines, and portable main-lines | Wheel/hand line systems: Cut and pipe press repair of leaking hand-lines, wheel-lines, and portable main-lines | Oregon | Irrigation | Irrigation Hardware | [5 empty] | CommercialDHPDHP-Retro-Hospital | Commercial | DHP | DHP-Retro-Hospital | DHP
|  |  |  | OregonThunderbird wheel line systems: Replace leaking hub with new hub | Thunderbird wheel line systems: Replace leaking hub with new hub | Oregon | Irrigation | Irrigation Hardware | [5 empty] | CommercialDHPDHP-Retro-Residential Care | Commercial | DHP | DHP-Retro-Residential Care | DHP
|  |  |  | OregonWheel line systems: Rebuild or replace leaking or malfunctioning leveler with new or rebuilt leveler. | Wheel line systems: Rebuild or replace leaking or malfunctioning leveler with new or rebuilt leveler. | Oregon | Irrigation | Irrigation Hardware | [5 empty] | CommercialDHPDHP-Retro-Assembly | Commercial | DHP | DHP-Retro-Assembly | DHP
|  |  |  | OregonCenter pivot/linear move systems: Install new sprinkler package on an existing system. | Center pivot/linear move systems: Install new sprinkler package on an existing system. | Oregon | Irrigation | Irrigation Hardware | [5 empty] | CommercialDHPDHP-Retro-Other | Commercial | DHP | DHP-Retro-Other | DHP
|  |  |  | OregonCenter pivot/linear move systems: New gooseneck elbows | Center pivot/linear move systems: New gooseneck elbows | Oregon | Irrigation | Irrigation Hardware | [5 empty] | CommercialECM-VAVECM-VAV-NEW-Large Off | Commercial | ECM-VAV | ECM-VAV-NEW-Large Off | Custom
|  |  |  | OregonCenter pivot/linear move systems: New drop tubes (3 feet minimum) | Center pivot/linear move systems: New drop tubes (3 feet minimum) | Oregon | Irrigation | Irrigation Hardware | [5 empty] | CommercialECM-VAVECM-VAV-NEW-Medium Off | Commercial | ECM-VAV | ECM-VAV-NEW-Medium Off | Custom
|  |  |  | OregonCenter pivot/linear move systems: Replace leaking pivot boot gasket with new pivot boot gasket | Center pivot/linear move systems: Replace leaking pivot boot gasket with new pivot boot gasket | Oregon | Irrigation | Irrigation Hardware | [5 empty] | CommercialECM-VAVECM-VAV-NEW-Small Off | Commercial | ECM-VAV | ECM-VAV-NEW-Small Off | Custom
|  |  |  | OregonCenter pivot/linear move systems: Replace leaking tower gasket with new tower gasket | Center pivot/linear move systems: Replace leaking tower gasket with new tower gasket | Oregon | Irrigation | Irrigation Hardware | [5 empty] | CommercialECM-VAVECM-VAV-NEW-XLarge Ret | Commercial | ECM-VAV | ECM-VAV-NEW-XLarge Ret | Custom
|  |  |  | Montana Montana Wells Green Motors Program Rewind vs. Standard Practice: Motor size 50HP | Montana Wells Green Motors Program Rewind vs. Standard Practice: Motor size 50HP | Montana | Motors/Drives | Irrigation Motor | [5 empty] | CommercialECM-VAVECM-VAV-NEW-Large Ret | Commercial | ECM-VAV | ECM-VAV-NEW-Large Ret | Custom
|  |  |  | Oregon Oregon River Green Motors Program Rewind vs. Standard Practice: Motor size 50HP | Oregon River Green Motors Program Rewind vs. Standard Practice: Motor size 50HP | Oregon | Motors/Drives | Irrigation Motor | [5 empty] | CommercialECM-VAVECM-VAV-NEW-Medium Ret | Commercial | ECM-VAV | ECM-VAV-NEW-Medium Ret | Custom
|  |  |  | Oregon Oregon Wells Green Motors Program Rewind vs. Standard Practice: Motor size 60HP | Oregon Wells Green Motors Program Rewind vs. Standard Practice: Motor size 60HP | Oregon | Motors/Drives | Irrigation Motor | [5 empty] | CommercialECM-VAVECM-VAV-NEW-Small Ret | Commercial | ECM-VAV | ECM-VAV-NEW-Small Ret | Custom
|  |  |  | Idaho Idaho River Green Motors Program Rewind vs. Standard Practice: Motor size 60HP | Idaho River Green Motors Program Rewind vs. Standard Practice: Motor size 60HP | Idaho | Motors/Drives | Irrigation Motor | [5 empty] | CommercialECM-VAVECM-VAV-NEW-School K-12 | Commercial | ECM-VAV | ECM-VAV-NEW-School K-12 | Custom
|  |  |  | Washington Washington Wells Green Motors Program Rewind vs. Standard Practice: Motor size 100HP | Washington Wells Green Motors Program Rewind vs. Standard Practice: Motor size 100HP | Washington | Motors/Drives | Irrigation Motor | [5 empty] | CommercialECM-VAVECM-VAV-NEW-University | Commercial | ECM-VAV | ECM-VAV-NEW-University | Custom
|  |  |  | Idaho Idaho Wells Green Motors Program Rewind vs. Standard Practice: Motor size 150HP | Idaho Wells Green Motors Program Rewind vs. Standard Practice: Motor size 150HP | Idaho | Motors/Drives | Irrigation Motor | [5 empty] | CommercialECM-VAVECM-VAV-NEW-Warehouse | Commercial | ECM-VAV | ECM-VAV-NEW-Warehouse | Custom
|  |  |  | Montana Montana River Green Motors Program Rewind vs. Standard Practice: Motor size 40HP | Montana River Green Motors Program Rewind vs. Standard Practice: Motor size 40HP | Montana | Motors/Drives | Irrigation Motor | [5 empty] | CommercialECM-VAVECM-VAV-NEW-Supermarket | Commercial | ECM-VAV | ECM-VAV-NEW-Supermarket | Custom
|  |  |  | Washington Washington River Green Motors Program Rewind vs. Standard Practice: Motor size 75HP | Washington River Green Motors Program Rewind vs. Standard Practice: Motor size 75HP | Washington | Motors/Drives | Irrigation Motor | [5 empty] | CommercialECM-VAVECM-VAV-NEW-MiniMart | Commercial | ECM-VAV | ECM-VAV-NEW-MiniMart | Custom
|  |  |  | SISMattawa (PRD) _ Alfalfa | Mattawa (PRD) _ Alfalfa | SIS | Irrigation | Irrigation Water Mgmt | [5 empty] | CommercialECM-VAVECM-VAV-NEW-Restaurant | Commercial | ECM-VAV | ECM-VAV-NEW-Restaurant | Custom
|  |  |  | SISPasco (Richland) _ Alfalfa | Pasco (Richland) _ Alfalfa | SIS | Irrigation | Irrigation Water Mgmt | [5 empty] | CommercialECM-VAVECM-VAV-NEW-Lodging | Commercial | ECM-VAV | ECM-VAV-NEW-Lodging | Custom
|  |  |  | SISMoses Lake (Ephrata) _ Alfalfa | Moses Lake (Ephrata) _ Alfalfa | SIS | Irrigation | Irrigation Water Mgmt | [5 empty] | CommercialECM-VAVECM-VAV-NEW-Hospital | Commercial | ECM-VAV | ECM-VAV-NEW-Hospital | Custom
|  |  |  | SISRoyal City (Smyrna) _ Alfalfa | Royal City (Smyrna) _ Alfalfa | SIS | Irrigation | Irrigation Water Mgmt | [5 empty] | CommercialECM-VAVECM-VAV-NEW-Residential Care | Commercial | ECM-VAV | ECM-VAV-NEW-Residential Care | Custom
|  |  |  | SISQuincy _ Alfalfa | Quincy _ Alfalfa | SIS | Irrigation | Irrigation Water Mgmt | [5 empty] | CommercialECM-VAVECM-VAV-NEW-Assembly | Commercial | ECM-VAV | ECM-VAV-NEW-Assembly | Custom
|  |  |  | SISConnell _ Alfalfa | Connell _ Alfalfa | SIS | Irrigation | Irrigation Water Mgmt | [5 empty] | CommercialECM-VAVECM-VAV-NEW-Other | Commercial | ECM-VAV | ECM-VAV-NEW-Other | Custom
|  |  |  | SISOthello _ Alfalfa | Othello _ Alfalfa | SIS | Irrigation | Irrigation Water Mgmt | [5 empty] | CommercialECM-VAVECM-VAV-NR-Large Off | Commercial | ECM-VAV | ECM-VAV-NR-Large Off | Custom
|  |  |  | SISLind _ Alfalfa | Lind _ Alfalfa | SIS | Irrigation | Irrigation Water Mgmt | [5 empty] | CommercialECM-VAVECM-VAV-NR-Medium Off | Commercial | ECM-VAV | ECM-VAV-NR-Medium Off | Custom
|  |  |  | SISEltopia _ Alfalfa | Eltopia _ Alfalfa | SIS | Irrigation | Irrigation Water Mgmt | [5 empty] | CommercialECM-VAVECM-VAV-NR-Small Off | Commercial | ECM-VAV | ECM-VAV-NR-Small Off | Custom
|  |  |  | SISOdessa _ Alfalfa | Odessa _ Alfalfa | SIS | Irrigation | Irrigation Water Mgmt | [5 empty] | CommercialECM-VAVECM-VAV-NR-XLarge Ret | Commercial | ECM-VAV | ECM-VAV-NR-XLarge Ret | Custom
|  |  |  | SISRitzville _ Alfalfa | Ritzville _ Alfalfa | SIS | Irrigation | Irrigation Water Mgmt | [5 empty] | CommercialECM-VAVECM-VAV-NR-Large Ret | Commercial | ECM-VAV | ECM-VAV-NR-Large Ret | Custom
|  |  |  | SISWilbur _ Alfalfa | Wilbur _ Alfalfa | SIS | Irrigation | Irrigation Water Mgmt | [5 empty] | CommercialECM-VAVECM-VAV-NR-Medium Ret | Commercial | ECM-VAV | ECM-VAV-NR-Medium Ret | Custom
|  |  |  | SISMattawa (PRD) _ Mint | Mattawa (PRD) _ Mint | SIS | Irrigation | Irrigation Water Mgmt | [5 empty] | CommercialECM-VAVECM-VAV-NR-Small Ret | Commercial | ECM-VAV | ECM-VAV-NR-Small Ret | Custom
|  |  |  | SISPasco (Richland) _ Mint | Pasco (Richland) _ Mint | SIS | Irrigation | Irrigation Water Mgmt | [5 empty] | CommercialECM-VAVECM-VAV-NR-School K-12 | Commercial | ECM-VAV | ECM-VAV-NR-School K-12 | Custom
|  |  |  | SISMoses Lake (Ephrata) _ Mint | Moses Lake (Ephrata) _ Mint | SIS | Irrigation | Irrigation Water Mgmt | [5 empty] | CommercialECM-VAVECM-VAV-NR-University | Commercial | ECM-VAV | ECM-VAV-NR-University | Custom
|  |  |  | SISRoyal City (Smyrna) _ Mint | Royal City (Smyrna) _ Mint | SIS | Irrigation | Irrigation Water Mgmt | [5 empty] | CommercialECM-VAVECM-VAV-NR-Warehouse | Commercial | ECM-VAV | ECM-VAV-NR-Warehouse | Custom
|  |  |  | SISQuincy _ Mint | Quincy _ Mint | SIS | Irrigation | Irrigation Water Mgmt | [5 empty] | CommercialECM-VAVECM-VAV-NR-Supermarket | Commercial | ECM-VAV | ECM-VAV-NR-Supermarket | Custom
|  |  |  | SISConnell _ Mint | Connell _ Mint | SIS | Irrigation | Irrigation Water Mgmt | [5 empty] | CommercialECM-VAVECM-VAV-NR-MiniMart | Commercial | ECM-VAV | ECM-VAV-NR-MiniMart | Custom
|  |  |  | SISOthello _ Mint | Othello _ Mint | SIS | Irrigation | Irrigation Water Mgmt | [5 empty] | CommercialECM-VAVECM-VAV-NR-Restaurant | Commercial | ECM-VAV | ECM-VAV-NR-Restaurant | Custom
|  |  |  | SISLind _ Mint | Lind _ Mint | SIS | Irrigation | Irrigation Water Mgmt | [5 empty] | CommercialECM-VAVECM-VAV-NR-Lodging | Commercial | ECM-VAV | ECM-VAV-NR-Lodging | Custom
|  |  |  | SISEltopia _ Mint | Eltopia _ Mint | SIS | Irrigation | Irrigation Water Mgmt | [5 empty] | CommercialECM-VAVECM-VAV-NR-Hospital | Commercial | ECM-VAV | ECM-VAV-NR-Hospital | Custom
|  |  |  | SISOdessa _ Mint | Odessa _ Mint | SIS | Irrigation | Irrigation Water Mgmt | [5 empty] | CommercialECM-VAVECM-VAV-NR-Residential Care | Commercial | ECM-VAV | ECM-VAV-NR-Residential Care | Custom
|  |  |  | SISRitzville _ Mint | Ritzville _ Mint | SIS | Irrigation | Irrigation Water Mgmt | [5 empty] | CommercialECM-VAVECM-VAV-NR-Assembly | Commercial | ECM-VAV | ECM-VAV-NR-Assembly | Custom
|  |  |  | SISWilbur _ Mint | Wilbur _ Mint | SIS | Irrigation | Irrigation Water Mgmt | [5 empty] | CommercialECM-VAVECM-VAV-NR-Other | Commercial | ECM-VAV | ECM-VAV-NR-Other | Custom
|  |  |  | SISMattawa (PRD) _ Onions | Mattawa (PRD) _ Onions | SIS | Irrigation | Irrigation Water Mgmt | [5 empty] | CommercialEconomizerEconomizer-Retro-Large Off | Commercial | Economizer | Economizer-Retro-Large Off | Custom
|  |  |  | SISPasco (Richland) _ Onions | Pasco (Richland) _ Onions | SIS | Irrigation | Irrigation Water Mgmt | [5 empty] | CommercialEconomizerEconomizer-Retro-Medium Off | Commercial | Economizer | Economizer-Retro-Medium Off | Custom
|  |  |  | SISMoses Lake (Ephrata) _ Onions | Moses Lake (Ephrata) _ Onions | SIS | Irrigation | Irrigation Water Mgmt | [5 empty] | CommercialEconomizerEconomizer-Retro-Small Off | Commercial | Economizer | Economizer-Retro-Small Off | Custom
|  |  |  | SISRoyal City (Smyrna) _ Onions | Royal City (Smyrna) _ Onions | SIS | Irrigation | Irrigation Water Mgmt | [5 empty] | CommercialEconomizerEconomizer-Retro-XLarge Ret | Commercial | Economizer | Economizer-Retro-XLarge Ret | Custom
|  |  |  | SISQuincy _ Onions | Quincy _ Onions | SIS | Irrigation | Irrigation Water Mgmt | [5 empty] | CommercialEconomizerEconomizer-Retro-Large Ret | Commercial | Economizer | Economizer-Retro-Large Ret | Custom
|  |  |  | SISConnell _ Onions | Connell _ Onions | SIS | Irrigation | Irrigation Water Mgmt | [5 empty] | CommercialEconomizerEconomizer-Retro-Medium Ret | Commercial | Economizer | Economizer-Retro-Medium Ret | Custom
|  |  |  | SISOthello _ Onions | Othello _ Onions | SIS | Irrigation | Irrigation Water Mgmt | [5 empty] | CommercialEconomizerEconomizer-Retro-Small Ret | Commercial | Economizer | Economizer-Retro-Small Ret | Custom
|  |  |  | SISLind _ Onions | Lind _ Onions | SIS | Irrigation | Irrigation Water Mgmt | [5 empty] | CommercialEconomizerEconomizer-Retro-School K-12 | Commercial | Economizer | Economizer-Retro-School K-12 | Custom
|  |  |  | SISEltopia _ Onions | Eltopia _ Onions | SIS | Irrigation | Irrigation Water Mgmt | [5 empty] | CommercialEconomizerEconomizer-Retro-University | Commercial | Economizer | Economizer-Retro-University | Custom
|  |  |  | SISOdessa _ Onions | Odessa _ Onions | SIS | Irrigation | Irrigation Water Mgmt | [5 empty] | CommercialEconomizerEconomizer-Retro-Warehouse | Commercial | Economizer | Economizer-Retro-Warehouse | Custom
|  |  |  | SISRitzville _ Onions | Ritzville _ Onions | SIS | Irrigation | Irrigation Water Mgmt | [5 empty] | CommercialEconomizerEconomizer-Retro-Supermarket | Commercial | Economizer | Economizer-Retro-Supermarket | Custom
|  |  |  | SISWilbur _ Onions | Wilbur _ Onions | SIS | Irrigation | Irrigation Water Mgmt | [5 empty] | CommercialEconomizerEconomizer-Retro-MiniMart | Commercial | Economizer | Economizer-Retro-MiniMart | Custom
|  |  |  | SISMattawa (PRD) _ Orchard* | Mattawa (PRD) _ Orchard* | SIS | Irrigation | Irrigation Water Mgmt | [5 empty] | CommercialEconomizerEconomizer-Retro-Restaurant | Commercial | Economizer | Economizer-Retro-Restaurant | Custom
|  |  |  | SISPasco (Richland) _ Orchard* | Pasco (Richland) _ Orchard* | SIS | Irrigation | Irrigation Water Mgmt | [5 empty] | CommercialEconomizerEconomizer-Retro-Lodging | Commercial | Economizer | Economizer-Retro-Lodging | Custom
|  |  |  | SISMoses Lake (Ephrata) _ Orchard* | Moses Lake (Ephrata) _ Orchard* | SIS | Irrigation | Irrigation Water Mgmt | [5 empty] | CommercialEconomizerEconomizer-Retro-Hospital | Commercial | Economizer | Economizer-Retro-Hospital | Custom
|  |  |  | SISRoyal City (Smyrna) _ Orchard* | Royal City (Smyrna) _ Orchard* | SIS | Irrigation | Irrigation Water Mgmt | [5 empty] | CommercialEconomizerEconomizer-Retro-Residential Care | Commercial | Economizer | Economizer-Retro-Residential Care | Custom
|  |  |  | SISQuincy _ Orchard* | Quincy _ Orchard* | SIS | Irrigation | Irrigation Water Mgmt | [5 empty] | CommercialEconomizerEconomizer-Retro-Assembly | Commercial | Economizer | Economizer-Retro-Assembly | Custom
|  |  |  | SISConnell _ Orchard* | Connell _ Orchard* | SIS | Irrigation | Irrigation Water Mgmt | [5 empty] | CommercialEconomizerEconomizer-Retro-Other | Commercial | Economizer | Economizer-Retro-Other | Custom
|  |  |  | SISOthello _ Orchard* | Othello _ Orchard* | SIS | Irrigation | Irrigation Water Mgmt | [5 empty] | CommercialCommercial EMCommercial EM-New-Large Off | Commercial | Commercial EM | Commercial EM-New-Large Off | Custom
|  |  |  | SISLind _ Orchard* | Lind _ Orchard* | SIS | Irrigation | Irrigation Water Mgmt | [5 empty] | CommercialCommercial EMCommercial EM-New-Medium Off | Commercial | Commercial EM | Commercial EM-New-Medium Off | Custom
|  |  |  | SISEltopia _ Orchard* | Eltopia _ Orchard* | SIS | Irrigation | Irrigation Water Mgmt | [5 empty] | CommercialCommercial EMCommercial EM-New-Small Off | Commercial | Commercial EM | Commercial EM-New-Small Off | Custom
|  |  |  | SISOdessa _ Orchard* | Odessa _ Orchard* | SIS | Irrigation | Irrigation Water Mgmt | [5 empty] | CommercialCommercial EMCommercial EM-New-XLarge Ret | Commercial | Commercial EM | Commercial EM-New-XLarge Ret | Custom
|  |  |  | SISRitzville _ Orchard* | Ritzville _ Orchard* | SIS | Irrigation | Irrigation Water Mgmt | [5 empty] | CommercialCommercial EMCommercial EM-New-Large Ret | Commercial | Commercial EM | Commercial EM-New-Large Ret | Custom
|  |  |  | SISWilbur _ Orchard* | Wilbur _ Orchard* | SIS | Irrigation | Irrigation Water Mgmt | [5 empty] | CommercialCommercial EMCommercial EM-New-Medium Ret | Commercial | Commercial EM | Commercial EM-New-Medium Ret | Custom
|  |  |  | SISMattawa (PRD) _ Late Potatoes | Mattawa (PRD) _ Late Potatoes | SIS | Irrigation | Irrigation Water Mgmt | [5 empty] | CommercialCommercial EMCommercial EM-New-Small Ret | Commercial | Commercial EM | Commercial EM-New-Small Ret | Custom
|  |  |  | SISPasco (Richland) _ Late Potatoes | Pasco (Richland) _ Late Potatoes | SIS | Irrigation | Irrigation Water Mgmt | [5 empty] | CommercialCommercial EMCommercial EM-New-School K-12 | Commercial | Commercial EM | Commercial EM-New-School K-12 | Custom
|  |  |  | SISMoses Lake (Ephrata) _ Late Potatoes | Moses Lake (Ephrata) _ Late Potatoes | SIS | Irrigation | Irrigation Water Mgmt | [5 empty] | CommercialCommercial EMCommercial EM-New-University | Commercial | Commercial EM | Commercial EM-New-University | Custom
|  |  |  | SISRoyal City (Smyrna) _ Late Potatoes | Royal City (Smyrna) _ Late Potatoes | SIS | Irrigation | Irrigation Water Mgmt | [5 empty] | CommercialCommercial EMCommercial EM-New-Warehouse | Commercial | Commercial EM | Commercial EM-New-Warehouse | Custom
|  |  |  | SISQuincy _ Late Potatoes | Quincy _ Late Potatoes | SIS | Irrigation | Irrigation Water Mgmt | [5 empty] | CommercialCommercial EMCommercial EM-New-Supermarket | Commercial | Commercial EM | Commercial EM-New-Supermarket | Custom
|  |  |  | SISConnell _ Late Potatoes | Connell _ Late Potatoes | SIS | Irrigation | Irrigation Water Mgmt | [5 empty] | CommercialCommercial EMCommercial EM-New-MiniMart | Commercial | Commercial EM | Commercial EM-New-MiniMart | Custom
|  |  |  | SISOthello _ Late Potatoes | Othello _ Late Potatoes | SIS | Irrigation | Irrigation Water Mgmt | [5 empty] | CommercialCommercial EMCommercial EM-New-Restaurant | Commercial | Commercial EM | Commercial EM-New-Restaurant | Custom
|  |  |  | SISLind _ Late Potatoes | Lind _ Late Potatoes | SIS | Irrigation | Irrigation Water Mgmt | [5 empty] | CommercialCommercial EMCommercial EM-New-Lodging | Commercial | Commercial EM | Commercial EM-New-Lodging | Custom
|  |  |  | SISEltopia _ Late Potatoes | Eltopia _ Late Potatoes | SIS | Irrigation | Irrigation Water Mgmt | [5 empty] | CommercialCommercial EMCommercial EM-New-Hospital | Commercial | Commercial EM | Commercial EM-New-Hospital | Custom
|  |  |  | SISOdessa _ Late Potatoes | Odessa _ Late Potatoes | SIS | Irrigation | Irrigation Water Mgmt | [5 empty] | CommercialCommercial EMCommercial EM-New-Residential Care | Commercial | Commercial EM | Commercial EM-New-Residential Care | Custom
|  |  |  | SISRitzville _ Late Potatoes | Ritzville _ Late Potatoes | SIS | Irrigation | Irrigation Water Mgmt | [5 empty] | CommercialCommercial EMCommercial EM-New-Assembly | Commercial | Commercial EM | Commercial EM-New-Assembly | Custom
|  |  |  | SISWilbur _ Late Potatoes | Wilbur _ Late Potatoes | SIS | Irrigation | Irrigation Water Mgmt | [5 empty] | CommercialCommercial EMCommercial EM-New-Other | Commercial | Commercial EM | Commercial EM-New-Other | Custom
|  |  |  | SISMattawa (PRD) _ Field Corn | Mattawa (PRD) _ Field Corn | SIS | Irrigation | Irrigation Water Mgmt | [5 empty] | CommercialCommercial EMCommercial EM-Retro-Large Off | Commercial | Commercial EM | Commercial EM-Retro-Large Off | Custom
|  |  |  | SISPasco (Richland) _ Field Corn | Pasco (Richland) _ Field Corn | SIS | Irrigation | Irrigation Water Mgmt | [5 empty] | CommercialCommercial EMCommercial EM-Retro-Medium Off | Commercial | Commercial EM | Commercial EM-Retro-Medium Off | Custom
|  |  |  | SISMoses Lake (Ephrata) _ Field Corn | Moses Lake (Ephrata) _ Field Corn | SIS | Irrigation | Irrigation Water Mgmt | [5 empty] | CommercialCommercial EMCommercial EM-Retro-Small Off | Commercial | Commercial EM | Commercial EM-Retro-Small Off | Custom
|  |  |  | SISRoyal City (Smyrna) _ Field Corn | Royal City (Smyrna) _ Field Corn | SIS | Irrigation | Irrigation Water Mgmt | [5 empty] | CommercialCommercial EMCommercial EM-Retro-XLarge Ret | Commercial | Commercial EM | Commercial EM-Retro-XLarge Ret | Custom
|  |  |  | SISQuincy _ Field Corn | Quincy _ Field Corn | SIS | Irrigation | Irrigation Water Mgmt | [5 empty] | CommercialCommercial EMCommercial EM-Retro-Large Ret | Commercial | Commercial EM | Commercial EM-Retro-Large Ret | Custom
|  |  |  | SISConnell _ Field Corn | Connell _ Field Corn | SIS | Irrigation | Irrigation Water Mgmt | [5 empty] | CommercialCommercial EMCommercial EM-Retro-Medium Ret | Commercial | Commercial EM | Commercial EM-Retro-Medium Ret | Custom
|  |  |  | SISOthello _ Field Corn | Othello _ Field Corn | SIS | Irrigation | Irrigation Water Mgmt | [5 empty] | CommercialCommercial EMCommercial EM-Retro-Small Ret | Commercial | Commercial EM | Commercial EM-Retro-Small Ret | Custom
|  |  |  | SISLind _ Field Corn | Lind _ Field Corn | SIS | Irrigation | Irrigation Water Mgmt | [5 empty] | CommercialCommercial EMCommercial EM-Retro-School K-12 | Commercial | Commercial EM | Commercial EM-Retro-School K-12 | Custom
|  |  |  | SISEltopia _ Field Corn | Eltopia _ Field Corn | SIS | Irrigation | Irrigation Water Mgmt | [5 empty] | CommercialCommercial EMCommercial EM-Retro-University | Commercial | Commercial EM | Commercial EM-Retro-University | Custom
|  |  |  | SISOdessa _ Field Corn | Odessa _ Field Corn | SIS | Irrigation | Irrigation Water Mgmt | [5 empty] | CommercialCommercial EMCommercial EM-Retro-Warehouse | Commercial | Commercial EM | Commercial EM-Retro-Warehouse | Custom
|  |  |  | SISRitzville _ Field Corn | Ritzville _ Field Corn | SIS | Irrigation | Irrigation Water Mgmt | [5 empty] | CommercialCommercial EMCommercial EM-Retro-Supermarket | Commercial | Commercial EM | Commercial EM-Retro-Supermarket | Custom
|  |  |  | SISWilbur _ Field Corn | Wilbur _ Field Corn | SIS | Irrigation | Irrigation Water Mgmt | [5 empty] | CommercialCommercial EMCommercial EM-Retro-MiniMart | Commercial | Commercial EM | Commercial EM-Retro-MiniMart | Custom
|  |  |  | SISMattawa (PRD) _ Vineyard | Mattawa (PRD) _ Vineyard | SIS | Irrigation | Irrigation Water Mgmt | [5 empty] | CommercialCommercial EMCommercial EM-Retro-Restaurant | Commercial | Commercial EM | Commercial EM-Retro-Restaurant | Custom
|  |  |  | SISPasco (Richland) _ Vineyard | Pasco (Richland) _ Vineyard | SIS | Irrigation | Irrigation Water Mgmt | [5 empty] | CommercialCommercial EMCommercial EM-Retro-Lodging | Commercial | Commercial EM | Commercial EM-Retro-Lodging | Custom
|  |  |  | SISMoses Lake (Ephrata) _ Vineyard | Moses Lake (Ephrata) _ Vineyard | SIS | Irrigation | Irrigation Water Mgmt | [5 empty] | CommercialCommercial EMCommercial EM-Retro-Hospital | Commercial | Commercial EM | Commercial EM-Retro-Hospital | Custom
|  |  |  | SISRoyal City (Smyrna) _ Vineyard | Royal City (Smyrna) _ Vineyard | SIS | Irrigation | Irrigation Water Mgmt | [5 empty] | CommercialCommercial EMCommercial EM-Retro-Residential Care | Commercial | Commercial EM | Commercial EM-Retro-Residential Care | Custom
|  |  |  | SISQuincy _ Vineyard | Quincy _ Vineyard | SIS | Irrigation | Irrigation Water Mgmt | [5 empty] | CommercialCommercial EMCommercial EM-Retro-Assembly | Commercial | Commercial EM | Commercial EM-Retro-Assembly | Custom
|  |  |  | SISConnell _ Vineyard | Connell _ Vineyard | SIS | Irrigation | Irrigation Water Mgmt | [5 empty] | CommercialCommercial EMCommercial EM-Retro-Other | Commercial | Commercial EM | Commercial EM-Retro-Other | Custom
|  |  |  | SISOthello _ Vineyard | Othello _ Vineyard | SIS | Irrigation | Irrigation Water Mgmt | [5 empty] | CommercialLEC Exit SignLEC Exit Sign-Double-New | Commercial | LEC Exit Sign | LEC Exit Sign-Double-New | Lighting
|  |  |  | SISLind _ Vineyard | Lind _ Vineyard | SIS | Irrigation | Irrigation Water Mgmt | [5 empty] | CommercialLEC Exit SignLEC Exit Sign-Single-New | Commercial | LEC Exit Sign | LEC Exit Sign-Single-New | Lighting
|  |  |  | SISEltopia _ Vineyard | Eltopia _ Vineyard | SIS | Irrigation | Irrigation Water Mgmt | [5 empty] | CommercialLEC Exit SignLEC Exit Sign-Double-NR | Commercial | LEC Exit Sign | LEC Exit Sign-Double-NR | Lighting
|  |  |  | SISOdessa _ Vineyard | Odessa _ Vineyard | SIS | Irrigation | Irrigation Water Mgmt | [5 empty] | CommercialLEC Exit SignLEC Exit Sign-Single-NR | Commercial | LEC Exit Sign | LEC Exit Sign-Single-NR | Lighting
|  |  |  | SISRitzville _ Vineyard | Ritzville _ Vineyard | SIS | Irrigation | Irrigation Water Mgmt | [5 empty] | CommercialExterior Building LightingExterior Lighting: Parking Lot - HPS 250W - New | Commercial | Exterior Building Lighting | Exterior Lighting: Parking Lot - HPS 250W - New | Lighting
|  |  |  | SISWilbur _ Vineyard | Wilbur _ Vineyard | SIS | Irrigation | Irrigation Water Mgmt | [5 empty] | CommercialExterior Building LightingExterior Lighting: Walkway - HID 150W - New | Commercial | Exterior Building Lighting | Exterior Lighting: Walkway - HID 150W - New | Lighting
|  |  |  | SISMattawa (PRD) _ Other | Mattawa (PRD) _ Other | SIS | Irrigation | Irrigation Water Mgmt | [5 empty] | CommercialExterior Building LightingExterior Lighting: Façade - HID 150W - New | Commercial | Exterior Building Lighting | Exterior Lighting: Façade - HID 150W - New | Lighting
|  |  |  | SISPasco (Richland) _ Other | Pasco (Richland) _ Other | SIS | Irrigation | Irrigation Water Mgmt | [5 empty] | CommercialExterior Building LightingExterior Lighting: Walkway - INC 75W - New | Commercial | Exterior Building Lighting | Exterior Lighting: Walkway - INC 75W - New | Lighting
|  |  |  | SISMoses Lake (Ephrata) _ Other | Moses Lake (Ephrata) _ Other | SIS | Irrigation | Irrigation Water Mgmt | [5 empty] | CommercialExterior Building LightingExterior Lighting: Façade - HID 400W - New | Commercial | Exterior Building Lighting | Exterior Lighting: Façade - HID 400W - New | Lighting
|  |  |  | SISRoyal City (Smyrna) _ Other | Royal City (Smyrna) _ Other | SIS | Irrigation | Irrigation Water Mgmt | [5 empty] | CommercialExterior Building LightingExterior Lighting: Walkway - CFL 26W - New | Commercial | Exterior Building Lighting | Exterior Lighting: Walkway - CFL 26W - New | Lighting
|  |  |  | SISQuincy _ Other | Quincy _ Other | SIS | Irrigation | Irrigation Water Mgmt | [5 empty] | CommercialExterior Building LightingExterior Lighting: Parking Lot - MH 400W - New | Commercial | Exterior Building Lighting | Exterior Lighting: Parking Lot - MH 400W - New | Lighting
|  |  |  | SISConnell _ Other | Connell _ Other | SIS | Irrigation | Irrigation Water Mgmt | [5 empty] | CommercialExterior Building LightingExterior Lighting: Parking Lot - MH 1000W - New | Commercial | Exterior Building Lighting | Exterior Lighting: Parking Lot - MH 1000W - New | Lighting
|  |  |  | SISOthello _ Other | Othello _ Other | SIS | Irrigation | Irrigation Water Mgmt | [5 empty] | CommercialExterior Building LightingExterior Lighting: Parking Lot - HPS 250W - NR | Commercial | Exterior Building Lighting | Exterior Lighting: Parking Lot - HPS 250W - NR | Lighting
|  |  |  | SISLind _ Other | Lind _ Other | SIS | Irrigation | Irrigation Water Mgmt | [5 empty] | CommercialExterior Building LightingExterior Lighting: Walkway - HID 150W - NR | Commercial | Exterior Building Lighting | Exterior Lighting: Walkway - HID 150W - NR | Lighting
|  |  |  | SISEltopia _ Other | Eltopia _ Other | SIS | Irrigation | Irrigation Water Mgmt | [5 empty] | CommercialExterior Building LightingExterior Lighting: Façade - HID 150W - NR | Commercial | Exterior Building Lighting | Exterior Lighting: Façade - HID 150W - NR | Lighting
|  |  |  | SISOdessa _ Other | Odessa _ Other | SIS | Irrigation | Irrigation Water Mgmt | [5 empty] | CommercialExterior Building LightingExterior Lighting: Walkway - INC 75W - NR | Commercial | Exterior Building Lighting | Exterior Lighting: Walkway - INC 75W - NR | Lighting
|  |  |  | SISRitzville _ Other | Ritzville _ Other | SIS | Irrigation | Irrigation Water Mgmt | [5 empty] | CommercialExterior Building LightingExterior Lighting: Façade - HID 400W - NR | Commercial | Exterior Building Lighting | Exterior Lighting: Façade - HID 400W - NR | Lighting
|  |  |  | SISWilbur _ Other | Wilbur _ Other | SIS | Irrigation | Irrigation Water Mgmt | [5 empty] | CommercialExterior Building LightingExterior Lighting: Walkway - CFL 26W - NR | Commercial | Exterior Building Lighting | Exterior Lighting: Walkway - CFL 26W - NR | Lighting
|  |  |  | SISMattawa (PRD) _ Grain** | Mattawa (PRD) _ Grain** | SIS | Irrigation | Irrigation Water Mgmt | [5 empty] | CommercialExterior Building LightingExterior Lighting: Parking Lot - MH 400W - NR | Commercial | Exterior Building Lighting | Exterior Lighting: Parking Lot - MH 400W - NR | Lighting
|  |  |  | SISPasco (Richland) _ Grain** | Pasco (Richland) _ Grain** | SIS | Irrigation | Irrigation Water Mgmt | [5 empty] | CommercialExterior Building LightingExterior Lighting: Parking Lot - MH 1000W - NR | Commercial | Exterior Building Lighting | Exterior Lighting: Parking Lot - MH 1000W - NR | Lighting
|  |  |  | SISMoses Lake (Ephrata) _ Grain** | Moses Lake (Ephrata) _ Grain** | SIS | Irrigation | Irrigation Water Mgmt | [5 empty] | CommercialPremium Fume HoodPremium Fume Hood-NR | Commercial | Premium Fume Hood | Premium Fume Hood-NR | Custom
|  |  |  | SISRoyal City (Smyrna) _ Grain** | Royal City (Smyrna) _ Grain** | SIS | Irrigation | Irrigation Water Mgmt | [5 empty] | CommercialGrocery Refrigeration BundleReplace Shaded Pole with ECM in Walk-in Cooler | Commercial | Grocery Refrigeration Bundle | Replace Shaded Pole with ECM in Walk-in Cooler | Grocery Refrigeration Bundle
|  |  |  | SISQuincy _ Grain** | Quincy _ Grain** | SIS | Irrigation | Irrigation Water Mgmt | [5 empty] | CommercialGrocery Refrigeration BundleECM Controllers on Walk-In Evaporator Motors | Commercial | Grocery Refrigeration Bundle | ECM Controllers on Walk-In Evaporator Motors | Grocery Refrigeration Bundle
|  |  |  | SISConnell _ Grain** | Connell _ Grain** | SIS | Irrigation | Irrigation Water Mgmt | [5 empty] | CommercialGrocery Refrigeration BundleStrip Curtains: Walk-In Coolers/ Freezers | Commercial | Grocery Refrigeration Bundle | Strip Curtains: Walk-In Coolers/ Freezers | Grocery Refrigeration Bundle
|  |  |  | SISOthello _ Grain** | Othello _ Grain** | SIS | Irrigation | Irrigation Water Mgmt | [5 empty] | CommercialGrocery Refrigeration BundleAnti Sweat Heater Controls | Commercial | Grocery Refrigeration Bundle | Anti Sweat Heater Controls | Grocery Refrigeration Bundle
|  |  |  | SISLind _ Grain** | Lind _ Grain** | SIS | Irrigation | Irrigation Water Mgmt | [5 empty] | CommercialGrocery Refrigeration BundleLED Case Lighting | Commercial | Grocery Refrigeration Bundle | LED Case Lighting | Grocery Refrigeration Bundle
|  |  |  | SISEltopia _ Grain** | Eltopia _ Grain** | SIS | Irrigation | Irrigation Water Mgmt | [5 empty] | CommercialGrocery Refrigeration BundleGrocery Retrocommisioning | Commercial | Grocery Refrigeration Bundle | Grocery Retrocommisioning | Grocery Refrigeration Bundle
|  |  |  | SISOdessa _ Grain** | Odessa _ Grain** | SIS | Irrigation | Irrigation Water Mgmt | [5 empty] | CommercialGrocery Refrigeration BundleFloating Head Pressure Control | Commercial | Grocery Refrigeration Bundle | Floating Head Pressure Control | Grocery Refrigeration Bundle
|  |  |  | SISRitzville _ Grain** | Ritzville _ Grain** | SIS | Irrigation | Irrigation Water Mgmt | [5 empty] | CommercialGrocery Refrigeration BundleLED Motion Sensors on Display Case | Commercial | Grocery Refrigeration Bundle | LED Motion Sensors on Display Case | Grocery Refrigeration Bundle
|  |  |  | SISWilbur _ Grain** | Wilbur _ Grain** | SIS | Irrigation | Irrigation Water Mgmt | [5 empty] | CommercialLow Power LF LampsMarket Average HP Low Power T8 Shift | Commercial | Low Power LF Lamps | Market Average HP Low Power T8 Shift | Lighting
|  |  |  | SISMattawa (PRD) _ Early Potatoes | Mattawa (PRD) _ Early Potatoes | SIS | Irrigation | Irrigation Water Mgmt | [5 empty] | CommercialExterior Building LightingTLED Over Ballast on SP32WT8 | Commercial | Exterior Building Lighting | TLED Over Ballast on SP32WT8 | Lighting
|  |  |  | SISPasco (Richland) _ Early Potatoes | Pasco (Richland) _ Early Potatoes | SIS | Irrigation | Irrigation Water Mgmt | [5 empty] | CommercialLighting Controls InteriorLighting Controls Interior-New-Large Off-Unitary | Commercial | Lighting Controls Interior | Lighting Controls Interior-New-Large Off-Unitary | Lighting
|  |  |  | SISMoses Lake (Ephrata) _ Early Potatoes | Moses Lake (Ephrata) _ Early Potatoes | SIS | Irrigation | Irrigation Water Mgmt | [5 empty] | CommercialLighting Controls InteriorLighting Controls Interior-New-Medium Off-Unitary | Commercial | Lighting Controls Interior | Lighting Controls Interior-New-Medium Off-Unitary | Lighting
|  |  |  | SISRoyal City (Smyrna) _ Early Potatoes | Royal City (Smyrna) _ Early Potatoes | SIS | Irrigation | Irrigation Water Mgmt | [5 empty] | CommercialLighting Controls InteriorLighting Controls Interior-New-Small Off-Unitary | Commercial | Lighting Controls Interior | Lighting Controls Interior-New-Small Off-Unitary | Lighting
|  |  |  | SISQuincy _ Early Potatoes | Quincy _ Early Potatoes | SIS | Irrigation | Irrigation Water Mgmt | [5 empty] | CommercialLighting Controls InteriorLighting Controls Interior-New-Xlarge Ret-Unitary | Commercial | Lighting Controls Interior | Lighting Controls Interior-New-Xlarge Ret-Unitary | Lighting
|  |  |  | SISConnell _ Early Potatoes | Connell _ Early Potatoes | SIS | Irrigation | Irrigation Water Mgmt | [5 empty] | CommercialLighting Controls InteriorLighting Controls Interior-New-Large Ret-Unitary | Commercial | Lighting Controls Interior | Lighting Controls Interior-New-Large Ret-Unitary | Lighting
|  |  |  | SISOthello _ Early Potatoes | Othello _ Early Potatoes | SIS | Irrigation | Irrigation Water Mgmt | [5 empty] | CommercialLighting Controls InteriorLighting Controls Interior-New-Medium Ret-Unitary | Commercial | Lighting Controls Interior | Lighting Controls Interior-New-Medium Ret-Unitary | Lighting
|  |  |  | SISLind _ Early Potatoes | Lind _ Early Potatoes | SIS | Irrigation | Irrigation Water Mgmt | [5 empty] | CommercialLighting Controls InteriorLighting Controls Interior-New-Small Ret-Unitary | Commercial | Lighting Controls Interior | Lighting Controls Interior-New-Small Ret-Unitary | Lighting
|  |  |  | SISEltopia _ Early Potatoes | Eltopia _ Early Potatoes | SIS | Irrigation | Irrigation Water Mgmt | [5 empty] | CommercialLighting Controls InteriorLighting Controls Interior-New-School K-12-Unitary | Commercial | Lighting Controls Interior | Lighting Controls Interior-New-School K-12-Unitary | Lighting
|  |  |  | SISOdessa _ Early Potatoes | Odessa _ Early Potatoes | SIS | Irrigation | Irrigation Water Mgmt | [5 empty] | CommercialLighting Controls InteriorLighting Controls Interior-New-University-Unitary | Commercial | Lighting Controls Interior | Lighting Controls Interior-New-University-Unitary | Lighting
|  |  |  | SISRitzville _ Early Potatoes | Ritzville _ Early Potatoes | SIS | Irrigation | Irrigation Water Mgmt | [5 empty] | CommercialLighting Controls InteriorLighting Controls Interior-New-Warehouse-Unitary | Commercial | Lighting Controls Interior | Lighting Controls Interior-New-Warehouse-Unitary | Lighting
|  |  |  | SISWilbur _ Early Potatoes | Wilbur _ Early Potatoes | SIS | Irrigation | Irrigation Water Mgmt | [5 empty] | CommercialLighting Controls InteriorLighting Controls Interior-New-Supermarket-Unitary | Commercial | Lighting Controls Interior | Lighting Controls Interior-New-Supermarket-Unitary | Lighting
|  |  |  | SISMattawa (PRD) _ Beans | Mattawa (PRD) _ Beans | SIS | Irrigation | Irrigation Water Mgmt | [5 empty] | CommercialLighting Controls InteriorLighting Controls Interior-New-MiniMart-Unitary | Commercial | Lighting Controls Interior | Lighting Controls Interior-New-MiniMart-Unitary | Lighting
|  |  |  | SISPasco (Richland) _ Beans | Pasco (Richland) _ Beans | SIS | Irrigation | Irrigation Water Mgmt | [5 empty] | CommercialLighting Controls InteriorLighting Controls Interior-New-Restaurant-Unitary | Commercial | Lighting Controls Interior | Lighting Controls Interior-New-Restaurant-Unitary | Lighting
|  |  |  | SISMoses Lake (Ephrata) _ Beans | Moses Lake (Ephrata) _ Beans | SIS | Irrigation | Irrigation Water Mgmt | [5 empty] | CommercialLighting Controls InteriorLighting Controls Interior-New-Lodging-Unitary | Commercial | Lighting Controls Interior | Lighting Controls Interior-New-Lodging-Unitary | Lighting
|  |  |  | SISRoyal City (Smyrna) _ Beans | Royal City (Smyrna) _ Beans | SIS | Irrigation | Irrigation Water Mgmt | [5 empty] | CommercialLighting Controls InteriorLighting Controls Interior-New-Hospital-Unitary | Commercial | Lighting Controls Interior | Lighting Controls Interior-New-Hospital-Unitary | Lighting
|  |  |  | SISQuincy _ Beans | Quincy _ Beans | SIS | Irrigation | Irrigation Water Mgmt | [5 empty] | CommercialLighting Controls InteriorLighting Controls Interior-New-Residential Care-Unitary | Commercial | Lighting Controls Interior | Lighting Controls Interior-New-Residential Care-Unitary | Lighting
|  |  |  | SISConnell _ Beans | Connell _ Beans | SIS | Irrigation | Irrigation Water Mgmt | [5 empty] | CommercialLighting Controls InteriorLighting Controls Interior-New-Assembly-Unitary | Commercial | Lighting Controls Interior | Lighting Controls Interior-New-Assembly-Unitary | Lighting
|  |  |  | SISOthello _ Beans | Othello _ Beans | SIS | Irrigation | Irrigation Water Mgmt | [5 empty] | CommercialLighting Controls InteriorLighting Controls Interior-New-Other-Unitary | Commercial | Lighting Controls Interior | Lighting Controls Interior-New-Other-Unitary | Lighting
|  |  |  | SISLind _ Beans | Lind _ Beans | SIS | Irrigation | Irrigation Water Mgmt | [5 empty] | CommercialLighting Controls InteriorLighting Controls Interior-New-Large Off-Integrated | Commercial | Lighting Controls Interior | Lighting Controls Interior-New-Large Off-Integrated | Lighting
|  |  |  | SISEltopia _ Beans | Eltopia _ Beans | SIS | Irrigation | Irrigation Water Mgmt | [5 empty] | CommercialLighting Controls InteriorLighting Controls Interior-New-Medium Off-Integrated | Commercial | Lighting Controls Interior | Lighting Controls Interior-New-Medium Off-Integrated | Lighting
|  |  |  | SISOdessa _ Beans | Odessa _ Beans | SIS | Irrigation | Irrigation Water Mgmt | [5 empty] | CommercialLighting Controls InteriorLighting Controls Interior-New-Small Off-Integrated | Commercial | Lighting Controls Interior | Lighting Controls Interior-New-Small Off-Integrated | Lighting
|  |  |  | SISRitzville _ Beans | Ritzville _ Beans | SIS | Irrigation | Irrigation Water Mgmt | [5 empty] | CommercialLighting Controls InteriorLighting Controls Interior-New-Xlarge Ret-Integrated | Commercial | Lighting Controls Interior | Lighting Controls Interior-New-Xlarge Ret-Integrated | Lighting
|  |  |  | SISWilbur _ Beans | Wilbur _ Beans | SIS | Irrigation | Irrigation Water Mgmt | [5 empty] | CommercialLighting Controls InteriorLighting Controls Interior-New-Large Ret-Integrated | Commercial | Lighting Controls Interior | Lighting Controls Interior-New-Large Ret-Integrated | Lighting
|  |  |  | SISMattawa (PRD) _ Sweet Corn | Mattawa (PRD) _ Sweet Corn | SIS | Irrigation | Irrigation Water Mgmt | [5 empty] | CommercialLighting Controls InteriorLighting Controls Interior-New-Medium Ret-Integrated | Commercial | Lighting Controls Interior | Lighting Controls Interior-New-Medium Ret-Integrated | Lighting
|  |  |  | SISPasco (Richland) _ Sweet Corn | Pasco (Richland) _ Sweet Corn | SIS | Irrigation | Irrigation Water Mgmt | [5 empty] | CommercialLighting Controls InteriorLighting Controls Interior-New-Small Ret-Integrated | Commercial | Lighting Controls Interior | Lighting Controls Interior-New-Small Ret-Integrated | Lighting
|  |  |  | SISMoses Lake (Ephrata) _ Sweet Corn | Moses Lake (Ephrata) _ Sweet Corn | SIS | Irrigation | Irrigation Water Mgmt | [5 empty] | CommercialLighting Controls InteriorLighting Controls Interior-New-School K-12-Integrated | Commercial | Lighting Controls Interior | Lighting Controls Interior-New-School K-12-Integrated | Lighting
|  |  |  | SISRoyal City (Smyrna) _ Sweet Corn | Royal City (Smyrna) _ Sweet Corn | SIS | Irrigation | Irrigation Water Mgmt | [5 empty] | CommercialLighting Controls InteriorLighting Controls Interior-New-University-Integrated | Commercial | Lighting Controls Interior | Lighting Controls Interior-New-University-Integrated | Lighting
|  |  |  | SISQuincy _ Sweet Corn | Quincy _ Sweet Corn | SIS | Irrigation | Irrigation Water Mgmt | [5 empty] | CommercialLighting Controls InteriorLighting Controls Interior-New-Warehouse-Integrated | Commercial | Lighting Controls Interior | Lighting Controls Interior-New-Warehouse-Integrated | Lighting
|  |  |  | SISConnell _ Sweet Corn | Connell _ Sweet Corn | SIS | Irrigation | Irrigation Water Mgmt | [5 empty] | CommercialLighting Controls InteriorLighting Controls Interior-New-Supermarket-Integrated | Commercial | Lighting Controls Interior | Lighting Controls Interior-New-Supermarket-Integrated | Lighting
|  |  |  | SISOthello _ Sweet Corn | Othello _ Sweet Corn | SIS | Irrigation | Irrigation Water Mgmt | [5 empty] | CommercialLighting Controls InteriorLighting Controls Interior-New-MiniMart-Integrated | Commercial | Lighting Controls Interior | Lighting Controls Interior-New-MiniMart-Integrated | Lighting
|  |  |  | SISLind _ Sweet Corn | Lind _ Sweet Corn | SIS | Irrigation | Irrigation Water Mgmt | [5 empty] | CommercialLighting Controls InteriorLighting Controls Interior-New-Restaurant-Integrated | Commercial | Lighting Controls Interior | Lighting Controls Interior-New-Restaurant-Integrated | Lighting
|  |  |  | SISEltopia _ Sweet Corn | Eltopia _ Sweet Corn | SIS | Irrigation | Irrigation Water Mgmt | [5 empty] | CommercialLighting Controls InteriorLighting Controls Interior-New-Lodging-Integrated | Commercial | Lighting Controls Interior | Lighting Controls Interior-New-Lodging-Integrated | Lighting
|  |  |  | SISOdessa _ Sweet Corn | Odessa _ Sweet Corn | SIS | Irrigation | Irrigation Water Mgmt | [5 empty] | CommercialLighting Controls InteriorLighting Controls Interior-New-Hospital-Integrated | Commercial | Lighting Controls Interior | Lighting Controls Interior-New-Hospital-Integrated | Lighting
|  |  |  | SISRitzville _ Sweet Corn | Ritzville _ Sweet Corn | SIS | Irrigation | Irrigation Water Mgmt | [5 empty] | CommercialLighting Controls InteriorLighting Controls Interior-New-Residential Care-Integrated | Commercial | Lighting Controls Interior | Lighting Controls Interior-New-Residential Care-Integrated | Lighting
|  |  |  | SISWilbur _ Sweet Corn | Wilbur _ Sweet Corn | SIS | Irrigation | Irrigation Water Mgmt | [5 empty] | CommercialLighting Controls InteriorLighting Controls Interior-New-Assembly-Integrated | Commercial | Lighting Controls Interior | Lighting Controls Interior-New-Assembly-Integrated | Lighting
|  |  |  | SISMattawa (PRD) _ Peas-Dry | Mattawa (PRD) _ Peas-Dry | SIS | Irrigation | Irrigation Water Mgmt | [5 empty] | CommercialLighting Controls InteriorLighting Controls Interior-New-Other-Integrated | Commercial | Lighting Controls Interior | Lighting Controls Interior-New-Other-Integrated | Lighting
|  |  |  | SISPasco (Richland) _ Peas-Dry | Pasco (Richland) _ Peas-Dry | SIS | Irrigation | Irrigation Water Mgmt | [5 empty] | CommercialLPD PackageNew_LF_FIX_REPL_from LF2018 to LED_FIX_KIT | Commercial | LPD Package | New_LF_FIX_REPL_from LF2018 to LED_FIX_KIT | Lighting
|  |  |  | SISMoses Lake (Ephrata) _ Peas-Dry | Moses Lake (Ephrata) _ Peas-Dry | SIS | Irrigation | Irrigation Water Mgmt | [5 empty] | CommercialLPD PackageNew_CAN_FIX_REPL_from CFL to LED_FIX_KIT | Commercial | LPD Package | New_CAN_FIX_REPL_from CFL to LED_FIX_KIT | Lighting
|  |  |  | SISRoyal City (Smyrna) _ Peas-Dry | Royal City (Smyrna) _ Peas-Dry | SIS | Irrigation | Irrigation Water Mgmt | [5 empty] | CommercialLPD PackageNew_CAN_FIX_REPL_from INC_HAL to LED_FIX_KIT | Commercial | LPD Package | New_CAN_FIX_REPL_from INC_HAL to LED_FIX_KIT | Lighting
|  |  |  | SISQuincy _ Peas-Dry | Quincy _ Peas-Dry | SIS | Irrigation | Irrigation Water Mgmt | [5 empty] | CommercialLPD PackageNew_DISP_FIX_REPL_from CFL to LED_FIX_KIT | Commercial | LPD Package | New_DISP_FIX_REPL_from CFL to LED_FIX_KIT | Lighting
|  |  |  | SISConnell _ Peas-Dry | Connell _ Peas-Dry | SIS | Irrigation | Irrigation Water Mgmt | [5 empty] | CommercialLPD PackageNew_DISP_FIX_REPL_from INC_HAL to LED_FIX_KIT | Commercial | LPD Package | New_DISP_FIX_REPL_from INC_HAL to LED_FIX_KIT | Lighting
|  |  |  | SISOthello _ Peas-Dry | Othello _ Peas-Dry | SIS | Irrigation | Irrigation Water Mgmt | [5 empty] | CommercialLPD PackageNew_HIGHBAY_FIX_REPL_from HID to LED_FIX_KIT | Commercial | LPD Package | New_HIGHBAY_FIX_REPL_from HID to LED_FIX_KIT | Lighting
|  |  |  | SISLind _ Peas-Dry | Lind _ Peas-Dry | SIS | Irrigation | Irrigation Water Mgmt | [5 empty] | CommercialLPD PackageNew_HIGHBAY_FIX_REPL_from HID to LF2018 | Commercial | LPD Package | New_HIGHBAY_FIX_REPL_from HID to LF2018 | Lighting
|  |  |  | SISEltopia _ Peas-Dry | Eltopia _ Peas-Dry | SIS | Irrigation | Irrigation Water Mgmt | [5 empty] | CommercialLPD PackageNew_HIGHBAY_FIX_REPL_from LF2018 to LED_FIX_KIT | Commercial | LPD Package | New_HIGHBAY_FIX_REPL_from LF2018 to LED_FIX_KIT | Lighting
|  |  |  | SISOdessa _ Peas-Dry | Odessa _ Peas-Dry | SIS | Irrigation | Irrigation Water Mgmt | [5 empty] | CommercialLPD PackageNR_LF_FIX_REPL_from LF2018 to LED_FIX_KIT | Commercial | LPD Package | NR_LF_FIX_REPL_from LF2018 to LED_FIX_KIT | Lighting
|  |  |  | SISRitzville _ Peas-Dry | Ritzville _ Peas-Dry | SIS | Irrigation | Irrigation Water Mgmt | [5 empty] | CommercialLPD PackageNR_LF_FIX_REPL_from LF2018 to LED_FIX_KIT_RDX | Commercial | LPD Package | NR_LF_FIX_REPL_from LF2018 to LED_FIX_KIT_RDX | Lighting
|  |  |  | SISWilbur _ Peas-Dry | Wilbur _ Peas-Dry | SIS | Irrigation | Irrigation Water Mgmt | [5 empty] | CommercialLPD PackageNR_LF_FIX_REPL_from LF2018 to LF_FIX_KIT_RDX | Commercial | LPD Package | NR_LF_FIX_REPL_from LF2018 to LF_FIX_KIT_RDX | Lighting
|  |  |  | SISMattawa (PRD) _ 14Grass Seed*** | Mattawa (PRD) _ 14Grass Seed*** | SIS | Irrigation | Irrigation Water Mgmt | [5 empty] | CommercialLPD PackageNR_LF_FIX_REPL_from LF2018 to TLED_PIN | Commercial | LPD Package | NR_LF_FIX_REPL_from LF2018 to TLED_PIN | Lighting
|  |  |  | SISPasco (Richland) _ 14Grass Seed*** | Pasco (Richland) _ 14Grass Seed*** | SIS | Irrigation | Irrigation Water Mgmt | [5 empty] | CommercialLPD PackageNR_LF_FIX_REPL_from LF2018 to TLED_PIN_RDX | Commercial | LPD Package | NR_LF_FIX_REPL_from LF2018 to TLED_PIN_RDX | Lighting
|  |  |  | SISMoses Lake (Ephrata) _ 14Grass Seed*** | Moses Lake (Ephrata) _ 14Grass Seed*** | SIS | Irrigation | Irrigation Water Mgmt | [5 empty] | CommercialLPD PackageNR_CAN_FIX_REPL_from CFL to LED_FIX_KIT | Commercial | LPD Package | NR_CAN_FIX_REPL_from CFL to LED_FIX_KIT | Lighting
|  |  |  | SISRoyal City (Smyrna) _ 14Grass Seed*** | Royal City (Smyrna) _ 14Grass Seed*** | SIS | Irrigation | Irrigation Water Mgmt | [5 empty] | CommercialLPD PackageNR_CAN_FIX_REPL_from INC_HAL to LED_FIX_KIT | Commercial | LPD Package | NR_CAN_FIX_REPL_from INC_HAL to LED_FIX_KIT | Lighting
|  |  |  | SISQuincy _ 14Grass Seed*** | Quincy _ 14Grass Seed*** | SIS | Irrigation | Irrigation Water Mgmt | [5 empty] | CommercialLPD PackageNR_DISP_FIX_REPL_from CFL to LED_FIX_KIT | Commercial | LPD Package | NR_DISP_FIX_REPL_from CFL to LED_FIX_KIT | Lighting
|  |  |  | SISConnell _ 14Grass Seed*** | Connell _ 14Grass Seed*** | SIS | Irrigation | Irrigation Water Mgmt | [5 empty] | CommercialLPD PackageNR_DISP_FIX_REPL_from INC_HAL to LED_FIX_KIT | Commercial | LPD Package | NR_DISP_FIX_REPL_from INC_HAL to LED_FIX_KIT | Lighting
|  |  |  | SISOthello _ 14Grass Seed*** | Othello _ 14Grass Seed*** | SIS | Irrigation | Irrigation Water Mgmt | [5 empty] | CommercialLPD PackageNR_HIGHBAY_FIX_REPL_from HID to LED_FIX_KIT | Commercial | LPD Package | NR_HIGHBAY_FIX_REPL_from HID to LED_FIX_KIT | Lighting
|  |  |  | SISLind _ 14Grass Seed*** | Lind _ 14Grass Seed*** | SIS | Irrigation | Irrigation Water Mgmt | [5 empty] | CommercialLPD PackageNR_HIGHBAY_FIX_REPL_from HID to LF2018 | Commercial | LPD Package | NR_HIGHBAY_FIX_REPL_from HID to LF2018 | Lighting
|  |  |  | SISEltopia _ 14Grass Seed*** | Eltopia _ 14Grass Seed*** | SIS | Irrigation | Irrigation Water Mgmt | [5 empty] | CommercialLPD PackageNR_HIGHBAY_FIX_REPL_from LF2018 to LED_FIX_KIT | Commercial | LPD Package | NR_HIGHBAY_FIX_REPL_from LF2018 to LED_FIX_KIT | Lighting
|  |  |  | SISOdessa _ 14Grass Seed*** | Odessa _ 14Grass Seed*** | SIS | Irrigation | Irrigation Water Mgmt | [5 empty] | CommercialLPD PackageRetro_LF_FIX_REPL_from LF2018 to LED_FIX_KIT | Commercial | LPD Package | Retro_LF_FIX_REPL_from LF2018 to LED_FIX_KIT | Lighting
|  |  |  | SISRitzville _ 14Grass Seed*** | Ritzville _ 14Grass Seed*** | SIS | Irrigation | Irrigation Water Mgmt | [5 empty] | CommercialLPD PackageRetro_LF_FIX_REPL_from LF2018 to LED_FIX_KIT_RDX | Commercial | LPD Package | Retro_LF_FIX_REPL_from LF2018 to LED_FIX_KIT_RDX | Lighting
|  |  |  | SISWilbur _ 14Grass Seed*** | Wilbur _ 14Grass Seed*** | SIS | Irrigation | Irrigation Water Mgmt | [5 empty] | CommercialLPD PackageRetro_LF_FIX_REPL_from LF2018 to LF_FIX_KIT_RDX | Commercial | LPD Package | Retro_LF_FIX_REPL_from LF2018 to LF_FIX_KIT_RDX | Lighting
|  |  |  | NR_LFStairwell8760_Fix_Repl_from LF_2018 to LF_Bi-Level_FixBi-Level Stiarwell Lighting-NR | Bi-Level Stiarwell Lighting-NR | NR_LFStairwell8760_Fix_Repl_from LF_2018 to LF_Bi-Level_Fix | Lighting | Bi-Level Stairwell Lighting | [5 empty] | CommercialLPD PackageRetro_CAN_FIX_REPL_from CFL to LED_FIX_KIT | Commercial | LPD Package | Retro_CAN_FIX_REPL_from CFL to LED_FIX_KIT | Lighting
|  |  |  | NR_LFStairwell3600_Fix_Repl_from LF_2019 to LF_Bi-Level_FixBi-Level Stiarwell Lighting-NR | Bi-Level Stiarwell Lighting-NR | NR_LFStairwell3600_Fix_Repl_from LF_2019 to LF_Bi-Level_Fix | Lighting | Bi-Level Stairwell Lighting | [5 empty] | CommercialLPD PackageRetro_CAN_FIX_REPL_from INC_HAL to LED_FIX_KIT | Commercial | LPD Package | Retro_CAN_FIX_REPL_from INC_HAL to LED_FIX_KIT | Lighting
|  |  |  | Compressed Air-NR-Large OffLarge Off | Large Off | Compressed Air-NR-Large Off | Compressed Air | Compressed Air | [5 empty] | CommercialLPD PackageRetro_DISP_FIX_REPL_from CFL to LED_FIX_KIT | Commercial | LPD Package | Retro_DISP_FIX_REPL_from CFL to LED_FIX_KIT | Lighting
|  |  |  | Compressed Air-NR-Medium OffMedium Off | Medium Off | Compressed Air-NR-Medium Off | Compressed Air | Compressed Air | [5 empty] | CommercialLPD PackageRetro_DISP_FIX_REPL_from INC_HAL to LED_FIX_KIT | Commercial | LPD Package | Retro_DISP_FIX_REPL_from INC_HAL to LED_FIX_KIT | Lighting
|  |  |  | Compressed Air-NR-Small OffSmall Off | Small Off | Compressed Air-NR-Small Off | Compressed Air | Compressed Air | [5 empty] | CommercialLPD PackageRetro_HIGHBAY_FIX_REPL_from HID to LED_FIX_KIT | Commercial | LPD Package | Retro_HIGHBAY_FIX_REPL_from HID to LED_FIX_KIT | Lighting
|  |  |  | Compressed Air-NR-XLarge RetXLarge Ret | XLarge Ret | Compressed Air-NR-XLarge Ret | Compressed Air | Compressed Air | [5 empty] | CommercialLPD PackageRetro_HIGHBAY_FIX_REPL_from HID to LF2018 | Commercial | LPD Package | Retro_HIGHBAY_FIX_REPL_from HID to LF2018 | Lighting
|  |  |  | Compressed Air-NR-Large RetLarge Ret | Large Ret | Compressed Air-NR-Large Ret | Compressed Air | Compressed Air | [5 empty] | CommercialLPD PackageRetro_HIGHBAY_FIX_REPL_from LF2018 to LED_FIX_KIT | Commercial | LPD Package | Retro_HIGHBAY_FIX_REPL_from LF2018 to LED_FIX_KIT | Lighting
|  |  |  | Compressed Air-NR-Medium RetMedium Ret | Medium Ret | Compressed Air-NR-Medium Ret | Compressed Air | Compressed Air | [5 empty] | CommercialLPD PackageRetro_LF_LAMP_REPL_from LF2018 to TLED_PIN | Commercial | LPD Package | Retro_LF_LAMP_REPL_from LF2018 to TLED_PIN | Lighting
|  |  |  | Compressed Air-NR-Small RetSmall Ret | Small Ret | Compressed Air-NR-Small Ret | Compressed Air | Compressed Air | [5 empty] | CommercialLPD PackageRetro_LF_LAMP_REPL_from LF2018 to TLED_PIN_RDX | Commercial | LPD Package | Retro_LF_LAMP_REPL_from LF2018 to TLED_PIN_RDX | Lighting
|  |  |  | Compressed Air-NR-School K-12School K-12 | School K-12 | Compressed Air-NR-School K-12 | Compressed Air | Compressed Air | [5 empty] | CommercialLPD PackageRetro_CAN_LAMP_REPL_from CFL to LED_CAN_LAMP | Commercial | LPD Package | Retro_CAN_LAMP_REPL_from CFL to LED_CAN_LAMP | Lighting
|  |  |  | Compressed Air-NR-UniversityUniversity | University | Compressed Air-NR-University | Compressed Air | Compressed Air | [5 empty] | CommercialLPD PackageRetro_CAN_LAMP_REPL_from INC_HAL to LED_CAN_LAMP | Commercial | LPD Package | Retro_CAN_LAMP_REPL_from INC_HAL to LED_CAN_LAMP | Lighting
|  |  |  | Compressed Air-NR-WarehouseWarehouse | Warehouse | Compressed Air-NR-Warehouse | Compressed Air | Compressed Air | [5 empty] | CommercialLPD PackageRetro_DISP_LAMP_REPL_from CFL to LED_PAR_MR | Commercial | LPD Package | Retro_DISP_LAMP_REPL_from CFL to LED_PAR_MR | Lighting
|  |  |  | Compressed Air-NR-SupermarketSupermarket | Supermarket | Compressed Air-NR-Supermarket | Compressed Air | Compressed Air | [5 empty] | CommercialLPD PackageRetro_DISP_LAMP_REPL_from INC_HAL to LED_PAR_MR | Commercial | LPD Package | Retro_DISP_LAMP_REPL_from INC_HAL to LED_PAR_MR | Lighting
|  |  |  | Compressed Air-NR-MiniMartMiniMart | MiniMart | Compressed Air-NR-MiniMart | Compressed Air | Compressed Air | [5 empty] | CommercialLPD PackageRetro_DISP_LAMP_REPL_from INC_HAL to HID_CMH | Commercial | LPD Package | Retro_DISP_LAMP_REPL_from INC_HAL to HID_CMH | Lighting
|  |  |  | Compressed Air-NR-RestaurantRestaurant | Restaurant | Compressed Air-NR-Restaurant | Compressed Air | Compressed Air | [5 empty] | CommercialLPD PackageRetro_DISP_LAMP_REPL_from HID_CMH to LED_PAR_MR | Commercial | LPD Package | Retro_DISP_LAMP_REPL_from HID_CMH to LED_PAR_MR | Lighting
|  |  |  | Compressed Air-NR-LodgingLodging | Lodging | Compressed Air-NR-Lodging | Compressed Air | Compressed Air | [5 empty] | CommercialLPD PackageRetro_OTHER_LAMP_REPL_from CFL to LED_OMNI | Commercial | LPD Package | Retro_OTHER_LAMP_REPL_from CFL to LED_OMNI | Lighting
|  |  |  | Compressed Air-NR-HospitalHospital | Hospital | Compressed Air-NR-Hospital | Compressed Air | Compressed Air | [5 empty] | CommercialLPD PackageRetro_OTHER_LAMP_REPL_from EISA_2020 to LED_OMNI | Commercial | LPD Package | Retro_OTHER_LAMP_REPL_from EISA_2020 to LED_OMNI | Lighting
|  |  |  | Compressed Air-NR-Residential CareResidential Care | Residential Care | Compressed Air-NR-Residential Care | Compressed Air | Compressed Air | [5 empty] | CommercialLPD PackageRetro_OTHER_LAMP_REPL_from EISA_2020 to CFL_OMNI | Commercial | LPD Package | Retro_OTHER_LAMP_REPL_from EISA_2020 to CFL_OMNI | Lighting
|  |  |  | Compressed Air-NR-AssemblyAssembly | Assembly | Compressed Air-NR-Assembly | Compressed Air | Compressed Air | [5 empty] | CommercialLPD PackageRetro_OTHER_LAMP_REPL_from HID to LED_OMNI | Commercial | LPD Package | Retro_OTHER_LAMP_REPL_from HID to LED_OMNI | Lighting
|  |  |  | Compressed Air-NR-OtherOther | Other | Compressed Air-NR-Other | Compressed Air | Compressed Air | [5 empty] | CommercialMotorsRewindMotorsRewind-New-Large Off | Commercial | MotorsRewind | MotorsRewind-New-Large Off | Custom
|  |  |  | Compressed Air-Retro-Large OffLarge Off | Large Off | Compressed Air-Retro-Large Off | Compressed Air | Compressed Air | [5 empty] | CommercialMotorsRewindMotorsRewind-New-Medium Off | Commercial | MotorsRewind | MotorsRewind-New-Medium Off | Custom
|  |  |  | Compressed Air-Retro-Medium OffMedium Off | Medium Off | Compressed Air-Retro-Medium Off | Compressed Air | Compressed Air | [5 empty] | CommercialMotorsRewindMotorsRewind-New-Small Off | Commercial | MotorsRewind | MotorsRewind-New-Small Off | Custom
|  |  |  | Compressed Air-Retro-Small OffSmall Off | Small Off | Compressed Air-Retro-Small Off | Compressed Air | Compressed Air | [5 empty] | CommercialMotorsRewindMotorsRewind-New-XLarge Ret | Commercial | MotorsRewind | MotorsRewind-New-XLarge Ret | Custom
|  |  |  | Compressed Air-Retro-XLarge RetXLarge Ret | XLarge Ret | Compressed Air-Retro-XLarge Ret | Compressed Air | Compressed Air | [5 empty] | CommercialMotorsRewindMotorsRewind-New-Large Ret | Commercial | MotorsRewind | MotorsRewind-New-Large Ret | Custom
|  |  |  | Compressed Air-Retro-Large RetLarge Ret | Large Ret | Compressed Air-Retro-Large Ret | Compressed Air | Compressed Air | [5 empty] | CommercialMotorsRewindMotorsRewind-New-Medium Ret | Commercial | MotorsRewind | MotorsRewind-New-Medium Ret | Custom
|  |  |  | Compressed Air-Retro-Medium RetMedium Ret | Medium Ret | Compressed Air-Retro-Medium Ret | Compressed Air | Compressed Air | [5 empty] | CommercialMotorsRewindMotorsRewind-New-Small Ret | Commercial | MotorsRewind | MotorsRewind-New-Small Ret | Custom
|  |  |  | Compressed Air-Retro-Small RetSmall Ret | Small Ret | Compressed Air-Retro-Small Ret | Compressed Air | Compressed Air | [5 empty] | CommercialMotorsRewindMotorsRewind-New-School K-12 | Commercial | MotorsRewind | MotorsRewind-New-School K-12 | Custom
|  |  |  | Compressed Air-Retro-School K-12School K-12 | School K-12 | Compressed Air-Retro-School K-12 | Compressed Air | Compressed Air | [5 empty] | CommercialMotorsRewindMotorsRewind-New-University | Commercial | MotorsRewind | MotorsRewind-New-University | Custom
|  |  |  | Compressed Air-Retro-UniversityUniversity | University | Compressed Air-Retro-University | Compressed Air | Compressed Air | [5 empty] | CommercialMotorsRewindMotorsRewind-New-Warehouse | Commercial | MotorsRewind | MotorsRewind-New-Warehouse | Custom
|  |  |  | Compressed Air-Retro-WarehouseWarehouse | Warehouse | Compressed Air-Retro-Warehouse | Compressed Air | Compressed Air | [5 empty] | CommercialMotorsRewindMotorsRewind-New-Supermarket | Commercial | MotorsRewind | MotorsRewind-New-Supermarket | Custom
|  |  |  | Compressed Air-Retro-SupermarketSupermarket | Supermarket | Compressed Air-Retro-Supermarket | Compressed Air | Compressed Air | [5 empty] | CommercialMotorsRewindMotorsRewind-New-MiniMart | Commercial | MotorsRewind | MotorsRewind-New-MiniMart | Custom
|  |  |  | Compressed Air-Retro-MiniMartMiniMart | MiniMart | Compressed Air-Retro-MiniMart | Compressed Air | Compressed Air | [5 empty] | CommercialMotorsRewindMotorsRewind-New-Restaurant | Commercial | MotorsRewind | MotorsRewind-New-Restaurant | Custom
|  |  |  | Compressed Air-Retro-RestaurantRestaurant | Restaurant | Compressed Air-Retro-Restaurant | Compressed Air | Compressed Air | [5 empty] | CommercialMotorsRewindMotorsRewind-New-Lodging | Commercial | MotorsRewind | MotorsRewind-New-Lodging | Custom
|  |  |  | Compressed Air-Retro-LodgingLodging | Lodging | Compressed Air-Retro-Lodging | Compressed Air | Compressed Air | [5 empty] | CommercialMotorsRewindMotorsRewind-New-Hospital | Commercial | MotorsRewind | MotorsRewind-New-Hospital | Custom
|  |  |  | Compressed Air-Retro-HospitalHospital | Hospital | Compressed Air-Retro-Hospital | Compressed Air | Compressed Air | [5 empty] | CommercialMotorsRewindMotorsRewind-New-Residential Care | Commercial | MotorsRewind | MotorsRewind-New-Residential Care | Custom
|  |  |  | Compressed Air-Retro-Residential CareResidential Care | Residential Care | Compressed Air-Retro-Residential Care | Compressed Air | Compressed Air | [5 empty] | CommercialMotorsRewindMotorsRewind-New-Assembly | Commercial | MotorsRewind | MotorsRewind-New-Assembly | Custom
|  |  |  | Compressed Air-Retro-AssemblyAssembly | Assembly | Compressed Air-Retro-Assembly | Compressed Air | Compressed Air | [5 empty] | CommercialMotorsRewindMotorsRewind-New-Other | Commercial | MotorsRewind | MotorsRewind-New-Other | Custom
|  |  |  | Compressed Air-Retro-OtherOther | Other | Compressed Air-Retro-Other | Compressed Air | Compressed Air | [5 empty] | CommercialMotorsRewindMotorsRewind-NR-Large Off | Commercial | MotorsRewind | MotorsRewind-NR-Large Off | Custom
|  |  |  | ENERGY STAR DisplayAll | All | ENERGY STAR Display | Electronics | Monitor | [5 empty] | CommercialMotorsRewindMotorsRewind-NR-Medium Off | Commercial | MotorsRewind | MotorsRewind-NR-Medium Off | Custom
|  |  |  | ENERGY STAR DesktopAll | All | ENERGY STAR Desktop | Electronics | Desktop | [5 empty] | CommercialMotorsRewindMotorsRewind-NR-Small Off | Commercial | MotorsRewind | MotorsRewind-NR-Small Off | Custom
|  |  |  | ENERGY STAR LaptopAll | All | ENERGY STAR Laptop | Electronics | Laptop | [5 empty] | CommercialMotorsRewindMotorsRewind-NR-XLarge Ret | Commercial | MotorsRewind | MotorsRewind-NR-XLarge Ret | Custom
|  |  |  | FryersNA | NA | Fryers | Food Preparation | Cooking Equipment | [5 empty] | CommercialMotorsRewindMotorsRewind-NR-Large Ret | Commercial | MotorsRewind | MotorsRewind-NR-Large Ret | Custom
|  |  |  | HFHC (Wt Average Size)NA | NA | HFHC (Wt Average Size) | Food Preparation | Cooking Equipment | [5 empty] | CommercialMotorsRewindMotorsRewind-NR-Medium Ret | Commercial | MotorsRewind | MotorsRewind-NR-Medium Ret | Custom
|  |  |  | Steamer (Wt Average Size)NA | NA | Steamer (Wt Average Size) | Food Preparation | Cooking Equipment | [5 empty] | CommercialMotorsRewindMotorsRewind-NR-Small Ret | Commercial | MotorsRewind | MotorsRewind-NR-Small Ret | Custom
|  |  |  | Combi Oven (Wt Average)NA | NA | Combi Oven (Wt Average) | Food Preparation | Cooking Equipment | [5 empty] | CommercialMotorsRewindMotorsRewind-NR-School K-12 | Commercial | MotorsRewind | MotorsRewind-NR-School K-12 | Custom
|  |  |  | Convection Oven (Wt Average)NA | NA | Convection Oven (Wt Average) | Food Preparation | Cooking Equipment | [5 empty] | CommercialMotorsRewindMotorsRewind-NR-University | Commercial | MotorsRewind | MotorsRewind-NR-University | Custom
|  |  |  | Best PracticeNA | NA | Best Practice | Electronics | Data Centers | [5 empty] | CommercialMotorsRewindMotorsRewind-NR-Warehouse | Commercial | MotorsRewind | MotorsRewind-NR-Warehouse | Custom
|  |  |  | Commercial TechnologyNA | NA | Commercial Technology | Electronics | Data Centers | [5 empty] | CommercialMotorsRewindMotorsRewind-NR-Supermarket | Commercial | MotorsRewind | MotorsRewind-NR-Supermarket | Custom
|  |  |  | Cutting EdgeNA | NA | Cutting Edge | Electronics | Data Centers | [5 empty] | CommercialMotorsRewindMotorsRewind-NR-MiniMart | Commercial | MotorsRewind | MotorsRewind-NR-MiniMart | Custom
|  |  |  | Demand Control Ventilation-Retro-Large OffNA | NA | Demand Control Ventilation-Retro-Large Off | HVAC | Demand Control Ventilation | [5 empty] | CommercialMotorsRewindMotorsRewind-NR-Restaurant | Commercial | MotorsRewind | MotorsRewind-NR-Restaurant | Custom
|  |  |  | Demand Control Ventilation-Retro-Medium OffNA | NA | Demand Control Ventilation-Retro-Medium Off | HVAC | Demand Control Ventilation | [5 empty] | CommercialMotorsRewindMotorsRewind-NR-Lodging | Commercial | MotorsRewind | MotorsRewind-NR-Lodging | Custom
|  |  |  | Demand Control Ventilation-Retro-Small OffNA | NA | Demand Control Ventilation-Retro-Small Off | HVAC | Demand Control Ventilation | [5 empty] | CommercialMotorsRewindMotorsRewind-NR-Hospital | Commercial | MotorsRewind | MotorsRewind-NR-Hospital | Custom
|  |  |  | Demand Control Ventilation-Retro-Xlarge RetNA | NA | Demand Control Ventilation-Retro-Xlarge Ret | HVAC | Demand Control Ventilation | [5 empty] | CommercialMotorsRewindMotorsRewind-NR-Residential Care | Commercial | MotorsRewind | MotorsRewind-NR-Residential Care | Custom
|  |  |  | Demand Control Ventilation-Retro-Large RetNA | NA | Demand Control Ventilation-Retro-Large Ret | HVAC | Demand Control Ventilation | [5 empty] | CommercialMotorsRewindMotorsRewind-NR-Assembly | Commercial | MotorsRewind | MotorsRewind-NR-Assembly | Custom
|  |  |  | Demand Control Ventilation-Retro-Medium RetNA | NA | Demand Control Ventilation-Retro-Medium Ret | HVAC | Demand Control Ventilation | [5 empty] | CommercialMotorsRewindMotorsRewind-NR-Other | Commercial | MotorsRewind | MotorsRewind-NR-Other | Custom
|  |  |  | Demand Control Ventilation-Retro-Small RetNA | NA | Demand Control Ventilation-Retro-Small Ret | HVAC | Demand Control Ventilation | [5 empty] | CommercialParking LightingNR_PARKING_GARAGE_FIX_REPL_from MH to BI-LEVEL_LED_FIX | Commercial | Parking Lighting | NR_PARKING_GARAGE_FIX_REPL_from MH to BI-LEVEL_LED_FIX | Lighting
|  |  |  | Demand Control Ventilation-Retro-School K-12NA | NA | Demand Control Ventilation-Retro-School K-12 | HVAC | Demand Control Ventilation | [5 empty] | CommercialSmart Plug Power StripsSmart Plug Power Strips-Retro | Commercial | Smart Plug Power Strips | Smart Plug Power Strips-Retro | Power Strips
|  |  |  | Demand Control Ventilation-Retro-UniversityNA | NA | Demand Control Ventilation-Retro-University | HVAC | Demand Control Ventilation | [5 empty] | CommercialPre-Rinse Spray ValvePre-Rinse Spray Valve_0.81_to_1.0gpm | Commercial | Pre-Rinse Spray Valve | Pre-Rinse Spray Valve_0.81_to_1.0gpm | Pre-Rinse Spray Valve
|  |  |  | Demand Control Ventilation-Retro-WarehouseNA | NA | Demand Control Ventilation-Retro-Warehouse | HVAC | Demand Control Ventilation | [5 empty] | CommercialPre-Rinse Spray ValvePre-Rinse Spray Valve_0.61_to_0.8gpm | Commercial | Pre-Rinse Spray Valve | Pre-Rinse Spray Valve_0.61_to_0.8gpm | Pre-Rinse Spray Valve
|  |  |  | Demand Control Ventilation-Retro-SupermarketNA | NA | Demand Control Ventilation-Retro-Supermarket | HVAC | Demand Control Ventilation | [5 empty] | CommercialAdvanced Rooftop ControllerAdvanced Rooftop Controller-Retro-Large Off | Commercial | Advanced Rooftop Controller | Advanced Rooftop Controller-Retro-Large Off | Advanced Rooftop Controller
|  |  |  | Demand Control Ventilation-Retro-MiniMartNA | NA | Demand Control Ventilation-Retro-MiniMart | HVAC | Demand Control Ventilation | [5 empty] | CommercialAdvanced Rooftop ControllerAdvanced Rooftop Controller-Retro-Medium Off | Commercial | Advanced Rooftop Controller | Advanced Rooftop Controller-Retro-Medium Off | Advanced Rooftop Controller
|  |  |  | Demand Control Ventilation-Retro-RestaurantNA | NA | Demand Control Ventilation-Retro-Restaurant | HVAC | Demand Control Ventilation | [5 empty] | CommercialAdvanced Rooftop ControllerAdvanced Rooftop Controller-Retro-Small Off | Commercial | Advanced Rooftop Controller | Advanced Rooftop Controller-Retro-Small Off | Advanced Rooftop Controller
|  |  |  | Demand Control Ventilation-Retro-LodgingNA | NA | Demand Control Ventilation-Retro-Lodging | HVAC | Demand Control Ventilation | [5 empty] | CommercialAdvanced Rooftop ControllerAdvanced Rooftop Controller-Retro-XLarge Ret | Commercial | Advanced Rooftop Controller | Advanced Rooftop Controller-Retro-XLarge Ret | Advanced Rooftop Controller
|  |  |  | Demand Control Ventilation-Retro-HospitalNA | NA | Demand Control Ventilation-Retro-Hospital | HVAC | Demand Control Ventilation | [5 empty] | CommercialAdvanced Rooftop ControllerAdvanced Rooftop Controller-Retro-Large Ret | Commercial | Advanced Rooftop Controller | Advanced Rooftop Controller-Retro-Large Ret | Advanced Rooftop Controller
|  |  |  | Demand Control Ventilation-Retro-Residential CareNA | NA | Demand Control Ventilation-Retro-Residential Care | HVAC | Demand Control Ventilation | [5 empty] | CommercialAdvanced Rooftop ControllerAdvanced Rooftop Controller-Retro-Medium Ret | Commercial | Advanced Rooftop Controller | Advanced Rooftop Controller-Retro-Medium Ret | Advanced Rooftop Controller
|  |  |  | Demand Control Ventilation-Retro-AssemblyNA | NA | Demand Control Ventilation-Retro-Assembly | HVAC | Demand Control Ventilation | [5 empty] | CommercialAdvanced Rooftop ControllerAdvanced Rooftop Controller-Retro-Small Ret | Commercial | Advanced Rooftop Controller | Advanced Rooftop Controller-Retro-Small Ret | Advanced Rooftop Controller
|  |  |  | Demand Control Ventilation-Retro-OtherNA | NA | Demand Control Ventilation-Retro-Other | HVAC | Demand Control Ventilation | [5 empty] | CommercialAdvanced Rooftop ControllerAdvanced Rooftop Controller-Retro-School K-12 | Commercial | Advanced Rooftop Controller | Advanced Rooftop Controller-Retro-School K-12 | Advanced Rooftop Controller
|  |  |  | DCV Parking Garage-RetroNA | NA | DCV Parking Garage-Retro | HVAC | DCV Parking Garage | [5 empty] | CommercialAdvanced Rooftop ControllerAdvanced Rooftop Controller-Retro-University | Commercial | Advanced Rooftop Controller | Advanced Rooftop Controller-Retro-University | Advanced Rooftop Controller
|  |  |  | DCV Hood w/ MUA 5 hpNA | NA | DCV Hood w/ MUA 5 hp | HVAC | DCV Restaurant Hood | [5 empty] | CommercialAdvanced Rooftop ControllerAdvanced Rooftop Controller-Retro-Warehouse | Commercial | Advanced Rooftop Controller | Advanced Rooftop Controller-Retro-Warehouse | Advanced Rooftop Controller
|  |  |  | DCV Hood 5 hpNA | NA | DCV Hood 5 hp | HVAC | DCV Restaurant Hood | [5 empty] | CommercialAdvanced Rooftop ControllerAdvanced Rooftop Controller-Retro-Supermarket | Commercial | Advanced Rooftop Controller | Advanced Rooftop Controller-Retro-Supermarket | Advanced Rooftop Controller
|  |  |  | DHP-Retro-Large OffLarge Off | Large Off | DHP-Retro-Large Off | HVAC | DHP | [5 empty] | CommercialAdvanced Rooftop ControllerAdvanced Rooftop Controller-Retro-MiniMart | Commercial | Advanced Rooftop Controller | Advanced Rooftop Controller-Retro-MiniMart | Advanced Rooftop Controller
|  |  |  | DHP-Retro-Medium OffMedium Off | Medium Off | DHP-Retro-Medium Off | HVAC | DHP | [5 empty] | CommercialAdvanced Rooftop ControllerAdvanced Rooftop Controller-Retro-Restaurant | Commercial | Advanced Rooftop Controller | Advanced Rooftop Controller-Retro-Restaurant | Advanced Rooftop Controller
|  |  |  | DHP-Retro-Small OffSmall Off | Small Off | DHP-Retro-Small Off | HVAC | DHP | [5 empty] | CommercialAdvanced Rooftop ControllerAdvanced Rooftop Controller-Retro-Lodging | Commercial | Advanced Rooftop Controller | Advanced Rooftop Controller-Retro-Lodging | Advanced Rooftop Controller
|  |  |  | DHP-Retro-XLarge RetXLarge Ret | XLarge Ret | DHP-Retro-XLarge Ret | HVAC | DHP | [5 empty] | CommercialAdvanced Rooftop ControllerAdvanced Rooftop Controller-Retro-Hospital | Commercial | Advanced Rooftop Controller | Advanced Rooftop Controller-Retro-Hospital | Advanced Rooftop Controller
|  |  |  | DHP-Retro-Large RetLarge Ret | Large Ret | DHP-Retro-Large Ret | HVAC | DHP | [5 empty] | CommercialAdvanced Rooftop ControllerAdvanced Rooftop Controller-Retro-Residential Care | Commercial | Advanced Rooftop Controller | Advanced Rooftop Controller-Retro-Residential Care | Advanced Rooftop Controller
|  |  |  | DHP-Retro-Medium RetMedium Ret | Medium Ret | DHP-Retro-Medium Ret | HVAC | DHP | [5 empty] | CommercialAdvanced Rooftop ControllerAdvanced Rooftop Controller-Retro-Assembly | Commercial | Advanced Rooftop Controller | Advanced Rooftop Controller-Retro-Assembly | Advanced Rooftop Controller
|  |  |  | DHP-Retro-Small RetSmall Ret | Small Ret | DHP-Retro-Small Ret | HVAC | DHP | [5 empty] | CommercialAdvanced Rooftop ControllerAdvanced Rooftop Controller-Retro-Other | Commercial | Advanced Rooftop Controller | Advanced Rooftop Controller-Retro-Other | Advanced Rooftop Controller
|  |  |  | DHP-Retro-School K-12School K-12 | School K-12 | DHP-Retro-School K-12 | HVAC | DHP | [5 empty] | CommercialShowerheadsShowerheads-Retro-Large Off | Commercial | Showerheads | Showerheads-Retro-Large Off | Custom
|  |  |  | DHP-Retro-UniversityUniversity | University | DHP-Retro-University | HVAC | DHP | [5 empty] | CommercialShowerheadsShowerheads-Retro-Medium Off | Commercial | Showerheads | Showerheads-Retro-Medium Off | Custom
|  |  |  | DHP-Retro-WarehouseWarehouse | Warehouse | DHP-Retro-Warehouse | HVAC | DHP | [5 empty] | CommercialShowerheadsShowerheads-Retro-Small Off | Commercial | Showerheads | Showerheads-Retro-Small Off | Custom
|  |  |  | DHP-Retro-SupermarketSupermarket | Supermarket | DHP-Retro-Supermarket | HVAC | DHP | [5 empty] | CommercialShowerheadsShowerheads-Retro-XLarge Ret | Commercial | Showerheads | Showerheads-Retro-XLarge Ret | Custom
|  |  |  | DHP-Retro-MiniMartMiniMart | MiniMart | DHP-Retro-MiniMart | HVAC | DHP | [5 empty] | CommercialShowerheadsShowerheads-Retro-Large Ret | Commercial | Showerheads | Showerheads-Retro-Large Ret | Custom
|  |  |  | DHP-Retro-RestaurantRestaurant | Restaurant | DHP-Retro-Restaurant | HVAC | DHP | [5 empty] | CommercialShowerheadsShowerheads-Retro-Medium Ret | Commercial | Showerheads | Showerheads-Retro-Medium Ret | Custom
|  |  |  | DHP-Retro-LodgingLodging | Lodging | DHP-Retro-Lodging | HVAC | DHP | [5 empty] | CommercialShowerheadsShowerheads-Retro-Small Ret | Commercial | Showerheads | Showerheads-Retro-Small Ret | Custom
|  |  |  | DHP-Retro-HospitalHospital | Hospital | DHP-Retro-Hospital | HVAC | DHP | [5 empty] | CommercialShowerheadsShowerheads-Retro-School K-12 | Commercial | Showerheads | Showerheads-Retro-School K-12 | Custom
|  |  |  | DHP-Retro-Residential CareResidential Care | Residential Care | DHP-Retro-Residential Care | HVAC | DHP | [5 empty] | CommercialShowerheadsShowerheads-Retro-University | Commercial | Showerheads | Showerheads-Retro-University | Custom
|  |  |  | DHP-Retro-AssemblyAssembly | Assembly | DHP-Retro-Assembly | HVAC | DHP | [5 empty] | CommercialShowerheadsShowerheads-Retro-Warehouse | Commercial | Showerheads | Showerheads-Retro-Warehouse | Custom
|  |  |  | DHP-Retro-OtherOther | Other | DHP-Retro-Other | HVAC | DHP | [5 empty] | CommercialShowerheadsShowerheads-Retro-Supermarket | Commercial | Showerheads | Showerheads-Retro-Supermarket | Custom
|  |  |  | DHP-New-Large OffLarge Off | Large Off | DHP-New-Large Off | HVAC | DHP | [5 empty] | CommercialShowerheadsShowerheads-Retro-MiniMart | Commercial | Showerheads | Showerheads-Retro-MiniMart | Custom
|  |  |  | DHP-New-Medium OffMedium Off | Medium Off | DHP-New-Medium Off | HVAC | DHP | [5 empty] | CommercialShowerheadsShowerheads-Retro-Restaurant | Commercial | Showerheads | Showerheads-Retro-Restaurant | Custom
|  |  |  | DHP-New-Small OffSmall Off | Small Off | DHP-New-Small Off | HVAC | DHP | [5 empty] | CommercialShowerheadsShowerheads-Retro-Lodging | Commercial | Showerheads | Showerheads-Retro-Lodging | Custom
|  |  |  | DHP-New-XLarge RetXLarge Ret | XLarge Ret | DHP-New-XLarge Ret | HVAC | DHP | [5 empty] | CommercialShowerheadsShowerheads-Retro-Hospital | Commercial | Showerheads | Showerheads-Retro-Hospital | Custom
|  |  |  | DHP-New-Large RetLarge Ret | Large Ret | DHP-New-Large Ret | HVAC | DHP | [5 empty] | CommercialShowerheadsShowerheads-Retro-Residential Care | Commercial | Showerheads | Showerheads-Retro-Residential Care | Custom
|  |  |  | DHP-New-Medium RetMedium Ret | Medium Ret | DHP-New-Medium Ret | HVAC | DHP | [5 empty] | CommercialShowerheadsShowerheads-Retro-Assembly | Commercial | Showerheads | Showerheads-Retro-Assembly | Custom
|  |  |  | DHP-New-Small RetSmall Ret | Small Ret | DHP-New-Small Ret | HVAC | DHP | [5 empty] | CommercialShowerheadsShowerheads-Retro-Other | Commercial | Showerheads | Showerheads-Retro-Other | Custom
|  |  |  | DHP-New-School K-12School K-12 | School K-12 | DHP-New-School K-12 | HVAC | DHP | [5 empty] | CommercialVRFVRF-Retro-Large Off | Commercial | VRF | VRF-Retro-Large Off | Rooftop Units
|  |  |  | DHP-New-UniversityUniversity | University | DHP-New-University | HVAC | DHP | [5 empty] | CommercialVRFVRF-Retro-Medium Off | Commercial | VRF | VRF-Retro-Medium Off | Rooftop Units
|  |  |  | DHP-New-WarehouseWarehouse | Warehouse | DHP-New-Warehouse | HVAC | DHP | [5 empty] | CommercialVRFVRF-Retro-Small Off | Commercial | VRF | VRF-Retro-Small Off | Rooftop Units
|  |  |  | DHP-New-SupermarketSupermarket | Supermarket | DHP-New-Supermarket | HVAC | DHP | [5 empty] | CommercialVRFVRF-Retro-XLarge Ret | Commercial | VRF | VRF-Retro-XLarge Ret | Rooftop Units
|  |  |  | DHP-New-MiniMartMiniMart | MiniMart | DHP-New-MiniMart | HVAC | DHP | [5 empty] | CommercialVRFVRF-Retro-Large Ret | Commercial | VRF | VRF-Retro-Large Ret | Rooftop Units
|  |  |  | DHP-New-RestaurantRestaurant | Restaurant | DHP-New-Restaurant | HVAC | DHP | [5 empty] | CommercialVRFVRF-Retro-Medium Ret | Commercial | VRF | VRF-Retro-Medium Ret | Rooftop Units
|  |  |  | DHP-New-LodgingLodging | Lodging | DHP-New-Lodging | HVAC | DHP | [5 empty] | CommercialVRFVRF-Retro-Small Ret | Commercial | VRF | VRF-Retro-Small Ret | Rooftop Units
|  |  |  | DHP-New-HospitalHospital | Hospital | DHP-New-Hospital | HVAC | DHP | [5 empty] | CommercialVRFVRF-Retro-School K-12 | Commercial | VRF | VRF-Retro-School K-12 | Rooftop Units
|  |  |  | DHP-New-Residential CareResidential Care | Residential Care | DHP-New-Residential Care | HVAC | DHP | [5 empty] | CommercialVRFVRF-Retro-University | Commercial | VRF | VRF-Retro-University | Rooftop Units
|  |  |  | DHP-New-AssemblyAssembly | Assembly | DHP-New-Assembly | HVAC | DHP | [5 empty] | CommercialVRFVRF-Retro-Warehouse | Commercial | VRF | VRF-Retro-Warehouse | Rooftop Units
|  |  |  | DHP-New-OtherOther | Other | DHP-New-Other | HVAC | DHP | [5 empty] | CommercialVRFVRF-Retro-Supermarket | Commercial | VRF | VRF-Retro-Supermarket | Rooftop Units
|  |  |  | ECM-VAV-NEW-Large OffLarge Off | Large Off | ECM-VAV-NEW-Large Off | Motors/Drives | ECM-VAV | [5 empty] | CommercialVRFVRF-Retro-MiniMart | Commercial | VRF | VRF-Retro-MiniMart | Rooftop Units
|  |  |  | ECM-VAV-NEW-Medium OffMedium Off | Medium Off | ECM-VAV-NEW-Medium Off | Motors/Drives | ECM-VAV | [5 empty] | CommercialVRFVRF-Retro-Restaurant | Commercial | VRF | VRF-Retro-Restaurant | Rooftop Units
|  |  |  | ECM-VAV-NEW-Small OffSmall Off | Small Off | ECM-VAV-NEW-Small Off | Motors/Drives | ECM-VAV | [5 empty] | CommercialVRFVRF-Retro-Lodging | Commercial | VRF | VRF-Retro-Lodging | Rooftop Units
|  |  |  | ECM-VAV-NEW-XLarge RetXLarge Ret | XLarge Ret | ECM-VAV-NEW-XLarge Ret | Motors/Drives | ECM-VAV | [5 empty] | CommercialVRFVRF-Retro-Hospital | Commercial | VRF | VRF-Retro-Hospital | Rooftop Units
|  |  |  | ECM-VAV-NEW-Large RetLarge Ret | Large Ret | ECM-VAV-NEW-Large Ret | Motors/Drives | ECM-VAV | [5 empty] | CommercialVRFVRF-Retro-Residential Care | Commercial | VRF | VRF-Retro-Residential Care | Rooftop Units
|  |  |  | ECM-VAV-NEW-Medium RetMedium Ret | Medium Ret | ECM-VAV-NEW-Medium Ret | Motors/Drives | ECM-VAV | [5 empty] | CommercialVRFVRF-Retro-Assembly | Commercial | VRF | VRF-Retro-Assembly | Rooftop Units
|  |  |  | ECM-VAV-NEW-Small RetSmall Ret | Small Ret | ECM-VAV-NEW-Small Ret | Motors/Drives | ECM-VAV | [5 empty] | CommercialVRFVRF-Retro-Other | Commercial | VRF | VRF-Retro-Other | Rooftop Units
|  |  |  | ECM-VAV-NEW-School K-12School K-12 | School K-12 | ECM-VAV-NEW-School K-12 | Motors/Drives | ECM-VAV | [5 empty] | CommercialVRFVRF-NEW-Large Off | Commercial | VRF | VRF-NEW-Large Off | Rooftop Units
|  |  |  | ECM-VAV-NEW-UniversityUniversity | University | ECM-VAV-NEW-University | Motors/Drives | ECM-VAV | [5 empty] | CommercialVRFVRF-NEW-Medium Off | Commercial | VRF | VRF-NEW-Medium Off | Rooftop Units
|  |  |  | ECM-VAV-NEW-WarehouseWarehouse | Warehouse | ECM-VAV-NEW-Warehouse | Motors/Drives | ECM-VAV | [5 empty] | CommercialVRFVRF-NEW-Small Off | Commercial | VRF | VRF-NEW-Small Off | Rooftop Units
|  |  |  | ECM-VAV-NEW-SupermarketSupermarket | Supermarket | ECM-VAV-NEW-Supermarket | Motors/Drives | ECM-VAV | [5 empty] | CommercialVRFVRF-NEW-XLarge Ret | Commercial | VRF | VRF-NEW-XLarge Ret | Rooftop Units
|  |  |  | ECM-VAV-NEW-MiniMartMiniMart | MiniMart | ECM-VAV-NEW-MiniMart | Motors/Drives | ECM-VAV | [5 empty] | CommercialVRFVRF-NEW-Large Ret | Commercial | VRF | VRF-NEW-Large Ret | Rooftop Units
|  |  |  | ECM-VAV-NEW-RestaurantRestaurant | Restaurant | ECM-VAV-NEW-Restaurant | Motors/Drives | ECM-VAV | [5 empty] | CommercialVRFVRF-NEW-Medium Ret | Commercial | VRF | VRF-NEW-Medium Ret | Rooftop Units
|  |  |  | ECM-VAV-NEW-LodgingLodging | Lodging | ECM-VAV-NEW-Lodging | Motors/Drives | ECM-VAV | [5 empty] | CommercialVRFVRF-NEW-Small Ret | Commercial | VRF | VRF-NEW-Small Ret | Rooftop Units
|  |  |  | ECM-VAV-NEW-HospitalHospital | Hospital | ECM-VAV-NEW-Hospital | Motors/Drives | ECM-VAV | [5 empty] | CommercialVRFVRF-NEW-School K-12 | Commercial | VRF | VRF-NEW-School K-12 | Rooftop Units
|  |  |  | ECM-VAV-NEW-Residential CareResidential Care | Residential Care | ECM-VAV-NEW-Residential Care | Motors/Drives | ECM-VAV | [5 empty] | CommercialVRFVRF-NEW-University | Commercial | VRF | VRF-NEW-University | Rooftop Units
|  |  |  | ECM-VAV-NEW-AssemblyAssembly | Assembly | ECM-VAV-NEW-Assembly | Motors/Drives | ECM-VAV | [5 empty] | CommercialVRFVRF-NEW-Warehouse | Commercial | VRF | VRF-NEW-Warehouse | Rooftop Units
|  |  |  | ECM-VAV-NEW-OtherOther | Other | ECM-VAV-NEW-Other | Motors/Drives | ECM-VAV | [5 empty] | CommercialVRFVRF-NEW-Supermarket | Commercial | VRF | VRF-NEW-Supermarket | Rooftop Units
|  |  |  | ECM-VAV-NR-Large OffLarge Off | Large Off | ECM-VAV-NR-Large Off | Motors/Drives | ECM-VAV | [5 empty] | CommercialVRFVRF-NEW-MiniMart | Commercial | VRF | VRF-NEW-MiniMart | Rooftop Units
|  |  |  | ECM-VAV-NR-Medium OffMedium Off | Medium Off | ECM-VAV-NR-Medium Off | Motors/Drives | ECM-VAV | [5 empty] | CommercialVRFVRF-NEW-Restaurant | Commercial | VRF | VRF-NEW-Restaurant | Rooftop Units
|  |  |  | ECM-VAV-NR-Small OffSmall Off | Small Off | ECM-VAV-NR-Small Off | Motors/Drives | ECM-VAV | [5 empty] | CommercialVRFVRF-NEW-Lodging | Commercial | VRF | VRF-NEW-Lodging | Rooftop Units
|  |  |  | ECM-VAV-NR-XLarge RetXLarge Ret | XLarge Ret | ECM-VAV-NR-XLarge Ret | Motors/Drives | ECM-VAV | [5 empty] | CommercialVRFVRF-NEW-Hospital | Commercial | VRF | VRF-NEW-Hospital | Rooftop Units
|  |  |  | ECM-VAV-NR-Large RetLarge Ret | Large Ret | ECM-VAV-NR-Large Ret | Motors/Drives | ECM-VAV | [5 empty] | CommercialVRFVRF-NEW-Residential Care | Commercial | VRF | VRF-NEW-Residential Care | Rooftop Units
|  |  |  | ECM-VAV-NR-Medium RetMedium Ret | Medium Ret | ECM-VAV-NR-Medium Ret | Motors/Drives | ECM-VAV | [5 empty] | CommercialVRFVRF-NEW-Assembly | Commercial | VRF | VRF-NEW-Assembly | Rooftop Units
|  |  |  | ECM-VAV-NR-Small RetSmall Ret | Small Ret | ECM-VAV-NR-Small Ret | Motors/Drives | ECM-VAV | [5 empty] | CommercialVRFVRF-NEW-Other | Commercial | VRF | VRF-NEW-Other | Rooftop Units
|  |  |  | ECM-VAV-NR-School K-12School K-12 | School K-12 | ECM-VAV-NR-School K-12 | Motors/Drives | ECM-VAV | [5 empty] | CommercialWasherWasher | Commercial | Washer | Washer | Clothes Washer
|  |  |  | ECM-VAV-NR-UniversityUniversity | University | ECM-VAV-NR-University | Motors/Drives | ECM-VAV | [5 empty] | CommercialMunicipal Sewage TreatmentOptimize Municipal Sewage ; >10 MGD Design Capacity | Commercial | Municipal Sewage Treatment | Optimize Municipal Sewage ; >10 MGD Design Capacity | Custom
|  |  |  | ECM-VAV-NR-WarehouseWarehouse | Warehouse | ECM-VAV-NR-Warehouse | Motors/Drives | ECM-VAV | [5 empty] | CommercialMunicipal Sewage TreatmentOptimize Municipal Sewage ; <1 MGD Design Capacity | Commercial | Municipal Sewage Treatment | Optimize Municipal Sewage ; <1 MGD Design Capacity | Custom
|  |  |  | ECM-VAV-NR-SupermarketSupermarket | Supermarket | ECM-VAV-NR-Supermarket | Motors/Drives | ECM-VAV | [5 empty] | CommercialMunicipal Sewage TreatmentOptimize Municipal Sewage ; 1 to 10 MGD Design Capacity | Commercial | Municipal Sewage Treatment | Optimize Municipal Sewage ; 1 to 10 MGD Design Capacity | Custom
|  |  |  | ECM-VAV-NR-MiniMartMiniMart | MiniMart | ECM-VAV-NR-MiniMart | Motors/Drives | ECM-VAV | [5 empty] | CommercialWater Cooler ControlsMarket Average to ES 2.0 Upgrade | Commercial | Water Cooler Controls | Market Average to ES 2.0 Upgrade | Grocery Refrigeration Bundle
|  |  |  | ECM-VAV-NR-RestaurantRestaurant | Restaurant | ECM-VAV-NR-Restaurant | Motors/Drives | ECM-VAV | [5 empty] | CommercialWater Cooler ControlsTimer on ES 2.0 Hot & Cold Water Cooler | Commercial | Water Cooler Controls | Timer on ES 2.0 Hot & Cold Water Cooler | Grocery Refrigeration Bundle
|  |  |  | ECM-VAV-NR-LodgingLodging | Lodging | ECM-VAV-NR-Lodging | Motors/Drives | ECM-VAV | [5 empty] | CommercialWater Cooler ControlsTimer on ES 2.0 Cold Only Water Cooler | Commercial | Water Cooler Controls | Timer on ES 2.0 Cold Only Water Cooler | Grocery Refrigeration Bundle
|  |  |  | ECM-VAV-NR-HospitalHospital | Hospital | ECM-VAV-NR-Hospital | Motors/Drives | ECM-VAV | [5 empty] | CommercialMunicipal Water SupplyMunicipal Water Supply-Retro | Commercial | Municipal Water Supply | Municipal Water Supply-Retro | Custom
|  |  |  | ECM-VAV-NR-Residential CareResidential Care | Residential Care | ECM-VAV-NR-Residential Care | Motors/Drives | ECM-VAV | [5 empty] | CommercialWEPTWEPT-Retro-Large Off | Commercial | WEPT | WEPT-Retro-Large Off | Custom
|  |  |  | ECM-VAV-NR-AssemblyAssembly | Assembly | ECM-VAV-NR-Assembly | Motors/Drives | ECM-VAV | [5 empty] | CommercialWEPTWEPT-Retro-Medium Off | Commercial | WEPT | WEPT-Retro-Medium Off | Custom
|  |  |  | ECM-VAV-NR-OtherOther | Other | ECM-VAV-NR-Other | Motors/Drives | ECM-VAV | [5 empty] | CommercialWEPTWEPT-Retro-Small Off | Commercial | WEPT | WEPT-Retro-Small Off | Custom
|  |  |  | Economizer-Retro-Large OffLarge Off | Large Off | Economizer-Retro-Large Off | HVAC | Economizer | [5 empty] | CommercialWEPTWEPT-Retro-XLarge Ret | Commercial | WEPT | WEPT-Retro-XLarge Ret | Custom
|  |  |  | Economizer-Retro-Medium OffMedium Off | Medium Off | Economizer-Retro-Medium Off | HVAC | Economizer | [5 empty] | CommercialWEPTWEPT-Retro-Large Ret | Commercial | WEPT | WEPT-Retro-Large Ret | Custom
|  |  |  | Economizer-Retro-Small OffSmall Off | Small Off | Economizer-Retro-Small Off | HVAC | Economizer | [5 empty] | CommercialWEPTWEPT-Retro-Medium Ret | Commercial | WEPT | WEPT-Retro-Medium Ret | Custom
|  |  |  | Economizer-Retro-XLarge RetXLarge Ret | XLarge Ret | Economizer-Retro-XLarge Ret | HVAC | Economizer | [5 empty] | CommercialWEPTWEPT-Retro-Small Ret | Commercial | WEPT | WEPT-Retro-Small Ret | Custom
|  |  |  | Economizer-Retro-Large RetLarge Ret | Large Ret | Economizer-Retro-Large Ret | HVAC | Economizer | [5 empty] | CommercialWEPTWEPT-Retro-School K-12 | Commercial | WEPT | WEPT-Retro-School K-12 | Custom
|  |  |  | Economizer-Retro-Medium RetMedium Ret | Medium Ret | Economizer-Retro-Medium Ret | HVAC | Economizer | [5 empty] | CommercialWEPTWEPT-Retro-University | Commercial | WEPT | WEPT-Retro-University | Custom
|  |  |  | Economizer-Retro-Small RetSmall Ret | Small Ret | Economizer-Retro-Small Ret | HVAC | Economizer | [5 empty] | CommercialWEPTWEPT-Retro-Warehouse | Commercial | WEPT | WEPT-Retro-Warehouse | Custom
|  |  |  | Economizer-Retro-School K-12School K-12 | School K-12 | Economizer-Retro-School K-12 | HVAC | Economizer | [5 empty] | CommercialWEPTWEPT-Retro-Supermarket | Commercial | WEPT | WEPT-Retro-Supermarket | Custom
|  |  |  | Economizer-Retro-UniversityUniversity | University | Economizer-Retro-University | HVAC | Economizer | [5 empty] | CommercialWEPTWEPT-Retro-MiniMart | Commercial | WEPT | WEPT-Retro-MiniMart | Custom
|  |  |  | Economizer-Retro-WarehouseWarehouse | Warehouse | Economizer-Retro-Warehouse | HVAC | Economizer | [5 empty] | CommercialWEPTWEPT-Retro-Restaurant | Commercial | WEPT | WEPT-Retro-Restaurant | Custom
|  |  |  | Economizer-Retro-SupermarketSupermarket | Supermarket | Economizer-Retro-Supermarket | HVAC | Economizer | [5 empty] | CommercialWEPTWEPT-Retro-Lodging | Commercial | WEPT | WEPT-Retro-Lodging | Custom
|  |  |  | Economizer-Retro-MiniMartMiniMart | MiniMart | Economizer-Retro-MiniMart | HVAC | Economizer | [5 empty] | CommercialWEPTWEPT-Retro-Hospital | Commercial | WEPT | WEPT-Retro-Hospital | Custom
|  |  |  | Economizer-Retro-RestaurantRestaurant | Restaurant | Economizer-Retro-Restaurant | HVAC | Economizer | [5 empty] | CommercialWEPTWEPT-Retro-Residential Care | Commercial | WEPT | WEPT-Retro-Residential Care | Custom
|  |  |  | Economizer-Retro-LodgingLodging | Lodging | Economizer-Retro-Lodging | HVAC | Economizer | [5 empty] | CommercialWEPTWEPT-Retro-Assembly | Commercial | WEPT | WEPT-Retro-Assembly | Custom
|  |  |  | Economizer-Retro-HospitalHospital | Hospital | Economizer-Retro-Hospital | HVAC | Economizer | [5 empty] | CommercialWEPTWEPT-Retro-Other | Commercial | WEPT | WEPT-Retro-Other | Custom
|  |  |  | Economizer-Retro-Residential CareResidential Care | Residential Care | Economizer-Retro-Residential Care | HVAC | Economizer | [5 empty] | CommercialWHTanksWHTanks-New-Large Off | Commercial | WHTanks | WHTanks-New-Large Off | Water Heaters
|  |  |  | Economizer-Retro-AssemblyAssembly | Assembly | Economizer-Retro-Assembly | HVAC | Economizer | [5 empty] | CommercialWHTanksWHTanks-New-Medium Off | Commercial | WHTanks | WHTanks-New-Medium Off | Water Heaters
|  |  |  | Economizer-Retro-OtherOther | Other | Economizer-Retro-Other | HVAC | Economizer | [5 empty] | CommercialWHTanksWHTanks-New-Small Off | Commercial | WHTanks | WHTanks-New-Small Off | Water Heaters
|  |  |  | Commercial EM-Retro-Large OffLarge Off | Large Off | Commercial EM-Retro-Large Off | HVAC | Commercial EM | [5 empty] | CommercialWHTanksWHTanks-New-XLarge Ret | Commercial | WHTanks | WHTanks-New-XLarge Ret | Water Heaters
|  |  |  | Commercial EM-Retro-Medium OffMedium Off | Medium Off | Commercial EM-Retro-Medium Off | HVAC | Commercial EM | [5 empty] | CommercialWHTanksWHTanks-New-Large Ret | Commercial | WHTanks | WHTanks-New-Large Ret | Water Heaters
|  |  |  | Commercial EM-Retro-Small OffSmall Off | Small Off | Commercial EM-Retro-Small Off | HVAC | Commercial EM | [5 empty] | CommercialWHTanksWHTanks-New-Medium Ret | Commercial | WHTanks | WHTanks-New-Medium Ret | Water Heaters
|  |  |  | Commercial EM-Retro-XLarge RetXLarge Ret | XLarge Ret | Commercial EM-Retro-XLarge Ret | HVAC | Commercial EM | [5 empty] | CommercialWHTanksWHTanks-New-Small Ret | Commercial | WHTanks | WHTanks-New-Small Ret | Water Heaters
|  |  |  | Commercial EM-Retro-Large RetLarge Ret | Large Ret | Commercial EM-Retro-Large Ret | HVAC | Commercial EM | [5 empty] | CommercialWHTanksWHTanks-New-School K-12 | Commercial | WHTanks | WHTanks-New-School K-12 | Water Heaters
|  |  |  | Commercial EM-Retro-Medium RetMedium Ret | Medium Ret | Commercial EM-Retro-Medium Ret | HVAC | Commercial EM | [5 empty] | CommercialWHTanksWHTanks-New-University | Commercial | WHTanks | WHTanks-New-University | Water Heaters
|  |  |  | Commercial EM-Retro-Small RetSmall Ret | Small Ret | Commercial EM-Retro-Small Ret | HVAC | Commercial EM | [5 empty] | CommercialWHTanksWHTanks-New-Warehouse | Commercial | WHTanks | WHTanks-New-Warehouse | Water Heaters
|  |  |  | Commercial EM-Retro-School K-12School K-12 | School K-12 | Commercial EM-Retro-School K-12 | HVAC | Commercial EM | [5 empty] | CommercialWHTanksWHTanks-New-Supermarket | Commercial | WHTanks | WHTanks-New-Supermarket | Water Heaters
|  |  |  | Commercial EM-Retro-UniversityUniversity | University | Commercial EM-Retro-University | HVAC | Commercial EM | [5 empty] | CommercialWHTanksWHTanks-New-MiniMart | Commercial | WHTanks | WHTanks-New-MiniMart | Water Heaters
|  |  |  | Commercial EM-Retro-WarehouseWarehouse | Warehouse | Commercial EM-Retro-Warehouse | HVAC | Commercial EM | [5 empty] | CommercialWHTanksWHTanks-New-Restaurant | Commercial | WHTanks | WHTanks-New-Restaurant | Water Heaters
|  |  |  | Commercial EM-Retro-SupermarketSupermarket | Supermarket | Commercial EM-Retro-Supermarket | HVAC | Commercial EM | [5 empty] | CommercialWHTanksWHTanks-New-Lodging | Commercial | WHTanks | WHTanks-New-Lodging | Water Heaters
|  |  |  | Commercial EM-Retro-MiniMartMiniMart | MiniMart | Commercial EM-Retro-MiniMart | HVAC | Commercial EM | [5 empty] | CommercialWHTanksWHTanks-New-Hospital | Commercial | WHTanks | WHTanks-New-Hospital | Water Heaters
|  |  |  | Commercial EM-Retro-RestaurantRestaurant | Restaurant | Commercial EM-Retro-Restaurant | HVAC | Commercial EM | [5 empty] | CommercialWHTanksWHTanks-New-Residential Care | Commercial | WHTanks | WHTanks-New-Residential Care | Water Heaters
|  |  |  | Commercial EM-Retro-LodgingLodging | Lodging | Commercial EM-Retro-Lodging | HVAC | Commercial EM | [5 empty] | CommercialWHTanksWHTanks-New-Assembly | Commercial | WHTanks | WHTanks-New-Assembly | Water Heaters
|  |  |  | Commercial EM-Retro-HospitalHospital | Hospital | Commercial EM-Retro-Hospital | HVAC | Commercial EM | [5 empty] | CommercialWHTanksWHTanks-New-Other | Commercial | WHTanks | WHTanks-New-Other | Water Heaters
|  |  |  | Commercial EM-Retro-Residential CareResidential Care | Residential Care | Commercial EM-Retro-Residential Care | HVAC | Commercial EM | [5 empty] | CommercialWHTanksWHTanks-NR-Large Off | Commercial | WHTanks | WHTanks-NR-Large Off | Water Heaters
|  |  |  | Commercial EM-Retro-AssemblyAssembly | Assembly | Commercial EM-Retro-Assembly | HVAC | Commercial EM | [5 empty] | CommercialWHTanksWHTanks-NR-Medium Off | Commercial | WHTanks | WHTanks-NR-Medium Off | Water Heaters
|  |  |  | Commercial EM-Retro-OtherOther | Other | Commercial EM-Retro-Other | HVAC | Commercial EM | [5 empty] | CommercialWHTanksWHTanks-NR-Small Off | Commercial | WHTanks | WHTanks-NR-Small Off | Water Heaters
|  |  |  | LEC Exit Sign-Double-NewNA | NA | LEC Exit Sign-Double-New | Lighting | LEC Exit Sign | [5 empty] | CommercialWHTanksWHTanks-NR-XLarge Ret | Commercial | WHTanks | WHTanks-NR-XLarge Ret | Water Heaters
|  |  |  | LEC Exit Sign-Single-NewNA | NA | LEC Exit Sign-Single-New | Lighting | LEC Exit Sign | [5 empty] | CommercialWHTanksWHTanks-NR-Large Ret | Commercial | WHTanks | WHTanks-NR-Large Ret | Water Heaters
|  |  |  | LEC Exit Sign-Double-NRNA | NA | LEC Exit Sign-Double-NR | Lighting | LEC Exit Sign | [5 empty] | CommercialWHTanksWHTanks-NR-Medium Ret | Commercial | WHTanks | WHTanks-NR-Medium Ret | Water Heaters
|  |  |  | LEC Exit Sign-Single-NRNA | NA | LEC Exit Sign-Single-NR | Lighting | LEC Exit Sign | [5 empty] | CommercialWHTanksWHTanks-NR-Small Ret | Commercial | WHTanks | WHTanks-NR-Small Ret | Water Heaters
|  |  |  | NAExterior Lighting: Parking Lot - HPS 250W - New | Exterior Lighting: Parking Lot - HPS 250W - New | NA | Lighting | Exterior Building Lighting | [5 empty] | CommercialWHTanksWHTanks-NR-School K-12 | Commercial | WHTanks | WHTanks-NR-School K-12 | Water Heaters
|  |  |  | NAExterior Lighting: Walkway - HID 150W - New | Exterior Lighting: Walkway - HID 150W - New | NA | Lighting | Exterior Building Lighting | [5 empty] | CommercialWHTanksWHTanks-NR-University | Commercial | WHTanks | WHTanks-NR-University | Water Heaters
|  |  |  | NAExterior Lighting: FaÃ§ade - HID 150W - New | Exterior Lighting: FaÃ§ade - HID 150W - New | NA | Lighting | Exterior Building Lighting | [5 empty] | CommercialWHTanksWHTanks-NR-Warehouse | Commercial | WHTanks | WHTanks-NR-Warehouse | Water Heaters
|  |  |  | NAExterior Lighting: Walkway - INC 75W - New | Exterior Lighting: Walkway - INC 75W - New | NA | Lighting | Exterior Building Lighting | [5 empty] | CommercialWHTanksWHTanks-NR-Supermarket | Commercial | WHTanks | WHTanks-NR-Supermarket | Water Heaters
|  |  |  | NAExterior Lighting: FaÃ§ade - HID 400W - New | Exterior Lighting: FaÃ§ade - HID 400W - New | NA | Lighting | Exterior Building Lighting | [5 empty] | CommercialWHTanksWHTanks-NR-MiniMart | Commercial | WHTanks | WHTanks-NR-MiniMart | Water Heaters
|  |  |  | NAExterior Lighting: Walkway - CFL 26W - New | Exterior Lighting: Walkway - CFL 26W - New | NA | Lighting | Exterior Building Lighting | [5 empty] | CommercialWHTanksWHTanks-NR-Restaurant | Commercial | WHTanks | WHTanks-NR-Restaurant | Water Heaters
|  |  |  | NAExterior Lighting: Parking Lot - MH 400W - New | Exterior Lighting: Parking Lot - MH 400W - New | NA | Lighting | Exterior Building Lighting | [5 empty] | CommercialWHTanksWHTanks-NR-Lodging | Commercial | WHTanks | WHTanks-NR-Lodging | Water Heaters
|  |  |  | NAExterior Lighting: Parking Lot - MH 1000W - New | Exterior Lighting: Parking Lot - MH 1000W - New | NA | Lighting | Exterior Building Lighting | [5 empty] | CommercialWHTanksWHTanks-NR-Hospital | Commercial | WHTanks | WHTanks-NR-Hospital | Water Heaters
|  |  |  | NAExterior Lighting: Parking Lot - HPS 250W - NR | Exterior Lighting: Parking Lot - HPS 250W - NR | NA | Lighting | Exterior Building Lighting | [5 empty] | CommercialWHTanksWHTanks-NR-Residential Care | Commercial | WHTanks | WHTanks-NR-Residential Care | Water Heaters
|  |  |  | NAExterior Lighting: Walkway - HID 150W - NR | Exterior Lighting: Walkway - HID 150W - NR | NA | Lighting | Exterior Building Lighting | [5 empty] | CommercialWHTanksWHTanks-NR-Assembly | Commercial | WHTanks | WHTanks-NR-Assembly | Water Heaters
|  |  |  | NAExterior Lighting: FaÃ§ade - HID 150W - NR | Exterior Lighting: FaÃ§ade - HID 150W - NR | NA | Lighting | Exterior Building Lighting | [5 empty] | CommercialWHTanksWHTanks-NR-Other | Commercial | WHTanks | WHTanks-NR-Other | Water Heaters
|  |  |  | NAExterior Lighting: Walkway - INC 75W - NR | Exterior Lighting: Walkway - INC 75W - NR | NA | Lighting | Exterior Building Lighting | [5 empty] | CommercialSecondary Glazing SystemsSGSWindow-Small Office (AC with Gas Furnace)-Portland | Commercial | Secondary Glazing Systems | SGSWindow-Small Office (AC with Gas Furnace)-Portland | Windows
|  |  |  | NAExterior Lighting: FaÃ§ade - HID 400W - NR | Exterior Lighting: FaÃ§ade - HID 400W - NR | NA | Lighting | Exterior Building Lighting | [5 empty] | CommercialSecondary Glazing SystemsSGSWindow-Small Office (AC with Gas Furnace)-Spokane | Commercial | Secondary Glazing Systems | SGSWindow-Small Office (AC with Gas Furnace)-Spokane | Windows
|  |  |  | NAExterior Lighting: Walkway - CFL 26W - NR | Exterior Lighting: Walkway - CFL 26W - NR | NA | Lighting | Exterior Building Lighting | [5 empty] | CommercialSecondary Glazing SystemsSGSWindow-Small Office (AC with Gas Furnace)-Missoula | Commercial | Secondary Glazing Systems | SGSWindow-Small Office (AC with Gas Furnace)-Missoula | Windows
|  |  |  | NAExterior Lighting: Parking Lot - MH 400W - NR | Exterior Lighting: Parking Lot - MH 400W - NR | NA | Lighting | Exterior Building Lighting | [5 empty] | CommercialSecondary Glazing SystemsSGSWindow-Small Office (Air-source Heat Pump)-Portland | Commercial | Secondary Glazing Systems | SGSWindow-Small Office (Air-source Heat Pump)-Portland | Windows
|  |  |  | NAExterior Lighting: Parking Lot - MH 1000W - NR | Exterior Lighting: Parking Lot - MH 1000W - NR | NA | Lighting | Exterior Building Lighting | [5 empty] | CommercialSecondary Glazing SystemsSGSWindow-Small Office (Air-source Heat Pump)-Spokane | Commercial | Secondary Glazing Systems | SGSWindow-Small Office (Air-source Heat Pump)-Spokane | Windows
|  |  |  | Premium Fume Hood-NRNA | NA | Premium Fume Hood-NR | HVAC | Premium Fume Hood | [5 empty] | CommercialSecondary Glazing SystemsSGSWindow-Small Office (Air-source Heat Pump)-Missoula | Commercial | Secondary Glazing Systems | SGSWindow-Small Office (Air-source Heat Pump)-Missoula | Windows
|  |  |  | Replace Shaded Pole with ECM in Walk-in CoolerGrocery Refrigeration Bundle | Grocery Refrigeration Bundle | Replace Shaded Pole with ECM in Walk-in Cooler | Refrigeration | Grocery Refrigeration Bundle | [5 empty] | CommercialSecondary Glazing SystemsSGSWindow-Mid-rise Office (Apackaged VAV with Electric reheat)-Portland | Commercial | Secondary Glazing Systems | SGSWindow-Mid-rise Office (Apackaged VAV with Electric reheat)-Portland | Windows
|  |  |  | ECM Controllers on Walk-In Evaporator MotorsGrocery Refrigeration Bundle | Grocery Refrigeration Bundle | ECM Controllers on Walk-In Evaporator Motors | Refrigeration | Grocery Refrigeration Bundle | [5 empty] | CommercialSecondary Glazing SystemsSGSWindow-Mid-rise Office (Apackaged VAV with Electric reheat)-Spokane | Commercial | Secondary Glazing Systems | SGSWindow-Mid-rise Office (Apackaged VAV with Electric reheat)-Spokane | Windows
|  |  |  | Strip Curtains: Walk-In Coolers/ FreezersGrocery Refrigeration Bundle | Grocery Refrigeration Bundle | Strip Curtains: Walk-In Coolers/ Freezers | Refrigeration | Grocery Refrigeration Bundle | [5 empty] | CommercialSecondary Glazing SystemsSGSWindow-Mid-rise Office (Apackaged VAV with Electric reheat)-Missoula | Commercial | Secondary Glazing Systems | SGSWindow-Mid-rise Office (Apackaged VAV with Electric reheat)-Missoula | Windows
|  |  |  | Anti Sweat Heater ControlsGrocery Refrigeration Bundle | Grocery Refrigeration Bundle | Anti Sweat Heater Controls | Refrigeration | Grocery Refrigeration Bundle | [5 empty] | CommercialSecondary Glazing SystemsSGSWindow-Mid-rise Office (Apackaged VAV with Gas)-Portland | Commercial | Secondary Glazing Systems | SGSWindow-Mid-rise Office (Apackaged VAV with Gas)-Portland | Windows
|  |  |  | LED Case LightingGrocery Refrigeration Bundle | Grocery Refrigeration Bundle | LED Case Lighting | Refrigeration | Grocery Refrigeration Bundle | [5 empty] | CommercialSecondary Glazing SystemsSGSWindow-Mid-rise Office (Apackaged VAV with Gas)-Spokane | Commercial | Secondary Glazing Systems | SGSWindow-Mid-rise Office (Apackaged VAV with Gas)-Spokane | Windows
|  |  |  | Grocery RetrocommisioningGrocery Refrigeration Bundle | Grocery Refrigeration Bundle | Grocery Retrocommisioning | Refrigeration | Grocery Refrigeration Bundle | [5 empty] | CommercialSecondary Glazing SystemsSGSWindow-Mid-rise Office (Apackaged VAV with Gas)-Missoula | Commercial | Secondary Glazing Systems | SGSWindow-Mid-rise Office (Apackaged VAV with Gas)-Missoula | Windows
|  |  |  | Floating Head Pressure ControlGrocery Refrigeration Bundle | Grocery Refrigeration Bundle | Floating Head Pressure Control | Refrigeration | Grocery Refrigeration Bundle | [5 empty] | CommercialSecondary Glazing SystemsSGSWindow-High-rise Office (VAV with Central Chillers / Gas Boilers)-Portland | Commercial | Secondary Glazing Systems | SGSWindow-High-rise Office (VAV with Central Chillers / Gas Boilers)-Portland | Windows
|  |  |  | LED Motion Sensors on Display CaseGrocery Refrigeration Bundle | Grocery Refrigeration Bundle | LED Motion Sensors on Display Case | Refrigeration | Grocery Refrigeration Bundle | [5 empty] | CommercialSecondary Glazing SystemsSGSWindow-High-rise Office (VAV with Central Chillers / Gas Boilers)-Spokane | Commercial | Secondary Glazing Systems | SGSWindow-High-rise Office (VAV with Central Chillers / Gas Boilers)-Spokane | Windows
|  |  |  | Market Average HP Low Power T8 ShiftLarge Off | Large Off | Market Average HP Low Power T8 Shift | Lighting | Low Power LF Lamps | [5 empty] | CommercialSecondary Glazing SystemsSGSWindow-High-rise Office (VAV with Central Chillers / Gas Boilers)-Missoula | Commercial | Secondary Glazing Systems | SGSWindow-High-rise Office (VAV with Central Chillers / Gas Boilers)-Missoula | Windows
|  |  |  | Market Average HP Low Power T8 ShiftMedium Off | Medium Off | Market Average HP Low Power T8 Shift | Lighting | Low Power LF Lamps | [5 empty] | CommercialSecondary Glazing SystemsSGSWindow-Small Office (AC with Ele Furnace)-Portland | Commercial | Secondary Glazing Systems | SGSWindow-Small Office (AC with Ele Furnace)-Portland | Windows
|  |  |  | Market Average HP Low Power T8 ShiftSmall Off | Small Off | Market Average HP Low Power T8 Shift | Lighting | Low Power LF Lamps | [5 empty] | CommercialSecondary Glazing SystemsSGSWindow-Small Office (AC with Ele Furnace)-Spokane | Commercial | Secondary Glazing Systems | SGSWindow-Small Office (AC with Ele Furnace)-Spokane | Windows
|  |  |  | Market Average HP Low Power T8 ShiftXLarge Ret | XLarge Ret | Market Average HP Low Power T8 Shift | Lighting | Low Power LF Lamps | [5 empty] | CommercialSecondary Glazing SystemsSGSWindow-Small Office (AC with Ele Furnace)-Missoula | Commercial | Secondary Glazing Systems | SGSWindow-Small Office (AC with Ele Furnace)-Missoula | Windows
|  |  |  | Market Average HP Low Power T8 ShiftLarge Ret | Large Ret | Market Average HP Low Power T8 Shift | Lighting | Low Power LF Lamps | [5 empty] | CommercialSecondary Glazing SystemsSGSWindow-High-rise Office (VAV with Central Chillers / Ele Boilers)-Portland | Commercial | Secondary Glazing Systems | SGSWindow-High-rise Office (VAV with Central Chillers / Ele Boilers)-Portland | Windows
|  |  |  | Market Average HP Low Power T8 ShiftMedium Ret | Medium Ret | Market Average HP Low Power T8 Shift | Lighting | Low Power LF Lamps | [5 empty] | CommercialSecondary Glazing SystemsSGSWindow-High-rise Office (VAV with Central Chillers / Ele Boilers)-Spokane | Commercial | Secondary Glazing Systems | SGSWindow-High-rise Office (VAV with Central Chillers / Ele Boilers)-Spokane | Windows
|  |  |  | Market Average HP Low Power T8 ShiftSmall Ret | Small Ret | Market Average HP Low Power T8 Shift | Lighting | Low Power LF Lamps | [5 empty] | CommercialSecondary Glazing SystemsSGSWindow-High-rise Office (VAV with Central Chillers / Ele Boilers)-Missoula | Commercial | Secondary Glazing Systems | SGSWindow-High-rise Office (VAV with Central Chillers / Ele Boilers)-Missoula | Windows
|  |  |  | Market Average HP Low Power T8 ShiftSchool K-12 | School K-12 | Market Average HP Low Power T8 Shift | Lighting | Low Power LF Lamps | [5 empty] | ResidentialAeratorBathroom Aerator 1.0 GPM AnyWH | Residential | Aerator | Bathroom Aerator 1.0 GPM AnyWH | Aerator
|  |  |  | Market Average HP Low Power T8 ShiftUniversity | University | Market Average HP Low Power T8 Shift | Lighting | Low Power LF Lamps | [5 empty] | ResidentialAeratorBathroom Aerator 1.0 GPM HPWH | Residential | Aerator | Bathroom Aerator 1.0 GPM HPWH | Aerator
|  |  |  | Market Average HP Low Power T8 ShiftWarehouse | Warehouse | Market Average HP Low Power T8 Shift | Lighting | Low Power LF Lamps | [5 empty] | ResidentialControls Commissioning and SizingSF CC&S + HZ23 | Residential | Controls Commissioning and Sizing | SF CC&S + HZ23 | Controls Commissioning and Sizing
|  |  |  | Market Average HP Low Power T8 ShiftSupermarket | Supermarket | Market Average HP Low Power T8 Shift | Lighting | Low Power LF Lamps | [5 empty] | ResidentialControls Commissioning and SizingSF CC&S + HZ1 | Residential | Controls Commissioning and Sizing | SF CC&S + HZ1 | Controls Commissioning and Sizing
|  |  |  | Market Average HP Low Power T8 ShiftMiniMart | MiniMart | Market Average HP Low Power T8 Shift | Lighting | Low Power LF Lamps | [5 empty] | ResidentialControls Commissioning and SizingMH CC&S + HZ23 | Residential | Controls Commissioning and Sizing | MH CC&S + HZ23 | Controls Commissioning and Sizing
|  |  |  | Market Average HP Low Power T8 ShiftRestaurant | Restaurant | Market Average HP Low Power T8 Shift | Lighting | Low Power LF Lamps | [5 empty] | ResidentialControls Commissioning and SizingMH CC&S + HZ1 | Residential | Controls Commissioning and Sizing | MH CC&S + HZ1 | Controls Commissioning and Sizing
|  |  |  | Market Average HP Low Power T8 ShiftLodging | Lodging | Market Average HP Low Power T8 Shift | Lighting | Low Power LF Lamps | [5 empty] | ResidentialClothes DryerHeat Pump Dryer | Residential | Clothes Dryer | Heat Pump Dryer | Clothes Dryer
|  |  |  | Market Average HP Low Power T8 ShiftHospital | Hospital | Market Average HP Low Power T8 Shift | Lighting | Low Power LF Lamps | [5 empty] | ResidentialClothes WasherSingle Family CEE Tier 3 Clothes Washer - Any DHW, Any Dryer - 54% ENERGY STAR Baseline | Residential | Clothes Washer | Single Family CEE Tier 3 Clothes Washer - Any DHW, Any Dryer - 54% ENERGY STAR Baseline | Clothes Washer
|  |  |  | Market Average HP Low Power T8 ShiftResidential Care | Residential Care | Market Average HP Low Power T8 Shift | Lighting | Low Power LF Lamps | [5 empty] | ResidentialClothes WasherMultifamily - Low Rise CEE Tier 3 Clothes Washer - Any DHW, Any Dryer - 54% ENERGY STAR Baseline | Residential | Clothes Washer | Multifamily - Low Rise CEE Tier 3 Clothes Washer - Any DHW, Any Dryer - 54% ENERGY STAR Baseline | Clothes Washer
|  |  |  | Market Average HP Low Power T8 ShiftAssembly | Assembly | Market Average HP Low Power T8 Shift | Lighting | Low Power LF Lamps | [5 empty] | ResidentialClothes WasherManufactured CEE Tier 3 Clothes Washer - Any DHW, Any Dryer - 54% ENERGY STAR Baseline | Residential | Clothes Washer | Manufactured CEE Tier 3 Clothes Washer - Any DHW, Any Dryer - 54% ENERGY STAR Baseline | Clothes Washer
|  |  |  | Market Average HP Low Power T8 ShiftOther | Other | Market Average HP Low Power T8 Shift | Lighting | Low Power LF Lamps | [5 empty] | ResidentialClothes WasherMultifamily - High Rise CEE Tier 3 Clothes Washer - Any DHW, Any Dryer - 54% ENERGY STAR Baseline | Residential | Clothes Washer | Multifamily - High Rise CEE Tier 3 Clothes Washer - Any DHW, Any Dryer - 54% ENERGY STAR Baseline | Clothes Washer
|  |  |  | Lighting Controls Interior-New-Large Off-UnitaryLarge Off | Large Off | Lighting Controls Interior-New-Large Off-Unitary | Lighting | Lighting Controls Interior | [5 empty] | ResidentialClothes WasherSingle Family CEE Tier 2 Clothes Washer - Any DHW, Any Dryer - 54% ENERGY STAR Baseline | Residential | Clothes Washer | Single Family CEE Tier 2 Clothes Washer - Any DHW, Any Dryer - 54% ENERGY STAR Baseline | Clothes Washer
|  |  |  | Lighting Controls Interior-New-Medium Off-UnitaryMedium Off | Medium Off | Lighting Controls Interior-New-Medium Off-Unitary | Lighting | Lighting Controls Interior | [5 empty] | ResidentialClothes WasherManufactured CEE Tier 2 Clothes Washer - Any DHW, Any Dryer - 54% ENERGY STAR Baseline | Residential | Clothes Washer | Manufactured CEE Tier 2 Clothes Washer - Any DHW, Any Dryer - 54% ENERGY STAR Baseline | Clothes Washer
|  |  |  | Lighting Controls Interior-New-Small Off-UnitarySmall Off | Small Off | Lighting Controls Interior-New-Small Off-Unitary | Lighting | Lighting Controls Interior | [5 empty] | ResidentialClothes WasherMultifamily - Low Rise CEE Tier 2 Clothes Washer - Any DHW, Any Dryer - 54% ENERGY STAR Baseline | Residential | Clothes Washer | Multifamily - Low Rise CEE Tier 2 Clothes Washer - Any DHW, Any Dryer - 54% ENERGY STAR Baseline | Clothes Washer
|  |  |  | Lighting Controls Interior-New-Xlarge Ret-UnitaryXLarge Ret | XLarge Ret | Lighting Controls Interior-New-Xlarge Ret-Unitary | Lighting | Lighting Controls Interior | [5 empty] | ResidentialClothes WasherMultifamily - High Rise CEE Tier 2 Clothes Washer - Any DHW, Any Dryer - 54% ENERGY STAR Baseline | Residential | Clothes Washer | Multifamily - High Rise CEE Tier 2 Clothes Washer - Any DHW, Any Dryer - 54% ENERGY STAR Baseline | Clothes Washer
|  |  |  | Lighting Controls Interior-New-Large Ret-UnitaryLarge Ret | Large Ret | Lighting Controls Interior-New-Large Ret-Unitary | Lighting | Lighting Controls Interior | [5 empty] | ResidentialClothes WasherSingle Family CEE Tier 1 Clothes Washer - Any DHW, Any Dryer - 54% ENERGY STAR Baseline | Residential | Clothes Washer | Single Family CEE Tier 1 Clothes Washer - Any DHW, Any Dryer - 54% ENERGY STAR Baseline | Clothes Washer
|  |  |  | Lighting Controls Interior-New-Medium Ret-UnitaryMedium Ret | Medium Ret | Lighting Controls Interior-New-Medium Ret-Unitary | Lighting | Lighting Controls Interior | [5 empty] | ResidentialClothes WasherManufactured CEE Tier 1 Clothes Washer - Any DHW, Any Dryer - 54% ENERGY STAR Baseline | Residential | Clothes Washer | Manufactured CEE Tier 1 Clothes Washer - Any DHW, Any Dryer - 54% ENERGY STAR Baseline | Clothes Washer
|  |  |  | Lighting Controls Interior-New-Small Ret-UnitarySmall Ret | Small Ret | Lighting Controls Interior-New-Small Ret-Unitary | Lighting | Lighting Controls Interior | [5 empty] | ResidentialClothes WasherMultifamily - Low Rise CEE Tier 1 Clothes Washer - Any DHW, Any Dryer - 54% ENERGY STAR Baseline | Residential | Clothes Washer | Multifamily - Low Rise CEE Tier 1 Clothes Washer - Any DHW, Any Dryer - 54% ENERGY STAR Baseline | Clothes Washer
|  |  |  | Lighting Controls Interior-New-School K-12-UnitarySchool K-12 | School K-12 | Lighting Controls Interior-New-School K-12-Unitary | Lighting | Lighting Controls Interior | [5 empty] | ResidentialClothes WasherMultifamily - High Rise CEE Tier 1 Clothes Washer - Any DHW, Any Dryer - 54% ENERGY STAR Baseline | Residential | Clothes Washer | Multifamily - High Rise CEE Tier 1 Clothes Washer - Any DHW, Any Dryer - 54% ENERGY STAR Baseline | Clothes Washer
|  |  |  | Lighting Controls Interior-New-University-UnitaryUniversity | University | Lighting Controls Interior-New-University-Unitary | Lighting | Lighting Controls Interior | [5 empty] | ResidentialMonitorENERGY STAR Monitors | Residential | Monitor | ENERGY STAR Monitors | Monitor
|  |  |  | Lighting Controls Interior-New-Warehouse-UnitaryWarehouse | Warehouse | Lighting Controls Interior-New-Warehouse-Unitary | Lighting | Lighting Controls Interior | [5 empty] | ResidentialComputerENERGY STAR Desktops | Residential | Computer | ENERGY STAR Desktops | Computer
|  |  |  | Lighting Controls Interior-New-Supermarket-UnitarySupermarket | Supermarket | Lighting Controls Interior-New-Supermarket-Unitary | Lighting | Lighting Controls Interior | [5 empty] | ResidentialComputerENERGY STAR Laptops | Residential | Computer | ENERGY STAR Laptops | Computer
|  |  |  | Lighting Controls Interior-New-MiniMart-UnitaryMiniMart | MiniMart | Lighting Controls Interior-New-MiniMart-Unitary | Lighting | Lighting Controls Interior | [5 empty] | ResidentialBehaviorControled Optimization Program | Residential | Behavior | Controled Optimization Program | Behavior
|  |  |  | Lighting Controls Interior-New-Restaurant-UnitaryRestaurant | Restaurant | Lighting Controls Interior-New-Restaurant-Unitary | Lighting | Lighting Controls Interior | [5 empty] | ResidentialDishwasherEnergy Star Dishwasher - Any DHW | Residential | Dishwasher | Energy Star Dishwasher - Any DHW | Dishwasher
|  |  |  | Lighting Controls Interior-New-Lodging-UnitaryLodging | Lodging | Lighting Controls Interior-New-Lodging-Unitary | Lighting | Lighting Controls Interior | [5 empty] | ResidentialDuct SealingNew SF Performance-based Duct Sealing - Heat Pump + HZ23 | Residential | Duct Sealing | New SF Performance-based Duct Sealing - Heat Pump + HZ23 | Duct Sealing
|  |  |  | Lighting Controls Interior-New-Hospital-UnitaryHospital | Hospital | Lighting Controls Interior-New-Hospital-Unitary | Lighting | Lighting Controls Interior | [5 empty] | ResidentialDuct SealingNew SF Performance-based Duct Sealing - Heat Pump + HZ1 | Residential | Duct Sealing | New SF Performance-based Duct Sealing - Heat Pump + HZ1 | Duct Sealing
|  |  |  | Lighting Controls Interior-New-Residential Care-UnitaryResidential Care | Residential Care | Lighting Controls Interior-New-Residential Care-Unitary | Lighting | Lighting Controls Interior | [5 empty] | ResidentialDuct SealingNew MH Performance-based Duct Sealing - Heat Pump + HZ23 | Residential | Duct Sealing | New MH Performance-based Duct Sealing - Heat Pump + HZ23 | Duct Sealing
|  |  |  | Lighting Controls Interior-New-Assembly-UnitaryAssembly | Assembly | Lighting Controls Interior-New-Assembly-Unitary | Lighting | Lighting Controls Interior | [5 empty] | ResidentialDuct SealingNew MH Performance-based Duct Sealing - Heat Pump + HZ1 | Residential | Duct Sealing | New MH Performance-based Duct Sealing - Heat Pump + HZ1 | Duct Sealing
|  |  |  | Lighting Controls Interior-New-Other-UnitaryOther | Other | Lighting Controls Interior-New-Other-Unitary | Lighting | Lighting Controls Interior | [5 empty] | ResidentialDuct SealingSF Performance-based Duct Sealing - Heat Pump + HZ23 | Residential | Duct Sealing | SF Performance-based Duct Sealing - Heat Pump + HZ23 | Duct Sealing
|  |  |  | Lighting Controls Interior-New-Large Off-IntegratedLarge Off | Large Off | Lighting Controls Interior-New-Large Off-Integrated | Lighting | Lighting Controls Interior | [5 empty] | ResidentialDuct SealingSF Performance-based Duct Sealing - Heat Pump + HZ1 | Residential | Duct Sealing | SF Performance-based Duct Sealing - Heat Pump + HZ1 | Duct Sealing
|  |  |  | Lighting Controls Interior-New-Medium Off-IntegratedMedium Off | Medium Off | Lighting Controls Interior-New-Medium Off-Integrated | Lighting | Lighting Controls Interior | [5 empty] | ResidentialDuct SealingMH Performance-based Duct Sealing - Heat Pump + HZ23 | Residential | Duct Sealing | MH Performance-based Duct Sealing - Heat Pump + HZ23 | Duct Sealing
|  |  |  | Lighting Controls Interior-New-Small Off-IntegratedSmall Off | Small Off | Lighting Controls Interior-New-Small Off-Integrated | Lighting | Lighting Controls Interior | [5 empty] | ResidentialDuct SealingMH Performance-based Duct Sealing - Heat Pump + HZ1 | Residential | Duct Sealing | MH Performance-based Duct Sealing - Heat Pump + HZ1 | Duct Sealing
|  |  |  | Lighting Controls Interior-New-Xlarge Ret-IntegratedXLarge Ret | XLarge Ret | Lighting Controls Interior-New-Xlarge Ret-Integrated | Lighting | Lighting Controls Interior | [5 empty] | ResidentialEV Supply EquipEVSE Level 2 | Residential | EV Supply Equip | EVSE Level 2 | EV Supply Equip
|  |  |  | Lighting Controls Interior-New-Large Ret-IntegratedLarge Ret | Large Ret | Lighting Controls Interior-New-Large Ret-Integrated | Lighting | Lighting Controls Interior | [5 empty] | ResidentialDHP DuctedInstall Ductless Heat Pump in House with Existing FAF - Single Family Home + HZ1 | Residential | DHP Ducted | Install Ductless Heat Pump in House with Existing FAF - Single Family Home + HZ1 | DHP Ducted
|  |  |  | Lighting Controls Interior-New-Medium Ret-IntegratedMedium Ret | Medium Ret | Lighting Controls Interior-New-Medium Ret-Integrated | Lighting | Lighting Controls Interior | [5 empty] | ResidentialDHP DuctedInstall Ductless Heat Pump in House with Existing FAF - Single Family Home + HZ23 | Residential | DHP Ducted | Install Ductless Heat Pump in House with Existing FAF - Single Family Home + HZ23 | DHP Ducted
|  |  |  | Lighting Controls Interior-New-Small Ret-IntegratedSmall Ret | Small Ret | Lighting Controls Interior-New-Small Ret-Integrated | Lighting | Lighting Controls Interior | [5 empty] | ResidentialDHP DuctedInstall Ductless Heat Pump in House with Existing FAF - Manufactured Home + HZ1 | Residential | DHP Ducted | Install Ductless Heat Pump in House with Existing FAF - Manufactured Home + HZ1 | DHP Ducted
|  |  |  | Lighting Controls Interior-New-School K-12-IntegratedSchool K-12 | School K-12 | Lighting Controls Interior-New-School K-12-Integrated | Lighting | Lighting Controls Interior | [5 empty] | ResidentialDHP DuctedInstall Ductless Heat Pump in House with Existing FAF - Manufactured Home + HZ23 | Residential | DHP Ducted | Install Ductless Heat Pump in House with Existing FAF - Manufactured Home + HZ23 | DHP Ducted
|  |  |  | Lighting Controls Interior-New-University-IntegratedUniversity | University | Lighting Controls Interior-New-University-Integrated | Lighting | Lighting Controls Interior | [5 empty] | ResidentialWasteWater Heat RecoverySingle Family GFHX DHW & Shower Preheat, Electric Resistance | Residential | WasteWater Heat Recovery | Single Family GFHX DHW & Shower Preheat, Electric Resistance | WasteWater Heat Recovery
|  |  |  | Lighting Controls Interior-New-Warehouse-IntegratedWarehouse | Warehouse | Lighting Controls Interior-New-Warehouse-Integrated | Lighting | Lighting Controls Interior | [5 empty] | ResidentialWasteWater Heat RecoveryMultifamily GFHX DHW & Shower Preheat, Electric Resistance | Residential | WasteWater Heat Recovery | Multifamily GFHX DHW & Shower Preheat, Electric Resistance | WasteWater Heat Recovery
|  |  |  | Lighting Controls Interior-New-Supermarket-IntegratedSupermarket | Supermarket | Lighting Controls Interior-New-Supermarket-Integrated | Lighting | Lighting Controls Interior | [5 empty] | ResidentialWasteWater Heat RecoveryMultifamily GFHX DHW & Shower Preheat, Heat Pump | Residential | WasteWater Heat Recovery | Multifamily GFHX DHW & Shower Preheat, Heat Pump | WasteWater Heat Recovery
|  |  |  | Lighting Controls Interior-New-MiniMart-IntegratedMiniMart | MiniMart | Lighting Controls Interior-New-MiniMart-Integrated | Lighting | Lighting Controls Interior | [5 empty] | ResidentialWasteWater Heat RecoverySingle Family GFHX DHW & Shower Preheat, Heat Pump | Residential | WasteWater Heat Recovery | Single Family GFHX DHW & Shower Preheat, Heat Pump | WasteWater Heat Recovery
|  |  |  | Lighting Controls Interior-New-Restaurant-IntegratedRestaurant | Restaurant | Lighting Controls Interior-New-Restaurant-Integrated | Lighting | Lighting Controls Interior | [5 empty] | ResidentialWasteWater Heat RecoverySingle Family GFHX DHW Preheat, Electric Resistance | Residential | WasteWater Heat Recovery | Single Family GFHX DHW Preheat, Electric Resistance | WasteWater Heat Recovery
|  |  |  | Lighting Controls Interior-New-Lodging-IntegratedLodging | Lodging | Lighting Controls Interior-New-Lodging-Integrated | Lighting | Lighting Controls Interior | [5 empty] | ResidentialWasteWater Heat RecoveryMultifamily GFHX DHW Preheat, Electric Resistance | Residential | WasteWater Heat Recovery | Multifamily GFHX DHW Preheat, Electric Resistance | WasteWater Heat Recovery
|  |  |  | Lighting Controls Interior-New-Hospital-IntegratedHospital | Hospital | Lighting Controls Interior-New-Hospital-Integrated | Lighting | Lighting Controls Interior | [5 empty] | ResidentialWasteWater Heat RecoverySingle Family GFHX DHW Preheat, Heat Pump | Residential | WasteWater Heat Recovery | Single Family GFHX DHW Preheat, Heat Pump | WasteWater Heat Recovery
|  |  |  | Lighting Controls Interior-New-Residential Care-IntegratedResidential Care | Residential Care | Lighting Controls Interior-New-Residential Care-Integrated | Lighting | Lighting Controls Interior | [5 empty] | ResidentialWasteWater Heat RecoveryMultifamily GFHX DHW Preheat, Heat Pump | Residential | WasteWater Heat Recovery | Multifamily GFHX DHW Preheat, Heat Pump | WasteWater Heat Recovery
|  |  |  | Lighting Controls Interior-New-Assembly-IntegratedAssembly | Assembly | Lighting Controls Interior-New-Assembly-Integrated | Lighting | Lighting Controls Interior | [5 empty] | ResidentialGSHPGround Source Heat Pump Upgrade from Air Source Heat Pump - With Desuperheater - New House 4000 square feet or greater | Residential | GSHP | Ground Source Heat Pump Upgrade from Air Source Heat Pump - With Desuperheater - New House 4000 square feet or greater | GSHP
|  |  |  | Lighting Controls Interior-New-Other-IntegratedOther | Other | Lighting Controls Interior-New-Other-Integrated | Lighting | Lighting Controls Interior | [5 empty] | ResidentialGSHPGround Source Heat Pump Upgrade from Air Source Heat Pump - With Desuperheater - New House less than 4000 square feet | Residential | GSHP | Ground Source Heat Pump Upgrade from Air Source Heat Pump - With Desuperheater - New House less than 4000 square feet | GSHP
|  |  |  | Lighting Controls Interior-NR-Large Off-UnitaryLarge Off | Large Off | Lighting Controls Interior-NR-Large Off-Unitary | Lighting | Lighting Controls Interior | [5 empty] | ResidentialGSHPGround Source Heat Pump Upgrade from Air Source Heat Pump - With Desuperheater - Existing House 4000 square feet or greater | Residential | GSHP | Ground Source Heat Pump Upgrade from Air Source Heat Pump - With Desuperheater - Existing House 4000 square feet or greater | GSHP
|  |  |  | Lighting Controls Interior-NR-Medium Off-UnitaryMedium Off | Medium Off | Lighting Controls Interior-NR-Medium Off-Unitary | Lighting | Lighting Controls Interior | [5 empty] | ResidentialGSHPGround Source Heat Pump Upgrade from Air Source Heat Pump - With Desuperheater - Existing House less than 4000 square feet | Residential | GSHP | Ground Source Heat Pump Upgrade from Air Source Heat Pump - With Desuperheater - Existing House less than 4000 square feet | GSHP
|  |  |  | Lighting Controls Interior-NR-Small Off-UnitarySmall Off | Small Off | Lighting Controls Interior-NR-Small Off-Unitary | Lighting | Lighting Controls Interior | [5 empty] | ResidentialHPWHManufactured Tier1_indor2_hp85 | Residential | HPWH | Manufactured Tier1_indor2_hp85 | HPWH
|  |  |  | Lighting Controls Interior-NR-Xlarge Ret-UnitaryXLarge Ret | XLarge Ret | Lighting Controls Interior-NR-Xlarge Ret-Unitary | Lighting | Lighting Controls Interior | [5 empty] | ResidentialHPWHSingle Family Tier1_indor2_hp85 | Residential | HPWH | Single Family Tier1_indor2_hp85 | HPWH
|  |  |  | Lighting Controls Interior-NR-Large Ret-UnitaryLarge Ret | Large Ret | Lighting Controls Interior-NR-Large Ret-Unitary | Lighting | Lighting Controls Interior | [5 empty] | ResidentialHPWHSingle Family Tier1_buffered | Residential | HPWH | Single Family Tier1_buffered | HPWH
|  |  |  | Lighting Controls Interior-NR-Medium Ret-UnitaryMedium Ret | Medium Ret | Lighting Controls Interior-NR-Medium Ret-Unitary | Lighting | Lighting Controls Interior | [5 empty] | ResidentialHPWHManufactured Tier1_indor2_gfac | Residential | HPWH | Manufactured Tier1_indor2_gfac | HPWH
|  |  |  | Lighting Controls Interior-NR-Small Ret-UnitarySmall Ret | Small Ret | Lighting Controls Interior-NR-Small Ret-Unitary | Lighting | Lighting Controls Interior | [5 empty] | ResidentialHPWHManufactured Tier1_indor2_gfnc | Residential | HPWH | Manufactured Tier1_indor2_gfnc | HPWH
|  |  |  | Lighting Controls Interior-NR-School K-12-UnitarySchool K-12 | School K-12 | Lighting Controls Interior-NR-School K-12-Unitary | Lighting | Lighting Controls Interior | [5 empty] | ResidentialHPWHSingle Family Tier1_indor2_gfac | Residential | HPWH | Single Family Tier1_indor2_gfac | HPWH
|  |  |  | Lighting Controls Interior-NR-University-UnitaryUniversity | University | Lighting Controls Interior-NR-University-Unitary | Lighting | Lighting Controls Interior | [5 empty] | ResidentialHPWHSingle Family Tier1_indor2_gfnc | Residential | HPWH | Single Family Tier1_indor2_gfnc | HPWH
|  |  |  | Lighting Controls Interior-NR-Warehouse-UnitaryWarehouse | Warehouse | Lighting Controls Interior-NR-Warehouse-Unitary | Lighting | Lighting Controls Interior | [5 empty] | ResidentialHPWHManufactured Tier1_buffered | Residential | HPWH | Manufactured Tier1_buffered | HPWH
|  |  |  | Lighting Controls Interior-NR-Supermarket-UnitarySupermarket | Supermarket | Lighting Controls Interior-NR-Supermarket-Unitary | Lighting | Lighting Controls Interior | [5 empty] | ResidentialHPWHManufactured Tier1_indor2_zonl | Residential | HPWH | Manufactured Tier1_indor2_zonl | HPWH
|  |  |  | Lighting Controls Interior-NR-MiniMart-UnitaryMiniMart | MiniMart | Lighting Controls Interior-NR-MiniMart-Unitary | Lighting | Lighting Controls Interior | [5 empty] | ResidentialHPWHSingle Family Tier1_indor2_zonl | Residential | HPWH | Single Family Tier1_indor2_zonl | HPWH
|  |  |  | Lighting Controls Interior-NR-Restaurant-UnitaryRestaurant | Restaurant | Lighting Controls Interior-NR-Restaurant-Unitary | Lighting | Lighting Controls Interior | [5 empty] | ResidentialHPWHManufactured Tier1_indor2_efaf | Residential | HPWH | Manufactured Tier1_indor2_efaf | HPWH
|  |  |  | Lighting Controls Interior-NR-Lodging-UnitaryLodging | Lodging | Lighting Controls Interior-NR-Lodging-Unitary | Lighting | Lighting Controls Interior | [5 empty] | ResidentialHPWHSingle Family Tier1_indor2_efaf | Residential | HPWH | Single Family Tier1_indor2_efaf | HPWH
|  |  |  | Lighting Controls Interior-NR-Hospital-UnitaryHospital | Hospital | Lighting Controls Interior-NR-Hospital-Unitary | Lighting | Lighting Controls Interior | [5 empty] | ResidentialHPWHManufactured Tier2_buffered | Residential | HPWH | Manufactured Tier2_buffered | HPWH
|  |  |  | Lighting Controls Interior-NR-Residential Care-UnitaryResidential Care | Residential Care | Lighting Controls Interior-NR-Residential Care-Unitary | Lighting | Lighting Controls Interior | [5 empty] | ResidentialHPWHSingle Family Tier2_buffered | Residential | HPWH | Single Family Tier2_buffered | HPWH
|  |  |  | Lighting Controls Interior-NR-Assembly-UnitaryAssembly | Assembly | Lighting Controls Interior-NR-Assembly-Unitary | Lighting | Lighting Controls Interior | [5 empty] | ResidentialHPWHManufactured Tier2_indor2_gfac | Residential | HPWH | Manufactured Tier2_indor2_gfac | HPWH
|  |  |  | Lighting Controls Interior-NR-Other-UnitaryOther | Other | Lighting Controls Interior-NR-Other-Unitary | Lighting | Lighting Controls Interior | [5 empty] | ResidentialHPWHSingle Family Tier2_indor2_gfac | Residential | HPWH | Single Family Tier2_indor2_gfac | HPWH
|  |  |  | Lighting Controls Interior-NR-Large Off-IntegratedLarge Off | Large Off | Lighting Controls Interior-NR-Large Off-Integrated | Lighting | Lighting Controls Interior | [5 empty] | ResidentialHPWHManufactured Tier2_indor2_gfnc | Residential | HPWH | Manufactured Tier2_indor2_gfnc | HPWH
|  |  |  | Lighting Controls Interior-NR-Medium Off-IntegratedMedium Off | Medium Off | Lighting Controls Interior-NR-Medium Off-Integrated | Lighting | Lighting Controls Interior | [5 empty] | ResidentialHPWHSingle Family Tier2_indor2_gfnc | Residential | HPWH | Single Family Tier2_indor2_gfnc | HPWH
|  |  |  | Lighting Controls Interior-NR-Small Off-IntegratedSmall Off | Small Off | Lighting Controls Interior-NR-Small Off-Integrated | Lighting | Lighting Controls Interior | [5 empty] | ResidentialHPWHManufactured Tier2_indor2_hp85 | Residential | HPWH | Manufactured Tier2_indor2_hp85 | HPWH
|  |  |  | Lighting Controls Interior-NR-Xlarge Ret-IntegratedXLarge Ret | XLarge Ret | Lighting Controls Interior-NR-Xlarge Ret-Integrated | Lighting | Lighting Controls Interior | [5 empty] | ResidentialHPWHSingle Family Tier2_indor2_hp85 | Residential | HPWH | Single Family Tier2_indor2_hp85 | HPWH
|  |  |  | Lighting Controls Interior-NR-Large Ret-IntegratedLarge Ret | Large Ret | Lighting Controls Interior-NR-Large Ret-Integrated | Lighting | Lighting Controls Interior | [5 empty] | ResidentialHPWHManufactured Tier2_indor2_zonl | Residential | HPWH | Manufactured Tier2_indor2_zonl | HPWH
|  |  |  | Lighting Controls Interior-NR-Medium Ret-IntegratedMedium Ret | Medium Ret | Lighting Controls Interior-NR-Medium Ret-Integrated | Lighting | Lighting Controls Interior | [5 empty] | ResidentialHPWHSingle Family Tier2_indor2_zonl | Residential | HPWH | Single Family Tier2_indor2_zonl | HPWH
|  |  |  | Lighting Controls Interior-NR-Small Ret-IntegratedSmall Ret | Small Ret | Lighting Controls Interior-NR-Small Ret-Integrated | Lighting | Lighting Controls Interior | [5 empty] | ResidentialHPWHManufactured Tier2_indor2_efaf | Residential | HPWH | Manufactured Tier2_indor2_efaf | HPWH
|  |  |  | Lighting Controls Interior-NR-School K-12-IntegratedSchool K-12 | School K-12 | Lighting Controls Interior-NR-School K-12-Integrated | Lighting | Lighting Controls Interior | [5 empty] | ResidentialHPWHSingle Family Tier2_indor2_efaf | Residential | HPWH | Single Family Tier2_indor2_efaf | HPWH
|  |  |  | Lighting Controls Interior-NR-University-IntegratedUniversity | University | Lighting Controls Interior-NR-University-Integrated | Lighting | Lighting Controls Interior | [5 empty] | ResidentialHeat Recovery VentilationSF RNC HRV ACH3 HZ1CZ1 | Residential | Heat Recovery Ventilation | SF RNC HRV ACH3 HZ1CZ1 | Heat Recovery Ventilation
|  |  |  | Lighting Controls Interior-NR-Warehouse-IntegratedWarehouse | Warehouse | Lighting Controls Interior-NR-Warehouse-Integrated | Lighting | Lighting Controls Interior | [5 empty] | ResidentialHeat Recovery VentilationSF RNC HRV ACH3 HZ1CZ2 | Residential | Heat Recovery Ventilation | SF RNC HRV ACH3 HZ1CZ2 | Heat Recovery Ventilation
|  |  |  | Lighting Controls Interior-NR-Supermarket-IntegratedSupermarket | Supermarket | Lighting Controls Interior-NR-Supermarket-Integrated | Lighting | Lighting Controls Interior | [5 empty] | ResidentialHeat Recovery VentilationSF RNC HRV ACH3 HZ1CZ3 | Residential | Heat Recovery Ventilation | SF RNC HRV ACH3 HZ1CZ3 | Heat Recovery Ventilation
|  |  |  | Lighting Controls Interior-NR-MiniMart-IntegratedMiniMart | MiniMart | Lighting Controls Interior-NR-MiniMart-Integrated | Lighting | Lighting Controls Interior | [5 empty] | ResidentialHeat Recovery VentilationSF RNC HRV ACH3 HZ2CZ1 | Residential | Heat Recovery Ventilation | SF RNC HRV ACH3 HZ2CZ1 | Heat Recovery Ventilation
|  |  |  | Lighting Controls Interior-NR-Restaurant-IntegratedRestaurant | Restaurant | Lighting Controls Interior-NR-Restaurant-Integrated | Lighting | Lighting Controls Interior | [5 empty] | ResidentialHeat Recovery VentilationSF RNC HRV ACH3 HZ2CZ2 | Residential | Heat Recovery Ventilation | SF RNC HRV ACH3 HZ2CZ2 | Heat Recovery Ventilation
|  |  |  | Lighting Controls Interior-NR-Lodging-IntegratedLodging | Lodging | Lighting Controls Interior-NR-Lodging-Integrated | Lighting | Lighting Controls Interior | [5 empty] | ResidentialHeat Recovery VentilationSF RNC HRV ACH3 HZ2CZ3 | Residential | Heat Recovery Ventilation | SF RNC HRV ACH3 HZ2CZ3 | Heat Recovery Ventilation
|  |  |  | Lighting Controls Interior-NR-Hospital-IntegratedHospital | Hospital | Lighting Controls Interior-NR-Hospital-Integrated | Lighting | Lighting Controls Interior | [5 empty] | ResidentialHeat Recovery VentilationSF RNC HRV ACH3 HZ3CZ1 | Residential | Heat Recovery Ventilation | SF RNC HRV ACH3 HZ3CZ1 | Heat Recovery Ventilation
|  |  |  | Lighting Controls Interior-NR-Residential Care-IntegratedResidential Care | Residential Care | Lighting Controls Interior-NR-Residential Care-Integrated | Lighting | Lighting Controls Interior | [5 empty] | ResidentialHeat Recovery VentilationSF RNC HRV ACH3 HZ3CZ2 | Residential | Heat Recovery Ventilation | SF RNC HRV ACH3 HZ3CZ2 | Heat Recovery Ventilation
|  |  |  | Lighting Controls Interior-NR-Assembly-IntegratedAssembly | Assembly | Lighting Controls Interior-NR-Assembly-Integrated | Lighting | Lighting Controls Interior | [5 empty] | ResidentialHeat Recovery VentilationSF RNC HRV ACH3 HZ3CZ3 | Residential | Heat Recovery Ventilation | SF RNC HRV ACH3 HZ3CZ3 | Heat Recovery Ventilation
|  |  |  | Lighting Controls Interior-NR-Other-IntegratedOther | Other | Lighting Controls Interior-NR-Other-Integrated | Lighting | Lighting Controls Interior | [5 empty] | ResidentialLF LightingAll_NR_LF_FIX_REPL_from LF2018 to LED_FIX_KIT | Residential | LF Lighting | All_NR_LF_FIX_REPL_from LF2018 to LED_FIX_KIT | LF Lighting
|  |  |  | New_LF_FIX_REPL_from LF2018 to LED_FIX_KITAll Btype | All Btype | New_LF_FIX_REPL_from LF2018 to LED_FIX_KIT | Lighting | LPD Package | [5 empty] | ResidentialLighting2017 - LEDDecorative and Mini-Base250 to 664 lumensANY | Residential | Lighting | 2017 - LEDDecorative and Mini-Base250 to 664 lumensANY | Lighting
|  |  |  | New_CAN_FIX_REPL_from CFL to LED_FIX_KITAll Btype | All Btype | New_CAN_FIX_REPL_from CFL to LED_FIX_KIT | Lighting | LPD Package | [5 empty] | ResidentialLighting2017 - LEDDecorative and Mini-Base665 to 1439 lumensANY | Residential | Lighting | 2017 - LEDDecorative and Mini-Base665 to 1439 lumensANY | Lighting
|  |  |  | New_CAN_FIX_REPL_from INC_HAL to LED_FIX_KITAll Btype | All Btype | New_CAN_FIX_REPL_from INC_HAL to LED_FIX_KIT | Lighting | LPD Package | [5 empty] | ResidentialLighting2017 - LEDDecorative and Mini-Base1440 to 2600 lumensANY | Residential | Lighting | 2017 - LEDDecorative and Mini-Base1440 to 2600 lumensANY | Lighting
|  |  |  | New_DISP_FIX_REPL_from CFL to LED_FIX_KITAll Btype | All Btype | New_DISP_FIX_REPL_from CFL to LED_FIX_KIT | Lighting | LPD Package | [5 empty] | ResidentialLighting2017 - LEDGeneral Purpose and Dimmable250 to 664 lumensANY | Residential | Lighting | 2017 - LEDGeneral Purpose and Dimmable250 to 664 lumensANY | Lighting
|  |  |  | New_DISP_FIX_REPL_from INC_HAL to LED_FIX_KITAll Btype | All Btype | New_DISP_FIX_REPL_from INC_HAL to LED_FIX_KIT | Lighting | LPD Package | [5 empty] | ResidentialLighting2017 - LEDGeneral Purpose and Dimmable665 to 1439 lumensANY | Residential | Lighting | 2017 - LEDGeneral Purpose and Dimmable665 to 1439 lumensANY | Lighting
|  |  |  | New_HIGHBAY_FIX_REPL_from HID to LED_FIX_KITAll Btype | All Btype | New_HIGHBAY_FIX_REPL_from HID to LED_FIX_KIT | Lighting | LPD Package | [5 empty] | ResidentialLighting2017 - LEDGeneral Purpose and Dimmable1440 to 2600 lumensANY | Residential | Lighting | 2017 - LEDGeneral Purpose and Dimmable1440 to 2600 lumensANY | Lighting
|  |  |  | New_HIGHBAY_FIX_REPL_from HID to LF2018All Btype | All Btype | New_HIGHBAY_FIX_REPL_from HID to LF2018 | Lighting | LPD Package | [5 empty] | ResidentialLighting2017 - LEDGlobe250 to 664 lumensANY | Residential | Lighting | 2017 - LEDGlobe250 to 664 lumensANY | Lighting
|  |  |  | New_HIGHBAY_FIX_REPL_from LF2018 to LED_FIX_KITAll Btype | All Btype | New_HIGHBAY_FIX_REPL_from LF2018 to LED_FIX_KIT | Lighting | LPD Package | [5 empty] | ResidentialLighting2017 - LEDGlobe665 to 1439 lumensANY | Residential | Lighting | 2017 - LEDGlobe665 to 1439 lumensANY | Lighting
|  |  |  | NR_LF_FIX_REPL_from LF2018 to LED_FIX_KITAll Btype | All Btype | NR_LF_FIX_REPL_from LF2018 to LED_FIX_KIT | Lighting | LPD Package | [5 empty] | ResidentialLighting2017 - LEDGlobe1440 to 2600 lumensANY | Residential | Lighting | 2017 - LEDGlobe1440 to 2600 lumensANY | Lighting
|  |  |  | NR_LF_FIX_REPL_from LF2018 to LED_FIX_KIT_RDXAll Btype | All Btype | NR_LF_FIX_REPL_from LF2018 to LED_FIX_KIT_RDX | Lighting | LPD Package | [5 empty] | ResidentialLighting2017 - LEDReflectors and Outdoor250 to 664 lumensANY | Residential | Lighting | 2017 - LEDReflectors and Outdoor250 to 664 lumensANY | Lighting
|  |  |  | NR_LF_FIX_REPL_from LF2018 to LF_FIX_KIT_RDXAll Btype | All Btype | NR_LF_FIX_REPL_from LF2018 to LF_FIX_KIT_RDX | Lighting | LPD Package | [5 empty] | ResidentialLighting2017 - LEDReflectors and Outdoor665 to 1439 lumensANY | Residential | Lighting | 2017 - LEDReflectors and Outdoor665 to 1439 lumensANY | Lighting
|  |  |  | NR_LF_FIX_REPL_from LF2018 to TLED_PINAll Btype | All Btype | NR_LF_FIX_REPL_from LF2018 to TLED_PIN | Lighting | LPD Package | [5 empty] | ResidentialLighting2017 - LEDReflectors and Outdoor1440 to 2600 lumensANY | Residential | Lighting | 2017 - LEDReflectors and Outdoor1440 to 2600 lumensANY | Lighting
|  |  |  | NR_LF_FIX_REPL_from LF2018 to TLED_PIN_RDXAll Btype | All Btype | NR_LF_FIX_REPL_from LF2018 to TLED_PIN_RDX | Lighting | LPD Package | [5 empty] | ResidentialLighting2017 - LEDThree-Way250 to 664 lumensANY | Residential | Lighting | 2017 - LEDThree-Way250 to 664 lumensANY | Lighting
|  |  |  | NR_CAN_FIX_REPL_from CFL to LED_FIX_KITAll Btype | All Btype | NR_CAN_FIX_REPL_from CFL to LED_FIX_KIT | Lighting | LPD Package | [5 empty] | ResidentialLighting2017 - LEDThree-Way665 to 1439 lumensANY | Residential | Lighting | 2017 - LEDThree-Way665 to 1439 lumensANY | Lighting
|  |  |  | NR_CAN_FIX_REPL_from INC_HAL to LED_FIX_KITAll Btype | All Btype | NR_CAN_FIX_REPL_from INC_HAL to LED_FIX_KIT | Lighting | LPD Package | [5 empty] | ResidentialLighting2017 - LEDThree-Way1440 to 2600 lumensANY | Residential | Lighting | 2017 - LEDThree-Way1440 to 2600 lumensANY | Lighting
|  |  |  | NR_DISP_FIX_REPL_from CFL to LED_FIX_KITAll Btype | All Btype | NR_DISP_FIX_REPL_from CFL to LED_FIX_KIT | Lighting | LPD Package | [5 empty] | ResidentialResWxWALL R0 - R11_Electric Zonal | Residential | ResWx | WALL R0 - R11_Electric Zonal | ResWx
|  |  |  | NR_DISP_FIX_REPL_from INC_HAL to LED_FIX_KITAll Btype | All Btype | NR_DISP_FIX_REPL_from INC_HAL to LED_FIX_KIT | Lighting | LPD Package | [5 empty] | ResidentialResWxFLOOR R0 - R19_Electric Zonal | Residential | ResWx | FLOOR R0 - R19_Electric Zonal | ResWx
|  |  |  | NR_HIGHBAY_FIX_REPL_from HID to LED_FIX_KITAll Btype | All Btype | NR_HIGHBAY_FIX_REPL_from HID to LED_FIX_KIT | Lighting | LPD Package | [5 empty] | ResidentialResWxFLOOR R0 - R30_Electric Zonal | Residential | ResWx | FLOOR R0 - R30_Electric Zonal | ResWx
|  |  |  | NR_HIGHBAY_FIX_REPL_from HID to LF2018All Btype | All Btype | NR_HIGHBAY_FIX_REPL_from HID to LF2018 | Lighting | LPD Package | [5 empty] | ResidentialResWxATTIC R0 - R19_Electric Zonal | Residential | ResWx | ATTIC R0 - R19_Electric Zonal | ResWx
|  |  |  | NR_HIGHBAY_FIX_REPL_from LF2018 to LED_FIX_KITAll Btype | All Btype | NR_HIGHBAY_FIX_REPL_from LF2018 to LED_FIX_KIT | Lighting | LPD Package | [5 empty] | ResidentialResWxATTIC R0 - R38_Electric Zonal | Residential | ResWx | ATTIC R0 - R38_Electric Zonal | ResWx
|  |  |  | Retro_LF_FIX_REPL_from LF2018 to LED_FIX_KITAll Btype | All Btype | Retro_LF_FIX_REPL_from LF2018 to LED_FIX_KIT | Lighting | LPD Package | [5 empty] | ResidentialResWxATTIC R0 - R49_Electric Zonal | Residential | ResWx | ATTIC R0 - R49_Electric Zonal | ResWx
|  |  |  | Retro_LF_FIX_REPL_from LF2018 to LED_FIX_KIT_RDXAll Btype | All Btype | Retro_LF_FIX_REPL_from LF2018 to LED_FIX_KIT_RDX | Lighting | LPD Package | [5 empty] | ResidentialResWxATTIC R19 - R30_Electric Zonal | Residential | ResWx | ATTIC R19 - R30_Electric Zonal | ResWx
|  |  |  | Retro_LF_FIX_REPL_from LF2018 to LF_FIX_KIT_RDXAll Btype | All Btype | Retro_LF_FIX_REPL_from LF2018 to LF_FIX_KIT_RDX | Lighting | LPD Package | [5 empty] | ResidentialResWxATTIC R19 - R38_Electric Zonal | Residential | ResWx | ATTIC R19 - R38_Electric Zonal | ResWx
|  |  |  | Retro_CAN_FIX_REPL_from CFL to LED_FIX_KITAll Btype | All Btype | Retro_CAN_FIX_REPL_from CFL to LED_FIX_KIT | Lighting | LPD Package | [5 empty] | ResidentialResWxATTIC R19 - R49_Electric Zonal | Residential | ResWx | ATTIC R19 - R49_Electric Zonal | ResWx
|  |  |  | Retro_CAN_FIX_REPL_from INC_HAL to LED_FIX_KITAll Btype | All Btype | Retro_CAN_FIX_REPL_from INC_HAL to LED_FIX_KIT | Lighting | LPD Package | [5 empty] | ResidentialResWxWINDOW CL22 Prime Window Replacement of Single Pane Base_Electric Zonal | Residential | ResWx | WINDOW CL22 Prime Window Replacement of Single Pane Base_Electric Zonal | ResWx
|  |  |  | Retro_DISP_FIX_REPL_from CFL to LED_FIX_KITAll Btype | All Btype | Retro_DISP_FIX_REPL_from CFL to LED_FIX_KIT | Lighting | LPD Package | [5 empty] | ResidentialResWxWINDOW CL22 Prime Window Replacement of Double Pane Base_Electric Zonal | Residential | ResWx | WINDOW CL22 Prime Window Replacement of Double Pane Base_Electric Zonal | ResWx
|  |  |  | Retro_DISP_FIX_REPL_from INC_HAL to LED_FIX_KITAll Btype | All Btype | Retro_DISP_FIX_REPL_from INC_HAL to LED_FIX_KIT | Lighting | LPD Package | [5 empty] | ResidentialResWxWINDOW CL30 Prime Window Replacement of Single Pane Base_Electric Zonal | Residential | ResWx | WINDOW CL30 Prime Window Replacement of Single Pane Base_Electric Zonal | ResWx
|  |  |  | Retro_HIGHBAY_FIX_REPL_from HID to LED_FIX_KITAll Btype | All Btype | Retro_HIGHBAY_FIX_REPL_from HID to LED_FIX_KIT | Lighting | LPD Package | [5 empty] | ResidentialResWxWINDOW CL30 Prime Window Replacement of Double Pane Base_Electric Zonal | Residential | ResWx | WINDOW CL30 Prime Window Replacement of Double Pane Base_Electric Zonal | ResWx
|  |  |  | Retro_HIGHBAY_FIX_REPL_from HID to LF2018All Btype | All Btype | Retro_HIGHBAY_FIX_REPL_from HID to LF2018 | Lighting | LPD Package | [5 empty] | ResidentialResWxWALL R0 - R11_Electric FAF | Residential | ResWx | WALL R0 - R11_Electric FAF | ResWx
|  |  |  | Retro_HIGHBAY_FIX_REPL_from LF2018 to LED_FIX_KITAll Btype | All Btype | Retro_HIGHBAY_FIX_REPL_from LF2018 to LED_FIX_KIT | Lighting | LPD Package | [5 empty] | ResidentialResWxFLOOR R0 - R19_Electric FAF | Residential | ResWx | FLOOR R0 - R19_Electric FAF | ResWx
|  |  |  | Retro_LF_LAMP_REPL_from LF2018 to TLED_PINAll Btype | All Btype | Retro_LF_LAMP_REPL_from LF2018 to TLED_PIN | Lighting | LPD Package | [5 empty] | ResidentialResWxFLOOR R0 - R30_Electric FAF | Residential | ResWx | FLOOR R0 - R30_Electric FAF | ResWx
|  |  |  | Retro_LF_LAMP_REPL_from LF2018 to TLED_PIN_RDXAll Btype | All Btype | Retro_LF_LAMP_REPL_from LF2018 to TLED_PIN_RDX | Lighting | LPD Package | [5 empty] | ResidentialResWxATTIC R0 - R19_Electric FAF | Residential | ResWx | ATTIC R0 - R19_Electric FAF | ResWx
|  |  |  | Retro_CAN_LAMP_REPL_from CFL to LED_CAN_LAMPAll Btype | All Btype | Retro_CAN_LAMP_REPL_from CFL to LED_CAN_LAMP | Lighting | LPD Package | [5 empty] | ResidentialResWxATTIC R0 - R38_Electric FAF | Residential | ResWx | ATTIC R0 - R38_Electric FAF | ResWx
|  |  |  | Retro_CAN_LAMP_REPL_from INC_HAL to LED_CAN_LAMPAll Btype | All Btype | Retro_CAN_LAMP_REPL_from INC_HAL to LED_CAN_LAMP | Lighting | LPD Package | [5 empty] | ResidentialResWxATTIC R0 - R49_Electric FAF | Residential | ResWx | ATTIC R0 - R49_Electric FAF | ResWx
|  |  |  | Retro_DISP_LAMP_REPL_from CFL to LED_PAR_MRAll Btype | All Btype | Retro_DISP_LAMP_REPL_from CFL to LED_PAR_MR | Lighting | LPD Package | [5 empty] | ResidentialResWxATTIC R19 - R30_Electric FAF | Residential | ResWx | ATTIC R19 - R30_Electric FAF | ResWx
|  |  |  | Retro_DISP_LAMP_REPL_from INC_HAL to LED_PAR_MRAll Btype | All Btype | Retro_DISP_LAMP_REPL_from INC_HAL to LED_PAR_MR | Lighting | LPD Package | [5 empty] | ResidentialResWxATTIC R19 - R38_Electric FAF | Residential | ResWx | ATTIC R19 - R38_Electric FAF | ResWx
|  |  |  | Retro_DISP_LAMP_REPL_from INC_HAL to HID_CMHAll Btype | All Btype | Retro_DISP_LAMP_REPL_from INC_HAL to HID_CMH | Lighting | LPD Package | [5 empty] | ResidentialResWxATTIC R19 - R49_Electric FAF | Residential | ResWx | ATTIC R19 - R49_Electric FAF | ResWx
|  |  |  | Retro_DISP_LAMP_REPL_from HID_CMH to LED_PAR_MRAll Btype | All Btype | Retro_DISP_LAMP_REPL_from HID_CMH to LED_PAR_MR | Lighting | LPD Package | [5 empty] | ResidentialResWxWINDOW CL22 Prime Window Replacement of Single Pane Base_Electric FAF | Residential | ResWx | WINDOW CL22 Prime Window Replacement of Single Pane Base_Electric FAF | ResWx
|  |  |  | Retro_OTHER_LAMP_REPL_from CFL to LED_OMNIAll Btype | All Btype | Retro_OTHER_LAMP_REPL_from CFL to LED_OMNI | Lighting | LPD Package | [5 empty] | ResidentialResWxWINDOW CL22 Prime Window Replacement of Double Pane Base_Electric FAF | Residential | ResWx | WINDOW CL22 Prime Window Replacement of Double Pane Base_Electric FAF | ResWx
|  |  |  | Retro_OTHER_LAMP_REPL_from EISA_2020 to LED_OMNIAll Btype | All Btype | Retro_OTHER_LAMP_REPL_from EISA_2020 to LED_OMNI | Lighting | LPD Package | [5 empty] | ResidentialResWxWINDOW CL30 Prime Window Replacement of Single Pane Base_Electric FAF | Residential | ResWx | WINDOW CL30 Prime Window Replacement of Single Pane Base_Electric FAF | ResWx
|  |  |  | Retro_OTHER_LAMP_REPL_from EISA_2020 to CFL_OMNIAll Btype | All Btype | Retro_OTHER_LAMP_REPL_from EISA_2020 to CFL_OMNI | Lighting | LPD Package | [5 empty] | ResidentialResWxWINDOW CL30 Prime Window Replacement of Double Pane Base_Electric FAF | Residential | ResWx | WINDOW CL30 Prime Window Replacement of Double Pane Base_Electric FAF | ResWx
|  |  |  | Retro_OTHER_LAMP_REPL_from HID to LED_OMNIAll Btype | All Btype | Retro_OTHER_LAMP_REPL_from HID to LED_OMNI | Lighting | LPD Package | [5 empty] | ResidentialResWxWALL R0 - R11_Heat Pump | Residential | ResWx | WALL R0 - R11_Heat Pump | ResWx
|  |  |  | MotorsRewind-NR-Large OffLarge Off | Large Off | MotorsRewind-NR-Large Off | Motors/Drives | MotorsRewind | [5 empty] | ResidentialResWxFLOOR R0 - R19_Heat Pump | Residential | ResWx | FLOOR R0 - R19_Heat Pump | ResWx
|  |  |  | MotorsRewind-NR-Medium OffMedium Off | Medium Off | MotorsRewind-NR-Medium Off | Motors/Drives | MotorsRewind | [5 empty] | ResidentialResWxFLOOR R0 - R30_Heat Pump | Residential | ResWx | FLOOR R0 - R30_Heat Pump | ResWx
|  |  |  | MotorsRewind-NR-Small OffSmall Off | Small Off | MotorsRewind-NR-Small Off | Motors/Drives | MotorsRewind | [5 empty] | ResidentialResWxATTIC R0 - R19_Heat Pump | Residential | ResWx | ATTIC R0 - R19_Heat Pump | ResWx
|  |  |  | MotorsRewind-NR-XLarge RetXLarge Ret | XLarge Ret | MotorsRewind-NR-XLarge Ret | Motors/Drives | MotorsRewind | [5 empty] | ResidentialResWxATTIC R0 - R38_Heat Pump | Residential | ResWx | ATTIC R0 - R38_Heat Pump | ResWx
|  |  |  | MotorsRewind-NR-Large RetLarge Ret | Large Ret | MotorsRewind-NR-Large Ret | Motors/Drives | MotorsRewind | [5 empty] | ResidentialResWxATTIC R0 - R49_Heat Pump | Residential | ResWx | ATTIC R0 - R49_Heat Pump | ResWx
|  |  |  | MotorsRewind-NR-Medium RetMedium Ret | Medium Ret | MotorsRewind-NR-Medium Ret | Motors/Drives | MotorsRewind | [5 empty] | ResidentialResWxATTIC R19 - R30_Heat Pump | Residential | ResWx | ATTIC R19 - R30_Heat Pump | ResWx
|  |  |  | MotorsRewind-NR-Small RetSmall Ret | Small Ret | MotorsRewind-NR-Small Ret | Motors/Drives | MotorsRewind | [5 empty] | ResidentialResWxATTIC R19 - R38_Heat Pump | Residential | ResWx | ATTIC R19 - R38_Heat Pump | ResWx
|  |  |  | MotorsRewind-NR-School K-12School K-12 | School K-12 | MotorsRewind-NR-School K-12 | Motors/Drives | MotorsRewind | [5 empty] | ResidentialResWxATTIC R19 - R49_Heat Pump | Residential | ResWx | ATTIC R19 - R49_Heat Pump | ResWx
|  |  |  | MotorsRewind-NR-UniversityUniversity | University | MotorsRewind-NR-University | Motors/Drives | MotorsRewind | [5 empty] | ResidentialResWxWINDOW CL22 Prime Window Replacement of Single Pane Base_Heat Pump | Residential | ResWx | WINDOW CL22 Prime Window Replacement of Single Pane Base_Heat Pump | ResWx
|  |  |  | MotorsRewind-NR-WarehouseWarehouse | Warehouse | MotorsRewind-NR-Warehouse | Motors/Drives | MotorsRewind | [5 empty] | ResidentialResWxWINDOW CL22 Prime Window Replacement of Double Pane Base_Heat Pump | Residential | ResWx | WINDOW CL22 Prime Window Replacement of Double Pane Base_Heat Pump | ResWx
|  |  |  | MotorsRewind-NR-SupermarketSupermarket | Supermarket | MotorsRewind-NR-Supermarket | Motors/Drives | MotorsRewind | [5 empty] | ResidentialResWxWINDOW CL30 Prime Window Replacement of Single Pane Base_Heat Pump | Residential | ResWx | WINDOW CL30 Prime Window Replacement of Single Pane Base_Heat Pump | ResWx
|  |  |  | MotorsRewind-NR-MiniMartMiniMart | MiniMart | MotorsRewind-NR-MiniMart | Motors/Drives | MotorsRewind | [5 empty] | ResidentialResWxWINDOW CL30 Prime Window Replacement of Double Pane Base_Heat Pump | Residential | ResWx | WINDOW CL30 Prime Window Replacement of Double Pane Base_Heat Pump | ResWx
|  |  |  | MotorsRewind-NR-RestaurantRestaurant | Restaurant | MotorsRewind-NR-Restaurant | Motors/Drives | MotorsRewind | [5 empty] | ResidentialASHPHVAC Conversion - FAF w/CAC to ASHP 8.5 HSPF/14SEER + HZ23 | Residential | ASHP | HVAC Conversion - FAF w/CAC to ASHP 8.5 HSPF/14SEER + HZ23 | ASHP
|  |  |  | MotorsRewind-NR-LodgingLodging | Lodging | MotorsRewind-NR-Lodging | Motors/Drives | MotorsRewind | [5 empty] | ResidentialASHPHVAC Conversion - FAF to ASHP 8.5 HSPF/14SEER + HZ23CZ23 | Residential | ASHP | HVAC Conversion - FAF to ASHP 8.5 HSPF/14SEER + HZ23CZ23 | ASHP
|  |  |  | MotorsRewind-NR-HospitalHospital | Hospital | MotorsRewind-NR-Hospital | Motors/Drives | MotorsRewind | [5 empty] | ResidentialASHPHVAC Conversion - FAF to ASHP 8.5 HSPF/14SEER + HZ23CZ1 | Residential | ASHP | HVAC Conversion - FAF to ASHP 8.5 HSPF/14SEER + HZ23CZ1 | ASHP
|  |  |  | MotorsRewind-NR-Residential CareResidential Care | Residential Care | MotorsRewind-NR-Residential Care | Motors/Drives | MotorsRewind | [5 empty] | ResidentialASHPHVAC Conversion - FAF w/CAC to ASHP 8.5 HSPF/14SEER + HZ1 | Residential | ASHP | HVAC Conversion - FAF w/CAC to ASHP 8.5 HSPF/14SEER + HZ1 | ASHP
|  |  |  | MotorsRewind-NR-AssemblyAssembly | Assembly | MotorsRewind-NR-Assembly | Motors/Drives | MotorsRewind | [5 empty] | ResidentialASHPHVAC Conversion - FAF to ASHP 8.5 HSPF/14SEER + HZ1CZ23 | Residential | ASHP | HVAC Conversion - FAF to ASHP 8.5 HSPF/14SEER + HZ1CZ23 | ASHP
|  |  |  | MotorsRewind-NR-OtherOther | Other | MotorsRewind-NR-Other | Motors/Drives | MotorsRewind | [5 empty] | ResidentialASHPHVAC Conversion - FAF to ASHP 8.5 HSPF/14SEER + HZ1CZ1 | Residential | ASHP | HVAC Conversion - FAF to ASHP 8.5 HSPF/14SEER + HZ1CZ1 | ASHP
|  |  |  | MotorsRewind-New-Large OffLarge Off | Large Off | MotorsRewind-New-Large Off | Motors/Drives | MotorsRewind | [5 empty] | ResidentialASHPHVAC Upgrade - Heat Pump Upgrade to 9.0 HSPF/14 SEER + HZ23CZ1 | Residential | ASHP | HVAC Upgrade - Heat Pump Upgrade to 9.0 HSPF/14 SEER + HZ23CZ1 | ASHP
|  |  |  | MotorsRewind-New-Medium OffMedium Off | Medium Off | MotorsRewind-New-Medium Off | Motors/Drives | MotorsRewind | [5 empty] | ResidentialASHPHVAC Upgrade - Heat Pump Upgrade to 9.0 HSPF/14 SEER + HZ23CZ23 | Residential | ASHP | HVAC Upgrade - Heat Pump Upgrade to 9.0 HSPF/14 SEER + HZ23CZ23 | ASHP
|  |  |  | MotorsRewind-New-Small OffSmall Off | Small Off | MotorsRewind-New-Small Off | Motors/Drives | MotorsRewind | [5 empty] | ResidentialASHPHVAC Upgrade - Heat Pump Upgrade to 9.0 HSPF/14 SEER + HZ1CZ23 | Residential | ASHP | HVAC Upgrade - Heat Pump Upgrade to 9.0 HSPF/14 SEER + HZ1CZ23 | ASHP
|  |  |  | MotorsRewind-New-XLarge RetXLarge Ret | XLarge Ret | MotorsRewind-New-XLarge Ret | Motors/Drives | MotorsRewind | [5 empty] | ResidentialASHPHVAC Upgrade - Heat Pump Upgrade to 9.0 HSPF/14 SEER + HZ1CZ1 | Residential | ASHP | HVAC Upgrade - Heat Pump Upgrade to 9.0 HSPF/14 SEER + HZ1CZ1 | ASHP
|  |  |  | MotorsRewind-New-Large RetLarge Ret | Large Ret | MotorsRewind-New-Large Ret | Motors/Drives | MotorsRewind | [5 empty] | ResidentialResWxAttic R0 - R22_Electric FAF | Residential | ResWx | Attic R0 - R22_Electric FAF | ResWx
|  |  |  | MotorsRewind-New-Medium RetMedium Ret | Medium Ret | MotorsRewind-New-Medium Ret | Motors/Drives | MotorsRewind | [5 empty] | ResidentialResWxAttic R0 - R30_Electric FAF | Residential | ResWx | Attic R0 - R30_Electric FAF | ResWx
|  |  |  | MotorsRewind-New-Small RetSmall Ret | Small Ret | MotorsRewind-New-Small Ret | Motors/Drives | MotorsRewind | [5 empty] | ResidentialResWxAttic R0 - R22_Heat Pump | Residential | ResWx | Attic R0 - R22_Heat Pump | ResWx
|  |  |  | MotorsRewind-New-School K-12School K-12 | School K-12 | MotorsRewind-New-School K-12 | Motors/Drives | MotorsRewind | [5 empty] | ResidentialResWxAttic R0 - R30_Heat Pump | Residential | ResWx | Attic R0 - R30_Heat Pump | ResWx
|  |  |  | MotorsRewind-New-UniversityUniversity | University | MotorsRewind-New-University | Motors/Drives | MotorsRewind | [5 empty] | ResidentialResWxFloor R11 - R22_Electric FAF | Residential | ResWx | Floor R11 - R22_Electric FAF | ResWx
|  |  |  | MotorsRewind-New-WarehouseWarehouse | Warehouse | MotorsRewind-New-Warehouse | Motors/Drives | MotorsRewind | [5 empty] | ResidentialResWxFloor R0 - R22_Electric FAF | Residential | ResWx | Floor R0 - R22_Electric FAF | ResWx
|  |  |  | MotorsRewind-New-SupermarketSupermarket | Supermarket | MotorsRewind-New-Supermarket | Motors/Drives | MotorsRewind | [5 empty] | ResidentialResWxCFM50 Infiltration Reduction_Electric FAF | Residential | ResWx | CFM50 Infiltration Reduction_Electric FAF | ResWx
|  |  |  | MotorsRewind-New-MiniMartMiniMart | MiniMart | MotorsRewind-New-MiniMart | Motors/Drives | MotorsRewind | [5 empty] | ResidentialResWxAttic R11 - R30_Electric FAF | Residential | ResWx | Attic R11 - R30_Electric FAF | ResWx
|  |  |  | MotorsRewind-New-RestaurantRestaurant | Restaurant | MotorsRewind-New-Restaurant | Motors/Drives | MotorsRewind | [5 empty] | ResidentialResWxCFM50 Infiltration Reduction_Heat Pump | Residential | ResWx | CFM50 Infiltration Reduction_Heat Pump | ResWx
|  |  |  | MotorsRewind-New-LodgingLodging | Lodging | MotorsRewind-New-Lodging | Motors/Drives | MotorsRewind | [5 empty] | ResidentialResWxFloor R0 - R22_Heat Pump | Residential | ResWx | Floor R0 - R22_Heat Pump | ResWx
|  |  |  | MotorsRewind-New-HospitalHospital | Hospital | MotorsRewind-New-Hospital | Motors/Drives | MotorsRewind | [5 empty] | ResidentialResWxFloor R11 - R22_Heat Pump | Residential | ResWx | Floor R11 - R22_Heat Pump | ResWx
|  |  |  | MotorsRewind-New-Residential CareResidential Care | Residential Care | MotorsRewind-New-Residential Care | Motors/Drives | MotorsRewind | [5 empty] | ResidentialResWxAttic R11 - R30_Heat Pump | Residential | ResWx | Attic R11 - R30_Heat Pump | ResWx
|  |  |  | MotorsRewind-New-AssemblyAssembly | Assembly | MotorsRewind-New-Assembly | Motors/Drives | MotorsRewind | [5 empty] | ResidentialMicrowaveMicrowave Top Tier | Residential | Microwave | Microwave Top Tier | Microwave
|  |  |  | MotorsRewind-New-OtherOther | Other | MotorsRewind-New-Other | Motors/Drives | MotorsRewind | [5 empty] | ResidentialElectric OvenSelf-Cleaning Oven | Residential | Electric Oven | Self-Cleaning Oven | Electric Oven
|  |  |  | NR_PARKING_GARAGE_FIX_REPL_from MH to BI-LEVEL_LED_FIXNA | NA | NR_PARKING_GARAGE_FIX_REPL_from MH to BI-LEVEL_LED_FIX | Lighting | Parking Lighting | [5 empty] | ResidentialElectric OvenNon self-cleaning oven | Residential | Electric Oven | Non self-cleaning oven | Electric Oven
|  |  |  | Smart Plug Power Strips-RetroNA | NA | Smart Plug Power Strips-Retro | Electronics | Smart Plug Power Strips | [5 empty] | ResidentialAdvanced Power StripsOccupancy sensing advanced power strip | Residential | Advanced Power Strips | Occupancy sensing advanced power strip | Advanced Power Strips
|  |  |  | Pre-Rinse Spray Valve_0.81_to_1.0gpmNA | NA | Pre-Rinse Spray Valve_0.81_to_1.0gpm | Food Preparation | Pre-Rinse Spray Valve | [5 empty] | ResidentialAdvanced Power StripsInfrared sensing advanced power strip | Residential | Advanced Power Strips | Infrared sensing advanced power strip | Advanced Power Strips
|  |  |  | Pre-Rinse Spray Valve_0.61_to_0.8gpmNA | NA | Pre-Rinse Spray Valve_0.61_to_0.8gpm | Food Preparation | Pre-Rinse Spray Valve | [5 empty] | ResidentialAdvanced Power StripsLoad sensing advanced power strip | Residential | Advanced Power Strips | Load sensing advanced power strip | Advanced Power Strips
|  |  |  | Advanced Rooftop Controller-Retro-Large OffNA | NA | Advanced Rooftop Controller-Retro-Large Off | HVAC | Advanced Rooftop Controller | [5 empty] | ResidentialAdvanced Power StripsPC-interaction-sensing Home Office APS | Residential | Advanced Power Strips | PC-interaction-sensing Home Office APS | Advanced Power Strips
|  |  |  | Advanced Rooftop Controller-Retro-Medium OffNA | NA | Advanced Rooftop Controller-Retro-Medium Off | HVAC | Advanced Rooftop Controller | [5 empty] | ResidentialRefrigeratorStd Size Refrig and Refrig-Freezer - CEE Tier 1 | Residential | Refrigerator | Std Size Refrig and Refrig-Freezer - CEE Tier 1 | Refrigerator
|  |  |  | Advanced Rooftop Controller-Retro-Small OffNA | NA | Advanced Rooftop Controller-Retro-Small Off | HVAC | Advanced Rooftop Controller | [5 empty] | ResidentialRefrigeratorStd Size Refrig and Refrig-Freezer - CEE Tier 2 | Residential | Refrigerator | Std Size Refrig and Refrig-Freezer - CEE Tier 2 | Refrigerator
|  |  |  | Advanced Rooftop Controller-Retro-XLarge RetNA | NA | Advanced Rooftop Controller-Retro-XLarge Ret | HVAC | Advanced Rooftop Controller | [5 empty] | ResidentialRefrigeratorStd Size Refrig and Refrig-Freezer - CEE Tier 3 | Residential | Refrigerator | Std Size Refrig and Refrig-Freezer - CEE Tier 3 | Refrigerator
|  |  |  | Advanced Rooftop Controller-Retro-Large RetNA | NA | Advanced Rooftop Controller-Retro-Large Ret | HVAC | Advanced Rooftop Controller | [5 empty] | ResidentialFreezerStd Size Freezer - ENERGY STAR | Residential | Freezer | Std Size Freezer - ENERGY STAR | Freezer
|  |  |  | Advanced Rooftop Controller-Retro-Medium RetNA | NA | Advanced Rooftop Controller-Retro-Medium Ret | HVAC | Advanced Rooftop Controller | [5 empty] | ResidentialASHPNew SF HVAC Conversion - Convert FAF w/CAC to Heat Pump - House with "Good Insulation" + HZ1 | Residential | ASHP | New SF HVAC Conversion - Convert FAF w/CAC to Heat Pump - House with "Good Insulation" + HZ1 | ASHP
|  |  |  | Advanced Rooftop Controller-Retro-Small RetNA | NA | Advanced Rooftop Controller-Retro-Small Ret | HVAC | Advanced Rooftop Controller | [5 empty] | ResidentialASHPNew SF HVAC Upgrade - Central Heat Pump Upgrade to Variable Capacity Central Heat Pump | Residential | ASHP | New SF HVAC Upgrade - Central Heat Pump Upgrade to Variable Capacity Central Heat Pump | ASHP
|  |  |  | Advanced Rooftop Controller-Retro-School K-12NA | NA | Advanced Rooftop Controller-Retro-School K-12 | HVAC | Advanced Rooftop Controller | [5 empty] | ResidentialASHPNew SF HVAC Upgrade - Heat Pump Upgrade to 9.0 HSPF/14 SEER | Residential | ASHP | New SF HVAC Upgrade - Heat Pump Upgrade to 9.0 HSPF/14 SEER | ASHP
|  |  |  | Advanced Rooftop Controller-Retro-UniversityNA | NA | Advanced Rooftop Controller-Retro-University | HVAC | Advanced Rooftop Controller | [5 empty] | ResidentialDHPNew SF Zonal to DHP | Residential | DHP | New SF Zonal to DHP | DHP
|  |  |  | Advanced Rooftop Controller-Retro-WarehouseNA | NA | Advanced Rooftop Controller-Retro-Warehouse | HVAC | Advanced Rooftop Controller | [5 empty] | ResidentialASHPExisting Single Family Home HVAC Conversion - Convert FAF w/CAC to Heat Pump - House with "Good Insulation" + HZ1 | Residential | ASHP | Existing Single Family Home HVAC Conversion - Convert FAF w/CAC to Heat Pump - House with "Good Insulation" + HZ1 | ASHP
|  |  |  | Advanced Rooftop Controller-Retro-SupermarketNA | NA | Advanced Rooftop Controller-Retro-Supermarket | HVAC | Advanced Rooftop Controller | [5 empty] | ResidentialASHPExisting Single Family Home HVAC Conversion - Convert FAF w/CAC to Heat Pump - House with "Good Insulation" + HZ23 | Residential | ASHP | Existing Single Family Home HVAC Conversion - Convert FAF w/CAC to Heat Pump - House with "Good Insulation" + HZ23 | ASHP
|  |  |  | Advanced Rooftop Controller-Retro-MiniMartNA | NA | Advanced Rooftop Controller-Retro-MiniMart | HVAC | Advanced Rooftop Controller | [5 empty] | ResidentialASHPExisting Single Family Home HVAC Conversion - Convert FAF w/o CAC to Heat Pump - House with "Good Insulation" + HZ1CZ23 | Residential | ASHP | Existing Single Family Home HVAC Conversion - Convert FAF w/o CAC to Heat Pump - House with "Good Insulation" + HZ1CZ23 | ASHP
|  |  |  | Advanced Rooftop Controller-Retro-RestaurantNA | NA | Advanced Rooftop Controller-Retro-Restaurant | HVAC | Advanced Rooftop Controller | [5 empty] | ResidentialASHPExisting Single Family Home HVAC Conversion - Convert FAF w/o CAC to Heat Pump - House with "Good Insulation" + HZ23CZ23 | Residential | ASHP | Existing Single Family Home HVAC Conversion - Convert FAF w/o CAC to Heat Pump - House with "Good Insulation" + HZ23CZ23 | ASHP
|  |  |  | Advanced Rooftop Controller-Retro-LodgingNA | NA | Advanced Rooftop Controller-Retro-Lodging | HVAC | Advanced Rooftop Controller | [5 empty] | ResidentialASHPExisting Single Family Home HVAC Conversion - Convert FAF w/o CAC to Heat Pump - House with "Good Insulation" + HZ1CZ1 | Residential | ASHP | Existing Single Family Home HVAC Conversion - Convert FAF w/o CAC to Heat Pump - House with "Good Insulation" + HZ1CZ1 | ASHP
|  |  |  | Advanced Rooftop Controller-Retro-HospitalNA | NA | Advanced Rooftop Controller-Retro-Hospital | HVAC | Advanced Rooftop Controller | [5 empty] | ResidentialASHPExisting Single Family Home HVAC Conversion - Convert FAF w/o CAC to Heat Pump - House with "Good Insulation" + HZ23CZ1 | Residential | ASHP | Existing Single Family Home HVAC Conversion - Convert FAF w/o CAC to Heat Pump - House with "Good Insulation" + HZ23CZ1 | ASHP
|  |  |  | Advanced Rooftop Controller-Retro-Residential CareNA | NA | Advanced Rooftop Controller-Retro-Residential Care | HVAC | Advanced Rooftop Controller | [5 empty] | ResidentialASHPExisting Single Family Home HVAC Upgrade + HZ1 | Residential | ASHP | Existing Single Family Home HVAC Upgrade + HZ1 | ASHP
|  |  |  | Advanced Rooftop Controller-Retro-AssemblyNA | NA | Advanced Rooftop Controller-Retro-Assembly | HVAC | Advanced Rooftop Controller | [5 empty] | ResidentialASHPExisting Single Family Home HVAC Upgrade + HZ23 | Residential | ASHP | Existing Single Family Home HVAC Upgrade + HZ23 | ASHP
|  |  |  | Advanced Rooftop Controller-Retro-OtherNA | NA | Advanced Rooftop Controller-Retro-Other | HVAC | Advanced Rooftop Controller | [5 empty] | ResidentialASHPExisting Single Family Home HVAC Upgrade - Central Heat Pump Upgrade to Variable Capacity Central Heat Pump + HZ23CZ1 | Residential | ASHP | Existing Single Family Home HVAC Upgrade - Central Heat Pump Upgrade to Variable Capacity Central Heat Pump + HZ23CZ1 | ASHP
|  |  |  | Showerheads-Retro-Large OffNA | NA | Showerheads-Retro-Large Off | Water Heating | Showerheads | [5 empty] | ResidentialASHPExisting Single Family Home HVAC Upgrade - Central Heat Pump Upgrade to Variable Capacity Central Heat Pump + HZ23CZ23 | Residential | ASHP | Existing Single Family Home HVAC Upgrade - Central Heat Pump Upgrade to Variable Capacity Central Heat Pump + HZ23CZ23 | ASHP
|  |  |  | Showerheads-Retro-Medium OffNA | NA | Showerheads-Retro-Medium Off | Water Heating | Showerheads | [5 empty] | ResidentialASHPExisting Single Family Home HVAC Upgrade - Central Heat Pump Upgrade to Variable Capacity Central Heat Pump + HZ1CZ23 | Residential | ASHP | Existing Single Family Home HVAC Upgrade - Central Heat Pump Upgrade to Variable Capacity Central Heat Pump + HZ1CZ23 | ASHP
|  |  |  | Showerheads-Retro-Small OffNA | NA | Showerheads-Retro-Small Off | Water Heating | Showerheads | [5 empty] | ResidentialASHPExisting Single Family Home HVAC Upgrade - Central Heat Pump Upgrade to Variable Capacity Central Heat Pump + HZ1CZ1 | Residential | ASHP | Existing Single Family Home HVAC Upgrade - Central Heat Pump Upgrade to Variable Capacity Central Heat Pump + HZ1CZ1 | ASHP
|  |  |  | Showerheads-Retro-XLarge RetNA | NA | Showerheads-Retro-XLarge Ret | Water Heating | Showerheads | [5 empty] | ResidentialDHPZonal to DHP No Screen + HZ23CZ23 | Residential | DHP | Zonal to DHP No Screen + HZ23CZ23 | DHP
|  |  |  | Showerheads-Retro-Large RetNA | NA | Showerheads-Retro-Large Ret | Water Heating | Showerheads | [5 empty] | ResidentialDHPZonal to DHP No Screen + HZ1CZ23 | Residential | DHP | Zonal to DHP No Screen + HZ1CZ23 | DHP
|  |  |  | Showerheads-Retro-Medium RetNA | NA | Showerheads-Retro-Medium Ret | Water Heating | Showerheads | [5 empty] | ResidentialDHPZonal to DHP No Screen + HZ23CZ1 | Residential | DHP | Zonal to DHP No Screen + HZ23CZ1 | DHP
|  |  |  | Showerheads-Retro-Small RetNA | NA | Showerheads-Retro-Small Ret | Water Heating | Showerheads | [5 empty] | ResidentialDHPZonal to DHP No Screen + HZ1CZ1 | Residential | DHP | Zonal to DHP No Screen + HZ1CZ1 | DHP
|  |  |  | Showerheads-Retro-School K-12NA | NA | Showerheads-Retro-School K-12 | Water Heating | Showerheads | [5 empty] | ResidentialResWxATTIC R0 - R38_DHP | Residential | ResWx | ATTIC R0 - R38_DHP | ResWx
|  |  |  | Showerheads-Retro-UniversityNA | NA | Showerheads-Retro-University | Water Heating | Showerheads | [5 empty] | ResidentialResWxATTIC R0 - R49_DHP | Residential | ResWx | ATTIC R0 - R49_DHP | ResWx
|  |  |  | Showerheads-Retro-WarehouseNA | NA | Showerheads-Retro-Warehouse | Water Heating | Showerheads | [5 empty] | ResidentialResWxFLOOR R0 - R25_Electric FAF | Residential | ResWx | FLOOR R0 - R25_Electric FAF | ResWx
|  |  |  | Showerheads-Retro-SupermarketNA | NA | Showerheads-Retro-Supermarket | Water Heating | Showerheads | [5 empty] | ResidentialResWxATTIC R11 - R38_Electric FAF | Residential | ResWx | ATTIC R11 - R38_Electric FAF | ResWx
|  |  |  | Showerheads-Retro-MiniMartNA | NA | Showerheads-Retro-MiniMart | Water Heating | Showerheads | [5 empty] | ResidentialResWxWALL R0 - R11_DHP | Residential | ResWx | WALL R0 - R11_DHP | ResWx
|  |  |  | Showerheads-Retro-RestaurantNA | NA | Showerheads-Retro-Restaurant | Water Heating | Showerheads | [5 empty] | ResidentialResWxFLOOR R0 - R25_Electric Zonal | Residential | ResWx | FLOOR R0 - R25_Electric Zonal | ResWx
|  |  |  | Showerheads-Retro-LodgingNA | NA | Showerheads-Retro-Lodging | Water Heating | Showerheads | [5 empty] | ResidentialResWxFLOOR R0 - R30_DHP | Residential | ResWx | FLOOR R0 - R30_DHP | ResWx
|  |  |  | Showerheads-Retro-HospitalNA | NA | Showerheads-Retro-Hospital | Water Heating | Showerheads | [5 empty] | ResidentialResWxATTIC R11 - R49_Electric FAF | Residential | ResWx | ATTIC R11 - R49_Electric FAF | ResWx
|  |  |  | Showerheads-Retro-Residential CareNA | NA | Showerheads-Retro-Residential Care | Water Heating | Showerheads | [5 empty] | ResidentialResWxFLOOR R0 - R25_DHP | Residential | ResWx | FLOOR R0 - R25_DHP | ResWx
|  |  |  | Showerheads-Retro-AssemblyNA | NA | Showerheads-Retro-Assembly | Water Heating | Showerheads | [5 empty] | ResidentialResWxFLOOR R0 - R19_DHP | Residential | ResWx | FLOOR R0 - R19_DHP | ResWx
|  |  |  | Showerheads-Retro-OtherNA | NA | Showerheads-Retro-Other | Water Heating | Showerheads | [5 empty] | ResidentialResWxATTIC R11 - R38_Electric Zonal | Residential | ResWx | ATTIC R11 - R38_Electric Zonal | ResWx
|  |  |  | Streetlight - HPS 100W - NewNA | NA | Streetlight - HPS 100W - New | Lighting | Street and Roadway Lighting | [5 empty] | ResidentialResWxATTIC R11 - R38_DHP | Residential | ResWx | ATTIC R11 - R38_DHP | ResWx
|  |  |  | Streetlight - HPS 250W - NewNA | NA | Streetlight - HPS 250W - New | Lighting | Street and Roadway Lighting | [5 empty] | ResidentialResWxCFM50 Infiltration Reduction_Electric Zonal | Residential | ResWx | CFM50 Infiltration Reduction_Electric Zonal | ResWx
|  |  |  | Streetlight - MH 200W - NewNA | NA | Streetlight - MH 200W - New | Lighting | Street and Roadway Lighting | [5 empty] | ResidentialResWxCFM50 Infiltration Reduction_DHP | Residential | ResWx | CFM50 Infiltration Reduction_DHP | ResWx
|  |  |  | Streetlight - MH 400W - NewNA | NA | Streetlight - MH 400W - New | Lighting | Street and Roadway Lighting | [5 empty] | ResidentialResWxATTIC R11 - R49_Electric Zonal | Residential | ResWx | ATTIC R11 - R49_Electric Zonal | ResWx
|  |  |  | Streetlight - MH 1000W - NewNA | NA | Streetlight - MH 1000W - New | Lighting | Street and Roadway Lighting | [5 empty] | ResidentialResWxATTIC R11 - R49_DHP | Residential | ResWx | ATTIC R11 - R49_DHP | ResWx
|  |  |  | Streetlight - HPS 100W - NRNA | NA | Streetlight - HPS 100W - NR | Lighting | Street and Roadway Lighting | [5 empty] | ResidentialResWxWINDOW CL30 Prime Window Replacement of Single Pane Base_DHP | Residential | ResWx | WINDOW CL30 Prime Window Replacement of Single Pane Base_DHP | ResWx
|  |  |  | Streetlight - MH 200W - NRNA | NA | Streetlight - MH 200W - NR | Lighting | Street and Roadway Lighting | [5 empty] | ResidentialResWxWINDOW CL22 Prime Window Replacement of Single Pane Base_DHP | Residential | ResWx | WINDOW CL22 Prime Window Replacement of Single Pane Base_DHP | ResWx
|  |  |  | Streetlight - HPS 250W - NRNA | NA | Streetlight - HPS 250W - NR | Lighting | Street and Roadway Lighting | [5 empty] | ResidentialResWxATTIC R11 - R38_Heat Pump | Residential | ResWx | ATTIC R11 - R38_Heat Pump | ResWx
|  |  |  | Streetlight - MH 400W - NRNA | NA | Streetlight - MH 400W - NR | Lighting | Street and Roadway Lighting | [5 empty] | ResidentialResWxATTIC R11 - R49_Heat Pump | Residential | ResWx | ATTIC R11 - R49_Heat Pump | ResWx
|  |  |  | Streetlight - MH 1000W - NRNA | NA | Streetlight - MH 1000W - NR | Lighting | Street and Roadway Lighting | [5 empty] | ResidentialResWxATTIC R19 - R49_DHP | Residential | ResWx | ATTIC R19 - R49_DHP | ResWx
|  |  |  | VRF-NEW-Large OffLarge Off | Large Off | VRF-NEW-Large Off | HVAC | VRF | [5 empty] | ResidentialResWxATTIC R19 - R38_DHP | Residential | ResWx | ATTIC R19 - R38_DHP | ResWx
|  |  |  | VRF-NEW-Medium OffMedium Off | Medium Off | VRF-NEW-Medium Off | HVAC | VRF | [5 empty] | ResidentialResWxWINDOW CL30 Prime Window Replacement of Double Pane Base_DHP | Residential | ResWx | WINDOW CL30 Prime Window Replacement of Double Pane Base_DHP | ResWx
|  |  |  | VRF-NEW-Small OffSmall Off | Small Off | VRF-NEW-Small Off | HVAC | VRF | [5 empty] | ResidentialResWxWINDOW CL22 Prime Window Replacement of Double Pane Base_DHP | Residential | ResWx | WINDOW CL22 Prime Window Replacement of Double Pane Base_DHP | ResWx
|  |  |  | VRF-NEW-XLarge RetXLarge Ret | XLarge Ret | VRF-NEW-XLarge Ret | HVAC | VRF | [5 empty] | ResidentialResWxFLOOR R0 - R25_Heat Pump | Residential | ResWx | FLOOR R0 - R25_Heat Pump | ResWx
|  |  |  | VRF-NEW-Large RetLarge Ret | Large Ret | VRF-NEW-Large Ret | HVAC | VRF | [5 empty] | ResidentialShowerheadsSF Showerhead Replace_2_00gpm_Any Shower_ AnyWH | Residential | Showerheads | SF Showerhead Replace_2_00gpm_Any Shower_ AnyWH | Showerheads
|  |  |  | VRF-NEW-Medium RetMedium Ret | Medium Ret | VRF-NEW-Medium Ret | HVAC | VRF | [5 empty] | ResidentialShowerheadsMF Showerhead Replace_2_00gpm_Any Shower_ AnyWH | Residential | Showerheads | MF Showerhead Replace_2_00gpm_Any Shower_ AnyWH | Showerheads
|  |  |  | VRF-NEW-Small RetSmall Ret | Small Ret | VRF-NEW-Small Ret | HVAC | VRF | [5 empty] | ResidentialShowerheadsMH Showerhead Replace_2_00gpm_Any Shower_ AnyWH | Residential | Showerheads | MH Showerhead Replace_2_00gpm_Any Shower_ AnyWH | Showerheads
|  |  |  | VRF-NEW-School K-12School K-12 | School K-12 | VRF-NEW-School K-12 | HVAC | VRF | [5 empty] | ResidentialShowerheadsSF Showerhead Replace_1_75gpm_Any Shower_ AnyWH | Residential | Showerheads | SF Showerhead Replace_1_75gpm_Any Shower_ AnyWH | Showerheads
|  |  |  | VRF-NEW-UniversityUniversity | University | VRF-NEW-University | HVAC | VRF | [5 empty] | ResidentialShowerheadsMF Showerhead Replace_1_75gpm_Any Shower_ AnyWH | Residential | Showerheads | MF Showerhead Replace_1_75gpm_Any Shower_ AnyWH | Showerheads
|  |  |  | VRF-NEW-WarehouseWarehouse | Warehouse | VRF-NEW-Warehouse | HVAC | VRF | [5 empty] | ResidentialShowerheadsMH Showerhead Replace_1_75gpm_Any Shower_ AnyWH | Residential | Showerheads | MH Showerhead Replace_1_75gpm_Any Shower_ AnyWH | Showerheads
|  |  |  | VRF-NEW-SupermarketSupermarket | Supermarket | VRF-NEW-Supermarket | HVAC | VRF | [5 empty] | ResidentialShowerheadsSF Showerhead Replace_1_50gpm_Any Shower_ AnyWH | Residential | Showerheads | SF Showerhead Replace_1_50gpm_Any Shower_ AnyWH | Showerheads
|  |  |  | VRF-NEW-MiniMartMiniMart | MiniMart | VRF-NEW-MiniMart | HVAC | VRF | [5 empty] | ResidentialShowerheadsMF Showerhead Replace_1_50gpm_Any Shower_ AnyWH | Residential | Showerheads | MF Showerhead Replace_1_50gpm_Any Shower_ AnyWH | Showerheads
|  |  |  | VRF-NEW-RestaurantRestaurant | Restaurant | VRF-NEW-Restaurant | HVAC | VRF | [5 empty] | ResidentialShowerheadsMH Showerhead Replace_1_50gpm_Any Shower_ AnyWH | Residential | Showerheads | MH Showerhead Replace_1_50gpm_Any Shower_ AnyWH | Showerheads
|  |  |  | VRF-NEW-LodgingLodging | Lodging | VRF-NEW-Lodging | HVAC | VRF | [5 empty] | ResidentialShowerheadsSF Showerhead Replace_1_50GPM_any shower_HPWH | Residential | Showerheads | SF Showerhead Replace_1_50GPM_any shower_HPWH | Showerheads
|  |  |  | VRF-NEW-HospitalHospital | Hospital | VRF-NEW-Hospital | HVAC | VRF | [5 empty] | ResidentialShowerheadsMH Showerhead Replace_1_50GPM_any shower_HPWH | Residential | Showerheads | MH Showerhead Replace_1_50GPM_any shower_HPWH | Showerheads
|  |  |  | VRF-NEW-Residential CareResidential Care | Residential Care | VRF-NEW-Residential Care | HVAC | VRF | [5 empty] | ResidentialSolar Water HeaterSHW Solar Zone 1 | Residential | Solar Water Heater | SHW Solar Zone 1 | Solar Water Heater
|  |  |  | VRF-NEW-AssemblyAssembly | Assembly | VRF-NEW-Assembly | HVAC | VRF | [5 empty] | ResidentialSolar Water HeaterSHW Solar Zone 2 | Residential | Solar Water Heater | SHW Solar Zone 2 | Solar Water Heater
|  |  |  | VRF-NEW-OtherOther | Other | VRF-NEW-Other | HVAC | VRF | [5 empty] | ResidentialSolar Water HeaterSHW Solar Zone 3 | Residential | Solar Water Heater | SHW Solar Zone 3 | Solar Water Heater
|  |  |  | VRF-Retro-Large OffLarge Off | Large Off | VRF-Retro-Large Off | HVAC | VRF | [5 empty] | ResidentialSolar Water HeaterSHW Solar Zone 4 | Residential | Solar Water Heater | SHW Solar Zone 4 | Solar Water Heater
|  |  |  | VRF-Retro-Medium OffMedium Off | Medium Off | VRF-Retro-Medium Off | HVAC | VRF | [5 empty] | ResidentialWIFI enabled tstatsWIFI Enabled Thermostat HZ3 | Residential | WIFI enabled tstats | WIFI Enabled Thermostat HZ3 | WIFI enabled tstats
|  |  |  | VRF-Retro-Small OffSmall Off | Small Off | VRF-Retro-Small Off | HVAC | VRF | [5 empty] | ResidentialWIFI enabled tstatsWIFI Enabled Thermostat HZ2 | Residential | WIFI enabled tstats | WIFI Enabled Thermostat HZ2 | WIFI enabled tstats
|  |  |  | VRF-Retro-XLarge RetXLarge Ret | XLarge Ret | VRF-Retro-XLarge Ret | HVAC | VRF | [5 empty] | ResidentialWIFI enabled tstatsWIFI Enabled Thermostat HZ1 | Residential | WIFI enabled tstats | WIFI Enabled Thermostat HZ1 | WIFI enabled tstats
|  |  |  | VRF-Retro-Large RetLarge Ret | Large Ret | VRF-Retro-Large Ret | HVAC | VRF | [5 empty] | CommercialDemand Control VentilationDemand Control Ventilation-Retro-Restaurant | Commercial | Demand Control Ventilation | Demand Control Ventilation-Retro-Restaurant | Custom
|  |  |  | VRF-Retro-Medium RetMedium Ret | Medium Ret | VRF-Retro-Medium Ret | HVAC | VRF | [5 empty] | ResidentialManufactured Tier3_buffered | Residential |  | Manufactured Tier3_buffered | HPWH
|  |  |  | VRF-Retro-Small RetSmall Ret | Small Ret | VRF-Retro-Small Ret | HVAC | VRF | [5 empty] | ResidentialSingle Family Tier3_buffered | Residential |  | Single Family Tier3_buffered | HPWH
|  |  |  | VRF-Retro-School K-12School K-12 | School K-12 | VRF-Retro-School K-12 | HVAC | VRF | [5 empty] | ResidentialManufactured Tier3_indor2_gfac | Residential |  | Manufactured Tier3_indor2_gfac | HPWH
|  |  |  | VRF-Retro-UniversityUniversity | University | VRF-Retro-University | HVAC | VRF | [5 empty] | ResidentialSingle Family Tier3_indor2_gfac | Residential |  | Single Family Tier3_indor2_gfac | HPWH
|  |  |  | VRF-Retro-WarehouseWarehouse | Warehouse | VRF-Retro-Warehouse | HVAC | VRF | [5 empty] | ResidentialManufactured Tier3_indor2_gfnc | Residential |  | Manufactured Tier3_indor2_gfnc | HPWH
|  |  |  | VRF-Retro-SupermarketSupermarket | Supermarket | VRF-Retro-Supermarket | HVAC | VRF | [5 empty] | ResidentialSingle Family Tier3_indor2_gfnc | Residential |  | Single Family Tier3_indor2_gfnc | HPWH
|  |  |  | VRF-Retro-MiniMartMiniMart | MiniMart | VRF-Retro-MiniMart | HVAC | VRF | [5 empty] | ResidentialManufactured Tier3_indor2_hp85 | Residential |  | Manufactured Tier3_indor2_hp85 | HPWH
|  |  |  | VRF-Retro-RestaurantRestaurant | Restaurant | VRF-Retro-Restaurant | HVAC | VRF | [5 empty] | ResidentialSingle Family Tier3_indor2_hp85 | Residential |  | Single Family Tier3_indor2_hp85 | HPWH
|  |  |  | VRF-Retro-LodgingLodging | Lodging | VRF-Retro-Lodging | HVAC | VRF | [5 empty] | ResidentialManufactured Tier3_indor2_zonl | Residential |  | Manufactured Tier3_indor2_zonl | HPWH
|  |  |  | VRF-Retro-HospitalHospital | Hospital | VRF-Retro-Hospital | HVAC | VRF | [5 empty] | ResidentialSingle Family Tier3_indor2_zonl | Residential |  | Single Family Tier3_indor2_zonl | HPWH
|  |  |  | VRF-Retro-Residential CareResidential Care | Residential Care | VRF-Retro-Residential Care | HVAC | VRF | [5 empty] | ResidentialManufactured Tier3_indor2_efaf | Residential |  | Manufactured Tier3_indor2_efaf | HPWH
|  |  |  | VRF-Retro-AssemblyAssembly | Assembly | VRF-Retro-Assembly | HVAC | VRF | [5 empty] | ResidentialSingle Family Tier3_indor2_efaf | Residential |  | Single Family Tier3_indor2_efaf | HPWH
|  |  |  | VRF-Retro-OtherOther | Other | VRF-Retro-Other | HVAC | VRF | [5 empty] | ResidentialManufactured Tier4_buffered | Residential |  | Manufactured Tier4_buffered | HPWH
|  |  |  | WasherNA | NA | Washer | Water Heating | Washer | [5 empty] | ResidentialSingle Family Tier4_buffered | Residential |  | Single Family Tier4_buffered | HPWH
|  |  |  | Optimize Municipal Sewage ; >10 MGD Design CapacityNA | NA | Optimize Municipal Sewage ; >10 MGD Design Capacity | Process Loads | Municipal Sewage Treatment | [5 empty] | ResidentialManufactured Tier4_indor2_gfac | Residential |  | Manufactured Tier4_indor2_gfac | HPWH
|  |  |  | Optimize Municipal Sewage ; <1 MGD Design CapacityNA | NA | Optimize Municipal Sewage ; <1 MGD Design Capacity | Process Loads | Municipal Sewage Treatment | [5 empty] | ResidentialSingle Family Tier4_indor2_gfac | Residential |  | Single Family Tier4_indor2_gfac | HPWH
|  |  |  | Optimize Municipal Sewage ; 1 to 10 MGD Design CapacityNA | NA | Optimize Municipal Sewage ; 1 to 10 MGD Design Capacity | Process Loads | Municipal Sewage Treatment | [5 empty] | ResidentialManufactured Tier4_indor2_gfnc | Residential |  | Manufactured Tier4_indor2_gfnc | HPWH
|  |  |  | Market Average to ES 2.0 UpgradeWater Cooler Controls | Water Cooler Controls | Market Average to ES 2.0 Upgrade | Refrigeration | Water Cooler Controls | [5 empty] | ResidentialSingle Family Tier4_indor2_gfnc | Residential |  | Single Family Tier4_indor2_gfnc | HPWH
|  |  |  | Timer on ES 2.0 Hot & Cold Water CoolerWater Cooler Controls | Water Cooler Controls | Timer on ES 2.0 Hot & Cold Water Cooler | Refrigeration | Water Cooler Controls | [5 empty] | ResidentialManufactured Tier4_indor2_hp85 | Residential |  | Manufactured Tier4_indor2_hp85 | HPWH
|  |  |  | Timer on ES 2.0 Cold Only Water CoolerWater Cooler Controls | Water Cooler Controls | Timer on ES 2.0 Cold Only Water Cooler | Refrigeration | Water Cooler Controls | [5 empty] | ResidentialSingle Family Tier4_indor2_hp85 | Residential |  | Single Family Tier4_indor2_hp85 | HPWH
|  |  |  | Municipal Water Supply-RetroNA | NA | Municipal Water Supply-Retro | Process Loads | Municipal Water Supply | [5 empty] | ResidentialManufactured Tier4_indor2_zonl | Residential |  | Manufactured Tier4_indor2_zonl | HPWH
|  |  |  | WEPT-Retro-Large OffLarge Off | Large Off | WEPT-Retro-Large Off | HVAC | WEPT | [5 empty] | ResidentialSingle Family Tier4_indor2_zonl | Residential |  | Single Family Tier4_indor2_zonl | HPWH
|  |  |  | WEPT-Retro-Medium OffMedium Off | Medium Off | WEPT-Retro-Medium Off | HVAC | WEPT | [5 empty] | ResidentialManufactured Tier4_indor2_efaf | Residential |  | Manufactured Tier4_indor2_efaf | HPWH
|  |  |  | WEPT-Retro-Small OffSmall Off | Small Off | WEPT-Retro-Small Off | HVAC | WEPT | [5 empty] | ResidentialSingle Family Tier4_indor2_efaf | Residential |  | Single Family Tier4_indor2_efaf | HPWH
|  |  |  | WEPT-Retro-XLarge RetXLarge Ret | XLarge Ret | WEPT-Retro-XLarge Ret | HVAC | WEPT | [5 empty] | ResidentialSingle Family Bathroom Aerator 1.0 GPM AnyWH | Residential |  | Single Family Bathroom Aerator 1.0 GPM AnyWH | Aerator
|  |  |  | WEPT-Retro-Large RetLarge Ret | Large Ret | WEPT-Retro-Large Ret | HVAC | WEPT | [5 empty] | ResidentialMultifamily - Low Rise Bathroom Aerator 1.0 GPM AnyWH | Residential |  | Multifamily - Low Rise Bathroom Aerator 1.0 GPM AnyWH | Aerator
|  |  |  | WEPT-Retro-Medium RetMedium Ret | Medium Ret | WEPT-Retro-Medium Ret | HVAC | WEPT | [5 empty] | ResidentialMultifamily - High Rise Bathroom Aerator 1.0 GPM AnyWH | Residential |  | Multifamily - High Rise Bathroom Aerator 1.0 GPM AnyWH | Aerator
|  |  |  | WEPT-Retro-Small RetSmall Ret | Small Ret | WEPT-Retro-Small Ret | HVAC | WEPT | [5 empty] | ResidentialManufactured Bathroom Aerator 1.0 GPM AnyWH | Residential |  | Manufactured Bathroom Aerator 1.0 GPM AnyWH | Aerator
|  |  |  | WEPT-Retro-School K-12School K-12 | School K-12 | WEPT-Retro-School K-12 | HVAC | WEPT | [5 empty] | ResidentialSingle Family Bathroom Aerator 1.0 GPM HPWH | Residential |  | Single Family Bathroom Aerator 1.0 GPM HPWH | Aerator
|  |  |  | WEPT-Retro-UniversityUniversity | University | WEPT-Retro-University | HVAC | WEPT | [5 empty] | CommercialPre-Rinse Spray Valve_0.61_to_1.0gpm | Commercial |  | Pre-Rinse Spray Valve_0.61_to_1.0gpm | Pre-Rinse Spray Valve
|  |  |  | WEPT-Retro-WarehouseWarehouse | Warehouse | WEPT-Retro-Warehouse | HVAC | WEPT | [5 empty] | ResidentialResWXLow E Storm Window Single Pane Wood Frame_Electric Zonal | Residential | ResWX | Low E Storm Window Single Pane Wood Frame_Electric Zonal | ResWX
|  |  |  | WEPT-Retro-SupermarketSupermarket | Supermarket | WEPT-Retro-Supermarket | HVAC | WEPT | [5 empty] | ResidentialResWXLow E Storm Window Single Pane Metal Frame_Electric Zonal | Residential | ResWX | Low E Storm Window Single Pane Metal Frame_Electric Zonal | ResWX
|  |  |  | WEPT-Retro-MiniMartMiniMart | MiniMart | WEPT-Retro-MiniMart | HVAC | WEPT | [5 empty] | ResidentialResWXLow E Storm Window Double Pane Metal Frame_Electric Zonal | Residential | ResWX | Low E Storm Window Double Pane Metal Frame_Electric Zonal | ResWX
|  |  |  | WEPT-Retro-RestaurantRestaurant | Restaurant | WEPT-Retro-Restaurant | HVAC | WEPT | [5 empty] | ResidentialResWXLow E Storm Window Single Pane Wood Frame_Electric FAF | Residential | ResWX | Low E Storm Window Single Pane Wood Frame_Electric FAF | ResWX
|  |  |  | WEPT-Retro-LodgingLodging | Lodging | WEPT-Retro-Lodging | HVAC | WEPT | [5 empty] | ResidentialResWXLow E Storm Window Single Pane Metal Frame_Electric FAF | Residential | ResWX | Low E Storm Window Single Pane Metal Frame_Electric FAF | ResWX
|  |  |  | WEPT-Retro-HospitalHospital | Hospital | WEPT-Retro-Hospital | HVAC | WEPT | [5 empty] | ResidentialResWXLow E Storm Window Double Pane Metal Frame_Electric FAF | Residential | ResWX | Low E Storm Window Double Pane Metal Frame_Electric FAF | ResWX
|  |  |  | WEPT-Retro-Residential CareResidential Care | Residential Care | WEPT-Retro-Residential Care | HVAC | WEPT | [5 empty] | ResidentialResWXLow E Storm Window Single Pane Wood Frame_Heat Pump | Residential | ResWX | Low E Storm Window Single Pane Wood Frame_Heat Pump | ResWX
|  |  |  | WEPT-Retro-AssemblyAssembly | Assembly | WEPT-Retro-Assembly | HVAC | WEPT | [5 empty] | ResidentialResWXLow E Storm Window Single Pane Metal Frame_Heat Pump | Residential | ResWX | Low E Storm Window Single Pane Metal Frame_Heat Pump | ResWX
|  |  |  | WEPT-Retro-OtherOther | Other | WEPT-Retro-Other | HVAC | WEPT | [5 empty] | ResidentialResWXLow E Storm Window Double Pane Metal Frame_Heat Pump | Residential | ResWX | Low E Storm Window Double Pane Metal Frame_Heat Pump | ResWX
|  |  |  | WHTanks-NR-Large OffNA | NA | WHTanks-NR-Large Off | Water Heating | WHTanks | [5 empty] | ResidentialResWXLow E Storm Window Single Pane Wood Frame_DHP | Residential | ResWX | Low E Storm Window Single Pane Wood Frame_DHP | ResWX
|  |  |  | WHTanks-NR-Medium OffNA | NA | WHTanks-NR-Medium Off | Water Heating | WHTanks | [5 empty] | ResidentialResWXLow E Storm Window Single Pane Metal Frame_DHP | Residential | ResWX | Low E Storm Window Single Pane Metal Frame_DHP | ResWX
|  |  |  | WHTanks-NR-Small OffNA | NA | WHTanks-NR-Small Off | Water Heating | WHTanks | [5 empty] | ResidentialResWXLow E Storm Window Double Pane Metal Frame_DHP | Residential | ResWX | Low E Storm Window Double Pane Metal Frame_DHP | ResWX
|  |  |  | WHTanks-NR-XLarge RetNA | NA | WHTanks-NR-XLarge Ret | Water Heating | WHTanks | [5 empty] | ResidentialResWXManufactured Home Weatherization - Add a Low-e Storm Window to an existing Single Pane Wood Framed Window_Electric FAF | Residential | ResWX | Manufactured Home Weatherization - Add a Low-e Storm Window to an existing Single Pane Wood Framed Window_Electric FAF | ResWX
|  |  |  | WHTanks-NR-Large RetNA | NA | WHTanks-NR-Large Ret | Water Heating | WHTanks | [5 empty] | ResidentialResWXManufactured Home Weatherization - Add a Low-e Storm Window to an existing Single Pane Metal Framed Window_Electric FAF | Residential | ResWX | Manufactured Home Weatherization - Add a Low-e Storm Window to an existing Single Pane Metal Framed Window_Electric FAF | ResWX
|  |  |  | WHTanks-NR-Medium RetNA | NA | WHTanks-NR-Medium Ret | Water Heating | WHTanks | [5 empty] | ResidentialResWXManufactured Home Weatherization - Add a Low-e Storm Window to an existing Double Pane Metal Framed Window_Electric FAF | Residential | ResWX | Manufactured Home Weatherization - Add a Low-e Storm Window to an existing Double Pane Metal Framed Window_Electric FAF | ResWX
|  |  |  | WHTanks-NR-Small RetNA | NA | WHTanks-NR-Small Ret | Water Heating | WHTanks | [5 empty] | ResidentialResWXManufactured Home Weatherization - Add a Low-e Storm Window to an existing Single Pane Wood Framed Window_Heat Pump | Residential | ResWX | Manufactured Home Weatherization - Add a Low-e Storm Window to an existing Single Pane Wood Framed Window_Heat Pump | ResWX
|  |  |  | WHTanks-NR-School K-12NA | NA | WHTanks-NR-School K-12 | Water Heating | WHTanks | [5 empty] | ResidentialResWXManufactured Home Weatherization - Add a Low-e Storm Window to an existing Single Pane Metal Framed Window_Heat Pump | Residential | ResWX | Manufactured Home Weatherization - Add a Low-e Storm Window to an existing Single Pane Metal Framed Window_Heat Pump | ResWX
|  |  |  | WHTanks-NR-UniversityNA | NA | WHTanks-NR-University | Water Heating | WHTanks | [5 empty] | ResidentialResWXManufactured Home Weatherization - Add a Low-e Storm Window to an existing Double Pane Metal Framed Window_Heat Pump | Residential | ResWX | Manufactured Home Weatherization - Add a Low-e Storm Window to an existing Double Pane Metal Framed Window_Heat Pump | ResWX
|  |  |  | WHTanks-NR-WarehouseNA | NA | WHTanks-NR-Warehouse | Water Heating | WHTanks | [5 empty] | ResidentialResWXWindows - Add a Low-e Storm Window to an existing Single Pane Wood Framed Window_Electric FAF | Residential | ResWX | Windows - Add a Low-e Storm Window to an existing Single Pane Wood Framed Window_Electric FAF | ResWX
|  |  |  | WHTanks-NR-SupermarketNA | NA | WHTanks-NR-Supermarket | Water Heating | WHTanks | [5 empty] | ResidentialResWXWindows - Add a Low-e Storm Window to an existing Single Pane Metal Framed Window_Electric FAF | Residential | ResWX | Windows - Add a Low-e Storm Window to an existing Single Pane Metal Framed Window_Electric FAF | ResWX
|  |  |  | WHTanks-NR-MiniMartNA | NA | WHTanks-NR-MiniMart | Water Heating | WHTanks | [5 empty] | ResidentialResWXWindows - Add a Low-e Storm Window to an existing Double Pane Metal Framed Window_Electric FAF | Residential | ResWX | Windows - Add a Low-e Storm Window to an existing Double Pane Metal Framed Window_Electric FAF | ResWX
|  |  |  | WHTanks-NR-RestaurantNA | NA | WHTanks-NR-Restaurant | Water Heating | WHTanks | [5 empty] | ResidentialResWXWindows - Add a Low-e Storm Window to an existing Single Pane Wood Framed Window_DHP | Residential | ResWX | Windows - Add a Low-e Storm Window to an existing Single Pane Wood Framed Window_DHP | ResWX
|  |  |  | WHTanks-NR-LodgingNA | NA | WHTanks-NR-Lodging | Water Heating | WHTanks | [5 empty] | ResidentialResWXWindows - Add a Low-e Storm Window to an existing Single Pane Metal Framed Window_DHP | Residential | ResWX | Windows - Add a Low-e Storm Window to an existing Single Pane Metal Framed Window_DHP | ResWX
|  |  |  | WHTanks-NR-HospitalNA | NA | WHTanks-NR-Hospital | Water Heating | WHTanks | [5 empty] | ResidentialResWXWindows - Add a Low-e Storm Window to an existing Double Pane Metal Framed Window_DHP | Residential | ResWX | Windows - Add a Low-e Storm Window to an existing Double Pane Metal Framed Window_DHP | ResWX
|  |  |  | WHTanks-NR-Residential CareNA | NA | WHTanks-NR-Residential Care | Water Heating | WHTanks | [5 empty] | ResidentialResWXWindows - Add a Low-e Storm Window to an existing Single Pane Wood Framed Window_Electric Zonal | Residential | ResWX | Windows - Add a Low-e Storm Window to an existing Single Pane Wood Framed Window_Electric Zonal | ResWX
|  |  |  | WHTanks-NR-AssemblyNA | NA | WHTanks-NR-Assembly | Water Heating | WHTanks | [5 empty] | ResidentialResWXWindows - Add a Low-e Storm Window to an existing Single Pane Metal Framed Window_Electric Zonal | Residential | ResWX | Windows - Add a Low-e Storm Window to an existing Single Pane Metal Framed Window_Electric Zonal | ResWX
|  |  |  | WHTanks-NR-OtherNA | NA | WHTanks-NR-Other | Water Heating | WHTanks | [5 empty] | ResidentialResWXWindows - Add a Low-e Storm Window to an existing Double Pane Metal Framed Window_Electric Zonal | Residential | ResWX | Windows - Add a Low-e Storm Window to an existing Double Pane Metal Framed Window_Electric Zonal | ResWX
|  |  |  | SGSWindow-Small Office (AC with Gas Furnace)-PortlandSGSWindow-(AC with Gas Furnace) | SGSWindow-(AC with Gas Furnace) | SGSWindow-Small Office (AC with Gas Furnace)-Portland | HVAC | Secondary Glazing Systems | [5 empty] | ResidentialResWXWindows - Add a Low-e Storm Window to an existing Single Pane Wood Framed Window_Heat Pump | Residential | ResWX | Windows - Add a Low-e Storm Window to an existing Single Pane Wood Framed Window_Heat Pump | ResWX
|  |  |  | SGSWindow-Small Office (AC with Gas Furnace)-SpokaneSGSWindow-(AC with Gas Furnace) | SGSWindow-(AC with Gas Furnace) | SGSWindow-Small Office (AC with Gas Furnace)-Spokane | HVAC | Secondary Glazing Systems | [5 empty] | ResidentialResWXWindows - Add a Low-e Storm Window to an existing Single Pane Metal Framed Window_Heat Pump | Residential | ResWX | Windows - Add a Low-e Storm Window to an existing Single Pane Metal Framed Window_Heat Pump | ResWX
|  |  |  | SGSWindow-Small Office (AC with Gas Furnace)-MissoulaSGSWindow-(AC with Gas Furnace) | SGSWindow-(AC with Gas Furnace) | SGSWindow-Small Office (AC with Gas Furnace)-Missoula | HVAC | Secondary Glazing Systems | [5 empty] | ResidentialResWXWindows - Add a Low-e Storm Window to an existing Double Pane Metal Framed Window_Heat Pump | Residential | ResWX | Windows - Add a Low-e Storm Window to an existing Double Pane Metal Framed Window_Heat Pump | ResWX
|  |  |  | SGSWindow-Small Office (Air-source Heat Pump)-PortlandSGSWindow-(Air-source Heat Pump) | SGSWindow-(Air-source Heat Pump) | SGSWindow-Small Office (Air-source Heat Pump)-Portland | HVAC | Secondary Glazing Systems
|  |  |  | SGSWindow-Small Office (Air-source Heat Pump)-SpokaneSGSWindow-(Air-source Heat Pump) | SGSWindow-(Air-source Heat Pump) | SGSWindow-Small Office (Air-source Heat Pump)-Spokane | HVAC | Secondary Glazing Systems
|  |  |  | SGSWindow-Small Office (Air-source Heat Pump)-MissoulaSGSWindow-(Air-source Heat Pump) | SGSWindow-(Air-source Heat Pump) | SGSWindow-Small Office (Air-source Heat Pump)-Missoula | HVAC | Secondary Glazing Systems
|  |  |  | SGSWindow-Mid-rise Office (Apackaged VAV with Electric reheat)-PortlandSGSWindow-(Apackaged VAV with Electric reheat) | SGSWindow-(Apackaged VAV with Electric reheat) | SGSWindow-Mid-rise Office (Apackaged VAV with Electric reheat)-Portland | HVAC | Secondary Glazing Systems
|  |  |  | SGSWindow-Mid-rise Office (Apackaged VAV with Electric reheat)-SpokaneSGSWindow-(Apackaged VAV with Electric reheat) | SGSWindow-(Apackaged VAV with Electric reheat) | SGSWindow-Mid-rise Office (Apackaged VAV with Electric reheat)-Spokane | HVAC | Secondary Glazing Systems
|  |  |  | SGSWindow-Mid-rise Office (Apackaged VAV with Electric reheat)-MissoulaSGSWindow-(Apackaged VAV with Electric reheat) | SGSWindow-(Apackaged VAV with Electric reheat) | SGSWindow-Mid-rise Office (Apackaged VAV with Electric reheat)-Missoula | HVAC | Secondary Glazing Systems
|  |  |  | SGSWindow-Mid-rise Office (Apackaged VAV with Gas)-PortlandSGSWindow-(Apackaged VAV with Gas) | SGSWindow-(Apackaged VAV with Gas) | SGSWindow-Mid-rise Office (Apackaged VAV with Gas)-Portland | HVAC | Secondary Glazing Systems
|  |  |  | SGSWindow-Mid-rise Office (Apackaged VAV with Gas)-SpokaneSGSWindow-(Apackaged VAV with Gas) | SGSWindow-(Apackaged VAV with Gas) | SGSWindow-Mid-rise Office (Apackaged VAV with Gas)-Spokane | HVAC | Secondary Glazing Systems
|  |  |  | SGSWindow-Mid-rise Office (Apackaged VAV with Gas)-MissoulaSGSWindow-(Apackaged VAV with Gas) | SGSWindow-(Apackaged VAV with Gas) | SGSWindow-Mid-rise Office (Apackaged VAV with Gas)-Missoula | HVAC | Secondary Glazing Systems
|  |  |  | SGSWindow-High-rise Office (VAV with Central Chillers / Gas Boilers)-PortlandSGSWindow-(VAV with Central Chillers / Gas Boilers) | SGSWindow-(VAV with Central Chillers / Gas Boilers) | SGSWindow-High-rise Office (VAV with Central Chillers / Gas Boilers)-Portland | HVAC | Secondary Glazing Systems
|  |  |  | SGSWindow-High-rise Office (VAV with Central Chillers / Gas Boilers)-SpokaneSGSWindow-(VAV with Central Chillers / Gas Boilers) | SGSWindow-(VAV with Central Chillers / Gas Boilers) | SGSWindow-High-rise Office (VAV with Central Chillers / Gas Boilers)-Spokane | HVAC | Secondary Glazing Systems
|  |  |  | SGSWindow-High-rise Office (VAV with Central Chillers / Gas Boilers)-MissoulaSGSWindow-(VAV with Central Chillers / Gas Boilers) | SGSWindow-(VAV with Central Chillers / Gas Boilers) | SGSWindow-High-rise Office (VAV with Central Chillers / Gas Boilers)-Missoula | HVAC | Secondary Glazing Systems
|  |  |  | SGSWindow-Small Office (AC with Ele Furnace)-PortlandSGSWindow-(Apackaged VAV with Electric reheat) | SGSWindow-(Apackaged VAV with Electric reheat) | SGSWindow-Small Office (AC with Ele Furnace)-Portland | HVAC | Secondary Glazing Systems
|  |  |  | SGSWindow-Small Office (AC with Ele Furnace)-SpokaneSGSWindow-(Apackaged VAV with Electric reheat) | SGSWindow-(Apackaged VAV with Electric reheat) | SGSWindow-Small Office (AC with Ele Furnace)-Spokane | HVAC | Secondary Glazing Systems
|  |  |  | SGSWindow-Small Office (AC with Ele Furnace)-MissoulaSGSWindow-(Apackaged VAV with Electric reheat) | SGSWindow-(Apackaged VAV with Electric reheat) | SGSWindow-Small Office (AC with Ele Furnace)-Missoula | HVAC | Secondary Glazing Systems
|  |  |  | SGSWindow-High-rise Office (VAV with Central Chillers / Ele Boilers)-PortlandSGSWindow-(Apackaged VAV with Electric reheat) | SGSWindow-(Apackaged VAV with Electric reheat) | SGSWindow-High-rise Office (VAV with Central Chillers / Ele Boilers)-Portland | HVAC | Secondary Glazing Systems
|  |  |  | SGSWindow-High-rise Office (VAV with Central Chillers / Ele Boilers)-SpokaneSGSWindow-(Apackaged VAV with Electric reheat) | SGSWindow-(Apackaged VAV with Electric reheat) | SGSWindow-High-rise Office (VAV with Central Chillers / Ele Boilers)-Spokane | HVAC | Secondary Glazing Systems
|  |  |  | SGSWindow-High-rise Office (VAV with Central Chillers / Ele Boilers)-MissoulaSGSWindow-(Apackaged VAV with Electric reheat) | SGSWindow-(Apackaged VAV with Electric reheat) | SGSWindow-High-rise Office (VAV with Central Chillers / Ele Boilers)-Missoula | HVAC | Secondary Glazing Systems
|  |  |  | 1 - LDC voltage control methodNA | NA | 1 - LDC voltage control method | Utility Distribution Sytem | Distribution System Efficiency
|  |  |  | 2 - Light system improvementsNA | NA | 2 - Light system improvements | Utility Distribution Sytem | Distribution System Efficiency
|  |  |  | 3 - Major system improvementsNA | NA | 3 - Major system improvements | Utility Distribution Sytem | Distribution System Efficiency
|  |  |  | 4 - EOL voltage control methodNA | NA | 4 - EOL voltage control method | Utility Distribution Sytem | Distribution System Efficiency
|  |  |  | A - SCL implement EOL w/ major system improvementsNA | NA | A - SCL implement EOL w/ major system improvements | Utility Distribution Sytem | Distribution System Efficiency
|  |  |  | Air Compressor Demand ReductionNA | NA | Air Compressor Demand Reduction | Compressed air | Compressed Air
|  |  |  | Air Compressor Equipment1NA | NA | Air Compressor Equipment1 | Compressed Air | Compressed Air
|  |  |  | Air Compressor Equipment2NA | NA | Air Compressor Equipment2 | Compressed Air | Compressed Air
|  |  |  | Air Compressor OptimizationNA | NA | Air Compressor Optimization | Energy Management | Compressed Air
|  |  |  | HighBay Lighting 1 ShiftNA | NA | HighBay Lighting 1 Shift | Lighting | Lighting
|  |  |  | HighBay Lighting 2 ShiftNA | NA | HighBay Lighting 2 Shift | Lighting | Lighting
|  |  |  | HighBay Lighting 3 ShiftNA | NA | HighBay Lighting 3 Shift | Lighting | Lighting
|  |  |  | Efficient Lighting 1 ShiftNA | NA | Efficient Lighting 1 Shift | Lighting | Lighting
|  |  |  | Efficient Lighting 2 ShiftNA | NA | Efficient Lighting 2 Shift | Lighting | Lighting
|  |  |  | Efficient Lighting 3 ShiftNA | NA | Efficient Lighting 3 Shift | Lighting | Lighting
|  |  |  | Lighting ControlsNA | NA | Lighting Controls | Lighting | Lighting
|  |  |  | Motors: Rewind 20-50 HPNA | NA | Motors: Rewind 20-50 HP | Motors | Motors
|  |  |  | Motors: Rewind 51-100 HPNA | NA | Motors: Rewind 51-100 HP | Motors | Motors
|  |  |  | Motors: Rewind 101-200 HPNA | NA | Motors: Rewind 101-200 HP | Motors | Motors
|  |  |  | Motors: Rewind 201-500 HPNA | NA | Motors: Rewind 201-500 HP | Motors | Motors
|  |  |  | Motors: Rewind 501-5000 HPNA | NA | Motors: Rewind 501-5000 HP | Motors | Motors
|  |  |  | Efficient Centrifugal FanNA | NA | Efficient Centrifugal Fan | Fans | Fans
|  |  |  | Fan Energy ManagementNA | NA | Fan Energy Management | Energy Management | Fans
|  |  |  | Fan Equipment UpgradeNA | NA | Fan Equipment Upgrade | Fans | Fans
|  |  |  | Fan System OptimizationNA | NA | Fan System Optimization | Energy Management | Fans
|  |  |  | Pump Energy ManagementNA | NA | Pump Energy Management | Energy Management | Pumps
|  |  |  | Pump Equipment UpgradeNA | NA | Pump Equipment Upgrade | Pumps | Pumps
|  |  |  | Pump System OptimizationNA | NA | Pump System Optimization | Energy Management | Pumps
|  |  |  | Transformers-RetrofitNA | NA | Transformers-Retrofit | Transformers | Transformers
|  |  |  | Transformers-NewNA | NA | Transformers-New | Transformers | Transformers
|  |  |  | Synchronous BeltsNA | NA | Synchronous Belts | Misc | Belts
|  |  |  | Elec Chip Fab: Eliminate ExhaustNA | NA | Elec Chip Fab: Eliminate Exhaust | Hi-Tech | Hi-Tech
|  |  |  | Elec Chip Fab: Exhaust InjectorNA | NA | Elec Chip Fab: Exhaust Injector | Hi-Tech | Hi-Tech
|  |  |  | Elec Chip Fab: Solidstate ChillerNA | NA | Elec Chip Fab: Solidstate Chiller | Hi-Tech | Hi-Tech
|  |  |  | Elec Chip Fab: Reduce Gas PressureNA | NA | Elec Chip Fab: Reduce Gas Pressure | Hi-Tech | Hi-Tech
|  |  |  | Clean Room: Change Filter StrategyNA | NA | Clean Room: Change Filter Strategy | Hi-Tech | Hi-Tech
|  |  |  | Clean Room: Clean Room HVACNA | NA | Clean Room: Clean Room HVAC | Hi-Tech | Hi-Tech
|  |  |  | Clean Room: Chiller OptimizeNA | NA | Clean Room: Chiller Optimize | Energy Management | Hi-Tech
|  |  |  | Food: Cooling and StorageNA | NA | Food: Cooling and Storage | Low & Med Temp Refr | Food Processing
|  |  |  | Food: Refrig Storage TuneupNA | NA | Food: Refrig Storage Tuneup | Energy Management | Food Storage
|  |  |  | Metal: New Arc FurnaceNA | NA | Metal: New Arc Furnace | Metals | Metals
|  |  |  | Mech Pulp: Refiner ReplacementNA | NA | Mech Pulp: Refiner Replacement | Pulp | Pulp
|  |  |  | Mech Pulp: Premium ProcessNA | NA | Mech Pulp: Premium Process | Pulp | Pulp
|  |  |  | Mech Pulp: Refiner Plate ImprovementNA | NA | Mech Pulp: Refiner Plate Improvement | Pulp | Pulp
|  |  |  | Kraft: Effluent Treatment SystemNA | NA | Kraft: Effluent Treatment System | Pulp | Pulp
|  |  |  | Kraft: Efficient AgitatorNA | NA | Kraft: Efficient Agitator | Pulp | Pulp
|  |  |  | Paper: Efficient Pulp ScreenNA | NA | Paper: Efficient Pulp Screen | Paper | Paper
|  |  |  | Paper: Premium FanNA | NA | Paper: Premium Fan | Paper | Paper
|  |  |  | Paper: Material HandlingNA | NA | Paper: Material Handling | Paper | Paper
|  |  |  | Paper: Large Material HandlingNA | NA | Paper: Large Material Handling | Paper | Paper
|  |  |  | Paper: Premium Control Large MaterialNA | NA | Paper: Premium Control Large Material | Paper | Paper
|  |  |  | Material Handling1NA | NA | Material Handling1 | Material Handling | Material Handling
|  |  |  | Material Handling2NA | NA | Material Handling2 | Material Handling | Material Handling
|  |  |  | Material Handling VFD1NA | NA | Material Handling VFD1 | Material Handling | Material Handling
|  |  |  | Material Handling VFD2NA | NA | Material Handling VFD2 | Material Handling | Material Handling
|  |  |  | Wood: Replace Pneumatic ConveyorNA | NA | Wood: Replace Pneumatic Conveyor | Wood | Wood
|  |  |  | Panel: Hydraulic PressNA | NA | Panel: Hydraulic Press | Wood | Wood
|  |  |  | Cold Storage RetrofitNA | NA | Cold Storage Retrofit | Low & Med Temp Refr | Food Storage
|  |  |  | Cold Storage TuneupNA | NA | Cold Storage Tuneup | Energy Management | Food Storage
|  |  |  | Fruit Storage Refer RetrofitNA | NA | Fruit Storage Refer Retrofit | Low & Med Temp Refr | Food Storage
|  |  |  | CA Retrofit -- CO2 ScrubNA | NA | CA Retrofit -- CO2 Scrub | Misc | Food Storage
|  |  |  | CA Retrofit -- MembraneNA | NA | CA Retrofit -- Membrane | MIsc | Food Storage
|  |  |  | Fruit Storage TuneupNA | NA | Fruit Storage Tuneup | Energy Management | Food Storage
|  |  |  | Groc Dist RetrofitNA | NA | Groc Dist Retrofit | Low & Med Temp Refr | Food Storage
|  |  |  | Groc Dist TuneupNA | NA | Groc Dist Tuneup | Energy Management | Food Storage
|  |  |  | Plant Energy ManagementNA | NA | Plant Energy Management | Energy Management | Plant Energy Management
|  |  |  | Energy Project ManagementNA | NA | Energy Project Management | Energy Management | Energy Project Management
|  |  |  | Integrated Plant Energy ManagementNA | NA | Integrated Plant Energy Management | Energy Management | Integrated Plant Energy Management
|  |  |  | Bathroom Aerator 1.0 GPM AnyWHSingle Family | Single Family | Bathroom Aerator 1.0 GPM AnyWH | Water Heating | Aerator
|  |  |  | Bathroom Aerator 1.0 GPM AnyWHMultifamily - Low Rise | Multifamily - Low Rise | Bathroom Aerator 1.0 GPM AnyWH | Water Heating | Aerator
|  |  |  | Bathroom Aerator 1.0 GPM AnyWHMultifamily - High Rise | Multifamily - High Rise | Bathroom Aerator 1.0 GPM AnyWH | Water Heating | Aerator
|  |  |  | Bathroom Aerator 1.0 GPM AnyWHManufactured | Manufactured | Bathroom Aerator 1.0 GPM AnyWH | Water Heating | Aerator
|  |  |  | Bathroom Aerator 1.0 GPM HPWHSingle Family | Single Family | Bathroom Aerator 1.0 GPM HPWH | Water Heating | Aerator
|  |  |  | SF CC&S + HZ23Single Family | Single Family | SF CC&S + HZ23 | HVAC | Controls Commissioning and Sizing
|  |  |  | SF CC&S + HZ1Single Family | Single Family | SF CC&S + HZ1 | HVAC | Controls Commissioning and Sizing
|  |  |  | MH CC&S + HZ23Manufactured | Manufactured | MH CC&S + HZ23 | HVAC | Controls Commissioning and Sizing
|  |  |  | MH CC&S + HZ1Manufactured | Manufactured | MH CC&S + HZ1 | HVAC | Controls Commissioning and Sizing
|  |  |  | Heat Pump DryerSingle Family | Single Family | Heat Pump Dryer | Dryer | Clothes Dryer
|  |  |  | Heat Pump DryerMultifamily - Low Rise | Multifamily - Low Rise | Heat Pump Dryer | Dryer | Clothes Dryer
|  |  |  | Heat Pump DryerMultifamily - High Rise | Multifamily - High Rise | Heat Pump Dryer | Dryer | Clothes Dryer
|  |  |  | Heat Pump DryerManufactured | Manufactured | Heat Pump Dryer | Dryer | Clothes Dryer
|  |  |  | Single Family CEE Tier 3 Clothes Washer - Any DHW, Any Dryer - 54% ENERGY STAR BaselineSingle Family | Single Family | Single Family CEE Tier 3 Clothes Washer - Any DHW, Any Dryer - 54% ENERGY STAR Baseline | Water Heating | Clothes Washer
|  |  |  | Multifamily - Low Rise CEE Tier 3 Clothes Washer - Any DHW, Any Dryer - 54% ENERGY STAR BaselineMultifamily - Low Rise | Multifamily - Low Rise | Multifamily - Low Rise CEE Tier 3 Clothes Washer - Any DHW, Any Dryer - 54% ENERGY STAR Baseline | Water Heating | Clothes Washer
|  |  |  | Manufactured CEE Tier 3 Clothes Washer - Any DHW, Any Dryer - 54% ENERGY STAR BaselineManufactured | Manufactured | Manufactured CEE Tier 3 Clothes Washer - Any DHW, Any Dryer - 54% ENERGY STAR Baseline | Water Heating | Clothes Washer
|  |  |  | Multifamily - High Rise CEE Tier 3 Clothes Washer - Any DHW, Any Dryer - 54% ENERGY STAR BaselineMultifamily - High Rise | Multifamily - High Rise | Multifamily - High Rise CEE Tier 3 Clothes Washer - Any DHW, Any Dryer - 54% ENERGY STAR Baseline | Water Heating | Clothes Washer
|  |  |  | Single Family CEE Tier 2 Clothes Washer - Any DHW, Any Dryer - 54% ENERGY STAR BaselineSingle Family | Single Family | Single Family CEE Tier 2 Clothes Washer - Any DHW, Any Dryer - 54% ENERGY STAR Baseline | Water Heating | Clothes Washer
|  |  |  | Manufactured CEE Tier 2 Clothes Washer - Any DHW, Any Dryer - 54% ENERGY STAR BaselineManufactured | Manufactured | Manufactured CEE Tier 2 Clothes Washer - Any DHW, Any Dryer - 54% ENERGY STAR Baseline | Water Heating | Clothes Washer
|  |  |  | Multifamily - Low Rise CEE Tier 2 Clothes Washer - Any DHW, Any Dryer - 54% ENERGY STAR BaselineMultifamily - Low Rise | Multifamily - Low Rise | Multifamily - Low Rise CEE Tier 2 Clothes Washer - Any DHW, Any Dryer - 54% ENERGY STAR Baseline | Water Heating | Clothes Washer
|  |  |  | Multifamily - High Rise CEE Tier 2 Clothes Washer - Any DHW, Any Dryer - 54% ENERGY STAR BaselineMultifamily - High Rise | Multifamily - High Rise | Multifamily - High Rise CEE Tier 2 Clothes Washer - Any DHW, Any Dryer - 54% ENERGY STAR Baseline | Water Heating | Clothes Washer
|  |  |  | Single Family CEE Tier 1 Clothes Washer - Any DHW, Any Dryer - 54% ENERGY STAR BaselineSingle Family | Single Family | Single Family CEE Tier 1 Clothes Washer - Any DHW, Any Dryer - 54% ENERGY STAR Baseline | Water Heating | Clothes Washer
|  |  |  | Manufactured CEE Tier 1 Clothes Washer - Any DHW, Any Dryer - 54% ENERGY STAR BaselineManufactured | Manufactured | Manufactured CEE Tier 1 Clothes Washer - Any DHW, Any Dryer - 54% ENERGY STAR Baseline | Water Heating | Clothes Washer
|  |  |  | Multifamily - Low Rise CEE Tier 1 Clothes Washer - Any DHW, Any Dryer - 54% ENERGY STAR BaselineMultifamily - Low Rise | Multifamily - Low Rise | Multifamily - Low Rise CEE Tier 1 Clothes Washer - Any DHW, Any Dryer - 54% ENERGY STAR Baseline | Water Heating | Clothes Washer
|  |  |  | Multifamily - High Rise CEE Tier 1 Clothes Washer - Any DHW, Any Dryer - 54% ENERGY STAR BaselineMultifamily - High Rise | Multifamily - High Rise | Multifamily - High Rise CEE Tier 1 Clothes Washer - Any DHW, Any Dryer - 54% ENERGY STAR Baseline | Water Heating | Clothes Washer
|  |  |  | ENERGY STAR MonitorsSingle Family | Single Family | ENERGY STAR Monitors | Electronics | Monitor
|  |  |  | ENERGY STAR MonitorsMultifamily - Low Rise | Multifamily - Low Rise | ENERGY STAR Monitors | Electronics | Monitor
|  |  |  | ENERGY STAR MonitorsMultifamily - High Rise | Multifamily - High Rise | ENERGY STAR Monitors | Electronics | Monitor
|  |  |  | ENERGY STAR MonitorsManufactured | Manufactured | ENERGY STAR Monitors | Electronics | Monitor
|  |  |  | ENERGY STAR DesktopsSingle Family | Single Family | ENERGY STAR Desktops | Electronics | Computer
|  |  |  | ENERGY STAR DesktopsMultifamily - Low Rise | Multifamily - Low Rise | ENERGY STAR Desktops | Electronics | Computer
|  |  |  | ENERGY STAR DesktopsMultifamily - High Rise | Multifamily - High Rise | ENERGY STAR Desktops | Electronics | Computer
|  |  |  | ENERGY STAR DesktopsManufactured | Manufactured | ENERGY STAR Desktops | Electronics | Computer
|  |  |  | ENERGY STAR LaptopsSingle Family | Single Family | ENERGY STAR Laptops | Electronics | Computer
|  |  |  | ENERGY STAR LaptopsMultifamily - Low Rise | Multifamily - Low Rise | ENERGY STAR Laptops | Electronics | Computer
|  |  |  | ENERGY STAR LaptopsMultifamily - High Rise | Multifamily - High Rise | ENERGY STAR Laptops | Electronics | Computer
|  |  |  | ENERGY STAR LaptopsManufactured | Manufactured | ENERGY STAR Laptops | Electronics | Computer
|  |  |  | Controled Optimization ProgramSingle Family | Single Family | Controled Optimization Program | Whole Bldg/Meter Level | Behavior
|  |  |  | Energy Star Dishwasher - Any DHWSingle Family | Single Family | Energy Star Dishwasher - Any DHW | Water Heating | Dishwasher
|  |  |  | Energy Star Dishwasher - Any DHWMultifamily - Low Rise | Multifamily - Low Rise | Energy Star Dishwasher - Any DHW | Water Heating | Dishwasher
|  |  |  | Energy Star Dishwasher - Any DHWMultifamily - High Rise | Multifamily - High Rise | Energy Star Dishwasher - Any DHW | Water Heating | Dishwasher
|  |  |  | Energy Star Dishwasher - Any DHWManufactured | Manufactured | Energy Star Dishwasher - Any DHW | Water Heating | Dishwasher
|  |  |  | New SF Performance-based Duct Sealing - Heat Pump + HZ23Single Family | Single Family | New SF Performance-based Duct Sealing - Heat Pump + HZ23 | HVAC | Duct Sealing
|  |  |  | New SF Performance-based Duct Sealing - Heat Pump + HZ1Single Family | Single Family | New SF Performance-based Duct Sealing - Heat Pump + HZ1 | HVAC | Duct Sealing
|  |  |  | New MH Performance-based Duct Sealing - Heat Pump + HZ23Manufactured | Manufactured | New MH Performance-based Duct Sealing - Heat Pump + HZ23 | HVAC | Duct Sealing
|  |  |  | New MH Performance-based Duct Sealing - Heat Pump + HZ1Manufactured | Manufactured | New MH Performance-based Duct Sealing - Heat Pump + HZ1 | HVAC | Duct Sealing
|  |  |  | SF Performance-based Duct Sealing - Heat Pump + HZ23Single Family | Single Family | SF Performance-based Duct Sealing - Heat Pump + HZ23 | HVAC | Duct Sealing
|  |  |  | SF Performance-based Duct Sealing - Heat Pump + HZ1Single Family | Single Family | SF Performance-based Duct Sealing - Heat Pump + HZ1 | HVAC | Duct Sealing
|  |  |  | MH Performance-based Duct Sealing - Heat Pump + HZ23Manufactured | Manufactured | MH Performance-based Duct Sealing - Heat Pump + HZ23 | HVAC | Duct Sealing
|  |  |  | MH Performance-based Duct Sealing - Heat Pump + HZ1Manufactured | Manufactured | MH Performance-based Duct Sealing - Heat Pump + HZ1 | HVAC | Duct Sealing
|  |  |  | EVSE Level 2Single Family | Single Family | EVSE Level 2 | Whole Bldg/Meter Level | EV Supply Equip
|  |  |  | Install Ductless Heat Pump in House with Existing FAF - Single Family Home + HZ1Single Family | Single Family | Install Ductless Heat Pump in House with Existing FAF - Single Family Home + HZ1 | HVAC | DHP Ducted
|  |  |  | Install Ductless Heat Pump in House with Existing FAF - Single Family Home + HZ23Single Family | Single Family | Install Ductless Heat Pump in House with Existing FAF - Single Family Home + HZ23 | HVAC | DHP Ducted
|  |  |  | Install Ductless Heat Pump in House with Existing FAF - Manufactured Home + HZ1Manufactured | Manufactured | Install Ductless Heat Pump in House with Existing FAF - Manufactured Home + HZ1 | HVAC | DHP Ducted
|  |  |  | Install Ductless Heat Pump in House with Existing FAF - Manufactured Home + HZ23Manufactured | Manufactured | Install Ductless Heat Pump in House with Existing FAF - Manufactured Home + HZ23 | HVAC | DHP Ducted
|  |  |  | Single Family GFHX DHW & Shower Preheat, Electric ResistanceSingle Family | Single Family | Single Family GFHX DHW & Shower Preheat, Electric Resistance | Water Heating | WasteWater Heat Recovery
|  |  |  | Multifamily GFHX DHW & Shower Preheat, Electric ResistanceMultifamily - Low Rise | Multifamily - Low Rise | Multifamily GFHX DHW & Shower Preheat, Electric Resistance | Water Heating | WasteWater Heat Recovery
|  |  |  | Multifamily GFHX DHW & Shower Preheat, Heat PumpMultifamily - High Rise | Multifamily - High Rise | Multifamily GFHX DHW & Shower Preheat, Heat Pump | Water Heating | WasteWater Heat Recovery
|  |  |  | Single Family GFHX DHW & Shower Preheat, Heat PumpSingle Family | Single Family | Single Family GFHX DHW & Shower Preheat, Heat Pump | Water Heating | WasteWater Heat Recovery
|  |  |  | Multifamily GFHX DHW & Shower Preheat, Heat PumpMultifamily - Low Rise | Multifamily - Low Rise | Multifamily GFHX DHW & Shower Preheat, Heat Pump | Water Heating | WasteWater Heat Recovery
|  |  |  | Single Family GFHX DHW Preheat, Electric ResistanceSingle Family | Single Family | Single Family GFHX DHW Preheat, Electric Resistance | Water Heating | WasteWater Heat Recovery
|  |  |  | Multifamily GFHX DHW Preheat, Electric ResistanceMultifamily - Low Rise | Multifamily - Low Rise | Multifamily GFHX DHW Preheat, Electric Resistance | Water Heating | WasteWater Heat Recovery
|  |  |  | Multifamily GFHX DHW Preheat, Electric ResistanceMultifamily - High Rise | Multifamily - High Rise | Multifamily GFHX DHW Preheat, Electric Resistance | Water Heating | WasteWater Heat Recovery
|  |  |  | Single Family GFHX DHW Preheat, Heat PumpSingle Family | Single Family | Single Family GFHX DHW Preheat, Heat Pump | Water Heating | WasteWater Heat Recovery
|  |  |  | Multifamily GFHX DHW Preheat, Heat PumpMultifamily - Low Rise | Multifamily - Low Rise | Multifamily GFHX DHW Preheat, Heat Pump | Water Heating | WasteWater Heat Recovery
|  |  |  | Multifamily GFHX DHW Preheat, Heat PumpMultifamily - High Rise | Multifamily - High Rise | Multifamily GFHX DHW Preheat, Heat Pump | Water Heating | WasteWater Heat Recovery
|  |  |  | Ground Source Heat Pump Upgrade from Air Source Heat Pump - With Desuperheater - New House 4000 square feet or greaterSingle Family | Single Family | Ground Source Heat Pump Upgrade from Air Source Heat Pump - With Desuperheater - New House 4000 square feet or greater | HVAC | GSHP
|  |  |  | Ground Source Heat Pump Upgrade from Air Source Heat Pump - With Desuperheater - New House less than 4000 square feetSingle Family | Single Family | Ground Source Heat Pump Upgrade from Air Source Heat Pump - With Desuperheater - New House less than 4000 square feet | HVAC | GSHP
|  |  |  | Ground Source Heat Pump Upgrade from Air Source Heat Pump - With Desuperheater - Existing House 4000 square feet or greaterSingle Family | Single Family | Ground Source Heat Pump Upgrade from Air Source Heat Pump - With Desuperheater - Existing House 4000 square feet or greater | HVAC | GSHP
|  |  |  | Ground Source Heat Pump Upgrade from Air Source Heat Pump - With Desuperheater - Existing House less than 4000 square feetSingle Family | Single Family | Ground Source Heat Pump Upgrade from Air Source Heat Pump - With Desuperheater - Existing House less than 4000 square feet | HVAC | GSHP
|  |  |  | Manufactured Tier1_indor2_hp85Manufactured | Manufactured | Manufactured Tier1_indor2_hp85 | Water Heating | HPWH
|  |  |  | Single Family Tier1_indor2_hp85Single Family | Single Family | Single Family Tier1_indor2_hp85 | Water Heating | HPWH
|  |  |  | Single Family Tier1_bufferedSingle Family | Single Family | Single Family Tier1_buffered | Water Heating | HPWH
|  |  |  | Manufactured Tier1_indor2_gfacManufactured | Manufactured | Manufactured Tier1_indor2_gfac | Water Heating | HPWH
|  |  |  | Manufactured Tier1_indor2_gfncManufactured | Manufactured | Manufactured Tier1_indor2_gfnc | Water Heating | HPWH
|  |  |  | Single Family Tier1_indor2_gfacSingle Family | Single Family | Single Family Tier1_indor2_gfac | Water Heating | HPWH
|  |  |  | Single Family Tier1_indor2_gfncSingle Family | Single Family | Single Family Tier1_indor2_gfnc | Water Heating | HPWH
|  |  |  | Manufactured Tier1_bufferedManufactured | Manufactured | Manufactured Tier1_buffered | Water Heating | HPWH
|  |  |  | Manufactured Tier1_indor2_zonlManufactured | Manufactured | Manufactured Tier1_indor2_zonl | Water Heating | HPWH
|  |  |  | Single Family Tier1_indor2_zonlSingle Family | Single Family | Single Family Tier1_indor2_zonl | Water Heating | HPWH
|  |  |  | Manufactured Tier1_indor2_efafManufactured | Manufactured | Manufactured Tier1_indor2_efaf | Water Heating | HPWH
|  |  |  | Single Family Tier1_indor2_efafSingle Family | Single Family | Single Family Tier1_indor2_efaf | Water Heating | HPWH
|  |  |  | Manufactured Tier2_bufferedManufactured | Manufactured | Manufactured Tier2_buffered | Water Heating | HPWH
|  |  |  | Single Family Tier2_bufferedSingle Family | Single Family | Single Family Tier2_buffered | Water Heating | HPWH
|  |  |  | Manufactured Tier2_indor2_gfacManufactured | Manufactured | Manufactured Tier2_indor2_gfac | Water Heating | HPWH
|  |  |  | Single Family Tier2_indor2_gfacSingle Family | Single Family | Single Family Tier2_indor2_gfac | Water Heating | HPWH
|  |  |  | Manufactured Tier2_indor2_gfncManufactured | Manufactured | Manufactured Tier2_indor2_gfnc | Water Heating | HPWH
|  |  |  | Single Family Tier2_indor2_gfncSingle Family | Single Family | Single Family Tier2_indor2_gfnc | Water Heating | HPWH
|  |  |  | Manufactured Tier2_indor2_hp85Manufactured | Manufactured | Manufactured Tier2_indor2_hp85 | Water Heating | HPWH
|  |  |  | Single Family Tier2_indor2_hp85Single Family | Single Family | Single Family Tier2_indor2_hp85 | Water Heating | HPWH
|  |  |  | Manufactured Tier2_indor2_zonlManufactured | Manufactured | Manufactured Tier2_indor2_zonl | Water Heating | HPWH
|  |  |  | Single Family Tier2_indor2_zonlSingle Family | Single Family | Single Family Tier2_indor2_zonl | Water Heating | HPWH
|  |  |  | Manufactured Tier2_indor2_efafManufactured | Manufactured | Manufactured Tier2_indor2_efaf | Water Heating | HPWH
|  |  |  | Single Family Tier2_indor2_efafSingle Family | Single Family | Single Family Tier2_indor2_efaf | Water Heating | HPWH
|  |  |  | SF RNC HRV ACH3 HZ1CZ1Single Family | Single Family | SF RNC HRV ACH3 HZ1CZ1 | HVAC | Heat Recovery Ventilation
|  |  |  | SF RNC HRV ACH3 HZ1CZ2Single Family | Single Family | SF RNC HRV ACH3 HZ1CZ2 | HVAC | Heat Recovery Ventilation
|  |  |  | SF RNC HRV ACH3 HZ1CZ3Single Family | Single Family | SF RNC HRV ACH3 HZ1CZ3 | HVAC | Heat Recovery Ventilation
|  |  |  | SF RNC HRV ACH3 HZ2CZ1Single Family | Single Family | SF RNC HRV ACH3 HZ2CZ1 | HVAC | Heat Recovery Ventilation
|  |  |  | SF RNC HRV ACH3 HZ2CZ2Single Family | Single Family | SF RNC HRV ACH3 HZ2CZ2 | HVAC | Heat Recovery Ventilation
|  |  |  | SF RNC HRV ACH3 HZ2CZ3Single Family | Single Family | SF RNC HRV ACH3 HZ2CZ3 | HVAC | Heat Recovery Ventilation
|  |  |  | SF RNC HRV ACH3 HZ3CZ1Single Family | Single Family | SF RNC HRV ACH3 HZ3CZ1 | HVAC | Heat Recovery Ventilation
|  |  |  | SF RNC HRV ACH3 HZ3CZ2Single Family | Single Family | SF RNC HRV ACH3 HZ3CZ2 | HVAC | Heat Recovery Ventilation
|  |  |  | SF RNC HRV ACH3 HZ3CZ3Single Family | Single Family | SF RNC HRV ACH3 HZ3CZ3 | HVAC | Heat Recovery Ventilation
|  |  |  | All_NR_LF_FIX_REPL_from T12 to LF_2018Single Family | Single Family | All_NR_LF_FIX_REPL_from T12 to LF_2018 | Lighting | LF Lighting
|  |  |  | All_NR_LF_FIX_REPL_from T12 to LF_2018Multifamily - Low Rise | Multifamily - Low Rise | All_NR_LF_FIX_REPL_from T12 to LF_2018 | Lighting | LF Lighting
|  |  |  | All_NR_LF_FIX_REPL_from T12 to LF_2018Multifamily - High Rise | Multifamily - High Rise | All_NR_LF_FIX_REPL_from T12 to LF_2018 | Lighting | LF Lighting
|  |  |  | All_NR_LF_FIX_REPL_from T12 to LF_2018Manufactured | Manufactured | All_NR_LF_FIX_REPL_from T12 to LF_2018 | Lighting | LF Lighting
|  |  |  | All_NR_LF_FIX_REPL_from LF2018 to LED_FIX_KITSingle Family | Single Family | All_NR_LF_FIX_REPL_from LF2018 to LED_FIX_KIT | Lighting | LF Lighting
|  |  |  | All_NR_LF_FIX_REPL_from LF2018 to LED_FIX_KITMultifamily - Low Rise | Multifamily - Low Rise | All_NR_LF_FIX_REPL_from LF2018 to LED_FIX_KIT | Lighting | LF Lighting
|  |  |  | All_NR_LF_FIX_REPL_from LF2018 to LED_FIX_KITMultifamily - High Rise | Multifamily - High Rise | All_NR_LF_FIX_REPL_from LF2018 to LED_FIX_KIT | Lighting | LF Lighting
|  |  |  | All_NR_LF_FIX_REPL_from LF2018 to LED_FIX_KITManufactured | Manufactured | All_NR_LF_FIX_REPL_from LF2018 to LED_FIX_KIT | Lighting | LF Lighting
|  |  |  | 2016 - LEDDecorative and Mini-Base250 to 664 lumensANYSingle Family | Single Family | 2016 - LEDDecorative and Mini-Base250 to 664 lumensANY | Lighting | Lighting
|  |  |  | 2016 - LEDDecorative and Mini-Base665 to 1439 lumensANYSingle Family | Single Family | 2016 - LEDDecorative and Mini-Base665 to 1439 lumensANY | Lighting | Lighting
|  |  |  | 2016 - LEDDecorative and Mini-Base1440 to 2600 lumensANYSingle Family | Single Family | 2016 - LEDDecorative and Mini-Base1440 to 2600 lumensANY | Lighting | Lighting
|  |  |  | 2016 - LEDGeneral Purpose and Dimmable250 to 664 lumensANYSingle Family | Single Family | 2016 - LEDGeneral Purpose and Dimmable250 to 664 lumensANY | Lighting | Lighting
|  |  |  | 2016 - LEDGeneral Purpose and Dimmable665 to 1439 lumensANYSingle Family | Single Family | 2016 - LEDGeneral Purpose and Dimmable665 to 1439 lumensANY | Lighting | Lighting
|  |  |  | 2016 - LEDGeneral Purpose and Dimmable1440 to 2600 lumensANYSingle Family | Single Family | 2016 - LEDGeneral Purpose and Dimmable1440 to 2600 lumensANY | Lighting | Lighting
|  |  |  | 2016 - LEDGlobe250 to 664 lumensANYSingle Family | Single Family | 2016 - LEDGlobe250 to 664 lumensANY | Lighting | Lighting
|  |  |  | 2016 - LEDGlobe665 to 1439 lumensANYSingle Family | Single Family | 2016 - LEDGlobe665 to 1439 lumensANY | Lighting | Lighting
|  |  |  | 2016 - LEDGlobe1440 to 2600 lumensANYSingle Family | Single Family | 2016 - LEDGlobe1440 to 2600 lumensANY | Lighting | Lighting
|  |  |  | 2016 - LEDReflectors and Outdoor250 to 664 lumensANYSingle Family | Single Family | 2016 - LEDReflectors and Outdoor250 to 664 lumensANY | Lighting | Lighting
|  |  |  | 2016 - LEDReflectors and Outdoor665 to 1439 lumensANYSingle Family | Single Family | 2016 - LEDReflectors and Outdoor665 to 1439 lumensANY | Lighting | Lighting
|  |  |  | 2016 - LEDReflectors and Outdoor1440 to 2600 lumensANYSingle Family | Single Family | 2016 - LEDReflectors and Outdoor1440 to 2600 lumensANY | Lighting | Lighting
|  |  |  | 2016 - LEDThree-Way250 to 664 lumensANYSingle Family | Single Family | 2016 - LEDThree-Way250 to 664 lumensANY | Lighting | Lighting
|  |  |  | 2016 - LEDThree-Way665 to 1439 lumensANYSingle Family | Single Family | 2016 - LEDThree-Way665 to 1439 lumensANY | Lighting | Lighting
|  |  |  | 2016 - LEDThree-Way1440 to 2600 lumensANYSingle Family | Single Family | 2016 - LEDThree-Way1440 to 2600 lumensANY | Lighting | Lighting
|  |  |  | 2016 - LEDDecorative and Mini-Base250 to 664 lumensANYMultifamily - Low Rise | Multifamily - Low Rise | 2016 - LEDDecorative and Mini-Base250 to 664 lumensANY | Lighting | Lighting
|  |  |  | 2016 - LEDDecorative and Mini-Base665 to 1439 lumensANYMultifamily - Low Rise | Multifamily - Low Rise | 2016 - LEDDecorative and Mini-Base665 to 1439 lumensANY | Lighting | Lighting
|  |  |  | 2016 - LEDDecorative and Mini-Base1440 to 2600 lumensANYMultifamily - Low Rise | Multifamily - Low Rise | 2016 - LEDDecorative and Mini-Base1440 to 2600 lumensANY | Lighting | Lighting
|  |  |  | 2016 - LEDGeneral Purpose and Dimmable250 to 664 lumensANYMultifamily - Low Rise | Multifamily - Low Rise | 2016 - LEDGeneral Purpose and Dimmable250 to 664 lumensANY | Lighting | Lighting
|  |  |  | 2016 - LEDGeneral Purpose and Dimmable665 to 1439 lumensANYMultifamily - Low Rise | Multifamily - Low Rise | 2016 - LEDGeneral Purpose and Dimmable665 to 1439 lumensANY | Lighting | Lighting
|  |  |  | 2016 - LEDGeneral Purpose and Dimmable1440 to 2600 lumensANYMultifamily - Low Rise | Multifamily - Low Rise | 2016 - LEDGeneral Purpose and Dimmable1440 to 2600 lumensANY | Lighting | Lighting
|  |  |  | 2016 - LEDGlobe250 to 664 lumensANYMultifamily - Low Rise | Multifamily - Low Rise | 2016 - LEDGlobe250 to 664 lumensANY | Lighting | Lighting
|  |  |  | 2016 - LEDGlobe665 to 1439 lumensANYMultifamily - Low Rise | Multifamily - Low Rise | 2016 - LEDGlobe665 to 1439 lumensANY | Lighting | Lighting
|  |  |  | 2016 - LEDGlobe1440 to 2600 lumensANYMultifamily - Low Rise | Multifamily - Low Rise | 2016 - LEDGlobe1440 to 2600 lumensANY | Lighting | Lighting
|  |  |  | 2016 - LEDReflectors and Outdoor250 to 664 lumensANYMultifamily - Low Rise | Multifamily - Low Rise | 2016 - LEDReflectors and Outdoor250 to 664 lumensANY | Lighting | Lighting
|  |  |  | 2016 - LEDReflectors and Outdoor665 to 1439 lumensANYMultifamily - Low Rise | Multifamily - Low Rise | 2016 - LEDReflectors and Outdoor665 to 1439 lumensANY | Lighting | Lighting
|  |  |  | 2016 - LEDReflectors and Outdoor1440 to 2600 lumensANYMultifamily - Low Rise | Multifamily - Low Rise | 2016 - LEDReflectors and Outdoor1440 to 2600 lumensANY | Lighting | Lighting
|  |  |  | 2016 - LEDThree-Way250 to 664 lumensANYMultifamily - Low Rise | Multifamily - Low Rise | 2016 - LEDThree-Way250 to 664 lumensANY | Lighting | Lighting
|  |  |  | 2016 - LEDThree-Way665 to 1439 lumensANYMultifamily - Low Rise | Multifamily - Low Rise | 2016 - LEDThree-Way665 to 1439 lumensANY | Lighting | Lighting
|  |  |  | 2016 - LEDThree-Way1440 to 2600 lumensANYMultifamily - High Rise | Multifamily - High Rise | 2016 - LEDThree-Way1440 to 2600 lumensANY | Lighting | Lighting
|  |  |  | 2016 - LEDDecorative and Mini-Base250 to 664 lumensANYMultifamily - High Rise | Multifamily - High Rise | 2016 - LEDDecorative and Mini-Base250 to 664 lumensANY | Lighting | Lighting
|  |  |  | 2016 - LEDDecorative and Mini-Base665 to 1439 lumensANYMultifamily - High Rise | Multifamily - High Rise | 2016 - LEDDecorative and Mini-Base665 to 1439 lumensANY | Lighting | Lighting
|  |  |  | 2016 - LEDDecorative and Mini-Base1440 to 2600 lumensANYMultifamily - High Rise | Multifamily - High Rise | 2016 - LEDDecorative and Mini-Base1440 to 2600 lumensANY | Lighting | Lighting
|  |  |  | 2016 - LEDGeneral Purpose and Dimmable250 to 664 lumensANYMultifamily - High Rise | Multifamily - High Rise | 2016 - LEDGeneral Purpose and Dimmable250 to 664 lumensANY | Lighting | Lighting
|  |  |  | 2016 - LEDGeneral Purpose and Dimmable665 to 1439 lumensANYMultifamily - High Rise | Multifamily - High Rise | 2016 - LEDGeneral Purpose and Dimmable665 to 1439 lumensANY | Lighting | Lighting
|  |  |  | 2016 - LEDGeneral Purpose and Dimmable1440 to 2600 lumensANYMultifamily - High Rise | Multifamily - High Rise | 2016 - LEDGeneral Purpose and Dimmable1440 to 2600 lumensANY | Lighting | Lighting
|  |  |  | 2016 - LEDGlobe250 to 664 lumensANYMultifamily - High Rise | Multifamily - High Rise | 2016 - LEDGlobe250 to 664 lumensANY | Lighting | Lighting
|  |  |  | 2016 - LEDGlobe665 to 1439 lumensANYMultifamily - High Rise | Multifamily - High Rise | 2016 - LEDGlobe665 to 1439 lumensANY | Lighting | Lighting
|  |  |  | 2016 - LEDGlobe1440 to 2600 lumensANYMultifamily - High Rise | Multifamily - High Rise | 2016 - LEDGlobe1440 to 2600 lumensANY | Lighting | Lighting
|  |  |  | 2016 - LEDReflectors and Outdoor250 to 664 lumensANYMultifamily - High Rise | Multifamily - High Rise | 2016 - LEDReflectors and Outdoor250 to 664 lumensANY | Lighting | Lighting
|  |  |  | 2016 - LEDReflectors and Outdoor665 to 1439 lumensANYMultifamily - High Rise | Multifamily - High Rise | 2016 - LEDReflectors and Outdoor665 to 1439 lumensANY | Lighting | Lighting
|  |  |  | 2016 - LEDReflectors and Outdoor1440 to 2600 lumensANYMultifamily - High Rise | Multifamily - High Rise | 2016 - LEDReflectors and Outdoor1440 to 2600 lumensANY | Lighting | Lighting
|  |  |  | 2016 - LEDThree-Way250 to 664 lumensANYMultifamily - High Rise | Multifamily - High Rise | 2016 - LEDThree-Way250 to 664 lumensANY | Lighting | Lighting
|  |  |  | 2016 - LEDThree-Way665 to 1439 lumensANYMultifamily - High Rise | Multifamily - High Rise | 2016 - LEDThree-Way665 to 1439 lumensANY | Lighting | Lighting
|  |  |  | 2016 - LEDDecorative and Mini-Base250 to 664 lumensANYManufactured | Manufactured | 2016 - LEDDecorative and Mini-Base250 to 664 lumensANY | Lighting | Lighting
|  |  |  | 2016 - LEDDecorative and Mini-Base665 to 1439 lumensANYManufactured | Manufactured | 2016 - LEDDecorative and Mini-Base665 to 1439 lumensANY | Lighting | Lighting
|  |  |  | 2016 - LEDDecorative and Mini-Base1440 to 2600 lumensANYManufactured | Manufactured | 2016 - LEDDecorative and Mini-Base1440 to 2600 lumensANY | Lighting | Lighting
|  |  |  | 2016 - LEDGeneral Purpose and Dimmable250 to 664 lumensANYManufactured | Manufactured | 2016 - LEDGeneral Purpose and Dimmable250 to 664 lumensANY | Lighting | Lighting
|  |  |  | 2016 - LEDGeneral Purpose and Dimmable665 to 1439 lumensANYManufactured | Manufactured | 2016 - LEDGeneral Purpose and Dimmable665 to 1439 lumensANY | Lighting | Lighting
|  |  |  | 2016 - LEDGeneral Purpose and Dimmable1440 to 2600 lumensANYManufactured | Manufactured | 2016 - LEDGeneral Purpose and Dimmable1440 to 2600 lumensANY | Lighting | Lighting
|  |  |  | 2016 - LEDGlobe250 to 664 lumensANYManufactured | Manufactured | 2016 - LEDGlobe250 to 664 lumensANY | Lighting | Lighting
|  |  |  | 2016 - LEDGlobe665 to 1439 lumensANYManufactured | Manufactured | 2016 - LEDGlobe665 to 1439 lumensANY | Lighting | Lighting
|  |  |  | 2016 - LEDGlobe1440 to 2600 lumensANYManufactured | Manufactured | 2016 - LEDGlobe1440 to 2600 lumensANY | Lighting | Lighting
|  |  |  | 2016 - LEDReflectors and Outdoor250 to 664 lumensANYManufactured | Manufactured | 2016 - LEDReflectors and Outdoor250 to 664 lumensANY | Lighting | Lighting
|  |  |  | 2016 - LEDReflectors and Outdoor665 to 1439 lumensANYManufactured | Manufactured | 2016 - LEDReflectors and Outdoor665 to 1439 lumensANY | Lighting | Lighting
|  |  |  | 2016 - LEDReflectors and Outdoor1440 to 2600 lumensANYManufactured | Manufactured | 2016 - LEDReflectors and Outdoor1440 to 2600 lumensANY | Lighting | Lighting
|  |  |  | 2016 - LEDThree-Way250 to 664 lumensANYManufactured | Manufactured | 2016 - LEDThree-Way250 to 664 lumensANY | Lighting | Lighting
|  |  |  | 2016 - LEDThree-Way665 to 1439 lumensANYManufactured | Manufactured | 2016 - LEDThree-Way665 to 1439 lumensANY | Lighting | Lighting
|  |  |  | 2016 - LEDThree-Way1440 to 2600 lumensANYManufactured | Manufactured | 2016 - LEDThree-Way1440 to 2600 lumensANY | Lighting | Lighting
|  |  |  | 2017 - LEDDecorative and Mini-Base250 to 664 lumensANYSingle Family | Single Family | 2017 - LEDDecorative and Mini-Base250 to 664 lumensANY | Lighting | Lighting
|  |  |  | 2017 - LEDDecorative and Mini-Base665 to 1439 lumensANYSingle Family | Single Family | 2017 - LEDDecorative and Mini-Base665 to 1439 lumensANY | Lighting | Lighting
|  |  |  | 2017 - LEDDecorative and Mini-Base1440 to 2600 lumensANYSingle Family | Single Family | 2017 - LEDDecorative and Mini-Base1440 to 2600 lumensANY | Lighting | Lighting
|  |  |  | 2017 - LEDGeneral Purpose and Dimmable250 to 664 lumensANYSingle Family | Single Family | 2017 - LEDGeneral Purpose and Dimmable250 to 664 lumensANY | Lighting | Lighting
|  |  |  | 2017 - LEDGeneral Purpose and Dimmable665 to 1439 lumensANYSingle Family | Single Family | 2017 - LEDGeneral Purpose and Dimmable665 to 1439 lumensANY | Lighting | Lighting
|  |  |  | 2017 - LEDGeneral Purpose and Dimmable1440 to 2600 lumensANYSingle Family | Single Family | 2017 - LEDGeneral Purpose and Dimmable1440 to 2600 lumensANY | Lighting | Lighting
|  |  |  | 2017 - LEDGlobe250 to 664 lumensANYSingle Family | Single Family | 2017 - LEDGlobe250 to 664 lumensANY | Lighting | Lighting
|  |  |  | 2017 - LEDGlobe665 to 1439 lumensANYSingle Family | Single Family | 2017 - LEDGlobe665 to 1439 lumensANY | Lighting | Lighting
|  |  |  | 2017 - LEDGlobe1440 to 2600 lumensANYSingle Family | Single Family | 2017 - LEDGlobe1440 to 2600 lumensANY | Lighting | Lighting
|  |  |  | 2017 - LEDReflectors and Outdoor250 to 664 lumensANYSingle Family | Single Family | 2017 - LEDReflectors and Outdoor250 to 664 lumensANY | Lighting | Lighting
|  |  |  | 2017 - LEDReflectors and Outdoor665 to 1439 lumensANYSingle Family | Single Family | 2017 - LEDReflectors and Outdoor665 to 1439 lumensANY | Lighting | Lighting
|  |  |  | 2017 - LEDReflectors and Outdoor1440 to 2600 lumensANYSingle Family | Single Family | 2017 - LEDReflectors and Outdoor1440 to 2600 lumensANY | Lighting | Lighting
|  |  |  | 2017 - LEDThree-Way250 to 664 lumensANYSingle Family | Single Family | 2017 - LEDThree-Way250 to 664 lumensANY | Lighting | Lighting
|  |  |  | 2017 - LEDThree-Way665 to 1439 lumensANYSingle Family | Single Family | 2017 - LEDThree-Way665 to 1439 lumensANY | Lighting | Lighting
|  |  |  | 2017 - LEDThree-Way1440 to 2600 lumensANYSingle Family | Single Family | 2017 - LEDThree-Way1440 to 2600 lumensANY | Lighting | Lighting
|  |  |  | 2017 - LEDDecorative and Mini-Base250 to 664 lumensANYMultifamily - Low Rise | Multifamily - Low Rise | 2017 - LEDDecorative and Mini-Base250 to 664 lumensANY | Lighting | Lighting
|  |  |  | 2017 - LEDDecorative and Mini-Base665 to 1439 lumensANYMultifamily - Low Rise | Multifamily - Low Rise | 2017 - LEDDecorative and Mini-Base665 to 1439 lumensANY | Lighting | Lighting
|  |  |  | 2017 - LEDDecorative and Mini-Base1440 to 2600 lumensANYMultifamily - Low Rise | Multifamily - Low Rise | 2017 - LEDDecorative and Mini-Base1440 to 2600 lumensANY | Lighting | Lighting
|  |  |  | 2017 - LEDGeneral Purpose and Dimmable250 to 664 lumensANYMultifamily - Low Rise | Multifamily - Low Rise | 2017 - LEDGeneral Purpose and Dimmable250 to 664 lumensANY | Lighting | Lighting
|  |  |  | 2017 - LEDGeneral Purpose and Dimmable665 to 1439 lumensANYMultifamily - Low Rise | Multifamily - Low Rise | 2017 - LEDGeneral Purpose and Dimmable665 to 1439 lumensANY | Lighting | Lighting
|  |  |  | 2017 - LEDGeneral Purpose and Dimmable1440 to 2600 lumensANYMultifamily - Low Rise | Multifamily - Low Rise | 2017 - LEDGeneral Purpose and Dimmable1440 to 2600 lumensANY | Lighting | Lighting
|  |  |  | 2017 - LEDGlobe250 to 664 lumensANYMultifamily - Low Rise | Multifamily - Low Rise | 2017 - LEDGlobe250 to 664 lumensANY | Lighting | Lighting
|  |  |  | 2017 - LEDGlobe665 to 1439 lumensANYMultifamily - Low Rise | Multifamily - Low Rise | 2017 - LEDGlobe665 to 1439 lumensANY | Lighting | Lighting
|  |  |  | 2017 - LEDGlobe1440 to 2600 lumensANYMultifamily - Low Rise | Multifamily - Low Rise | 2017 - LEDGlobe1440 to 2600 lumensANY | Lighting | Lighting
|  |  |  | 2017 - LEDReflectors and Outdoor250 to 664 lumensANYMultifamily - Low Rise | Multifamily - Low Rise | 2017 - LEDReflectors and Outdoor250 to 664 lumensANY | Lighting | Lighting
|  |  |  | 2017 - LEDReflectors and Outdoor665 to 1439 lumensANYMultifamily - Low Rise | Multifamily - Low Rise | 2017 - LEDReflectors and Outdoor665 to 1439 lumensANY | Lighting | Lighting
|  |  |  | 2017 - LEDReflectors and Outdoor1440 to 2600 lumensANYMultifamily - Low Rise | Multifamily - Low Rise | 2017 - LEDReflectors and Outdoor1440 to 2600 lumensANY | Lighting | Lighting
|  |  |  | 2017 - LEDThree-Way250 to 664 lumensANYMultifamily - Low Rise | Multifamily - Low Rise | 2017 - LEDThree-Way250 to 664 lumensANY | Lighting | Lighting
|  |  |  | 2017 - LEDThree-Way665 to 1439 lumensANYMultifamily - Low Rise | Multifamily - Low Rise | 2017 - LEDThree-Way665 to 1439 lumensANY | Lighting | Lighting
|  |  |  | 2017 - LEDThree-Way1440 to 2600 lumensANYMultifamily - High Rise | Multifamily - High Rise | 2017 - LEDThree-Way1440 to 2600 lumensANY | Lighting | Lighting
|  |  |  | 2017 - LEDDecorative and Mini-Base250 to 664 lumensANYMultifamily - High Rise | Multifamily - High Rise | 2017 - LEDDecorative and Mini-Base250 to 664 lumensANY | Lighting | Lighting
|  |  |  | 2017 - LEDDecorative and Mini-Base665 to 1439 lumensANYMultifamily - High Rise | Multifamily - High Rise | 2017 - LEDDecorative and Mini-Base665 to 1439 lumensANY | Lighting | Lighting
|  |  |  | 2017 - LEDDecorative and Mini-Base1440 to 2600 lumensANYMultifamily - High Rise | Multifamily - High Rise | 2017 - LEDDecorative and Mini-Base1440 to 2600 lumensANY | Lighting | Lighting
|  |  |  | 2017 - LEDGeneral Purpose and Dimmable250 to 664 lumensANYMultifamily - High Rise | Multifamily - High Rise | 2017 - LEDGeneral Purpose and Dimmable250 to 664 lumensANY | Lighting | Lighting
|  |  |  | 2017 - LEDGeneral Purpose and Dimmable665 to 1439 lumensANYMultifamily - High Rise | Multifamily - High Rise | 2017 - LEDGeneral Purpose and Dimmable665 to 1439 lumensANY | Lighting | Lighting
|  |  |  | 2017 - LEDGeneral Purpose and Dimmable1440 to 2600 lumensANYMultifamily - High Rise | Multifamily - High Rise | 2017 - LEDGeneral Purpose and Dimmable1440 to 2600 lumensANY | Lighting | Lighting
|  |  |  | 2017 - LEDGlobe250 to 664 lumensANYMultifamily - High Rise | Multifamily - High Rise | 2017 - LEDGlobe250 to 664 lumensANY | Lighting | Lighting
|  |  |  | 2017 - LEDGlobe665 to 1439 lumensANYMultifamily - High Rise | Multifamily - High Rise | 2017 - LEDGlobe665 to 1439 lumensANY | Lighting | Lighting
|  |  |  | 2017 - LEDGlobe1440 to 2600 lumensANYMultifamily - High Rise | Multifamily - High Rise | 2017 - LEDGlobe1440 to 2600 lumensANY | Lighting | Lighting
|  |  |  | 2017 - LEDReflectors and Outdoor250 to 664 lumensANYMultifamily - High Rise | Multifamily - High Rise | 2017 - LEDReflectors and Outdoor250 to 664 lumensANY | Lighting | Lighting
|  |  |  | 2017 - LEDReflectors and Outdoor665 to 1439 lumensANYMultifamily - High Rise | Multifamily - High Rise | 2017 - LEDReflectors and Outdoor665 to 1439 lumensANY | Lighting | Lighting
|  |  |  | 2017 - LEDReflectors and Outdoor1440 to 2600 lumensANYMultifamily - High Rise | Multifamily - High Rise | 2017 - LEDReflectors and Outdoor1440 to 2600 lumensANY | Lighting | Lighting
|  |  |  | 2017 - LEDThree-Way250 to 664 lumensANYMultifamily - High Rise | Multifamily - High Rise | 2017 - LEDThree-Way250 to 664 lumensANY | Lighting | Lighting
|  |  |  | 2017 - LEDThree-Way665 to 1439 lumensANYMultifamily - High Rise | Multifamily - High Rise | 2017 - LEDThree-Way665 to 1439 lumensANY | Lighting | Lighting
|  |  |  | 2017 - LEDDecorative and Mini-Base250 to 664 lumensANYManufactured | Manufactured | 2017 - LEDDecorative and Mini-Base250 to 664 lumensANY | Lighting | Lighting
|  |  |  | 2017 - LEDDecorative and Mini-Base665 to 1439 lumensANYManufactured | Manufactured | 2017 - LEDDecorative and Mini-Base665 to 1439 lumensANY | Lighting | Lighting
|  |  |  | 2017 - LEDDecorative and Mini-Base1440 to 2600 lumensANYManufactured | Manufactured | 2017 - LEDDecorative and Mini-Base1440 to 2600 lumensANY | Lighting | Lighting
|  |  |  | 2017 - LEDGeneral Purpose and Dimmable250 to 664 lumensANYManufactured | Manufactured | 2017 - LEDGeneral Purpose and Dimmable250 to 664 lumensANY | Lighting | Lighting
|  |  |  | 2017 - LEDGeneral Purpose and Dimmable665 to 1439 lumensANYManufactured | Manufactured | 2017 - LEDGeneral Purpose and Dimmable665 to 1439 lumensANY | Lighting | Lighting
|  |  |  | 2017 - LEDGeneral Purpose and Dimmable1440 to 2600 lumensANYManufactured | Manufactured | 2017 - LEDGeneral Purpose and Dimmable1440 to 2600 lumensANY | Lighting | Lighting
|  |  |  | 2017 - LEDGlobe250 to 664 lumensANYManufactured | Manufactured | 2017 - LEDGlobe250 to 664 lumensANY | Lighting | Lighting
|  |  |  | 2017 - LEDGlobe665 to 1439 lumensANYManufactured | Manufactured | 2017 - LEDGlobe665 to 1439 lumensANY | Lighting | Lighting
|  |  |  | 2017 - LEDGlobe1440 to 2600 lumensANYManufactured | Manufactured | 2017 - LEDGlobe1440 to 2600 lumensANY | Lighting | Lighting
|  |  |  | 2017 - LEDReflectors and Outdoor250 to 664 lumensANYManufactured | Manufactured | 2017 - LEDReflectors and Outdoor250 to 664 lumensANY | Lighting | Lighting
|  |  |  | 2017 - LEDReflectors and Outdoor665 to 1439 lumensANYManufactured | Manufactured | 2017 - LEDReflectors and Outdoor665 to 1439 lumensANY | Lighting | Lighting
|  |  |  | 2017 - LEDReflectors and Outdoor1440 to 2600 lumensANYManufactured | Manufactured | 2017 - LEDReflectors and Outdoor1440 to 2600 lumensANY | Lighting | Lighting
|  |  |  | 2017 - LEDThree-Way250 to 664 lumensANYManufactured | Manufactured | 2017 - LEDThree-Way250 to 664 lumensANY | Lighting | Lighting
|  |  |  | 2017 - LEDThree-Way665 to 1439 lumensANYManufactured | Manufactured | 2017 - LEDThree-Way665 to 1439 lumensANY | Lighting | Lighting
|  |  |  | 2017 - LEDThree-Way1440 to 2600 lumensANYManufactured | Manufactured | 2017 - LEDThree-Way1440 to 2600 lumensANY | Lighting | Lighting
|  |  |  | 2016 - LEDThree-Way1440 to 2600 lumensANYMultifamily - Low Rise | Multifamily - Low Rise | 2016 - LEDThree-Way1440 to 2600 lumensANY | Lighting | Lighting
|  |  |  | 2017 - LEDThree-Way1440 to 2600 lumensANYMultifamily - Low Rise | Multifamily - Low Rise | 2017 - LEDThree-Way1440 to 2600 lumensANY | Lighting | Lighting
|  |  |  | WALL R0 - R11_Electric ZonalMultifamily - Low Rise | Multifamily - Low Rise | WALL R0 - R11_Electric Zonal | HVAC | ResWx
|  |  |  | FLOOR R0 - R19_Electric ZonalMultifamily - Low Rise | Multifamily - Low Rise | FLOOR R0 - R19_Electric Zonal | HVAC | ResWx
|  |  |  | FLOOR R0 - R30_Electric ZonalMultifamily - Low Rise | Multifamily - Low Rise | FLOOR R0 - R30_Electric Zonal | HVAC | ResWx
|  |  |  | ATTIC R0 - R19_Electric ZonalMultifamily - Low Rise | Multifamily - Low Rise | ATTIC R0 - R19_Electric Zonal | HVAC | ResWx
|  |  |  | ATTIC R0 - R38_Electric ZonalMultifamily - Low Rise | Multifamily - Low Rise | ATTIC R0 - R38_Electric Zonal | HVAC | ResWx
|  |  |  | ATTIC R0 - R49_Electric ZonalMultifamily - Low Rise | Multifamily - Low Rise | ATTIC R0 - R49_Electric Zonal | HVAC | ResWx
|  |  |  | ATTIC R19 - R30_Electric ZonalMultifamily - Low Rise | Multifamily - Low Rise | ATTIC R19 - R30_Electric Zonal | HVAC | ResWx
|  |  |  | ATTIC R19 - R38_Electric ZonalMultifamily - Low Rise | Multifamily - Low Rise | ATTIC R19 - R38_Electric Zonal | HVAC | ResWx
|  |  |  | ATTIC R19 - R49_Electric ZonalMultifamily - Low Rise | Multifamily - Low Rise | ATTIC R19 - R49_Electric Zonal | HVAC | ResWx
|  |  |  | WINDOW CL22 Prime Window Replacement of Single Pane Base_Electric ZonalMultifamily - Low Rise | Multifamily - Low Rise | WINDOW CL22 Prime Window Replacement of Single Pane Base_Electric Zonal | HVAC | ResWx
|  |  |  | WINDOW CL22 Prime Window Replacement of Double Pane Base_Electric ZonalMultifamily - Low Rise | Multifamily - Low Rise | WINDOW CL22 Prime Window Replacement of Double Pane Base_Electric Zonal | HVAC | ResWx
|  |  |  | WINDOW CL30 Prime Window Replacement of Single Pane Base_Electric ZonalMultifamily - Low Rise | Multifamily - Low Rise | WINDOW CL30 Prime Window Replacement of Single Pane Base_Electric Zonal | HVAC | ResWx
|  |  |  | WINDOW CL30 Prime Window Replacement of Double Pane Base_Electric ZonalMultifamily - Low Rise | Multifamily - Low Rise | WINDOW CL30 Prime Window Replacement of Double Pane Base_Electric Zonal | HVAC | ResWx
|  |  |  | WALL R0 - R11_Electric FAFMultifamily - Low Rise | Multifamily - Low Rise | WALL R0 - R11_Electric FAF | HVAC | ResWx
|  |  |  | FLOOR R0 - R19_Electric FAFMultifamily - Low Rise | Multifamily - Low Rise | FLOOR R0 - R19_Electric FAF | HVAC | ResWx
|  |  |  | FLOOR R0 - R30_Electric FAFMultifamily - Low Rise | Multifamily - Low Rise | FLOOR R0 - R30_Electric FAF | HVAC | ResWx
|  |  |  | ATTIC R0 - R19_Electric FAFMultifamily - Low Rise | Multifamily - Low Rise | ATTIC R0 - R19_Electric FAF | HVAC | ResWx
|  |  |  | ATTIC R0 - R38_Electric FAFMultifamily - Low Rise | Multifamily - Low Rise | ATTIC R0 - R38_Electric FAF | HVAC | ResWx
|  |  |  | ATTIC R0 - R49_Electric FAFMultifamily - Low Rise | Multifamily - Low Rise | ATTIC R0 - R49_Electric FAF | HVAC | ResWx
|  |  |  | ATTIC R19 - R30_Electric FAFMultifamily - Low Rise | Multifamily - Low Rise | ATTIC R19 - R30_Electric FAF | HVAC | ResWx
|  |  |  | ATTIC R19 - R38_Electric FAFMultifamily - Low Rise | Multifamily - Low Rise | ATTIC R19 - R38_Electric FAF | HVAC | ResWx
|  |  |  | ATTIC R19 - R49_Electric FAFMultifamily - Low Rise | Multifamily - Low Rise | ATTIC R19 - R49_Electric FAF | HVAC | ResWx
|  |  |  | WINDOW CL22 Prime Window Replacement of Single Pane Base_Electric FAFMultifamily - Low Rise | Multifamily - Low Rise | WINDOW CL22 Prime Window Replacement of Single Pane Base_Electric FAF | HVAC | ResWx
|  |  |  | WINDOW CL22 Prime Window Replacement of Double Pane Base_Electric FAFMultifamily - Low Rise | Multifamily - Low Rise | WINDOW CL22 Prime Window Replacement of Double Pane Base_Electric FAF | HVAC | ResWx
|  |  |  | WINDOW CL30 Prime Window Replacement of Single Pane Base_Electric FAFMultifamily - Low Rise | Multifamily - Low Rise | WINDOW CL30 Prime Window Replacement of Single Pane Base_Electric FAF | HVAC | ResWx
|  |  |  | WINDOW CL30 Prime Window Replacement of Double Pane Base_Electric FAFMultifamily - Low Rise | Multifamily - Low Rise | WINDOW CL30 Prime Window Replacement of Double Pane Base_Electric FAF | HVAC | ResWx
|  |  |  | WALL R0 - R11_Heat PumpMultifamily - Low Rise | Multifamily - Low Rise | WALL R0 - R11_Heat Pump | HVAC | ResWx
|  |  |  | FLOOR R0 - R19_Heat PumpMultifamily - Low Rise | Multifamily - Low Rise | FLOOR R0 - R19_Heat Pump | HVAC | ResWx
|  |  |  | FLOOR R0 - R30_Heat PumpMultifamily - Low Rise | Multifamily - Low Rise | FLOOR R0 - R30_Heat Pump | HVAC | ResWx
|  |  |  | ATTIC R0 - R19_Heat PumpMultifamily - Low Rise | Multifamily - Low Rise | ATTIC R0 - R19_Heat Pump | HVAC | ResWx
|  |  |  | ATTIC R0 - R38_Heat PumpMultifamily - Low Rise | Multifamily - Low Rise | ATTIC R0 - R38_Heat Pump | HVAC | ResWx
|  |  |  | ATTIC R0 - R49_Heat PumpMultifamily - Low Rise | Multifamily - Low Rise | ATTIC R0 - R49_Heat Pump | HVAC | ResWx
|  |  |  | ATTIC R19 - R30_Heat PumpMultifamily - Low Rise | Multifamily - Low Rise | ATTIC R19 - R30_Heat Pump | HVAC | ResWx
|  |  |  | ATTIC R19 - R38_Heat PumpMultifamily - Low Rise | Multifamily - Low Rise | ATTIC R19 - R38_Heat Pump | HVAC | ResWx
|  |  |  | ATTIC R19 - R49_Heat PumpMultifamily - Low Rise | Multifamily - Low Rise | ATTIC R19 - R49_Heat Pump | HVAC | ResWx
|  |  |  | WINDOW CL22 Prime Window Replacement of Single Pane Base_Heat PumpMultifamily - Low Rise | Multifamily - Low Rise | WINDOW CL22 Prime Window Replacement of Single Pane Base_Heat Pump | HVAC | ResWx
|  |  |  | WINDOW CL22 Prime Window Replacement of Double Pane Base_Heat PumpMultifamily - Low Rise | Multifamily - Low Rise | WINDOW CL22 Prime Window Replacement of Double Pane Base_Heat Pump | HVAC | ResWx
|  |  |  | WINDOW CL30 Prime Window Replacement of Single Pane Base_Heat PumpMultifamily - Low Rise | Multifamily - Low Rise | WINDOW CL30 Prime Window Replacement of Single Pane Base_Heat Pump | HVAC | ResWx
|  |  |  | WINDOW CL30 Prime Window Replacement of Double Pane Base_Heat PumpMultifamily - Low Rise | Multifamily - Low Rise | WINDOW CL30 Prime Window Replacement of Double Pane Base_Heat Pump | HVAC | ResWx
|  |  |  | HVAC Conversion - FAF w/CAC to ASHP 8.5 HSPF/14SEER + HZ23Manufactured | Manufactured | HVAC Conversion - FAF w/CAC to ASHP 8.5 HSPF/14SEER + HZ23 | HVAC | ASHP
|  |  |  | HVAC Conversion - FAF to ASHP 8.5 HSPF/14SEER + HZ23CZ23Manufactured | Manufactured | HVAC Conversion - FAF to ASHP 8.5 HSPF/14SEER + HZ23CZ23 | HVAC | ASHP
|  |  |  | HVAC Conversion - FAF to ASHP 8.5 HSPF/14SEER + HZ23CZ1Manufactured | Manufactured | HVAC Conversion - FAF to ASHP 8.5 HSPF/14SEER + HZ23CZ1 | HVAC | ASHP
|  |  |  | HVAC Conversion - FAF w/CAC to ASHP 8.5 HSPF/14SEER + HZ1Manufactured | Manufactured | HVAC Conversion - FAF w/CAC to ASHP 8.5 HSPF/14SEER + HZ1 | HVAC | ASHP
|  |  |  | HVAC Conversion - FAF to ASHP 8.5 HSPF/14SEER + HZ1CZ23Manufactured | Manufactured | HVAC Conversion - FAF to ASHP 8.5 HSPF/14SEER + HZ1CZ23 | HVAC | ASHP
|  |  |  | HVAC Conversion - FAF to ASHP 8.5 HSPF/14SEER + HZ1CZ1Manufactured | Manufactured | HVAC Conversion - FAF to ASHP 8.5 HSPF/14SEER + HZ1CZ1 | HVAC | ASHP
|  |  |  | HVAC Upgrade - Heat Pump Upgrade to 9.0 HSPF/14 SEER + HZ23CZ1Manufactured | Manufactured | HVAC Upgrade - Heat Pump Upgrade to 9.0 HSPF/14 SEER + HZ23CZ1 | HVAC | ASHP
|  |  |  | HVAC Upgrade - Heat Pump Upgrade to 9.0 HSPF/14 SEER + HZ23CZ23Manufactured | Manufactured | HVAC Upgrade - Heat Pump Upgrade to 9.0 HSPF/14 SEER + HZ23CZ23 | HVAC | ASHP
|  |  |  | HVAC Upgrade - Heat Pump Upgrade to 9.0 HSPF/14 SEER + HZ1CZ23Manufactured | Manufactured | HVAC Upgrade - Heat Pump Upgrade to 9.0 HSPF/14 SEER + HZ1CZ23 | HVAC | ASHP
|  |  |  | HVAC Upgrade - Heat Pump Upgrade to 9.0 HSPF/14 SEER + HZ1CZ1Manufactured | Manufactured | HVAC Upgrade - Heat Pump Upgrade to 9.0 HSPF/14 SEER + HZ1CZ1 | HVAC | ASHP
|  |  |  | Attic R0 - R22_Electric FAFManufactured | Manufactured | Attic R0 - R22_Electric FAF | HVAC | ResWx
|  |  |  | Attic R0 - R30_Electric FAFManufactured | Manufactured | Attic R0 - R30_Electric FAF | HVAC | ResWx
|  |  |  | Attic R0 - R22_Heat PumpManufactured | Manufactured | Attic R0 - R22_Heat Pump | HVAC | ResWx
|  |  |  | Attic R0 - R30_Heat PumpManufactured | Manufactured | Attic R0 - R30_Heat Pump | HVAC | ResWx
|  |  |  | Floor R11 - R22_Electric FAFManufactured | Manufactured | Floor R11 - R22_Electric FAF | HVAC | ResWx
|  |  |  | Floor R0 - R22_Electric FAFManufactured | Manufactured | Floor R0 - R22_Electric FAF | HVAC | ResWx
|  |  |  | CFM50 Infiltration Reduction_Electric FAFManufactured | Manufactured | CFM50 Infiltration Reduction_Electric FAF | HVAC | ResWx
|  |  |  | Attic R11 - R30_Electric FAFManufactured | Manufactured | Attic R11 - R30_Electric FAF | HVAC | ResWx
|  |  |  | WINDOW CL30 Prime Window Replacement of Single Pane Base_Electric FAFManufactured | Manufactured | WINDOW CL30 Prime Window Replacement of Single Pane Base_Electric FAF | HVAC | ResWx
|  |  |  | WINDOW CL22 Prime Window Replacement of Single Pane Base_Electric FAFManufactured | Manufactured | WINDOW CL22 Prime Window Replacement of Single Pane Base_Electric FAF | HVAC | ResWx
|  |  |  | WINDOW CL22 Prime Window Replacement of Double Pane Base_Electric FAFManufactured | Manufactured | WINDOW CL22 Prime Window Replacement of Double Pane Base_Electric FAF | HVAC | ResWx
|  |  |  | WINDOW CL30 Prime Window Replacement of Double Pane Base_Electric FAFManufactured | Manufactured | WINDOW CL30 Prime Window Replacement of Double Pane Base_Electric FAF | HVAC | ResWx
|  |  |  | CFM50 Infiltration Reduction_Heat PumpManufactured | Manufactured | CFM50 Infiltration Reduction_Heat Pump | HVAC | ResWx
|  |  |  | WINDOW CL22 Prime Window Replacement of Single Pane Base_Heat PumpManufactured | Manufactured | WINDOW CL22 Prime Window Replacement of Single Pane Base_Heat Pump | HVAC | ResWx
|  |  |  | WINDOW CL30 Prime Window Replacement of Single Pane Base_Heat PumpManufactured | Manufactured | WINDOW CL30 Prime Window Replacement of Single Pane Base_Heat Pump | HVAC | ResWx
|  |  |  | Floor R0 - R22_Heat PumpManufactured | Manufactured | Floor R0 - R22_Heat Pump | HVAC | ResWx
|  |  |  | WINDOW CL22 Prime Window Replacement of Double Pane Base_Heat PumpManufactured | Manufactured | WINDOW CL22 Prime Window Replacement of Double Pane Base_Heat Pump | HVAC | ResWx
|  |  |  | WINDOW CL30 Prime Window Replacement of Double Pane Base_Heat PumpManufactured | Manufactured | WINDOW CL30 Prime Window Replacement of Double Pane Base_Heat Pump | HVAC | ResWx
|  |  |  | Floor R11 - R22_Heat PumpManufactured | Manufactured | Floor R11 - R22_Heat Pump | HVAC | ResWx
|  |  |  | Attic R11 - R30_Heat PumpManufactured | Manufactured | Attic R11 - R30_Heat Pump | HVAC | ResWx
|  |  |  | Microwave Top TierSingle Family | Single Family | Microwave Top Tier | Food Preparation | Microwave
|  |  |  | Microwave Top TierMultifamily - Low Rise | Multifamily - Low Rise | Microwave Top Tier | Food Preparation | Microwave
|  |  |  | Microwave Top TierMultifamily - High Rise | Multifamily - High Rise | Microwave Top Tier | Food Preparation | Microwave
|  |  |  | Microwave Top TierManufactured | Manufactured | Microwave Top Tier | Food Preparation | Microwave
|  |  |  | Self-Cleaning OvenSingle Family | Single Family | Self-Cleaning Oven | Food Preparation | Electric Oven
|  |  |  | Self-Cleaning OvenMultifamily - Low Rise | Multifamily - Low Rise | Self-Cleaning Oven | Food Preparation | Electric Oven
|  |  |  | Self-Cleaning OvenMultifamily - High Rise | Multifamily - High Rise | Self-Cleaning Oven | Food Preparation | Electric Oven
|  |  |  | Self-Cleaning OvenManufactured | Manufactured | Self-Cleaning Oven | Food Preparation | Electric Oven
|  |  |  | Non self-cleaning ovenSingle Family | Single Family | Non self-cleaning oven | Food Preparation | Electric Oven
|  |  |  | Non self-cleaning ovenMultifamily - Low Rise | Multifamily - Low Rise | Non self-cleaning oven | Food Preparation | Electric Oven
|  |  |  | Non self-cleaning ovenMultifamily - High Rise | Multifamily - High Rise | Non self-cleaning oven | Food Preparation | Electric Oven
|  |  |  | Non self-cleaning ovenManufactured | Manufactured | Non self-cleaning oven | Food Preparation | Electric Oven
|  |  |  | Occupancy sensing advanced power stripSingle Family | Single Family | Occupancy sensing advanced power strip | Electronics | Advanced Power Strips
|  |  |  | Occupancy sensing advanced power stripMultifamily - Low Rise | Multifamily - Low Rise | Occupancy sensing advanced power strip | Electronics | Advanced Power Strips
|  |  |  | Occupancy sensing advanced power stripMultifamily - High Rise | Multifamily - High Rise | Occupancy sensing advanced power strip | Electronics | Advanced Power Strips
|  |  |  | Occupancy sensing advanced power stripManufactured | Manufactured | Occupancy sensing advanced power strip | Electronics | Advanced Power Strips
|  |  |  | Infrared sensing advanced power stripSingle Family | Single Family | Infrared sensing advanced power strip | Electronics | Advanced Power Strips
|  |  |  | Infrared sensing advanced power stripMultifamily - Low Rise | Multifamily - Low Rise | Infrared sensing advanced power strip | Electronics | Advanced Power Strips
|  |  |  | Infrared sensing advanced power stripMultifamily - High Rise | Multifamily - High Rise | Infrared sensing advanced power strip | Electronics | Advanced Power Strips
|  |  |  | Infrared sensing advanced power stripManufactured | Manufactured | Infrared sensing advanced power strip | Electronics | Advanced Power Strips
|  |  |  | Load sensing advanced power stripSingle Family | Single Family | Load sensing advanced power strip | Electronics | Advanced Power Strips
|  |  |  | Load sensing advanced power stripMultifamily - Low Rise | Multifamily - Low Rise | Load sensing advanced power strip | Electronics | Advanced Power Strips
|  |  |  | Load sensing advanced power stripMultifamily - High Rise | Multifamily - High Rise | Load sensing advanced power strip | Electronics | Advanced Power Strips
|  |  |  | Load sensing advanced power stripManufactured | Manufactured | Load sensing advanced power strip | Electronics | Advanced Power Strips
|  |  |  | PC-interaction-sensing Home Office APSSingle Family | Single Family | PC-interaction-sensing Home Office APS | Electronics | Advanced Power Strips
|  |  |  | PC-interaction-sensing Home Office APSMultifamily - Low Rise | Multifamily - Low Rise | PC-interaction-sensing Home Office APS | Electronics | Advanced Power Strips
|  |  |  | PC-interaction-sensing Home Office APSMultifamily - High Rise | Multifamily - High Rise | PC-interaction-sensing Home Office APS | Electronics | Advanced Power Strips
|  |  |  | PC-interaction-sensing Home Office APSManufactured | Manufactured | PC-interaction-sensing Home Office APS | Electronics | Advanced Power Strips
|  |  |  | Std Size Refrig and Refrig-Freezer - CEE Tier 1Single Family | Single Family | Std Size Refrig and Refrig-Freezer - CEE Tier 1 | Refrigeration | Refrigerator
|  |  |  | Std Size Refrig and Refrig-Freezer - CEE Tier 2Single Family | Single Family | Std Size Refrig and Refrig-Freezer - CEE Tier 2 | Refrigeration | Refrigerator
|  |  |  | Std Size Refrig and Refrig-Freezer - CEE Tier 3Single Family | Single Family | Std Size Refrig and Refrig-Freezer - CEE Tier 3 | Refrigeration | Refrigerator
|  |  |  | Std Size Refrig and Refrig-Freezer - CEE Tier 1Multifamily - Low Rise | Multifamily - Low Rise | Std Size Refrig and Refrig-Freezer - CEE Tier 1 | Refrigeration | Refrigerator
|  |  |  | Std Size Refrig and Refrig-Freezer - CEE Tier 2Multifamily - Low Rise | Multifamily - Low Rise | Std Size Refrig and Refrig-Freezer - CEE Tier 2 | Refrigeration | Refrigerator
|  |  |  | Std Size Refrig and Refrig-Freezer - CEE Tier 3Multifamily - Low Rise | Multifamily - Low Rise | Std Size Refrig and Refrig-Freezer - CEE Tier 3 | Refrigeration | Refrigerator
|  |  |  | Std Size Refrig and Refrig-Freezer - CEE Tier 1Multifamily - High Rise | Multifamily - High Rise | Std Size Refrig and Refrig-Freezer - CEE Tier 1 | Refrigeration | Refrigerator
|  |  |  | Std Size Refrig and Refrig-Freezer - CEE Tier 2Multifamily - High Rise | Multifamily - High Rise | Std Size Refrig and Refrig-Freezer - CEE Tier 2 | Refrigeration | Refrigerator
|  |  |  | Std Size Refrig and Refrig-Freezer - CEE Tier 3Multifamily - High Rise | Multifamily - High Rise | Std Size Refrig and Refrig-Freezer - CEE Tier 3 | Refrigeration | Refrigerator
|  |  |  | Std Size Refrig and Refrig-Freezer - CEE Tier 1Manufactured | Manufactured | Std Size Refrig and Refrig-Freezer - CEE Tier 1 | Refrigeration | Refrigerator
|  |  |  | Std Size Refrig and Refrig-Freezer - CEE Tier 2Manufactured | Manufactured | Std Size Refrig and Refrig-Freezer - CEE Tier 2 | Refrigeration | Refrigerator
|  |  |  | Std Size Refrig and Refrig-Freezer - CEE Tier 3Manufactured | Manufactured | Std Size Refrig and Refrig-Freezer - CEE Tier 3 | Refrigeration | Refrigerator
|  |  |  | Std Size Freezer - ENERGY STARSingle Family | Single Family | Std Size Freezer - ENERGY STAR | Refrigeration | Freezer
|  |  |  | Std Size Freezer - ENERGY STARMultifamily - Low Rise | Multifamily - Low Rise | Std Size Freezer - ENERGY STAR | Refrigeration | Freezer
|  |  |  | Std Size Freezer - ENERGY STARMultifamily - High Rise | Multifamily - High Rise | Std Size Freezer - ENERGY STAR | Refrigeration | Freezer
|  |  |  | Std Size Freezer - ENERGY STARManufactured | Manufactured | Std Size Freezer - ENERGY STAR | Refrigeration | Freezer
|  |  |  | New SF HVAC Upgrade - Central Heat Pump Upgrade to Variable Capacity Central Heat PumpSingle Family | Single Family | New SF HVAC Upgrade - Central Heat Pump Upgrade to Variable Capacity Central Heat Pump | HVAC | ASHP
|  |  |  | New SF HVAC Upgrade - Heat Pump Upgrade to 9.0 HSPF/14 SEERSingle Family | Single Family | New SF HVAC Upgrade - Heat Pump Upgrade to 9.0 HSPF/14 SEER | HVAC | ASHP
|  |  |  | New SF Zonal to DHPSingle Family | Single Family | New SF Zonal to DHP | HVAC | DHP
|  |  |  | Existing Single Family Home HVAC Conversion - Convert FAF w/CAC to Heat Pump - House with Good Insulation" + HZ1"Single Family | Single Family | Existing Single Family Home HVAC Conversion - Convert FAF w/CAC to Heat Pump - House with Good Insulation" + HZ1" | HVAC | ASHP
|  |  |  | Existing Single Family Home HVAC Conversion - Convert FAF w/CAC to Heat Pump - House with Good Insulation" + HZ23"Single Family | Single Family | Existing Single Family Home HVAC Conversion - Convert FAF w/CAC to Heat Pump - House with Good Insulation" + HZ23" | HVAC | ASHP
|  |  |  | Existing Single Family Home HVAC Conversion - Convert FAF w/o CAC to Heat Pump - House with Good Insulation" + HZ1CZ23"Single Family | Single Family | Existing Single Family Home HVAC Conversion - Convert FAF w/o CAC to Heat Pump - House with Good Insulation" + HZ1CZ23" | HVAC | ASHP
|  |  |  | Existing Single Family Home HVAC Conversion - Convert FAF w/o CAC to Heat Pump - House with Good Insulation" + HZ23CZ23"Single Family | Single Family | Existing Single Family Home HVAC Conversion - Convert FAF w/o CAC to Heat Pump - House with Good Insulation" + HZ23CZ23" | HVAC | ASHP
|  |  |  | Existing Single Family Home HVAC Conversion - Convert FAF w/o CAC to Heat Pump - House with Good Insulation" + HZ1CZ1"Single Family | Single Family | Existing Single Family Home HVAC Conversion - Convert FAF w/o CAC to Heat Pump - House with Good Insulation" + HZ1CZ1" | HVAC | ASHP
|  |  |  | Existing Single Family Home HVAC Conversion - Convert FAF w/o CAC to Heat Pump - House with Good Insulation" + HZ23CZ1"Single Family | Single Family | Existing Single Family Home HVAC Conversion - Convert FAF w/o CAC to Heat Pump - House with Good Insulation" + HZ23CZ1" | HVAC | ASHP
|  |  |  | Existing Single Family Home HVAC Upgrade + HZ1Single Family | Single Family | Existing Single Family Home HVAC Upgrade + HZ1 | HVAC | ASHP
|  |  |  | Existing Single Family Home HVAC Upgrade + HZ23Single Family | Single Family | Existing Single Family Home HVAC Upgrade + HZ23 | HVAC | ASHP
|  |  |  | Existing Single Family Home HVAC Upgrade - Central Heat Pump Upgrade to Variable Capacity Central Heat Pump + HZ23CZ1Single Family | Single Family | Existing Single Family Home HVAC Upgrade - Central Heat Pump Upgrade to Variable Capacity Central Heat Pump + HZ23CZ1 | HVAC | ASHP
|  |  |  | Existing Single Family Home HVAC Upgrade - Central Heat Pump Upgrade to Variable Capacity Central Heat Pump + HZ23CZ23Single Family | Single Family | Existing Single Family Home HVAC Upgrade - Central Heat Pump Upgrade to Variable Capacity Central Heat Pump + HZ23CZ23 | HVAC | ASHP
|  |  |  | Existing Single Family Home HVAC Upgrade - Central Heat Pump Upgrade to Variable Capacity Central Heat Pump + HZ1CZ23Single Family | Single Family | Existing Single Family Home HVAC Upgrade - Central Heat Pump Upgrade to Variable Capacity Central Heat Pump + HZ1CZ23 | HVAC | ASHP
|  |  |  | Existing Single Family Home HVAC Upgrade - Central Heat Pump Upgrade to Variable Capacity Central Heat Pump + HZ1CZ1Single Family | Single Family | Existing Single Family Home HVAC Upgrade - Central Heat Pump Upgrade to Variable Capacity Central Heat Pump + HZ1CZ1 | HVAC | ASHP
|  |  |  | Zonal to DHP No Screen + HZ23CZ23Single Family | Single Family | Zonal to DHP No Screen + HZ23CZ23 | HVAC | DHP
|  |  |  | Zonal to DHP No Screen + HZ1CZ23Single Family | Single Family | Zonal to DHP No Screen + HZ1CZ23 | HVAC | DHP
|  |  |  | Zonal to DHP No Screen + HZ23CZ1Single Family | Single Family | Zonal to DHP No Screen + HZ23CZ1 | HVAC | DHP
|  |  |  | Zonal to DHP No Screen + HZ1CZ1Single Family | Single Family | Zonal to DHP No Screen + HZ1CZ1 | HVAC | DHP
|  |  |  | ATTIC R0 - R38_Electric FAFSingle Family | Single Family | ATTIC R0 - R38_Electric FAF | HVAC | ResWx
|  |  |  | ATTIC R0 - R49_Electric FAFSingle Family | Single Family | ATTIC R0 - R49_Electric FAF | HVAC | ResWx
|  |  |  | ATTIC R0 - R38_Electric ZonalSingle Family | Single Family | ATTIC R0 - R38_Electric Zonal | HVAC | ResWx
|  |  |  | ATTIC R0 - R38_DHPSingle Family | Single Family | ATTIC R0 - R38_DHP | HVAC | ResWx
|  |  |  | ATTIC R0 - R49_Electric ZonalSingle Family | Single Family | ATTIC R0 - R49_Electric Zonal | HVAC | ResWx
|  |  |  | ATTIC R0 - R49_DHPSingle Family | Single Family | ATTIC R0 - R49_DHP | HVAC | ResWx
|  |  |  | WALL R0 - R11_Electric FAFSingle Family | Single Family | WALL R0 - R11_Electric FAF | HVAC | ResWx
|  |  |  | ATTIC R0 - R38_Heat PumpSingle Family | Single Family | ATTIC R0 - R38_Heat Pump | HVAC | ResWx
|  |  |  | ATTIC R0 - R49_Heat PumpSingle Family | Single Family | ATTIC R0 - R49_Heat Pump | HVAC | ResWx
|  |  |  | FLOOR R0 - R30_Electric FAFSingle Family | Single Family | FLOOR R0 - R30_Electric FAF | HVAC | ResWx
|  |  |  | FLOOR R0 - R25_Electric FAFSingle Family | Single Family | FLOOR R0 - R25_Electric FAF | HVAC | ResWx
|  |  |  | FLOOR R0 - R19_Electric FAFSingle Family | Single Family | FLOOR R0 - R19_Electric FAF | HVAC | ResWx
|  |  |  | WALL R0 - R11_Electric ZonalSingle Family | Single Family | WALL R0 - R11_Electric Zonal | HVAC | ResWx
|  |  |  | ATTIC R11 - R38_Electric FAFSingle Family | Single Family | ATTIC R11 - R38_Electric FAF | HVAC | ResWx
|  |  |  | WALL R0 - R11_DHPSingle Family | Single Family | WALL R0 - R11_DHP | HVAC | ResWx
|  |  |  | WINDOW CL30 Prime Window Replacement of Single Pane Base_Electric FAFSingle Family | Single Family | WINDOW CL30 Prime Window Replacement of Single Pane Base_Electric FAF | HVAC | ResWx
|  |  |  | FLOOR R0 - R30_Electric ZonalSingle Family | Single Family | FLOOR R0 - R30_Electric Zonal | HVAC | ResWx
|  |  |  | FLOOR R0 - R25_Electric ZonalSingle Family | Single Family | FLOOR R0 - R25_Electric Zonal | HVAC | ResWx
|  |  |  | FLOOR R0 - R30_DHPSingle Family | Single Family | FLOOR R0 - R30_DHP | HVAC | ResWx
|  |  |  | ATTIC R11 - R49_Electric FAFSingle Family | Single Family | ATTIC R11 - R49_Electric FAF | HVAC | ResWx
|  |  |  | FLOOR R0 - R25_DHPSingle Family | Single Family | FLOOR R0 - R25_DHP | HVAC | ResWx
|  |  |  | FLOOR R0 - R19_Electric ZonalSingle Family | Single Family | FLOOR R0 - R19_Electric Zonal | HVAC | ResWx
|  |  |  | WINDOW CL22 Prime Window Replacement of Single Pane Base_Electric FAFSingle Family | Single Family | WINDOW CL22 Prime Window Replacement of Single Pane Base_Electric FAF | HVAC | ResWx
|  |  |  | FLOOR R0 - R19_DHPSingle Family | Single Family | FLOOR R0 - R19_DHP | HVAC | ResWx
|  |  |  | WALL R0 - R11_Heat PumpSingle Family | Single Family | WALL R0 - R11_Heat Pump | HVAC | ResWx
|  |  |  | CFM50 Infiltration Reduction_Electric FAFSingle Family | Single Family | CFM50 Infiltration Reduction_Electric FAF | HVAC | ResWx
|  |  |  | ATTIC R11 - R38_Electric ZonalSingle Family | Single Family | ATTIC R11 - R38_Electric Zonal | HVAC | ResWx
|  |  |  | ATTIC R11 - R38_DHPSingle Family | Single Family | ATTIC R11 - R38_DHP | HVAC | ResWx
|  |  |  | CFM50 Infiltration Reduction_Electric ZonalSingle Family | Single Family | CFM50 Infiltration Reduction_Electric Zonal | HVAC | ResWx
|  |  |  | CFM50 Infiltration Reduction_DHPSingle Family | Single Family | CFM50 Infiltration Reduction_DHP | HVAC | ResWx
|  |  |  | ATTIC R11 - R49_Electric ZonalSingle Family | Single Family | ATTIC R11 - R49_Electric Zonal | HVAC | ResWx
|  |  |  | ATTIC R11 - R49_DHPSingle Family | Single Family | ATTIC R11 - R49_DHP | HVAC | ResWx
|  |  |  | WINDOW CL30 Prime Window Replacement of Single Pane Base_Electric ZonalSingle Family | Single Family | WINDOW CL30 Prime Window Replacement of Single Pane Base_Electric Zonal | HVAC | ResWx
|  |  |  | ATTIC R19 - R49_Electric FAFSingle Family | Single Family | ATTIC R19 - R49_Electric FAF | HVAC | ResWx
|  |  |  | ATTIC R19 - R38_Electric FAFSingle Family | Single Family | ATTIC R19 - R38_Electric FAF | HVAC | ResWx
|  |  |  | WINDOW CL30 Prime Window Replacement of Single Pane Base_DHPSingle Family | Single Family | WINDOW CL30 Prime Window Replacement of Single Pane Base_DHP | HVAC | ResWx
|  |  |  | WINDOW CL22 Prime Window Replacement of Single Pane Base_Electric ZonalSingle Family | Single Family | WINDOW CL22 Prime Window Replacement of Single Pane Base_Electric Zonal | HVAC | ResWx
|  |  |  | WINDOW CL30 Prime Window Replacement of Single Pane Base_Heat PumpSingle Family | Single Family | WINDOW CL30 Prime Window Replacement of Single Pane Base_Heat Pump | HVAC | ResWx
|  |  |  | WINDOW CL22 Prime Window Replacement of Single Pane Base_DHPSingle Family | Single Family | WINDOW CL22 Prime Window Replacement of Single Pane Base_DHP | HVAC | ResWx
|  |  |  | WINDOW CL22 Prime Window Replacement of Single Pane Base_Heat PumpSingle Family | Single Family | WINDOW CL22 Prime Window Replacement of Single Pane Base_Heat Pump | HVAC | ResWx
|  |  |  | ATTIC R11 - R38_Heat PumpSingle Family | Single Family | ATTIC R11 - R38_Heat Pump | HVAC | ResWx
|  |  |  | WINDOW CL30 Prime Window Replacement of Double Pane Base_Electric FAFSingle Family | Single Family | WINDOW CL30 Prime Window Replacement of Double Pane Base_Electric FAF | HVAC | ResWx
|  |  |  | ATTIC R11 - R49_Heat PumpSingle Family | Single Family | ATTIC R11 - R49_Heat Pump | HVAC | ResWx
|  |  |  | WINDOW CL22 Prime Window Replacement of Double Pane Base_Electric FAFSingle Family | Single Family | WINDOW CL22 Prime Window Replacement of Double Pane Base_Electric FAF | HVAC | ResWx
|  |  |  | CFM50 Infiltration Reduction_Heat PumpSingle Family | Single Family | CFM50 Infiltration Reduction_Heat Pump | HVAC | ResWx
|  |  |  | ATTIC R19 - R49_DHPSingle Family | Single Family | ATTIC R19 - R49_DHP | HVAC | ResWx
|  |  |  | ATTIC R19 - R49_Electric ZonalSingle Family | Single Family | ATTIC R19 - R49_Electric Zonal | HVAC | ResWx
|  |  |  | ATTIC R19 - R38_DHPSingle Family | Single Family | ATTIC R19 - R38_DHP | HVAC | ResWx
|  |  |  | ATTIC R19 - R38_Electric ZonalSingle Family | Single Family | ATTIC R19 - R38_Electric Zonal | HVAC | ResWx
|  |  |  | WINDOW CL30 Prime Window Replacement of Double Pane Base_Electric ZonalSingle Family | Single Family | WINDOW CL30 Prime Window Replacement of Double Pane Base_Electric Zonal | HVAC | ResWx
|  |  |  | WINDOW CL22 Prime Window Replacement of Double Pane Base_Electric ZonalSingle Family | Single Family | WINDOW CL22 Prime Window Replacement of Double Pane Base_Electric Zonal | HVAC | ResWx
|  |  |  | WINDOW CL30 Prime Window Replacement of Double Pane Base_DHPSingle Family | Single Family | WINDOW CL30 Prime Window Replacement of Double Pane Base_DHP | HVAC | ResWx
|  |  |  | WINDOW CL22 Prime Window Replacement of Double Pane Base_DHPSingle Family | Single Family | WINDOW CL22 Prime Window Replacement of Double Pane Base_DHP | HVAC | ResWx
|  |  |  | FLOOR R0 - R30_Heat PumpSingle Family | Single Family | FLOOR R0 - R30_Heat Pump | HVAC | ResWx
|  |  |  | FLOOR R0 - R25_Heat PumpSingle Family | Single Family | FLOOR R0 - R25_Heat Pump | HVAC | ResWx
|  |  |  | ATTIC R19 - R49_Heat PumpSingle Family | Single Family | ATTIC R19 - R49_Heat Pump | HVAC | ResWx
|  |  |  | ATTIC R19 - R38_Heat PumpSingle Family | Single Family | ATTIC R19 - R38_Heat Pump | HVAC | ResWx
|  |  |  | FLOOR R0 - R19_Heat PumpSingle Family | Single Family | FLOOR R0 - R19_Heat Pump | HVAC | ResWx
|  |  |  | WINDOW CL30 Prime Window Replacement of Double Pane Base_Heat PumpSingle Family | Single Family | WINDOW CL30 Prime Window Replacement of Double Pane Base_Heat Pump | HVAC | ResWx
|  |  |  | WINDOW CL22 Prime Window Replacement of Double Pane Base_Heat PumpSingle Family | Single Family | WINDOW CL22 Prime Window Replacement of Double Pane Base_Heat Pump | HVAC | ResWx
|  |  |  | SF Showerhead Replace_2_00gpm_Any Shower_ AnyWHSingle Family | Single Family | SF Showerhead Replace_2_00gpm_Any Shower_ AnyWH | Water Heating | Showerheads
|  |  |  | MF Showerhead Replace_2_00gpm_Any Shower_ AnyWHMultifamily - Low Rise | Multifamily - Low Rise | MF Showerhead Replace_2_00gpm_Any Shower_ AnyWH | Water Heating | Showerheads
|  |  |  | MF Showerhead Replace_2_00gpm_Any Shower_ AnyWHMultifamily - High Rise | Multifamily - High Rise | MF Showerhead Replace_2_00gpm_Any Shower_ AnyWH | Water Heating | Showerheads
|  |  |  | MH Showerhead Replace_2_00gpm_Any Shower_ AnyWHManufactured | Manufactured | MH Showerhead Replace_2_00gpm_Any Shower_ AnyWH | Water Heating | Showerheads
|  |  |  | SF Showerhead Replace_1_75gpm_Any Shower_ AnyWHSingle Family | Single Family | SF Showerhead Replace_1_75gpm_Any Shower_ AnyWH | Water Heating | Showerheads
|  |  |  | MF Showerhead Replace_1_75gpm_Any Shower_ AnyWHMultifamily - Low Rise | Multifamily - Low Rise | MF Showerhead Replace_1_75gpm_Any Shower_ AnyWH | Water Heating | Showerheads
|  |  |  | MF Showerhead Replace_1_75gpm_Any Shower_ AnyWHMultifamily - High Rise | Multifamily - High Rise | MF Showerhead Replace_1_75gpm_Any Shower_ AnyWH | Water Heating | Showerheads
|  |  |  | MH Showerhead Replace_1_75gpm_Any Shower_ AnyWHManufactured | Manufactured | MH Showerhead Replace_1_75gpm_Any Shower_ AnyWH | Water Heating | Showerheads
|  |  |  | SF Showerhead Replace_1_50gpm_Any Shower_ AnyWHSingle Family | Single Family | SF Showerhead Replace_1_50gpm_Any Shower_ AnyWH | Water Heating | Showerheads
|  |  |  | MF Showerhead Replace_1_50gpm_Any Shower_ AnyWHMultifamily - Low Rise | Multifamily - Low Rise | MF Showerhead Replace_1_50gpm_Any Shower_ AnyWH | Water Heating | Showerheads
|  |  |  | MF Showerhead Replace_1_50gpm_Any Shower_ AnyWHMultifamily - High Rise | Multifamily - High Rise | MF Showerhead Replace_1_50gpm_Any Shower_ AnyWH | Water Heating | Showerheads
|  |  |  | MH Showerhead Replace_1_50gpm_Any Shower_ AnyWHManufactured | Manufactured | MH Showerhead Replace_1_50gpm_Any Shower_ AnyWH | Water Heating | Showerheads
|  |  |  | SF Showerhead Replace_1_50GPM_any shower_HPWHSingle Family | Single Family | SF Showerhead Replace_1_50GPM_any shower_HPWH | Water Heating | Showerheads
|  |  |  | MH Showerhead Replace_1_50GPM_any shower_HPWHManufactured | Manufactured | MH Showerhead Replace_1_50GPM_any shower_HPWH | Water Heating | Showerheads
|  |  |  | SHW Solar Zone 1Single Family | Single Family | SHW Solar Zone 1 | Water Heating | Solar Water Heater
|  |  |  | SHW Solar Zone 2Single Family | Single Family | SHW Solar Zone 2 | Water Heating | Solar Water Heater
|  |  |  | SHW Solar Zone 3Single Family | Single Family | SHW Solar Zone 3 | Water Heating | Solar Water Heater
|  |  |  | SHW Solar Zone 4Single Family | Single Family | SHW Solar Zone 4 | Water Heating | Solar Water Heater
|  |  |  | SHW Solar Zone 1Multifamily - Low Rise | Multifamily - Low Rise | SHW Solar Zone 1 | Water Heating | Solar Water Heater
|  |  |  | SHW Solar Zone 2Multifamily - Low Rise | Multifamily - Low Rise | SHW Solar Zone 2 | Water Heating | Solar Water Heater
|  |  |  | SHW Solar Zone 3Multifamily - Low Rise | Multifamily - Low Rise | SHW Solar Zone 3 | Water Heating | Solar Water Heater
|  |  |  | SHW Solar Zone 4Multifamily - Low Rise | Multifamily - Low Rise | SHW Solar Zone 4 | Water Heating | Solar Water Heater
|  |  |  | WIFI Enabled Thermostat HZ3Single Family | Single Family | WIFI Enabled Thermostat HZ3 | HVAC | WIFI enabled tstats
|  |  |  | WIFI Enabled Thermostat HZ2Single Family | Single Family | WIFI Enabled Thermostat HZ2 | HVAC | WIFI enabled tstats
|  |  |  | WIFI Enabled Thermostat HZ1Single Family | Single Family | WIFI Enabled Thermostat HZ1 | HVAC | WIFI enabled tstats
|  |  |  | all45lm/WGeneral Purpose and Dimmable250 to 664 lumensANYSingle Family | Single Family | all45lm/WGeneral Purpose and Dimmable250 to 664 lumensANY | Lighting | Lighting PPA
|  |  |  | all45lm/WGeneral Purpose and Dimmable665 to 1439 lumensANYSingle Family | Single Family | all45lm/WGeneral Purpose and Dimmable665 to 1439 lumensANY | Lighting | Lighting PPA
|  |  |  | all45lm/WGeneral Purpose and Dimmable1440 to 2600 lumensANYSingle Family | Single Family | all45lm/WGeneral Purpose and Dimmable1440 to 2600 lumensANY | Lighting | Lighting PPA
|  |  |  | all45lm/WGeneral Purpose and Dimmable250 to 664 lumensANYMultifamily - Low Rise | Multifamily - Low Rise | all45lm/WGeneral Purpose and Dimmable250 to 664 lumensANY | Lighting | Lighting PPA
|  |  |  | all45lm/WGeneral Purpose and Dimmable665 to 1439 lumensANYMultifamily - Low Rise | Multifamily - Low Rise | all45lm/WGeneral Purpose and Dimmable665 to 1439 lumensANY | Lighting | Lighting PPA
|  |  |  | all45lm/WGeneral Purpose and Dimmable1440 to 2600 lumensANYMultifamily - Low Rise | Multifamily - Low Rise | all45lm/WGeneral Purpose and Dimmable1440 to 2600 lumensANY | Lighting | Lighting PPA
|  |  |  | all45lm/WGeneral Purpose and Dimmable250 to 664 lumensANYMultifamily - High Rise | Multifamily - High Rise | all45lm/WGeneral Purpose and Dimmable250 to 664 lumensANY | Lighting | Lighting PPA
|  |  |  | all45lm/WGeneral Purpose and Dimmable665 to 1439 lumensANYMultifamily - High Rise | Multifamily - High Rise | all45lm/WGeneral Purpose and Dimmable665 to 1439 lumensANY | Lighting | Lighting PPA
|  |  |  | all45lm/WGeneral Purpose and Dimmable1440 to 2600 lumensANYMultifamily - High Rise | Multifamily - High Rise | all45lm/WGeneral Purpose and Dimmable1440 to 2600 lumensANY | Lighting | Lighting PPA
|  |  |  | all45lm/WGeneral Purpose and Dimmable250 to 664 lumensANYManufactured | Manufactured | all45lm/WGeneral Purpose and Dimmable250 to 664 lumensANY | Lighting | Lighting PPA
|  |  |  | all45lm/WGeneral Purpose and Dimmable665 to 1439 lumensANYManufactured | Manufactured | all45lm/WGeneral Purpose and Dimmable665 to 1439 lumensANY | Lighting | Lighting PPA
|  |  |  | all45lm/WGeneral Purpose and Dimmable1440 to 2600 lumensANYManufactured | Manufactured | all45lm/WGeneral Purpose and Dimmable1440 to 2600 lumensANY | Lighting | Lighting PPA
|  |  |  | Commercial EM-New-Large Off |  | Commercial EM-New-Large Off | HVAC | Commercial EM
|  |  |  | Commercial EM-New-Medium Off |  | Commercial EM-New-Medium Off | HVAC | Commercial EM
|  |  |  | Commercial EM-New-Small Off |  | Commercial EM-New-Small Off | HVAC | Commercial EM
|  |  |  | Commercial EM-New-XLarge Ret |  | Commercial EM-New-XLarge Ret | HVAC | Commercial EM
|  |  |  | Commercial EM-New-Large Ret |  | Commercial EM-New-Large Ret | HVAC | Commercial EM
|  |  |  | Commercial EM-New-Medium Ret |  | Commercial EM-New-Medium Ret | HVAC | Commercial EM
|  |  |  | Commercial EM-New-Small Ret |  | Commercial EM-New-Small Ret | HVAC | Commercial EM
|  |  |  | Commercial EM-New-School K-12 |  | Commercial EM-New-School K-12 | HVAC | Commercial EM
|  |  |  | Commercial EM-New-University |  | Commercial EM-New-University | HVAC | Commercial EM
|  |  |  | Commercial EM-New-Warehouse |  | Commercial EM-New-Warehouse | HVAC | Commercial EM
|  |  |  | Commercial EM-New-Supermarket |  | Commercial EM-New-Supermarket | HVAC | Commercial EM
|  |  |  | Commercial EM-New-MiniMart |  | Commercial EM-New-MiniMart | HVAC | Commercial EM
|  |  |  | Commercial EM-New-Restaurant |  | Commercial EM-New-Restaurant | HVAC | Commercial EM
|  |  |  | Commercial EM-New-Lodging |  | Commercial EM-New-Lodging | HVAC | Commercial EM
|  |  |  | Commercial EM-New-Hospital |  | Commercial EM-New-Hospital | HVAC | Commercial EM
|  |  |  | Commercial EM-New-Residential Care |  | Commercial EM-New-Residential Care | HVAC | Commercial EM
|  |  |  | Commercial EM-New-Assembly |  | Commercial EM-New-Assembly | HVAC | Commercial EM
|  |  |  | Commercial EM-New-Other |  | Commercial EM-New-Other | HVAC | Commercial EM
|  |  |  | Exterior Lighting: Parking Lot - HPS 250W - New |  | Exterior Lighting: Parking Lot - HPS 250W - New | Lighting | Exterior Building Lighting
|  |  |  | Exterior Lighting: Walkway - HID 150W - New |  | Exterior Lighting: Walkway - HID 150W - New | Lighting | Exterior Building Lighting
|  |  |  | Exterior Lighting: Façade - HID 150W - New |  | Exterior Lighting: Façade - HID 150W - New | Lighting | Exterior Building Lighting
|  |  |  | Exterior Lighting: Walkway - INC 75W - New |  | Exterior Lighting: Walkway - INC 75W - New | Lighting | Exterior Building Lighting
|  |  |  | Exterior Lighting: Façade - HID 400W - New |  | Exterior Lighting: Façade - HID 400W - New | Lighting | Exterior Building Lighting
|  |  |  | Exterior Lighting: Walkway - CFL 26W - New |  | Exterior Lighting: Walkway - CFL 26W - New | Lighting | Exterior Building Lighting
|  |  |  | Exterior Lighting: Parking Lot - MH 400W - New |  | Exterior Lighting: Parking Lot - MH 400W - New | Lighting | Exterior Building Lighting
|  |  |  | Exterior Lighting: Parking Lot - MH 1000W - New |  | Exterior Lighting: Parking Lot - MH 1000W - New | Lighting | Exterior Building Lighting
|  |  |  | Exterior Lighting: Parking Lot - HPS 250W - NR |  | Exterior Lighting: Parking Lot - HPS 250W - NR | Lighting | Exterior Building Lighting
|  |  |  | Exterior Lighting: Walkway - HID 150W - NR |  | Exterior Lighting: Walkway - HID 150W - NR | Lighting | Exterior Building Lighting
|  |  |  | Exterior Lighting: Façade - HID 150W - NR |  | Exterior Lighting: Façade - HID 150W - NR | Lighting | Exterior Building Lighting
|  |  |  | Exterior Lighting: Walkway - INC 75W - NR |  | Exterior Lighting: Walkway - INC 75W - NR | Lighting | Exterior Building Lighting
|  |  |  | Exterior Lighting: Façade - HID 400W - NR |  | Exterior Lighting: Façade - HID 400W - NR | Lighting | Exterior Building Lighting
|  |  |  | Exterior Lighting: Walkway - CFL 26W - NR |  | Exterior Lighting: Walkway - CFL 26W - NR | Lighting | Exterior Building Lighting
|  |  |  | Exterior Lighting: Parking Lot - MH 400W - NR |  | Exterior Lighting: Parking Lot - MH 400W - NR | Lighting | Exterior Building Lighting
|  |  |  | Exterior Lighting: Parking Lot - MH 1000W - NR |  | Exterior Lighting: Parking Lot - MH 1000W - NR | Lighting | Exterior Building Lighting
|  |  |  | TLED Over Ballast on SP32WT8 |  | TLED Over Ballast on SP32WT8 | Lighting | Exterior Building Lighting
|  |  |  | WHTanks-New-Large Off |  | WHTanks-New-Large Off | Water Heating | WHTanks
|  |  |  | WHTanks-New-Medium Off |  | WHTanks-New-Medium Off | Water Heating | WHTanks
|  |  |  | WHTanks-New-Small Off |  | WHTanks-New-Small Off | Water Heating | WHTanks
|  |  |  | WHTanks-New-XLarge Ret |  | WHTanks-New-XLarge Ret | Water Heating | WHTanks
|  |  |  | WHTanks-New-Large Ret |  | WHTanks-New-Large Ret | Water Heating | WHTanks
|  |  |  | WHTanks-New-Medium Ret |  | WHTanks-New-Medium Ret | Water Heating | WHTanks
|  |  |  | WHTanks-New-Small Ret |  | WHTanks-New-Small Ret | Water Heating | WHTanks
|  |  |  | WHTanks-New-School K-12 |  | WHTanks-New-School K-12 | Water Heating | WHTanks
|  |  |  | WHTanks-New-University |  | WHTanks-New-University | Water Heating | WHTanks
|  |  |  | WHTanks-New-Warehouse |  | WHTanks-New-Warehouse | Water Heating | WHTanks
|  |  |  | WHTanks-New-Supermarket |  | WHTanks-New-Supermarket | Water Heating | WHTanks
|  |  |  | WHTanks-New-MiniMart |  | WHTanks-New-MiniMart | Water Heating | WHTanks
|  |  |  | WHTanks-New-Restaurant |  | WHTanks-New-Restaurant | Water Heating | WHTanks
|  |  |  | WHTanks-New-Lodging |  | WHTanks-New-Lodging | Water Heating | WHTanks |  | Manufactured | Manufactured Tier3_buffered
|  |  |  | WHTanks-New-Hospital |  | WHTanks-New-Hospital | Water Heating | WHTanks |  | Single Family | Single Family Tier3_buffered
|  |  |  | WHTanks-New-Residential Care |  | WHTanks-New-Residential Care | Water Heating | WHTanks |  | Manufactured | Manufactured Tier3_indor2_gfac
|  |  |  | WHTanks-New-Assembly |  | WHTanks-New-Assembly | Water Heating | WHTanks |  | Single Family | Single Family Tier3_indor2_gfac
|  |  |  | WHTanks-New-Other |  | WHTanks-New-Other | Water Heating | WHTanks |  | Manufactured | Manufactured Tier3_indor2_gfnc
|  |  |  | New SF HVAC Conversion - Convert FAF w/CAC to Heat Pump - House with "Good Insulation" + HZ1 |  | New SF HVAC Conversion - Convert FAF w/CAC to Heat Pump - House with "Good Insulation" + HZ1 | HVAC | ASHP |  | Single Family | Single Family Tier3_indor2_gfnc
|  |  |  | Existing Single Family Home HVAC Conversion - Convert FAF w/CAC to Heat Pump - House with "Good Insulation" + HZ1 |  | Existing Single Family Home HVAC Conversion - Convert FAF w/CAC to Heat Pump - House with "Good Insulation" + HZ1 | HVAC | ASHP |  | Manufactured | Manufactured Tier3_indor2_hp85
|  |  |  | Existing Single Family Home HVAC Conversion - Convert FAF w/CAC to Heat Pump - House with "Good Insulation" + HZ23 |  | Existing Single Family Home HVAC Conversion - Convert FAF w/CAC to Heat Pump - House with "Good Insulation" + HZ23 | HVAC | ASHP |  | Single Family | Single Family Tier3_indor2_hp85
|  |  |  | Existing Single Family Home HVAC Conversion - Convert FAF w/o CAC to Heat Pump - House with "Good Insulation" + HZ1CZ23 |  | Existing Single Family Home HVAC Conversion - Convert FAF w/o CAC to Heat Pump - House with "Good Insulation" + HZ1CZ23 | HVAC | ASHP |  | Manufactured | Manufactured Tier3_indor2_zonl
|  |  |  | Existing Single Family Home HVAC Conversion - Convert FAF w/o CAC to Heat Pump - House with "Good Insulation" + HZ23CZ23 |  | Existing Single Family Home HVAC Conversion - Convert FAF w/o CAC to Heat Pump - House with "Good Insulation" + HZ23CZ23 | HVAC | ASHP |  | Single Family | Single Family Tier3_indor2_zonl
|  |  |  | Existing Single Family Home HVAC Conversion - Convert FAF w/o CAC to Heat Pump - House with "Good Insulation" + HZ1CZ1 |  | Existing Single Family Home HVAC Conversion - Convert FAF w/o CAC to Heat Pump - House with "Good Insulation" + HZ1CZ1 | HVAC | ASHP |  | Manufactured | Manufactured Tier3_indor2_efaf
|  |  |  | Existing Single Family Home HVAC Conversion - Convert FAF w/o CAC to Heat Pump - House with "Good Insulation" + HZ23CZ1 |  | Existing Single Family Home HVAC Conversion - Convert FAF w/o CAC to Heat Pump - House with "Good Insulation" + HZ23CZ1 | HVAC | ASHP |  | Single Family | Single Family Tier3_indor2_efaf
|  |  |  | Manufactured Tier3_bufferedManufactured | Manufactured | Manufactured Tier3_buffered | Water Heating | HPWH |  | Manufactured | Manufactured Tier4_buffered
|  |  |  | Single Family Tier3_bufferedSingle Family | Single Family | Single Family Tier3_buffered | Water Heating | HPWH |  | Single Family | Single Family Tier4_buffered
|  |  |  | Manufactured Tier3_indor2_gfacManufactured | Manufactured | Manufactured Tier3_indor2_gfac | Water Heating | HPWH |  | Manufactured | Manufactured Tier4_indor2_gfac
|  |  |  | Single Family Tier3_indor2_gfacSingle Family | Single Family | Single Family Tier3_indor2_gfac | Water Heating | HPWH |  | Single Family | Single Family Tier4_indor2_gfac
|  |  |  | Manufactured Tier3_indor2_gfncManufactured | Manufactured | Manufactured Tier3_indor2_gfnc | Water Heating | HPWH |  | Manufactured | Manufactured Tier4_indor2_gfnc
|  |  |  | Single Family Tier3_indor2_gfncSingle Family | Single Family | Single Family Tier3_indor2_gfnc | Water Heating | HPWH |  | Single Family | Single Family Tier4_indor2_gfnc
|  |  |  | Manufactured Tier3_indor2_hp85Manufactured | Manufactured | Manufactured Tier3_indor2_hp85 | Water Heating | HPWH |  | Manufactured | Manufactured Tier4_indor2_hp85
|  |  |  | Single Family Tier3_indor2_hp85Single Family | Single Family | Single Family Tier3_indor2_hp85 | Water Heating | HPWH |  | Single Family | Single Family Tier4_indor2_hp85
|  |  |  | Manufactured Tier3_indor2_zonlManufactured | Manufactured | Manufactured Tier3_indor2_zonl | Water Heating | HPWH |  | Manufactured | Manufactured Tier4_indor2_zonl
|  |  |  | Single Family Tier3_indor2_zonlSingle Family | Single Family | Single Family Tier3_indor2_zonl | Water Heating | HPWH |  | Single Family | Single Family Tier4_indor2_zonl
|  |  |  | Manufactured Tier3_indor2_efafManufactured | Manufactured | Manufactured Tier3_indor2_efaf | Water Heating | HPWH |  | Manufactured | Manufactured Tier4_indor2_efaf
|  |  |  | Single Family Tier3_indor2_efafSingle Family | Single Family | Single Family Tier3_indor2_efaf | Water Heating | HPWH |  | Single Family | Single Family Tier4_indor2_efaf
|  |  |  | Manufactured Tier4_bufferedManufactured | Manufactured | Manufactured Tier4_buffered | Water Heating | HPWH |  | Single Family | Single Family Bathroom Aerator 1.0 GPM AnyWH
|  |  |  | Single Family Tier4_bufferedSingle Family | Single Family | Single Family Tier4_buffered | Water Heating | HPWH |  | Multifamily - Low Rise | Multifamily - Low Rise Bathroom Aerator 1.0 GPM AnyWH
|  |  |  | Manufactured Tier4_indor2_gfacManufactured | Manufactured | Manufactured Tier4_indor2_gfac | Water Heating | HPWH |  | Multifamily - High Rise | Multifamily - High Rise Bathroom Aerator 1.0 GPM AnyWH
|  |  |  | Single Family Tier4_indor2_gfacSingle Family | Single Family | Single Family Tier4_indor2_gfac | Water Heating | HPWH |  | Manufactured | Manufactured Bathroom Aerator 1.0 GPM AnyWH
|  |  |  | Manufactured Tier4_indor2_gfncManufactured | Manufactured | Manufactured Tier4_indor2_gfnc | Water Heating | HPWH |  | Single Family | Single Family Bathroom Aerator 1.0 GPM HPWH
|  |  |  | Single Family Tier4_indor2_gfncSingle Family | Single Family | Single Family Tier4_indor2_gfnc | Water Heating | HPWH
|  |  |  | Manufactured Tier4_indor2_hp85Manufactured | Manufactured | Manufactured Tier4_indor2_hp85 | Water Heating | HPWH
|  |  |  | Single Family Tier4_indor2_hp85Single Family | Single Family | Single Family Tier4_indor2_hp85 | Water Heating | HPWH
|  |  |  | Manufactured Tier4_indor2_zonlManufactured | Manufactured | Manufactured Tier4_indor2_zonl | Water Heating | HPWH
|  |  |  | Single Family Tier4_indor2_zonlSingle Family | Single Family | Single Family Tier4_indor2_zonl | Water Heating | HPWH
|  |  |  | Manufactured Tier4_indor2_efafManufactured | Manufactured | Manufactured Tier4_indor2_efaf | Water Heating | HPWH
|  |  |  | Single Family Tier4_indor2_efafSingle Family | Single Family | Single Family Tier4_indor2_efaf | Water Heating | HPWH
|  |  |  | Single Family Bathroom Aerator 1.0 GPM AnyWHSingle Family | Single Family | Single Family Bathroom Aerator 1.0 GPM AnyWH | Water Heating | Aerator
|  |  |  | Multifamily - Low Rise Bathroom Aerator 1.0 GPM AnyWHMultifamily - Low Rise | Multifamily - Low Rise | Multifamily - Low Rise Bathroom Aerator 1.0 GPM AnyWH | Water Heating | Aerator
|  |  |  | Multifamily - High Rise Bathroom Aerator 1.0 GPM AnyWHMultifamily - High Rise | Multifamily - High Rise | Multifamily - High Rise Bathroom Aerator 1.0 GPM AnyWH | Water Heating | Aerator
|  |  |  | Manufactured Bathroom Aerator 1.0 GPM AnyWHManufactured | Manufactured | Manufactured Bathroom Aerator 1.0 GPM AnyWH | Water Heating | Aerator
|  |  |  | Single Family Bathroom Aerator 1.0 GPM HPWHSingle Family | Single Family | Single Family Bathroom Aerator 1.0 GPM HPWH | Water Heating | Aerator
|  |  |  | Pre-Rinse Spray Valve_0.61_to_1.0gpmAll | All | Pre-Rinse Spray Valve_0.61_to_1.0gpm | Food Preparation | Pre-Rinse Spray Valve
|  |  |  | Low E Storm Window Single Pane Wood Frame_Electric ZonalMultifamily - Low Rise | Multifamily - Low Rise | Low E Storm Window Single Pane Wood Frame_Electric Zonal | HVAC | ResWx
|  |  |  | Low E Storm Window Single Pane Metal Frame_Electric ZonalMultifamily - Low Rise | Multifamily - Low Rise | Low E Storm Window Single Pane Metal Frame_Electric Zonal | HVAC | ResWx
|  |  |  | Low E Storm Window Double Pane Metal Frame_Electric ZonalMultifamily - Low Rise | Multifamily - Low Rise | Low E Storm Window Double Pane Metal Frame_Electric Zonal | HVAC | ResWx
|  |  |  | Low E Storm Window Single Pane Wood Frame_Electric FAFMultifamily - Low Rise | Multifamily - Low Rise | Low E Storm Window Single Pane Wood Frame_Electric FAF | HVAC | ResWx
|  |  |  | Low E Storm Window Single Pane Metal Frame_Electric FAFMultifamily - Low Rise | Multifamily - Low Rise | Low E Storm Window Single Pane Metal Frame_Electric FAF | HVAC | ResWx
|  |  |  | Low E Storm Window Double Pane Metal Frame_Electric FAFMultifamily - Low Rise | Multifamily - Low Rise | Low E Storm Window Double Pane Metal Frame_Electric FAF | HVAC | ResWx
|  |  |  | Low E Storm Window Single Pane Wood Frame_Heat PumpMultifamily - Low Rise | Multifamily - Low Rise | Low E Storm Window Single Pane Wood Frame_Heat Pump | HVAC | ResWx
|  |  |  | Low E Storm Window Single Pane Metal Frame_Heat PumpMultifamily - Low Rise | Multifamily - Low Rise | Low E Storm Window Single Pane Metal Frame_Heat Pump | HVAC | ResWx
|  |  |  | Low E Storm Window Double Pane Metal Frame_Heat PumpMultifamily - Low Rise | Multifamily - Low Rise | Low E Storm Window Double Pane Metal Frame_Heat Pump | HVAC | ResWx
|  |  |  | Low E Storm Window Single Pane Wood Frame_DHPMultifamily - Low Rise | Multifamily - Low Rise | Low E Storm Window Single Pane Wood Frame_DHP | HVAC | ResWx
|  |  |  | Low E Storm Window Single Pane Metal Frame_DHPMultifamily - Low Rise | Multifamily - Low Rise | Low E Storm Window Single Pane Metal Frame_DHP | HVAC | ResWx
|  |  |  | Low E Storm Window Double Pane Metal Frame_DHPMultifamily - Low Rise | Multifamily - Low Rise | Low E Storm Window Double Pane Metal Frame_DHP | HVAC | ResWx
|  |  |  | Manufactured Home Weatherization - Add a Low-e Storm Window to an existing Single Pane Wood Framed Window_Electric FAFManufactured | Manufactured | Manufactured Home Weatherization - Add a Low-e Storm Window to an existing Single Pane Wood Framed Window_Electric FAF | HVAC | ResWx
|  |  |  | Manufactured Home Weatherization - Add a Low-e Storm Window to an existing Single Pane Metal Framed Window_Electric FAFManufactured | Manufactured | Manufactured Home Weatherization - Add a Low-e Storm Window to an existing Single Pane Metal Framed Window_Electric FAF | HVAC | ResWx
|  |  |  | Manufactured Home Weatherization - Add a Low-e Storm Window to an existing Double Pane Metal Framed Window_Electric FAFManufactured | Manufactured | Manufactured Home Weatherization - Add a Low-e Storm Window to an existing Double Pane Metal Framed Window_Electric FAF | HVAC | ResWx
|  |  |  | Manufactured Home Weatherization - Add a Low-e Storm Window to an existing Single Pane Wood Framed Window_Heat PumpManufactured | Manufactured | Manufactured Home Weatherization - Add a Low-e Storm Window to an existing Single Pane Wood Framed Window_Heat Pump | HVAC | ResWx
|  |  |  | Manufactured Home Weatherization - Add a Low-e Storm Window to an existing Single Pane Metal Framed Window_Heat PumpManufactured | Manufactured | Manufactured Home Weatherization - Add a Low-e Storm Window to an existing Single Pane Metal Framed Window_Heat Pump | HVAC | ResWx
|  |  |  | Manufactured Home Weatherization - Add a Low-e Storm Window to an existing Double Pane Metal Framed Window_Heat PumpManufactured | Manufactured | Manufactured Home Weatherization - Add a Low-e Storm Window to an existing Double Pane Metal Framed Window_Heat Pump | HVAC | ResWx
|  |  |  | Windows - Add a Low-e Storm Window to an existing Single Pane Wood Framed Window_Electric FAFSingle Family | Single Family | Windows - Add a Low-e Storm Window to an existing Single Pane Wood Framed Window_Electric FAF | HVAC | ResWx
|  |  |  | Windows - Add a Low-e Storm Window to an existing Single Pane Metal Framed Window_Electric FAFSingle Family | Single Family | Windows - Add a Low-e Storm Window to an existing Single Pane Metal Framed Window_Electric FAF | HVAC | ResWx
|  |  |  | Windows - Add a Low-e Storm Window to an existing Double Pane Metal Framed Window_Electric FAFSingle Family | Single Family | Windows - Add a Low-e Storm Window to an existing Double Pane Metal Framed Window_Electric FAF | HVAC | ResWx
|  |  |  | Windows - Add a Low-e Storm Window to an existing Single Pane Wood Framed Window_DHPSingle Family | Single Family | Windows - Add a Low-e Storm Window to an existing Single Pane Wood Framed Window_DHP | HVAC | ResWx
|  |  |  | Windows - Add a Low-e Storm Window to an existing Single Pane Metal Framed Window_DHPSingle Family | Single Family | Windows - Add a Low-e Storm Window to an existing Single Pane Metal Framed Window_DHP | HVAC | ResWx
|  |  |  | Windows - Add a Low-e Storm Window to an existing Double Pane Metal Framed Window_DHPSingle Family | Single Family | Windows - Add a Low-e Storm Window to an existing Double Pane Metal Framed Window_DHP | HVAC | ResWx
|  |  |  | Windows - Add a Low-e Storm Window to an existing Single Pane Wood Framed Window_Electric ZonalSingle Family | Single Family | Windows - Add a Low-e Storm Window to an existing Single Pane Wood Framed Window_Electric Zonal | HVAC | ResWx
|  |  |  | Windows - Add a Low-e Storm Window to an existing Single Pane Metal Framed Window_Electric ZonalSingle Family | Single Family | Windows - Add a Low-e Storm Window to an existing Single Pane Metal Framed Window_Electric Zonal | HVAC | ResWx
|  |  |  | Windows - Add a Low-e Storm Window to an existing Double Pane Metal Framed Window_Electric ZonalSingle Family | Single Family | Windows - Add a Low-e Storm Window to an existing Double Pane Metal Framed Window_Electric Zonal | HVAC | ResWx
|  |  |  | Windows - Add a Low-e Storm Window to an existing Single Pane Wood Framed Window_Heat PumpSingle Family | Single Family | Windows - Add a Low-e Storm Window to an existing Single Pane Wood Framed Window_Heat Pump | HVAC | ResWx
|  |  |  | Windows - Add a Low-e Storm Window to an existing Single Pane Metal Framed Window_Heat PumpSingle Family | Single Family | Windows - Add a Low-e Storm Window to an existing Single Pane Metal Framed Window_Heat Pump | HVAC | ResWx
|  |  |  | Windows - Add a Low-e Storm Window to an existing Double Pane Metal Framed Window_Heat PumpSingle Family | Single Family | Windows - Add a Low-e Storm Window to an existing Double Pane Metal Framed Window_Heat Pump | HVAC | ResWx

## Measure Updates
Appendix: Measure Updates
| Sector | Measure Category | Update
| Commercial | Bi-Level Stairwell Lighting | Updated total floor stairwell area to reflect BPA-specific value
| Commercial | Compressed Air | Updated with BPA floor space
| Commercial | Computers | Updated count of desktop, monitors, and laptops
| Commercial | Cooking | RTF cost updates for ovens, steamers, and hot food holding cabinets; RTF non-energy benefit changes
| Commercial | DCV Kitchen Ventilation | Changed to BPA-specific estimate of kitchen hoods
| Commercial | Fume Hood | Changed to BPA-specific estimate of fume hoods
| Commercial | Grocery Efficiency | RTF EUL, O&M, savings, and cost changes for case lighting, anti sweat heater controls, retrocommissioning, strip curtains, and floating head pressure control.
| Commercial | Parking Garage Lighting | Estimated BPA-specific parking garage floor area
| Commercial | Power Strips | RTF cost updates
| Commercial | Pre Rinse Spray | RTF cost and savings updates
| Commercial | Showerheads - Commercial | Estimated BPA-specific count of showerheads
| Commercial | Clothes Washers | Updated costs, savings, non-energy benefits and lifetimes with RTF analysis
| Commercial | Wastewater | Used BPA-specific estimate of the number of wastewater treatment facilities
| Commercial | Water Coolers | Produced BPA-specific estimate of water cooler shipments
| Commercial | Water Supply | Used BPA-specific estimates for wastewater treatment facility capacity
| Commercial | Electric Resistance Water Heat | RTF savings update
| Residential | Clothes Dryer | Updated costs and lifetimes with RTF analysis
| Residential | Clothes Washers | RTF updates for costs, O&M, non-energy benefits, and savings
| Residential | Drain Water Heat Recovery | RTF updates, including costs, O&M, non-energy benefits, and savings
| Residential | Ground Source Heat Pump | RTF updates for electric steady state efficiency, showers per day, minutes per shower, costs, and interaction factors
| Residential | Heat Pump Water Heaters | New measures: added Tier 3 and Tier 4 heat pump waters; Updated costs, savings, and non-energy benefits for Tier 1 and Tier 2 heat pump water heaters with RTF values
| Residential | Multifamily Weatherization | RTF savings updates for windows, floor insulation, attic insulation, and wall insulation.
| Residential | Manufactured Home Weatherization | RTF savings updates for windows, floor insulation, attic insulation, and wall insulation.
| Residential | Efficient Refrigerator and Freezers | RTF savings updates
| Residential | Heat Pumps | RTF heating and cooling savings updates
| Residential | Showerheads - Residential | RTF savings, costs, and non-energy benefit updates
| Residential | Solar Water Heat | Updated county-level population estimates
| Residential | Wifi Thermostats | RTF measure life update
| Residential | Storm Windows | New measure
| Residential | Lighting - Standard Interior | Changed baseline to expanded EISA definition (45 lumens/watt) for specialty lamps
| Agricultural | Irrigation Hardware | RTF updates; Changed east/west weightings to reflect BPA's service territory
| Agricultural | Irrigation Water Management | Removed Scientific Irrigation Scheduling Measure; Deactivated by the RTF
The table below lists updates made to individual measures with new data from the RTF and regional sources. It also identifies added and removed measures. Most updates involved either incorporating BPA-specific values or using Regional Technical Forum estimates as of September 2017. The table does not include global changes (such as changes to discount rates or line losses). These changes are discussed in the CPA report