## Disclaimer
Trade Ally Network NW is sponsored by Bonneville Power Administration and its Northwest Utilities.
NOTE: This tool is intended to provide an estimate of savings and incentives for scoping purposes only and makes no guarantee of realized energy savings for individual sites.
Terms, conditions, and requirements apply to all program offerings.
Utility participation and incentives vary.

## Intro
| From | Subject | Received
| Allegra Hodges | RE: EV Chargers and DR work | Tue 6:30 PM
Trade Ally Network NW is sponsored by Bonneville Power Administration and its Northwest Utilities.
Welcome to the Trade Ally Network NW's Advanced Rooftop Controls (ARC) Savings Tool. This tool is provided to assist field specialists and trade allies with estimating potential energy savings and calculate a simple payback for installing ARC. Results calculated by this tool should be considered estimates only and are not guaranteed to reflect the true operating conditions of any particular site. To estimate savings the tool requires the user to enter several inputs which can be found on the Front End tab:
Project Location Information
- Zip Code - This is where the project is located.
- Weather Station - The tool will select the three nearest weather stations based on the entered zip code. The 1st choice in the drop down is typically the closest weather station.
- Building Type - Select the most appropriate building type from the dropdown menu. This will automatically populate a default occupancy and thermostat setpoint schedule.
- Default set points for occupied heating and cooling are 70F/72F, respectively.
- Default occupancy schedule changes based on building types, but is assumed to be 24/7 for hospital, lodging, and residential care, and typical weekly operating schedules for other building types.
RTU Details
- Heating Fuel Type - Select from dropdown for either Electric or Gas. In this tool, Electric refers to a packaged heat pump.
- Cooling Capacity - Select from a dropdown of nominal choices between 5 - 60 Tons. (Note capacity restricted to 25-tons or less for electric heat units)
- Existing Economizer - Select "Yes" if the unit has an economizer already.
Economic Details
To calculate payback on the Outputs sheet you'll need to enter the following :
- Project cost - The estimated installation cost for ARC at this site.
- Incentive - The total incentive amount being offered by your local utility. This is typically $100/ton for ARC-Lite and $200/ton for ARC-Full. Please verify this amount with your local utility or Trade Ally Network NW Field Specialist.
Advanced Inputs
These inputs are not needed unless you wish to modify the default assumptions for schedules:
- To manually enter the building's schedule change the "Do you know your schedule?" dropdown to "Yes"
- To manually enter the building's set points change the "Do you know your set points? dropdown to "Yes"
Once selected, move to the detailed inputs tab and enter in the correct schedules in the orange highlighted tabs. These will override the default schedules.
To find your local Trade Ally Network NW Field Specialist or utility contact: click anywhere in this box

## Front End
Project Site Inputs |  | Notes
- Enter zip code of project site
|  | You may also use a USPS Zip Code lookup here: | https://m.usps.com/m/ZipLookupAction
- Select the closest weather station (typically the top choice is closest to the zip code entered)
IMPORTANT: You must reselect a weather station every time you change zip codes
- Select the closest match to project building type
- Select 'Yes' if RTU operates in heating or cooling 24/7 regardless of building occupancy
- Enter either gas or electric as fuel heating source
Note: The term 'Electric' refers to a heat pump being used as the heating source
- Select closest rated cooling capacity (in tons)
Note: Capacity restricted to 25-tons or less for electric heat pump units
- If unit has an economizer already, select 'Yes'
Project Economic Inputs
- Enter expected project cost estimate (required to calculate payback)
- Enter total expected incentive (if available from local utility)
- Typically up to $250/ton for ARC-Full and $120/ton for ARC-Lite
| 0.0904 | - Enter expected electric utility rate. If not known, a default of $0.09/kWh will be used
| 0.60456 | - Enter expected gas utility rate. If unknown, a default of $0.60/therm will be used
- Click button to be taken to output tab
Advanced Inputs (go to detailed input tab)
| No | - A default schedule for the selected building type is used unless you choose to modify it
| No | - A default schedule for the selected building type is used unless you choose to modify it
Enter Site Zip Code
Enter Building Type
Does the RTU run 24/7?
Do you know the occupancy schedule?
Do you know thermostat setpoints?
Enter Cooling Capacity (nominal tons)
Does the RTU have an existing economizer?
Enter RTU Heating Fuel
Enter expected project cost
Enter total expected incentive
Select Weather Station
Take me to Outputs
Take me to Detailed Inputs
Enter electric utility rate
Enter gas utility rate

## Detailed Inputs
Cell Color Coding Key | Action | [7 empty] | Station Number | Station Name | Elevation (ft) | Straight Line Distance (mi)
Lookup from Front-End Tab | Do not modify here, only on front end tab | [7 empty] | 1 | #VALUE! |  | #VALUE!
Manual input Cell | Only modify here if you want to change defaults | [7 empty] | 2 |  |  | #N/A
No input needed | Nothing to modify | [7 empty] | 3 |  |  | #N/A
Error | Input is needed for calculation to run correctly
Site Details | Manual Input | Checks
Zip Code | 0 | Enter Coordinates
Latitude
Longitude
State
Weather Station | 0
Building Type | 0
Does the RTU run 24/7? | 0
Do you know your schedule? | No
Summer Start Date | 2020-06-15
Summer End Date | 2020-08-15
| Assumption/Autofill |  | Manual Input
Schdeule (24 hr format) | Occupied Start Time | Occupied End Time | Occupied Start Time | Occupied End Time | Modified Start Time | Modified End Time | Modified Regular Start Time | Modified Regular End Time
Monday - Friday | #N/A | #N/A | 12:00 | 20:00 | #N/A | #N/A | #N/A | #N/A
Tuesday | #N/A | #N/A | 10:00 | 20:00 | #N/A | #N/A | #N/A | #N/A
Wednesday | #N/A | #N/A | 10:00 | 20:00 | #N/A | #N/A | #N/A | #N/A
Thursday | #N/A | #N/A | 10:00 | 20:00 | #N/A | #N/A | #N/A | #N/A
Friday | #N/A | #N/A | 10:00 | 20:00 | #N/A | #N/A | #N/A | #N/A
Saturday | #N/A | #N/A | 12:00 | 19:00 | #N/A | #N/A | #N/A | #N/A
Sunday | #N/A | #N/A | 12:00 | 19:00 | #N/A | #N/A | #N/A | #N/A
Set Points | Assumption/Autofill | Manual Input | Checks
Do you know your set points? |  | No
Occupied Heating Set Point (F) | #N/A | 70
Occupied Cooling Set Point (F) | #N/A | 72
Unoccupied Heating Set Point (F) | #N/A |  | Enter Unoccupied Heating Set Point (F)
Unoccupied Cooling Set Point (F) | #N/A |  | Enter Unoccupied Cooling Set Point (F)
RTU Details | Assumption/Autofill | Inputs | Checks
Cooling Capacity (Tons) |  | 0
Supply Fan Horsepower | #N/A |  | #N/A
Heat Type |  | 0
Has Economizer? |  | 0
Project/Incentive Details | Inputs
Utility Incentive Amount ($) | 0
Total Project Cost ($) | 0
Note on A9: [Threaded comment] Your version of Excel allows you to read this threaded comment; however, any edits to it will get removed if the file is opened in a newer version of Excel. Learn more: https://go.microsoft.com/fwlink/?linkid=870924 Comment: The user should enter the site's zipcode.
Note on A10: [Threaded comment] Your version of Excel allows you to read this threaded comment; however, any edits to it will get removed if the file is opened in a newer version of Excel. Learn more: https://go.microsoft.com/fwlink/?linkid=870924 Comment: The latitude will be entered in the gray sapce if the tool can locate the zipcode. If not, the user should use the link in B1 to find the latitude and longitude for the site.
Note on A11: [Threaded comment] Your version of Excel allows you to read this threaded comment; however, any edits to it will get removed if the file is opened in a newer version of Excel. Learn more: https://go.microsoft.com/fwlink/?linkid=870924 Comment: The longitude will be entered in the gray sapce if the tool can locate the zipcode. If not, the user should use the link in B1 to find the latitude and longitude for the site.
Note on A12: [Threaded comment] Your version of Excel allows you to read this threaded comment; however, any edits to it will get removed if the file is opened in a newer version of Excel. Learn more: https://go.microsoft.com/fwlink/?linkid=870924 Comment: The state will be autopopulated in gray if the tool recognizes the zipcode. If not, the state should be selected from the dropdown menu in C7. This will help determine the correct setpoints.
Note on A13: [Threaded comment] Your version of Excel allows you to read this threaded comment; however, any edits to it will get removed if the file is opened in a newer version of Excel. Learn more: https://go.microsoft.com/fwlink/?linkid=870924 Comment: The user should select from the 3 closest airports in C8. The closest is always at the top. The corresponding weather data is automatically pulled into the tool.
Note on A32: [Threaded comment] Your version of Excel allows you to read this threaded comment; however, any edits to it will get removed if the file is opened in a newer version of Excel. Learn more: https://go.microsoft.com/fwlink/?linkid=870924 Comment: If the user enters no, setpoints will automatically populated. If the user enters yes, the user will be prompted for the site's setpoints.
Note on C8: [Threaded comment] Your version of Excel allows you to read this threaded comment; however, any edits to it will get removed if the file is opened in a newer version of Excel. Learn more: https://go.microsoft.com/fwlink/?linkid=870924 Comment: Checks column will prompt the user for any missing information.
Note on J1: [Threaded comment] Your version of Excel allows you to read this threaded comment; however, any edits to it will get removed if the file is opened in a newer version of Excel. Learn more: https://go.microsoft.com/fwlink/?linkid=870924 Comment: 3 closest TMY3 weather stations based on distance from the site. (1 is closest)
Note on K1: [Threaded comment] Your version of Excel allows you to read this threaded comment; however, any edits to it will get removed if the file is opened in a newer version of Excel. Learn more: https://go.microsoft.com/fwlink/?linkid=870924 Comment: Station names determined based on smallest distance from the site.
Note on L1: [Threaded comment] Your version of Excel allows you to read this threaded comment; however, any edits to it will get removed if the file is opened in a newer version of Excel. Learn more: https://go.microsoft.com/fwlink/?linkid=870924 Comment: elevation of the site. This is crucial so the contractor can determine if the site is good for weather data. If station is at significantly different altitude, the contractor or end user may oopt for a station a little further, but at a more comprable altitude.
Adjust cells highlighted in orange with desired schedules. Enter time in military format (24-hr schedule).
Data on this tab pulls from Front End, so overwriting inputs on this page will cause the front end calculations to no longer be relevant.
Take me to Outputs

## Outputs
Savings Summary
| Arc Full | Arc Lite
Fan Energy Savings (kWh) | #N/A | #N/A
Economizer Savings (kWh) | #N/A | 0
DCV & Heat/Cool Savings (kWh) | #N/A | 0
Total Annual Electrical Savings ($) | #N/A | #N/A
Total Annual Heating Savings ($) | #N/A | 0
Total Annual Savings ($) | #N/A | #N/A
Payback Summary
Install Cost ($) | 0 | 0
Total Incentive ($) | 0 | 0
Simple Payback (Years) | #N/A | #N/A
Multiple RTU Outputs
RTU Unit Number | kWh savings | therm savings
ex. RTU-1 | 500
Total Savings | 500 | 0
Total Project cost
Total Incentive
Total Project Simple Payback (Years) | 0
On this tab you'll see savings totals for installing ARC and also a section calculating the simple payback based on average utility rates, incentives (if available) and estimated project cost.
Savings are broken up between the two types of ARC installations that are available. ARC-Full. and ARC-Lite. The ARC-Lite option involves adjusting the supply fan speed through installation of a VFD or multi-speed motor. ARC-Full adds fan speed control as well as Demand Control Ventilation (DCV) and advanced economizer control.
If the unit has an economizer already, no additional economizer savings are gained by adding ARC-Full. If an economizer is not present however, this tool calculates additional savings gained through the addition of an economizer.
DCV savings are estimated based on default occupancy schedules and can vary depending on the actual occupancy of the building.
Use this section if you have multiple RTUs on a site and want to understand total payback based on retrofitting multiple units with ARC.
Run payback tool for a single RTU, enter the kWh and therm savings outputs (if applicable) into yellow highlighted cells for each unit. Re-run savings tool for each subsequent RTU. Once finished enter total project cost, total expected incentive, and review estimated simple payback.
Take me back to Inputs

## Calcs (hidden)
[8 empty] | HVAC Energy Summary | [6 empty] | Savings Summary
[9 empty] | Fan kW (kWh/yr) | Mech Cooling (tons) | Envelope Heating Load (Kbtu) | Ventilation Heating Load (Kbtu) |  |  | Speed Control (kWh/yr) | DCV - Cooling Savings (kWh/yr) | DCV - Gas Heating (Therms/yr) | DCV - Electric Heating (kWh/yr) | Economizer Savings (kWh/yr) | Speed Control ($/yr) | DCV - Cooling Savings ($/yr) | DCV - Gas Heating Savings ($/yr) | DCV - Electric Heating ($/yr) | Economizer Savings ($/yr)
[8 empty] | Baseline | #N/A | #N/A | #N/A | #N/A |  |  | #N/A | #N/A | #N/A | #N/A | #N/A | #N/A | #N/A | #N/A | #N/A | #N/A
[8 empty] | EEMs | #N/A | #N/A | #N/A | #N/A
[43 empty] | max speed | #N/A
[43 empty] | 95th percentile | #N/A
[43 empty] | 90th percentile | #N/A
[16 empty] | Sum | Sum | Sum | Sum | Sum | Sum | Sum | Sum | Sum | Sum | Sum | Sum | Sum | Sum | Sum | Sum | Sum |  | Sum | Sum | Sum | Sum | Sum | Sum | Sum | Sum | Sum | Sum | Max | Sum | Average | Average | Sum | Sum | Sum
[16 empty] | #N/A | #N/A | #N/A | #N/A | #N/A | #N/A | #N/A | #N/A | #N/A | #N/A | #N/A | #N/A | #N/A | #N/A | #N/A | #N/A | #N/A |  | #N/A | #N/A | #N/A | #N/A | #N/A | #N/A | #N/A | #N/A | #N/A | #N/A | #N/A | #N/A | #N/A | #N/A | #N/A | #N/A | #N/A
[29 empty] | #N/A | #N/A | #N/A | #N/A |  | #N/A | #N/A | #N/A | #N/A | #N/A | #N/A |  | #N/A | #N/A | #N/A
[7 empty] | #N/A | [8 empty] | Baseline | [12 empty] | VFDs and Controls | [14 empty] | Analysis
INPUTS: |  |  |  | EEM Inputs:
[7 empty] | Month | Day | Hour of Year | Hour of Day | Date | Day of the week | Day of Week | Holiday? | DBT (F) | HVAC On? | Baseline Flow (cfm) | Const Speed SF Power (kW) | Envelope Htg Load (MBH) | Ventilation Htg Load (MBH) | Htg Run Time % hr | Envelope Clg Load (TR) | Vent Clg Load (TR) | Economize Cooling? TR needed/avail | Economizing (TR) | Mech Cooling (TR) | Clg Run Time % hr | Cond Fan Power (kW) | HVAC On? | Avg Flow (cfm) | VFD SF Power (kW) | Envelope Htg Load (MBH) | DCV Load Profile | Ventilation Htg Load (MBH) | Htg Run Time % hr | Envelope Clg Load (TR) | Vent Clg Load (TR) | Economize Avail (TR need/avail | Economizing (TR) | Econo Run Time % hr | Mech Cooling (TR) | Clg Run Time % hr | Cond Fan Power (kW) | VSD speed check | Baseline Economizer (TR) | Heating COP | Cooling COP | DCV & Heating Savings (kW) | DCV & Cooling Savings (kWh) | Economizer Savings (kW)
Total Cooling Capacity | 0 | Tons |  | Min VFD Speed | 40% |  | 1 | 1 | 1 | 1 | 2020-01-01 | Tuesday | 2 | Yes | #N/A | 0 | 0 | #N/A | #N/A | #N/A | #N/A | #N/A | #N/A | #N/A | #N/A | #N/A | #N/A | #N/A | 0 | #N/A | #N/A | #N/A | #N/A | #N/A | #N/A | #N/A | #N/A | #N/A | #N/A | #N/A | #N/A | #N/A | #N/A | #N/A | #N/A | #N/A | #N/A | #N/A | #N/A | #N/A
Total Heating Capacity | #N/A | MBH |  | Clg VFD Speed | 90% |  | 1 | 1 | 2 | 2 | 2020-01-01 | Tuesday | 2 | Yes | #N/A | 0 | 0 | #N/A | #N/A | #N/A | #N/A | #N/A | #N/A | #N/A | #N/A | #N/A | #N/A | #N/A | 0 | #N/A | #N/A | #N/A | #N/A | #N/A | #N/A | #N/A | #N/A | #N/A | #N/A | #N/A | #N/A | #N/A | #N/A | #N/A | #N/A | #N/A | #N/A | #N/A | #N/A | #N/A
Total Flow | 0 | CFM |  | Htg VFD Speed | 75% |  | 1 | 1 | 3 | 3 | 2020-01-01 | Tuesday | 2 | Yes | #N/A | 0 | 0 | #N/A | #N/A | #N/A | #N/A | #N/A | #N/A | #N/A | #N/A | #N/A | #N/A | #N/A | 0 | #N/A | #N/A | #N/A | #N/A | #N/A | #N/A | #N/A | #N/A | #N/A | #N/A | #N/A | #N/A | #N/A | #N/A | #N/A | #N/A | #N/A | #N/A | #N/A | #N/A | #N/A
Avg Min OA% | #N/A |  |  | Economizer? | Yes |  | 1 | 1 | 4 | 4 | 2020-01-01 | Tuesday | 2 | Yes | #N/A | 0 | 0 | #N/A | #N/A | #N/A | #N/A | #N/A | #N/A | #N/A | #N/A | #N/A | #N/A | #N/A | 0 | #N/A | #N/A | #N/A | #N/A | #N/A | #N/A | #N/A | #N/A | #N/A | #N/A | #N/A | #N/A | #N/A | #N/A | #N/A | #N/A | #N/A | #N/A | #N/A | #N/A | #N/A
Supply Fan | #N/A | HP |  | Fan Affinity Power | 2.7 |  | 1 | 1 | 5 | 5 | 2020-01-01 | Tuesday | 2 | Yes | #N/A | 0 | 0 | #N/A | #N/A | #N/A | #N/A | #N/A | #N/A | #N/A | #N/A | #N/A | #N/A | #N/A | 0 | #N/A | #N/A | #N/A | #N/A | #N/A | #N/A | #N/A | #N/A | #N/A | #N/A | #N/A | #N/A | #N/A | #N/A | #N/A | #N/A | #N/A | #N/A | #N/A | #N/A | #N/A
Cond Fan | #N/A | HP |  |  |  |  | 1 | 1 | 6 | 6 | 2020-01-01 | Tuesday | 2 | Yes | #N/A | 0 | 0 | #N/A | #N/A | #N/A | #N/A | #N/A | #N/A | #N/A | #N/A | #N/A | #N/A | #N/A | 0 | #N/A | #N/A | #N/A | #N/A | #N/A | #N/A | #N/A | #N/A | #N/A | #N/A | #N/A | #N/A | #N/A | #N/A | #N/A | #N/A | #N/A | #N/A | #N/A | #N/A | #N/A
Heating SP | 70 | °F |  | Schedules: |  |  | 1 | 1 | 7 | 7 | 2020-01-01 | Tuesday | 2 | Yes | #N/A | 0 | 0 | #N/A | #N/A | #N/A | #N/A | #N/A | #N/A | #N/A | #N/A | #N/A | #N/A | #N/A | 0 | #N/A | #N/A | #N/A | #N/A | #N/A | #N/A | #N/A | #N/A | #N/A | #N/A | #N/A | #N/A | #N/A | #N/A | #N/A | #N/A | #N/A | #N/A | #N/A | #N/A | #N/A
Cooling SP | 72 | °F |  |  | ON | OFF | 1 | 1 | 8 | 8 | 2020-01-01 | Tuesday | 2 | Yes | #N/A | 0 | 0 | #N/A | #N/A | #N/A | #N/A | #N/A | #N/A | #N/A | #N/A | #N/A | #N/A | #N/A | 0 | #N/A | #N/A | #N/A | #N/A | #N/A | #N/A | #N/A | #N/A | #N/A | #N/A | #N/A | #N/A | #N/A | #N/A | #N/A | #N/A | #N/A | #N/A | #N/A | #N/A | #N/A
Return Air Temp | 70 | °F |  | Mon-Fri | #N/A | #N/A | 1 | 1 | 9 | 9 | 2020-01-01 | Tuesday | 2 | Yes | #N/A | 0 | 0 | #N/A | #N/A | #N/A | #N/A | #N/A | #N/A | #N/A | #N/A | #N/A | #N/A | #N/A | 0 | #N/A | #N/A | #N/A | #N/A | #N/A | #N/A | #N/A | #N/A | #N/A | #N/A | #N/A | #N/A | #N/A | #N/A | #N/A | #N/A | #N/A | #N/A | #N/A | #N/A | #N/A
Building Balance Point Temp | 55 | °F |  | Saturday | #N/A | #N/A | 1 | 1 | 10 | 10 | 2020-01-01 | Tuesday | 2 | Yes | #N/A | 0 | 0 | #N/A | #N/A | #N/A | #N/A | #N/A | #N/A | #N/A | #N/A | #N/A | #N/A | #N/A | 0 | #N/A | #N/A | #N/A | #N/A | #N/A | #N/A | #N/A | #N/A | #N/A | #N/A | #N/A | #N/A | #N/A | #N/A | #N/A | #N/A | #N/A | #N/A | #N/A | #N/A | #N/A
Cooling Lockout Temp | 55 | °F |  | Sunday | #N/A | #N/A | 1 | 1 | 11 | 11 | 2020-01-01 | Tuesday | 2 | Yes | #N/A | 0 | 0 | #N/A | #N/A | #N/A | #N/A | #N/A | #N/A | #N/A | #N/A | #N/A | #N/A | #N/A | 0 | #N/A | #N/A | #N/A | #N/A | #N/A | #N/A | #N/A | #N/A | #N/A | #N/A | #N/A | #N/A | #N/A | #N/A | #N/A | #N/A | #N/A | #N/A | #N/A | #N/A | #N/A
Max Cooling Temp | #N/A | °F |  |  |  |  | 1 | 1 | 12 | 12 | 2020-01-01 | Tuesday | 2 | Yes | #N/A | 0 | 0 | #N/A | #N/A | #N/A | #N/A | #N/A | #N/A | #N/A | #N/A | #N/A | #N/A | #N/A | 0 | #N/A | #N/A | #N/A | #N/A | #N/A | #N/A | #N/A | #N/A | #N/A | #N/A | #N/A | #N/A | #N/A | #N/A | #N/A | #N/A | #N/A | #N/A | #N/A | #N/A | #N/A
Low Heating Temp | #N/A | °F |  | Building Type | 0 |  | 1 | 1 | 13 | 13 | 2020-01-01 | Tuesday | 2 | Yes | #N/A | 0 | 0 | #N/A | #N/A | #N/A | #N/A | #N/A | #N/A | #N/A | #N/A | #N/A | #N/A | #N/A | 0 | #N/A | #N/A | #N/A | #N/A | #N/A | #N/A | #N/A | #N/A | #N/A | #N/A | #N/A | #N/A | #N/A | #N/A | #N/A | #N/A | #N/A | #N/A | #N/A | #N/A | #N/A
Heating Lockout Temp | 50 | °F |  |  |  |  | 1 | 1 | 14 | 14 | 2020-01-01 | Tuesday | 2 | Yes | #N/A | 0 | 0 | #N/A | #N/A | #N/A | #N/A | #N/A | #N/A | #N/A | #N/A | #N/A | #N/A | #N/A | 0 | #N/A | #N/A | #N/A | #N/A | #N/A | #N/A | #N/A | #N/A | #N/A | #N/A | #N/A | #N/A | #N/A | #N/A | #N/A | #N/A | #N/A | #N/A | #N/A | #N/A | #N/A
Gas Heating Efficiency | 80% | [5 empty] | 1 | 1 | 15 | 15 | 2020-01-01 | Tuesday | 2 | Yes | #N/A | 0 | 0 | #N/A | #N/A | #N/A | #N/A | #N/A | #N/A | #N/A | #N/A | #N/A | #N/A | #N/A | 0 | #N/A | #N/A | #N/A | #N/A | #N/A | #N/A | #N/A | #N/A | #N/A | #N/A | #N/A | #N/A | #N/A | #N/A | #N/A | #N/A | #N/A | #N/A | #N/A | #N/A | #N/A
Motor Efficiency | 85% | [5 empty] | 1 | 1 | 16 | 16 | 2020-01-01 | Tuesday | 2 | Yes | #N/A | 0 | 0 | #N/A | #N/A | #N/A | #N/A | #N/A | #N/A | #N/A | #N/A | #N/A | #N/A | #N/A | 0 | #N/A | #N/A | #N/A | #N/A | #N/A | #N/A | #N/A | #N/A | #N/A | #N/A | #N/A | #N/A | #N/A | #N/A | #N/A | #N/A | #N/A | #N/A | #N/A | #N/A | #N/A
Economizer? | 0% | [5 empty] | 1 | 1 | 17 | 17 | 2020-01-01 | Tuesday | 2 | Yes | #N/A | 0 | 0 | #N/A | #N/A | #N/A | #N/A | #N/A | #N/A | #N/A | #N/A | #N/A | #N/A | #N/A | 0 | #N/A | #N/A | #N/A | #N/A | #N/A | #N/A | #N/A | #N/A | #N/A | #N/A | #N/A | #N/A | #N/A | #N/A | #N/A | #N/A | #N/A | #N/A | #N/A | #N/A | #N/A
Elec. Resistance engage temp | 35 | °F |  |  |  |  | 1 | 1 | 18 | 18 | 2020-01-01 | Tuesday | 2 | Yes | #N/A | 0 | 0 | #N/A | #N/A | #N/A | #N/A | #N/A | #N/A | #N/A | #N/A | #N/A | #N/A | #N/A | 0 | #N/A | #N/A | #N/A | #N/A | #N/A | #N/A | #N/A | #N/A | #N/A | #N/A | #N/A | #N/A | #N/A | #N/A | #N/A | #N/A | #N/A | #N/A | #N/A | #N/A | #N/A
[7 empty] | 1 | 1 | 19 | 19 | 2020-01-01 | Tuesday | 2 | Yes | #N/A | 0 | 0 | #N/A | #N/A | #N/A | #N/A | #N/A | #N/A | #N/A | #N/A | #N/A | #N/A | #N/A | 0 | #N/A | #N/A | #N/A | #N/A | #N/A | #N/A | #N/A | #N/A | #N/A | #N/A | #N/A | #N/A | #N/A | #N/A | #N/A | #N/A | #N/A | #N/A | #N/A | #N/A | #N/A
Utility Rates: | [6 empty] | 1 | 1 | 20 | 20 | 2020-01-01 | Tuesday | 2 | Yes | #N/A | 0 | 0 | #N/A | #N/A | #N/A | #N/A | #N/A | #N/A | #N/A | #N/A | #N/A | #N/A | #N/A | 0 | #N/A | #N/A | #N/A | #N/A | #N/A | #N/A | #N/A | #N/A | #N/A | #N/A | #N/A | #N/A | #N/A | #N/A | #N/A | #N/A | #N/A | #N/A | #N/A | #N/A | #N/A
$/kWh | 0.0904 | [5 empty] | 1 | 1 | 21 | 21 | 2020-01-01 | Tuesday | 2 | Yes | #N/A | 0 | 0 | #N/A | #N/A | #N/A | #N/A | #N/A | #N/A | #N/A | #N/A | #N/A | #N/A | #N/A | 0 | #N/A | #N/A | #N/A | #N/A | #N/A | #N/A | #N/A | #N/A | #N/A | #N/A | #N/A | #N/A | #N/A | #N/A | #N/A | #N/A | #N/A | #N/A | #N/A | #N/A | #N/A
$/therm | 0.60456 | [5 empty] | 1 | 1 | 22 | 22 | 2020-01-01 | Tuesday | 2 | Yes | #N/A | 0 | 0 | #N/A | #N/A | #N/A | #N/A | #N/A | #N/A | #N/A | #N/A | #N/A | #N/A | #N/A | 0 | #N/A | #N/A | #N/A | #N/A | #N/A | #N/A | #N/A | #N/A | #N/A | #N/A | #N/A | #N/A | #N/A | #N/A | #N/A | #N/A | #N/A | #N/A | #N/A | #N/A | #N/A
[7 empty] | 1 | 1 | 23 | 23 | 2020-01-01 | Tuesday | 2 | Yes | #N/A | 0 | 0 | #N/A | #N/A | #N/A | #N/A | #N/A | #N/A | #N/A | #N/A | #N/A | #N/A | #N/A | 0 | #N/A | #N/A | #N/A | #N/A | #N/A | #N/A | #N/A | #N/A | #N/A | #N/A | #N/A | #N/A | #N/A | #N/A | #N/A | #N/A | #N/A | #N/A | #N/A | #N/A | #N/A
[7 empty] | 1 | 1 | 24 | 24 | 2020-01-01 | Tuesday | 2 | Yes | #N/A | 0 | 0 | #N/A | #N/A | #N/A | #N/A | #N/A | #N/A | #N/A | #N/A | #N/A | #N/A | #N/A | 0 | #N/A | #N/A | #N/A | #N/A | #N/A | #N/A | #N/A | #N/A | #N/A | #N/A | #N/A | #N/A | #N/A | #N/A | #N/A | #N/A | #N/A | #N/A | #N/A | #N/A | #N/A
Regressions: | T Hi | T lo | Load Hi | Load Lo T |  |  | 1 | 2 | 25 | 1 | 2020-01-02 | Wednesday | 3 | No | #N/A | #N/A | #N/A | #N/A | #N/A | #N/A | #N/A | #N/A | #N/A | #N/A | #N/A | #N/A | #N/A | #N/A | #N/A | #N/A | #N/A | #N/A | #N/A | #N/A | #N/A | #N/A | #N/A | #N/A | #N/A | #N/A | #N/A | #N/A | #N/A | #N/A | #N/A | #N/A | #N/A | #N/A | #N/A | #N/A
Htg (MBH) | 50 | #N/A | 0 | #N/A |  |  | 1 | 2 | 26 | 2 | 2020-01-02 | Wednesday | 3 | No | #N/A | #N/A | #N/A | #N/A | #N/A | #N/A | #N/A | #N/A | #N/A | #N/A | #N/A | #N/A | #N/A | #N/A | #N/A | #N/A | #N/A | #N/A | #N/A | #N/A | #N/A | #N/A | #N/A | #N/A | #N/A | #N/A | #N/A | #N/A | #N/A | #N/A | #N/A | #N/A | #N/A | #N/A | #N/A | #N/A
Clg (TR) | #N/A | 55 | 0 | 0 |  |  | 1 | 2 | 27 | 3 | 2020-01-02 | Wednesday | 3 | No | #N/A | #N/A | #N/A | #N/A | #N/A | #N/A | #N/A | #N/A | #N/A | #N/A | #N/A | #N/A | #N/A | #N/A | #N/A | #N/A | #N/A | #N/A | #N/A | #N/A | #N/A | #N/A | #N/A | #N/A | #N/A | #N/A | #N/A | #N/A | #N/A | #N/A | #N/A | #N/A | #N/A | #N/A | #N/A | #N/A
Regressions: | T Hi | T lo | COP Hi | COP Lo |  |  | 1 | 2 | 28 | 4 | 2020-01-02 | Wednesday | 3 | No | #N/A | #N/A | #N/A | #N/A | #N/A | #N/A | #N/A | #N/A | #N/A | #N/A | #N/A | #N/A | #N/A | #N/A | #N/A | #N/A | #N/A | #N/A | #N/A | #N/A | #N/A | #N/A | #N/A | #N/A | #N/A | #N/A | #N/A | #N/A | #N/A | #N/A | #N/A | #N/A | #N/A | #N/A | #N/A | #N/A
Elec. Resistance | 35 | #N/A | 2.779 | 1 |  |  | 1 | 2 | 29 | 5 | 2020-01-02 | Wednesday | 3 | No | #N/A | #N/A | #N/A | #N/A | #N/A | #N/A | #N/A | #N/A | #N/A | #N/A | #N/A | #N/A | #N/A | #N/A | #N/A | #N/A | #N/A | #N/A | #N/A | #N/A | #N/A | #N/A | #N/A | #N/A | #N/A | #N/A | #N/A | #N/A | #N/A | #N/A | #N/A | #N/A | #N/A | #N/A | #N/A | #N/A
[7 empty] | 1 | 2 | 30 | 6 | 2020-01-02 | Wednesday | 3 | No | #N/A | #N/A | #N/A | #N/A | #N/A | #N/A | #N/A | #N/A | #N/A | #N/A | #N/A | #N/A | #N/A | #N/A | #N/A | #N/A | #N/A | #N/A | #N/A | #N/A | #N/A | #N/A | #N/A | #N/A | #N/A | #N/A | #N/A | #N/A | #N/A | #N/A | #N/A | #N/A | #N/A | #N/A | #N/A | #N/A
[7 empty] | 1 | 2 | 31 | 7 | 2020-01-02 | Wednesday | 3 | No | #N/A | #N/A | #N/A | #N/A | #N/A | #N/A | #N/A | #N/A | #N/A | #N/A | #N/A | #N/A | #N/A | #N/A | #N/A | #N/A | #N/A | #N/A | #N/A | #N/A | #N/A | #N/A | #N/A | #N/A | #N/A | #N/A | #N/A | #N/A | #N/A | #N/A | #N/A | #N/A | #N/A | #N/A | #N/A | #N/A
[7 empty] | 1 | 2 | 32 | 8 | 2020-01-02 | Wednesday | 3 | No | #N/A | #N/A | #N/A | #N/A | #N/A | #N/A | #N/A | #N/A | #N/A | #N/A | #N/A | #N/A | #N/A | #N/A | #N/A | #N/A | #N/A | #N/A | #N/A | #N/A | #N/A | #N/A | #N/A | #N/A | #N/A | #N/A | #N/A | #N/A | #N/A | #N/A | #N/A | #N/A | #N/A | #N/A | #N/A | #N/A
[7 empty] | 1 | 2 | 33 | 9 | 2020-01-02 | Wednesday | 3 | No | #N/A | #N/A | #N/A | #N/A | #N/A | #N/A | #N/A | #N/A | #N/A | #N/A | #N/A | #N/A | #N/A | #N/A | #N/A | #N/A | #N/A | #N/A | #N/A | #N/A | #N/A | #N/A | #N/A | #N/A | #N/A | #N/A | #N/A | #N/A | #N/A | #N/A | #N/A | #N/A | #N/A | #N/A | #N/A | #N/A
[7 empty] | 1 | 2 | 34 | 10 | 2020-01-02 | Wednesday | 3 | No | #N/A | #N/A | #N/A | #N/A | #N/A | #N/A | #N/A | #N/A | #N/A | #N/A | #N/A | #N/A | #N/A | #N/A | #N/A | #N/A | #N/A | #N/A | #N/A | #N/A | #N/A | #N/A | #N/A | #N/A | #N/A | #N/A | #N/A | #N/A | #N/A | #N/A | #N/A | #N/A | #N/A | #N/A | #N/A | #N/A
[7 empty] | 1 | 2 | 35 | 11 | 2020-01-02 | Wednesday | 3 | No | #N/A | #N/A | #N/A | #N/A | #N/A | #N/A | #N/A | #N/A | #N/A | #N/A | #N/A | #N/A | #N/A | #N/A | #N/A | #N/A | #N/A | #N/A | #N/A | #N/A | #N/A | #N/A | #N/A | #N/A | #N/A | #N/A | #N/A | #N/A | #N/A | #N/A | #N/A | #N/A | #N/A | #N/A | #N/A | #N/A
[7 empty] | 1 | 2 | 36 | 12 | 2020-01-02 | Wednesday | 3 | No | #N/A | #N/A | #N/A | #N/A | #N/A | #N/A | #N/A | #N/A | #N/A | #N/A | #N/A | #N/A | #N/A | #N/A | #N/A | #N/A | #N/A | #N/A | #N/A | #N/A | #N/A | #N/A | #N/A | #N/A | #N/A | #N/A | #N/A | #N/A | #N/A | #N/A | #N/A | #N/A | #N/A | #N/A | #N/A | #N/A
[7 empty] | 1 | 2 | 37 | 13 | 2020-01-02 | Wednesday | 3 | No | #N/A | #N/A | #N/A | #N/A | #N/A | #N/A | #N/A | #N/A | #N/A | #N/A | #N/A | #N/A | #N/A | #N/A | #N/A | #N/A | #N/A | #N/A | #N/A | #N/A | #N/A | #N/A | #N/A | #N/A | #N/A | #N/A | #N/A | #N/A | #N/A | #N/A | #N/A | #N/A | #N/A | #N/A | #N/A | #N/A
[7 empty] | 1 | 2 | 38 | 14 | 2020-01-02 | Wednesday | 3 | No | #N/A | #N/A | #N/A | #N/A | #N/A | #N/A | #N/A | #N/A | #N/A | #N/A | #N/A | #N/A | #N/A | #N/A | #N/A | #N/A | #N/A | #N/A | #N/A | #N/A | #N/A | #N/A | #N/A | #N/A | #N/A | #N/A | #N/A | #N/A | #N/A | #N/A | #N/A | #N/A | #N/A | #N/A | #N/A | #N/A
[7 empty] | 1 | 2 | 39 | 15 | 2020-01-02 | Wednesday | 3 | No | #N/A | #N/A | #N/A | #N/A | #N/A | #N/A | #N/A | #N/A | #N/A | #N/A | #N/A | #N/A | #N/A | #N/A | #N/A | #N/A | #N/A | #N/A | #N/A | #N/A | #N/A | #N/A | #N/A | #N/A | #N/A | #N/A | #N/A | #N/A | #N/A | #N/A | #N/A | #N/A | #N/A | #N/A | #N/A | #N/A
[7 empty] | 1 | 2 | 40 | 16 | 2020-01-02 | Wednesday | 3 | No | #N/A | #N/A | #N/A | #N/A | #N/A | #N/A | #N/A | #N/A | #N/A | #N/A | #N/A | #N/A | #N/A | #N/A | #N/A | #N/A | #N/A | #N/A | #N/A | #N/A | #N/A | #N/A | #N/A | #N/A | #N/A | #N/A | #N/A | #N/A | #N/A | #N/A | #N/A | #N/A | #N/A | #N/A | #N/A | #N/A
[7 empty] | 1 | 2 | 41 | 17 | 2020-01-02 | Wednesday | 3 | No | #N/A | #N/A | #N/A | #N/A | #N/A | #N/A | #N/A | #N/A | #N/A | #N/A | #N/A | #N/A | #N/A | #N/A | #N/A | #N/A | #N/A | #N/A | #N/A | #N/A | #N/A | #N/A | #N/A | #N/A | #N/A | #N/A | #N/A | #N/A | #N/A | #N/A | #N/A | #N/A | #N/A | #N/A | #N/A | #N/A
[7 empty] | 1 | 2 | 42 | 18 | 2020-01-02 | Wednesday | 3 | No | #N/A | #N/A | #N/A | #N/A | #N/A | #N/A | #N/A | #N/A | #N/A | #N/A | #N/A | #N/A | #N/A | #N/A | #N/A | #N/A | #N/A | #N/A | #N/A | #N/A | #N/A | #N/A | #N/A | #N/A | #N/A | #N/A | #N/A | #N/A | #N/A | #N/A | #N/A | #N/A | #N/A | #N/A | #N/A | #N/A
[7 empty] | 1 | 2 | 43 | 19 | 2020-01-02 | Wednesday | 3 | No | #N/A | #N/A | #N/A | #N/A | #N/A | #N/A | #N/A | #N/A | #N/A | #N/A | #N/A | #N/A | #N/A | #N/A | #N/A | #N/A | #N/A | #N/A | #N/A | #N/A | #N/A | #N/A | #N/A | #N/A | #N/A | #N/A | #N/A | #N/A | #N/A | #N/A | #N/A | #N/A | #N/A | #N/A | #N/A | #N/A
[7 empty] | 1 | 2 | 44 | 20 | 2020-01-02 | Wednesday | 3 | No | #N/A | #N/A | #N/A | #N/A | #N/A | #N/A | #N/A | #N/A | #N/A | #N/A | #N/A | #N/A | #N/A | #N/A | #N/A | #N/A | #N/A | #N/A | #N/A | #N/A | #N/A | #N/A | #N/A | #N/A | #N/A | #N/A | #N/A | #N/A | #N/A | #N/A | #N/A | #N/A | #N/A | #N/A | #N/A | #N/A
[7 empty] | 1 | 2 | 45 | 21 | 2020-01-02 | Wednesday | 3 | No | #N/A | #N/A | #N/A | #N/A | #N/A | #N/A | #N/A | #N/A | #N/A | #N/A | #N/A | #N/A | #N/A | #N/A | #N/A | #N/A | #N/A | #N/A | #N/A | #N/A | #N/A | #N/A | #N/A | #N/A | #N/A | #N/A | #N/A | #N/A | #N/A | #N/A | #N/A | #N/A | #N/A | #N/A | #N/A | #N/A
[7 empty] | 1 | 2 | 46 | 22 | 2020-01-02 | Wednesday | 3 | No | #N/A | #N/A | #N/A | #N/A | #N/A | #N/A | #N/A | #N/A | #N/A | #N/A | #N/A | #N/A | #N/A | #N/A | #N/A | #N/A | #N/A | #N/A | #N/A | #N/A | #N/A | #N/A | #N/A | #N/A | #N/A | #N/A | #N/A | #N/A | #N/A | #N/A | #N/A | #N/A | #N/A | #N/A | #N/A | #N/A
[7 empty] | 1 | 2 | 47 | 23 | 2020-01-02 | Wednesday | 3 | No | #N/A | #N/A | #N/A | #N/A | #N/A | #N/A | #N/A | #N/A | #N/A | #N/A | #N/A | #N/A | #N/A | #N/A | #N/A | #N/A | #N/A | #N/A | #N/A | #N/A | #N/A | #N/A | #N/A | #N/A | #N/A | #N/A | #N/A | #N/A | #N/A | #N/A | #N/A | #N/A | #N/A | #N/A | #N/A | #N/A
[7 empty] | 1 | 2 | 48 | 24 | 2020-01-02 | Wednesday | 3 | No | #N/A | #N/A | #N/A | #N/A | #N/A | #N/A | #N/A | #N/A | #N/A | #N/A | #N/A | #N/A | #N/A | #N/A | #N/A | #N/A | #N/A | #N/A | #N/A | #N/A | #N/A | #N/A | #N/A | #N/A | #N/A | #N/A | #N/A | #N/A | #N/A | #N/A | #N/A | #N/A | #N/A | #N/A | #N/A | #N/A
[7 empty] | 1 | 3 | 49 | 1 | 2020-01-03 | Thursday | 4 | No | #N/A | #N/A | #N/A | #N/A | #N/A | #N/A | #N/A | #N/A | #N/A | #N/A | #N/A | #N/A | #N/A | #N/A | #N/A | #N/A | #N/A | #N/A | #N/A | #N/A | #N/A | #N/A | #N/A | #N/A | #N/A | #N/A | #N/A | #N/A | #N/A | #N/A | #N/A | #N/A | #N/A | #N/A | #N/A | #N/A
[7 empty] | 1 | 3 | 50 | 2 | 2020-01-03 | Thursday | 4 | No | #N/A | #N/A | #N/A | #N/A | #N/A | #N/A | #N/A | #N/A | #N/A | #N/A | #N/A | #N/A | #N/A | #N/A | #N/A | #N/A | #N/A | #N/A | #N/A | #N/A | #N/A | #N/A | #N/A | #N/A | #N/A | #N/A | #N/A | #N/A | #N/A | #N/A | #N/A | #N/A | #N/A | #N/A | #N/A | #N/A
[7 empty] | 1 | 3 | 51 | 3 | 2020-01-03 | Thursday | 4 | No | #N/A | #N/A | #N/A | #N/A | #N/A | #N/A | #N/A | #N/A | #N/A | #N/A | #N/A | #N/A | #N/A | #N/A | #N/A | #N/A | #N/A | #N/A | #N/A | #N/A | #N/A | #N/A | #N/A | #N/A | #N/A | #N/A | #N/A | #N/A | #N/A | #N/A | #N/A | #N/A | #N/A | #N/A | #N/A | #N/A
[7 empty] | 1 | 3 | 52 | 4 | 2020-01-03 | Thursday | 4 | No | #N/A | #N/A | #N/A | #N/A | #N/A | #N/A | #N/A | #N/A | #N/A | #N/A | #N/A | #N/A | #N/A | #N/A | #N/A | #N/A | #N/A | #N/A | #N/A | #N/A | #N/A | #N/A | #N/A | #N/A | #N/A | #N/A | #N/A | #N/A | #N/A | #N/A | #N/A | #N/A | #N/A | #N/A | #N/A | #N/A
[7 empty] | 1 | 3 | 53 | 5 | 2020-01-03 | Thursday | 4 | No | #N/A | #N/A | #N/A | #N/A | #N/A | #N/A | #N/A | #N/A | #N/A | #N/A | #N/A | #N/A | #N/A | #N/A | #N/A | #N/A | #N/A | #N/A | #N/A | #N/A | #N/A | #N/A | #N/A | #N/A | #N/A | #N/A | #N/A | #N/A | #N/A | #N/A | #N/A | #N/A | #N/A | #N/A | #N/A | #N/A
[7 empty] | 1 | 3 | 54 | 6 | 2020-01-03 | Thursday | 4 | No | #N/A | #N/A | #N/A | #N/A | #N/A | #N/A | #N/A | #N/A | #N/A | #N/A | #N/A | #N/A | #N/A | #N/A | #N/A | #N/A | #N/A | #N/A | #N/A | #N/A | #N/A | #N/A | #N/A | #N/A | #N/A | #N/A | #N/A | #N/A | #N/A | #N/A | #N/A | #N/A | #N/A | #N/A | #N/A | #N/A
[7 empty] | 1 | 3 | 55 | 7 | 2020-01-03 | Thursday | 4 | No | #N/A | #N/A | #N/A | #N/A | #N/A | #N/A | #N/A | #N/A | #N/A | #N/A | #N/A | #N/A | #N/A | #N/A | #N/A | #N/A | #N/A | #N/A | #N/A | #N/A | #N/A | #N/A | #N/A | #N/A | #N/A | #N/A | #N/A | #N/A | #N/A | #N/A | #N/A | #N/A | #N/A | #N/A | #N/A | #N/A
[7 empty] | 1 | 3 | 56 | 8 | 2020-01-03 | Thursday | 4 | No | #N/A | #N/A | #N/A | #N/A | #N/A | #N/A | #N/A | #N/A | #N/A | #N/A | #N/A | #N/A | #N/A | #N/A | #N/A | #N/A | #N/A | #N/A | #N/A | #N/A | #N/A | #N/A | #N/A | #N/A | #N/A | #N/A | #N/A | #N/A | #N/A | #N/A | #N/A | #N/A | #N/A | #N/A | #N/A | #N/A
[7 empty] | 1 | 3 | 57 | 9 | 2020-01-03 | Thursday | 4 | No | #N/A | #N/A | #N/A | #N/A | #N/A | #N/A | #N/A | #N/A | #N/A | #N/A | #N/A | #N/A | #N/A | #N/A | #N/A | #N/A | #N/A | #N/A | #N/A | #N/A | #N/A | #N/A | #N/A | #N/A | #N/A | #N/A | #N/A | #N/A | #N/A | #N/A | #N/A | #N/A | #N/A | #N/A | #N/A | #N/A
[7 empty] | 1 | 3 | 58 | 10 | 2020-01-03 | Thursday | 4 | No | #N/A | #N/A | #N/A | #N/A | #N/A | #N/A | #N/A | #N/A | #N/A | #N/A | #N/A | #N/A | #N/A | #N/A | #N/A | #N/A | #N/A | #N/A | #N/A | #N/A | #N/A | #N/A | #N/A | #N/A | #N/A | #N/A | #N/A | #N/A | #N/A | #N/A | #N/A | #N/A | #N/A | #N/A | #N/A | #N/A
[7 empty] | 1 | 3 | 59 | 11 | 2020-01-03 | Thursday | 4 | No | #N/A | #N/A | #N/A | #N/A | #N/A | #N/A | #N/A | #N/A | #N/A | #N/A | #N/A | #N/A | #N/A | #N/A | #N/A | #N/A | #N/A | #N/A | #N/A | #N/A | #N/A | #N/A | #N/A | #N/A | #N/A | #N/A | #N/A | #N/A | #N/A | #N/A | #N/A | #N/A | #N/A | #N/A | #N/A | #N/A
[7 empty] | 1 | 3 | 60 | 12 | 2020-01-03 | Thursday | 4 | No | #N/A | #N/A | #N/A | #N/A | #N/A | #N/A | #N/A | #N/A | #N/A | #N/A | #N/A | #N/A | #N/A | #N/A | #N/A | #N/A | #N/A | #N/A | #N/A | #N/A | #N/A | #N/A | #N/A | #N/A | #N/A | #N/A | #N/A | #N/A | #N/A | #N/A | #N/A | #N/A | #N/A | #N/A | #N/A | #N/A
[7 empty] | 1 | 3 | 61 | 13 | 2020-01-03 | Thursday | 4 | No | #N/A | #N/A | #N/A | #N/A | #N/A | #N/A | #N/A | #N/A | #N/A | #N/A | #N/A | #N/A | #N/A | #N/A | #N/A | #N/A | #N/A | #N/A | #N/A | #N/A | #N/A | #N/A | #N/A | #N/A | #N/A | #N/A | #N/A | #N/A | #N/A | #N/A | #N/A | #N/A | #N/A | #N/A | #N/A | #N/A
[7 empty] | 1 | 3 | 62 | 14 | 2020-01-03 | Thursday | 4 | No | #N/A | #N/A | #N/A | #N/A | #N/A | #N/A | #N/A | #N/A | #N/A | #N/A | #N/A | #N/A | #N/A | #N/A | #N/A | #N/A | #N/A | #N/A | #N/A | #N/A | #N/A | #N/A | #N/A | #N/A | #N/A | #N/A | #N/A | #N/A | #N/A | #N/A | #N/A | #N/A | #N/A | #N/A | #N/A | #N/A
[7 empty] | 1 | 3 | 63 | 15 | 2020-01-03 | Thursday | 4 | No | #N/A | #N/A | #N/A | #N/A | #N/A | #N/A | #N/A | #N/A | #N/A | #N/A | #N/A | #N/A | #N/A | #N/A | #N/A | #N/A | #N/A | #N/A | #N/A | #N/A | #N/A | #N/A | #N/A | #N/A | #N/A | #N/A | #N/A | #N/A | #N/A | #N/A | #N/A | #N/A | #N/A | #N/A | #N/A | #N/A
[7 empty] | 1 | 3 | 64 | 16 | 2020-01-03 | Thursday | 4 | No | #N/A | #N/A | #N/A | #N/A | #N/A | #N/A | #N/A | #N/A | #N/A | #N/A | #N/A | #N/A | #N/A | #N/A | #N/A | #N/A | #N/A | #N/A | #N/A | #N/A | #N/A | #N/A | #N/A | #N/A | #N/A | #N/A | #N/A | #N/A | #N/A | #N/A | #N/A | #N/A | #N/A | #N/A | #N/A | #N/A
[7 empty] | 1 | 3 | 65 | 17 | 2020-01-03 | Thursday | 4 | No | #N/A | #N/A | #N/A | #N/A | #N/A | #N/A | #N/A | #N/A | #N/A | #N/A | #N/A | #N/A | #N/A | #N/A | #N/A | #N/A | #N/A | #N/A | #N/A | #N/A | #N/A | #N/A | #N/A | #N/A | #N/A | #N/A | #N/A | #N/A | #N/A | #N/A | #N/A | #N/A | #N/A | #N/A | #N/A | #N/A
[7 empty] | 1 | 3 | 66 | 18 | 2020-01-03 | Thursday | 4 | No | #N/A | #N/A | #N/A | #N/A | #N/A | #N/A | #N/A | #N/A | #N/A | #N/A | #N/A | #N/A | #N/A | #N/A | #N/A | #N/A | #N/A | #N/A | #N/A | #N/A | #N/A | #N/A | #N/A | #N/A | #N/A | #N/A | #N/A | #N/A | #N/A | #N/A | #N/A | #N/A | #N/A | #N/A | #N/A | #N/A
[7 empty] | 1 | 3 | 67 | 19 | 2020-01-03 | Thursday | 4 | No | #N/A | #N/A | #N/A | #N/A | #N/A | #N/A | #N/A | #N/A | #N/A | #N/A | #N/A | #N/A | #N/A | #N/A | #N/A | #N/A | #N/A | #N/A | #N/A | #N/A | #N/A | #N/A | #N/A | #N/A | #N/A | #N/A | #N/A | #N/A | #N/A | #N/A | #N/A | #N/A | #N/A | #N/A | #N/A | #N/A
[7 empty] | 1 | 3 | 68 | 20 | 2020-01-03 | Thursday | 4 | No | #N/A | #N/A | #N/A | #N/A | #N/A | #N/A | #N/A | #N/A | #N/A | #N/A | #N/A | #N/A | #N/A | #N/A | #N/A | #N/A | #N/A | #N/A | #N/A | #N/A | #N/A | #N/A | #N/A | #N/A | #N/A | #N/A | #N/A | #N/A | #N/A | #N/A | #N/A | #N/A | #N/A | #N/A | #N/A | #N/A
[7 empty] | 1 | 3 | 69 | 21 | 2020-01-03 | Thursday | 4 | No | #N/A | #N/A | #N/A | #N/A | #N/A | #N/A | #N/A | #N/A | #N/A | #N/A | #N/A | #N/A | #N/A | #N/A | #N/A | #N/A | #N/A | #N/A | #N/A | #N/A | #N/A | #N/A | #N/A | #N/A | #N/A | #N/A | #N/A | #N/A | #N/A | #N/A | #N/A | #N/A | #N/A | #N/A | #N/A | #N/A
[7 empty] | 1 | 3 | 70 | 22 | 2020-01-03 | Thursday | 4 | No | #N/A | #N/A | #N/A | #N/A | #N/A | #N/A | #N/A | #N/A | #N/A | #N/A | #N/A | #N/A | #N/A | #N/A | #N/A | #N/A | #N/A | #N/A | #N/A | #N/A | #N/A | #N/A | #N/A | #N/A | #N/A | #N/A | #N/A | #N/A | #N/A | #N/A | #N/A | #N/A | #N/A | #N/A | #N/A | #N/A
[7 empty] | 1 | 3 | 71 | 23 | 2020-01-03 | Thursday | 4 | No | #N/A | #N/A | #N/A | #N/A | #N/A | #N/A | #N/A | #N/A | #N/A | #N/A | #N/A | #N/A | #N/A | #N/A | #N/A | #N/A | #N/A | #N/A | #N/A | #N/A | #N/A | #N/A | #N/A | #N/A | #N/A | #N/A | #N/A | #N/A | #N/A | #N/A | #N/A | #N/A | #N/A | #N/A | #N/A | #N/A
[7 empty] | 1 | 3 | 72 | 24 | 2020-01-03 | Thursday | 4 | No | #N/A | #N/A | #N/A | #N/A | #N/A | #N/A | #N/A | #N/A | #N/A | #N/A | #N/A | #N/A | #N/A | #N/A | #N/A | #N/A | #N/A | #N/A | #N/A | #N/A | #N/A | #N/A | #N/A | #N/A | #N/A | #N/A | #N/A | #N/A | #N/A | #N/A | #N/A | #N/A | #N/A | #N/A | #N/A | #N/A
[7 empty] | 1 | 4 | 73 | 1 | 2020-01-04 | Friday | 5 | No | #N/A | #N/A | #N/A | #N/A | #N/A | #N/A | #N/A | #N/A | #N/A | #N/A | #N/A | #N/A | #N/A | #N/A | #N/A | #N/A | #N/A | #N/A | #N/A | #N/A | #N/A | #N/A | #N/A | #N/A | #N/A | #N/A | #N/A | #N/A | #N/A | #N/A | #N/A | #N/A | #N/A | #N/A | #N/A | #N/A
[7 empty] | 1 | 4 | 74 | 2 | 2020-01-04 | Friday | 5 | No | #N/A | #N/A | #N/A | #N/A | #N/A | #N/A | #N/A | #N/A | #N/A | #N/A | #N/A | #N/A | #N/A | #N/A | #N/A | #N/A | #N/A | #N/A | #N/A | #N/A | #N/A | #N/A | #N/A | #N/A | #N/A | #N/A | #N/A | #N/A | #N/A | #N/A | #N/A | #N/A | #N/A | #N/A | #N/A | #N/A
[7 empty] | 1 | 4 | 75 | 3 | 2020-01-04 | Friday | 5 | No | #N/A | #N/A | #N/A | #N/A | #N/A | #N/A | #N/A | #N/A | #N/A | #N/A | #N/A | #N/A | #N/A | #N/A | #N/A | #N/A | #N/A | #N/A | #N/A | #N/A | #N/A | #N/A | #N/A | #N/A | #N/A | #N/A | #N/A | #N/A | #N/A | #N/A | #N/A | #N/A | #N/A | #N/A | #N/A | #N/A
[7 empty] | 1 | 4 | 76 | 4 | 2020-01-04 | Friday | 5 | No | #N/A | #N/A | #N/A | #N/A | #N/A | #N/A | #N/A | #N/A | #N/A | #N/A | #N/A | #N/A | #N/A | #N/A | #N/A | #N/A | #N/A | #N/A | #N/A | #N/A | #N/A | #N/A | #N/A | #N/A | #N/A | #N/A | #N/A | #N/A | #N/A | #N/A | #N/A | #N/A | #N/A | #N/A | #N/A | #N/A
[7 empty] | 1 | 4 | 77 | 5 | 2020-01-04 | Friday | 5 | No | #N/A | #N/A | #N/A | #N/A | #N/A | #N/A | #N/A | #N/A | #N/A | #N/A | #N/A | #N/A | #N/A | #N/A | #N/A | #N/A | #N/A | #N/A | #N/A | #N/A | #N/A | #N/A | #N/A | #N/A | #N/A | #N/A | #N/A | #N/A | #N/A | #N/A | #N/A | #N/A | #N/A | #N/A | #N/A | #N/A
[7 empty] | 1 | 4 | 78 | 6 | 2020-01-04 | Friday | 5 | No | #N/A | #N/A | #N/A | #N/A | #N/A | #N/A | #N/A | #N/A | #N/A | #N/A | #N/A | #N/A | #N/A | #N/A | #N/A | #N/A | #N/A | #N/A | #N/A | #N/A | #N/A | #N/A | #N/A | #N/A | #N/A | #N/A | #N/A | #N/A | #N/A | #N/A | #N/A | #N/A | #N/A | #N/A | #N/A | #N/A
[7 empty] | 1 | 4 | 79 | 7 | 2020-01-04 | Friday | 5 | No | #N/A | #N/A | #N/A | #N/A | #N/A | #N/A | #N/A | #N/A | #N/A | #N/A | #N/A | #N/A | #N/A | #N/A | #N/A | #N/A | #N/A | #N/A | #N/A | #N/A | #N/A | #N/A | #N/A | #N/A | #N/A | #N/A | #N/A | #N/A | #N/A | #N/A | #N/A | #N/A | #N/A | #N/A | #N/A | #N/A
[7 empty] | 1 | 4 | 80 | 8 | 2020-01-04 | Friday | 5 | No | #N/A | #N/A | #N/A | #N/A | #N/A | #N/A | #N/A | #N/A | #N/A | #N/A | #N/A | #N/A | #N/A | #N/A | #N/A | #N/A | #N/A | #N/A | #N/A | #N/A | #N/A | #N/A | #N/A | #N/A | #N/A | #N/A | #N/A | #N/A | #N/A | #N/A | #N/A | #N/A | #N/A | #N/A | #N/A | #N/A
[7 empty] | 1 | 4 | 81 | 9 | 2020-01-04 | Friday | 5 | No | #N/A | #N/A | #N/A | #N/A | #N/A | #N/A | #N/A | #N/A | #N/A | #N/A | #N/A | #N/A | #N/A | #N/A | #N/A | #N/A | #N/A | #N/A | #N/A | #N/A | #N/A | #N/A | #N/A | #N/A | #N/A | #N/A | #N/A | #N/A | #N/A | #N/A | #N/A | #N/A | #N/A | #N/A | #N/A | #N/A
[7 empty] | 1 | 4 | 82 | 10 | 2020-01-04 | Friday | 5 | No | #N/A | #N/A | #N/A | #N/A | #N/A | #N/A | #N/A | #N/A | #N/A | #N/A | #N/A | #N/A | #N/A | #N/A | #N/A | #N/A | #N/A | #N/A | #N/A | #N/A | #N/A | #N/A | #N/A | #N/A | #N/A | #N/A | #N/A | #N/A | #N/A | #N/A | #N/A | #N/A | #N/A | #N/A | #N/A | #N/A
[7 empty] | 1 | 4 | 83 | 11 | 2020-01-04 | Friday | 5 | No | #N/A | #N/A | #N/A | #N/A | #N/A | #N/A | #N/A | #N/A | #N/A | #N/A | #N/A | #N/A | #N/A | #N/A | #N/A | #N/A | #N/A | #N/A | #N/A | #N/A | #N/A | #N/A | #N/A | #N/A | #N/A | #N/A | #N/A | #N/A | #N/A | #N/A | #N/A | #N/A | #N/A | #N/A | #N/A | #N/A
[7 empty] | 1 | 4 | 84 | 12 | 2020-01-04 | Friday | 5 | No | #N/A | #N/A | #N/A | #N/A | #N/A | #N/A | #N/A | #N/A | #N/A | #N/A | #N/A | #N/A | #N/A | #N/A | #N/A | #N/A | #N/A | #N/A | #N/A | #N/A | #N/A | #N/A | #N/A | #N/A | #N/A | #N/A | #N/A | #N/A | #N/A | #N/A | #N/A | #N/A | #N/A | #N/A | #N/A | #N/A
[7 empty] | 1 | 4 | 85 | 13 | 2020-01-04 | Friday | 5 | No | #N/A | #N/A | #N/A | #N/A | #N/A | #N/A | #N/A | #N/A | #N/A | #N/A | #N/A | #N/A | #N/A | #N/A | #N/A | #N/A | #N/A | #N/A | #N/A | #N/A | #N/A | #N/A | #N/A | #N/A | #N/A | #N/A | #N/A | #N/A | #N/A | #N/A | #N/A | #N/A | #N/A | #N/A | #N/A | #N/A
[7 empty] | 1 | 4 | 86 | 14 | 2020-01-04 | Friday | 5 | No | #N/A | #N/A | #N/A | #N/A | #N/A | #N/A | #N/A | #N/A | #N/A | #N/A | #N/A | #N/A | #N/A | #N/A | #N/A | #N/A | #N/A | #N/A | #N/A | #N/A | #N/A | #N/A | #N/A | #N/A | #N/A | #N/A | #N/A | #N/A | #N/A | #N/A | #N/A | #N/A | #N/A | #N/A | #N/A | #N/A
[7 empty] | 1 | 4 | 87 | 15 | 2020-01-04 | Friday | 5 | No | #N/A | #N/A | #N/A | #N/A | #N/A | #N/A | #N/A | #N/A | #N/A | #N/A | #N/A | #N/A | #N/A | #N/A | #N/A | #N/A | #N/A | #N/A | #N/A | #N/A | #N/A | #N/A | #N/A | #N/A | #N/A | #N/A | #N/A | #N/A | #N/A | #N/A | #N/A | #N/A | #N/A | #N/A | #N/A | #N/A
[7 empty] | 1 | 4 | 88 | 16 | 2020-01-04 | Friday | 5 | No | #N/A | #N/A | #N/A | #N/A | #N/A | #N/A | #N/A | #N/A | #N/A | #N/A | #N/A | #N/A | #N/A | #N/A | #N/A | #N/A | #N/A | #N/A | #N/A | #N/A | #N/A | #N/A | #N/A | #N/A | #N/A | #N/A | #N/A | #N/A | #N/A | #N/A | #N/A | #N/A | #N/A | #N/A | #N/A | #N/A
[7 empty] | 1 | 4 | 89 | 17 | 2020-01-04 | Friday | 5 | No | #N/A | #N/A | #N/A | #N/A | #N/A | #N/A | #N/A | #N/A | #N/A | #N/A | #N/A | #N/A | #N/A | #N/A | #N/A | #N/A | #N/A | #N/A | #N/A | #N/A | #N/A | #N/A | #N/A | #N/A | #N/A | #N/A | #N/A | #N/A | #N/A | #N/A | #N/A | #N/A | #N/A | #N/A | #N/A | #N/A
[7 empty] | 1 | 4 | 90 | 18 | 2020-01-04 | Friday | 5 | No | #N/A | #N/A | #N/A | #N/A | #N/A | #N/A | #N/A | #N/A | #N/A | #N/A | #N/A | #N/A | #N/A | #N/A | #N/A | #N/A | #N/A | #N/A | #N/A | #N/A | #N/A | #N/A | #N/A | #N/A | #N/A | #N/A | #N/A | #N/A | #N/A | #N/A | #N/A | #N/A | #N/A | #N/A | #N/A | #N/A
[7 empty] | 1 | 4 | 91 | 19 | 2020-01-04 | Friday | 5 | No | #N/A | #N/A | #N/A | #N/A | #N/A | #N/A | #N/A | #N/A | #N/A | #N/A | #N/A | #N/A | #N/A | #N/A | #N/A | #N/A | #N/A | #N/A | #N/A | #N/A | #N/A | #N/A | #N/A | #N/A | #N/A | #N/A | #N/A | #N/A | #N/A | #N/A | #N/A | #N/A | #N/A | #N/A | #N/A | #N/A
[7 empty] | 1 | 4 | 92 | 20 | 2020-01-04 | Friday | 5 | No | #N/A | #N/A | #N/A | #N/A | #N/A | #N/A | #N/A | #N/A | #N/A | #N/A | #N/A | #N/A | #N/A | #N/A | #N/A | #N/A | #N/A | #N/A | #N/A | #N/A | #N/A | #N/A | #N/A | #N/A | #N/A | #N/A | #N/A | #N/A | #N/A | #N/A | #N/A | #N/A | #N/A | #N/A | #N/A | #N/A
[7 empty] | 1 | 4 | 93 | 21 | 2020-01-04 | Friday | 5 | No | #N/A | #N/A | #N/A | #N/A | #N/A | #N/A | #N/A | #N/A | #N/A | #N/A | #N/A | #N/A | #N/A | #N/A | #N/A | #N/A | #N/A | #N/A | #N/A | #N/A | #N/A | #N/A | #N/A | #N/A | #N/A | #N/A | #N/A | #N/A | #N/A | #N/A | #N/A | #N/A | #N/A | #N/A | #N/A | #N/A
[7 empty] | 1 | 4 | 94 | 22 | 2020-01-04 | Friday | 5 | No | #N/A | #N/A | #N/A | #N/A | #N/A | #N/A | #N/A | #N/A | #N/A | #N/A | #N/A | #N/A | #N/A | #N/A | #N/A | #N/A | #N/A | #N/A | #N/A | #N/A | #N/A | #N/A | #N/A | #N/A | #N/A | #N/A | #N/A | #N/A | #N/A | #N/A | #N/A | #N/A | #N/A | #N/A | #N/A | #N/A
[7 empty] | 1 | 4 | 95 | 23 | 2020-01-04 | Friday | 5 | No | #N/A | #N/A | #N/A | #N/A | #N/A | #N/A | #N/A | #N/A | #N/A | #N/A | #N/A | #N/A | #N/A | #N/A | #N/A | #N/A | #N/A | #N/A | #N/A | #N/A | #N/A | #N/A | #N/A | #N/A | #N/A | #N/A | #N/A | #N/A | #N/A | #N/A | #N/A | #N/A | #N/A | #N/A | #N/A | #N/A
[7 empty] | 1 | 4 | 96 | 24 | 2020-01-04 | Friday | 5 | No | #N/A | #N/A | #N/A | #N/A | #N/A | #N/A | #N/A | #N/A | #N/A | #N/A | #N/A | #N/A | #N/A | #N/A | #N/A | #N/A | #N/A | #N/A | #N/A | #N/A | #N/A | #N/A | #N/A | #N/A | #N/A | #N/A | #N/A | #N/A | #N/A | #N/A | #N/A | #N/A | #N/A | #N/A | #N/A | #N/A
[7 empty] | 1 | 5 | 97 | 1 | 2020-01-05 | Saturday | 6 | No | #N/A | #N/A | #N/A | #N/A | #N/A | #N/A | #N/A | #N/A | #N/A | #N/A | #N/A | #N/A | #N/A | #N/A | #N/A | #N/A | #N/A | #N/A | #N/A | #N/A | #N/A | #N/A | #N/A | #N/A | #N/A | #N/A | #N/A | #N/A | #N/A | #N/A | #N/A | #N/A | #N/A | #N/A | #N/A | #N/A
[7 empty] | 1 | 5 | 98 | 2 | 2020-01-05 | Saturday | 6 | No | #N/A | #N/A | #N/A | #N/A | #N/A | #N/A | #N/A | #N/A | #N/A | #N/A | #N/A | #N/A | #N/A | #N/A | #N/A | #N/A | #N/A | #N/A | #N/A | #N/A | #N/A | #N/A | #N/A | #N/A | #N/A | #N/A | #N/A | #N/A | #N/A | #N/A | #N/A | #N/A | #N/A | #N/A | #N/A | #N/A
[7 empty] | 1 | 5 | 99 | 3 | 2020-01-05 | Saturday | 6 | No | #N/A | #N/A | #N/A | #N/A | #N/A | #N/A | #N/A | #N/A | #N/A | #N/A | #N/A | #N/A | #N/A | #N/A | #N/A | #N/A | #N/A | #N/A | #N/A | #N/A | #N/A | #N/A | #N/A | #N/A | #N/A | #N/A | #N/A | #N/A | #N/A | #N/A | #N/A | #N/A | #N/A | #N/A | #N/A | #N/A
[7 empty] | 1 | 5 | 100 | 4 | 2020-01-05 | Saturday | 6 | No | #N/A | #N/A | #N/A | #N/A | #N/A | #N/A | #N/A | #N/A | #N/A | #N/A | #N/A | #N/A | #N/A | #N/A | #N/A | #N/A | #N/A | #N/A | #N/A | #N/A | #N/A | #N/A | #N/A | #N/A | #N/A | #N/A | #N/A | #N/A | #N/A | #N/A | #N/A | #N/A | #N/A | #N/A | #N/A | #N/A
[7 empty] | 1 | 5 | 101 | 5 | 2020-01-05 | Saturday | 6 | No | #N/A | #N/A | #N/A | #N/A | #N/A | #N/A | #N/A | #N/A | #N/A | #N/A | #N/A | #N/A | #N/A | #N/A | #N/A | #N/A | #N/A | #N/A | #N/A | #N/A | #N/A | #N/A | #N/A | #N/A | #N/A | #N/A | #N/A | #N/A | #N/A | #N/A | #N/A | #N/A | #N/A | #N/A | #N/A | #N/A
[7 empty] | 1 | 5 | 102 | 6 | 2020-01-05 | Saturday | 6 | No | #N/A | #N/A | #N/A | #N/A | #N/A | #N/A | #N/A | #N/A | #N/A | #N/A | #N/A | #N/A | #N/A | #N/A | #N/A | #N/A | #N/A | #N/A | #N/A | #N/A | #N/A | #N/A | #N/A | #N/A | #N/A | #N/A | #N/A | #N/A | #N/A | #N/A | #N/A | #N/A | #N/A | #N/A | #N/A | #N/A
[7 empty] | 1 | 5 | 103 | 7 | 2020-01-05 | Saturday | 6 | No | #N/A | #N/A | #N/A | #N/A | #N/A | #N/A | #N/A | #N/A | #N/A | #N/A | #N/A | #N/A | #N/A | #N/A | #N/A | #N/A | #N/A | #N/A | #N/A | #N/A | #N/A | #N/A | #N/A | #N/A | #N/A | #N/A | #N/A | #N/A | #N/A | #N/A | #N/A | #N/A | #N/A | #N/A | #N/A | #N/A
[7 empty] | 1 | 5 | 104 | 8 | 2020-01-05 | Saturday | 6 | No | #N/A | #N/A | #N/A | #N/A | #N/A | #N/A | #N/A | #N/A | #N/A | #N/A | #N/A | #N/A | #N/A | #N/A | #N/A | #N/A | #N/A | #N/A | #N/A | #N/A | #N/A | #N/A | #N/A | #N/A | #N/A | #N/A | #N/A | #N/A | #N/A | #N/A | #N/A | #N/A | #N/A | #N/A | #N/A | #N/A
[7 empty] | 1 | 5 | 105 | 9 | 2020-01-05 | Saturday | 6 | No | #N/A | #N/A | #N/A | #N/A | #N/A | #N/A | #N/A | #N/A | #N/A | #N/A | #N/A | #N/A | #N/A | #N/A | #N/A | #N/A | #N/A | #N/A | #N/A | #N/A | #N/A | #N/A | #N/A | #N/A | #N/A | #N/A | #N/A | #N/A | #N/A | #N/A | #N/A | #N/A | #N/A | #N/A | #N/A | #N/A
[7 empty] | 1 | 5 | 106 | 10 | 2020-01-05 | Saturday | 6 | No | #N/A | #N/A | #N/A | #N/A | #N/A | #N/A | #N/A | #N/A | #N/A | #N/A | #N/A | #N/A | #N/A | #N/A | #N/A | #N/A | #N/A | #N/A | #N/A | #N/A | #N/A | #N/A | #N/A | #N/A | #N/A | #N/A | #N/A | #N/A | #N/A | #N/A | #N/A | #N/A | #N/A | #N/A | #N/A | #N/A
[7 empty] | 1 | 5 | 107 | 11 | 2020-01-05 | Saturday | 6 | No | #N/A | #N/A | #N/A | #N/A | #N/A | #N/A | #N/A | #N/A | #N/A | #N/A | #N/A | #N/A | #N/A | #N/A | #N/A | #N/A | #N/A | #N/A | #N/A | #N/A | #N/A | #N/A | #N/A | #N/A | #N/A | #N/A | #N/A | #N/A | #N/A | #N/A | #N/A | #N/A | #N/A | #N/A | #N/A | #N/A
[7 empty] | 1 | 5 | 108 | 12 | 2020-01-05 | Saturday | 6 | No | #N/A | #N/A | #N/A | #N/A | #N/A | #N/A | #N/A | #N/A | #N/A | #N/A | #N/A | #N/A | #N/A | #N/A | #N/A | #N/A | #N/A | #N/A | #N/A | #N/A | #N/A | #N/A | #N/A | #N/A | #N/A | #N/A | #N/A | #N/A | #N/A | #N/A | #N/A | #N/A | #N/A | #N/A | #N/A | #N/A
[7 empty] | 1 | 5 | 109 | 13 | 2020-01-05 | Saturday | 6 | No | #N/A | #N/A | #N/A | #N/A | #N/A | #N/A | #N/A | #N/A | #N/A | #N/A | #N/A | #N/A | #N/A | #N/A | #N/A | #N/A | #N/A | #N/A | #N/A | #N/A | #N/A | #N/A | #N/A | #N/A | #N/A | #N/A | #N/A | #N/A | #N/A | #N/A | #N/A | #N/A | #N/A | #N/A | #N/A | #N/A
[7 empty] | 1 | 5 | 110 | 14 | 2020-01-05 | Saturday | 6 | No | #N/A | #N/A | #N/A | #N/A | #N/A | #N/A | #N/A | #N/A | #N/A | #N/A | #N/A | #N/A | #N/A | #N/A | #N/A | #N/A | #N/A | #N/A | #N/A | #N/A | #N/A | #N/A | #N/A | #N/A | #N/A | #N/A | #N/A | #N/A | #N/A | #N/A | #N/A | #N/A | #N/A | #N/A | #N/A | #N/A
[7 empty] | 1 | 5 | 111 | 15 | 2020-01-05 | Saturday | 6 | No | #N/A | #N/A | #N/A | #N/A | #N/A | #N/A | #N/A | #N/A | #N/A | #N/A | #N/A | #N/A | #N/A | #N/A | #N/A | #N/A | #N/A | #N/A | #N/A | #N/A | #N/A | #N/A | #N/A | #N/A | #N/A | #N/A | #N/A | #N/A | #N/A | #N/A | #N/A | #N/A | #N/A | #N/A | #N/A | #N/A
[7 empty] | 1 | 5 | 112 | 16 | 2020-01-05 | Saturday | 6 | No | #N/A | #N/A | #N/A | #N/A | #N/A | #N/A | #N/A | #N/A | #N/A | #N/A | #N/A | #N/A | #N/A | #N/A | #N/A | #N/A | #N/A | #N/A | #N/A | #N/A | #N/A | #N/A | #N/A | #N/A | #N/A | #N/A | #N/A | #N/A | #N/A | #N/A | #N/A | #N/A | #N/A | #N/A | #N/A | #N/A
[7 empty] | 1 | 5 | 113 | 17 | 2020-01-05 | Saturday | 6 | No | #N/A | #N/A | #N/A | #N/A | #N/A | #N/A | #N/A | #N/A | #N/A | #N/A | #N/A | #N/A | #N/A | #N/A | #N/A | #N/A | #N/A | #N/A | #N/A | #N/A | #N/A | #N/A | #N/A | #N/A | #N/A | #N/A | #N/A | #N/A | #N/A | #N/A | #N/A | #N/A | #N/A | #N/A | #N/A | #N/A
[7 empty] | 1 | 5 | 114 | 18 | 2020-01-05 | Saturday | 6 | No | #N/A | #N/A | #N/A | #N/A | #N/A | #N/A | #N/A | #N/A | #N/A | #N/A | #N/A | #N/A | #N/A | #N/A | #N/A | #N/A | #N/A | #N/A | #N/A | #N/A | #N/A | #N/A | #N/A | #N/A | #N/A | #N/A | #N/A | #N/A | #N/A | #N/A | #N/A | #N/A | #N/A | #N/A | #N/A | #N/A
[7 empty] | 1 | 5 | 115 | 19 | 2020-01-05 | Saturday | 6 | No | #N/A | #N/A | #N/A | #N/A | #N/A | #N/A | #N/A | #N/A | #N/A | #N/A | #N/A | #N/A | #N/A | #N/A | #N/A | #N/A | #N/A | #N/A | #N/A | #N/A | #N/A | #N/A | #N/A | #N/A | #N/A | #N/A | #N/A | #N/A | #N/A | #N/A | #N/A | #N/A | #N/A | #N/A | #N/A | #N/A
[7 empty] | 1 | 5 | 116 | 20 | 2020-01-05 | Saturday | 6 | No | #N/A | #N/A | #N/A | #N/A | #N/A | #N/A | #N/A | #N/A | #N/A | #N/A | #N/A | #N/A | #N/A | #N/A | #N/A | #N/A | #N/A | #N/A | #N/A | #N/A | #N/A | #N/A | #N/A | #N/A | #N/A | #N/A | #N/A | #N/A | #N/A | #N/A | #N/A | #N/A | #N/A | #N/A | #N/A | #N/A
[7 empty] | 1 | 5 | 117 | 21 | 2020-01-05 | Saturday | 6 | No | #N/A | #N/A | #N/A | #N/A | #N/A | #N/A | #N/A | #N/A | #N/A | #N/A | #N/A | #N/A | #N/A | #N/A | #N/A | #N/A | #N/A | #N/A | #N/A | #N/A | #N/A | #N/A | #N/A | #N/A | #N/A | #N/A | #N/A | #N/A | #N/A | #N/A | #N/A | #N/A | #N/A | #N/A | #N/A | #N/A
[7 empty] | 1 | 5 | 118 | 22 | 2020-01-05 | Saturday | 6 | No | #N/A | #N/A | #N/A | #N/A | #N/A | #N/A | #N/A | #N/A | #N/A | #N/A | #N/A | #N/A | #N/A | #N/A | #N/A | #N/A | #N/A | #N/A | #N/A | #N/A | #N/A | #N/A | #N/A | #N/A | #N/A | #N/A | #N/A | #N/A | #N/A | #N/A | #N/A | #N/A | #N/A | #N/A | #N/A | #N/A
[7 empty] | 1 | 5 | 119 | 23 | 2020-01-05 | Saturday | 6 | No | #N/A | #N/A | #N/A | #N/A | #N/A | #N/A | #N/A | #N/A | #N/A | #N/A | #N/A | #N/A | #N/A | #N/A | #N/A | #N/A | #N/A | #N/A | #N/A | #N/A | #N/A | #N/A | #N/A | #N/A | #N/A | #N/A | #N/A | #N/A | #N/A | #N/A | #N/A | #N/A | #N/A | #N/A | #N/A | #N/A
[7 empty] | 1 | 5 | 120 | 24 | 2020-01-05 | Saturday | 6 | No | #N/A | #N/A | #N/A | #N/A | #N/A | #N/A | #N/A | #N/A | #N/A | #N/A | #N/A | #N/A | #N/A | #N/A | #N/A | #N/A | #N/A | #N/A | #N/A | #N/A | #N/A | #N/A | #N/A | #N/A | #N/A | #N/A | #N/A | #N/A | #N/A | #N/A | #N/A | #N/A | #N/A | #N/A | #N/A | #N/A
[7 empty] | 1 | 6 | 121 | 1 | 2020-01-06 | Sunday | 7 | No | #N/A | #N/A | #N/A | #N/A | #N/A | #N/A | #N/A | #N/A | #N/A | #N/A | #N/A | #N/A | #N/A | #N/A | #N/A | #N/A | #N/A | #N/A | #N/A | #N/A | #N/A | #N/A | #N/A | #N/A | #N/A | #N/A | #N/A | #N/A | #N/A | #N/A | #N/A | #N/A | #N/A | #N/A | #N/A | #N/A
[7 empty] | 1 | 6 | 122 | 2 | 2020-01-06 | Sunday | 7 | No | #N/A | #N/A | #N/A | #N/A | #N/A | #N/A | #N/A | #N/A | #N/A | #N/A | #N/A | #N/A | #N/A | #N/A | #N/A | #N/A | #N/A | #N/A | #N/A | #N/A | #N/A | #N/A | #N/A | #N/A | #N/A | #N/A | #N/A | #N/A | #N/A | #N/A | #N/A | #N/A | #N/A | #N/A | #N/A | #N/A
[7 empty] | 1 | 6 | 123 | 3 | 2020-01-06 | Sunday | 7 | No | #N/A | #N/A | #N/A | #N/A | #N/A | #N/A | #N/A | #N/A | #N/A | #N/A | #N/A | #N/A | #N/A | #N/A | #N/A | #N/A | #N/A | #N/A | #N/A | #N/A | #N/A | #N/A | #N/A | #N/A | #N/A | #N/A | #N/A | #N/A | #N/A | #N/A | #N/A | #N/A | #N/A | #N/A | #N/A | #N/A
[7 empty] | 1 | 6 | 124 | 4 | 2020-01-06 | Sunday | 7 | No | #N/A | #N/A | #N/A | #N/A | #N/A | #N/A | #N/A | #N/A | #N/A | #N/A | #N/A | #N/A | #N/A | #N/A | #N/A | #N/A | #N/A | #N/A | #N/A | #N/A | #N/A | #N/A | #N/A | #N/A | #N/A | #N/A | #N/A | #N/A | #N/A | #N/A | #N/A | #N/A | #N/A | #N/A | #N/A | #N/A
[7 empty] | 1 | 6 | 125 | 5 | 2020-01-06 | Sunday | 7 | No | #N/A | #N/A | #N/A | #N/A | #N/A | #N/A | #N/A | #N/A | #N/A | #N/A | #N/A | #N/A | #N/A | #N/A | #N/A | #N/A | #N/A | #N/A | #N/A | #N/A | #N/A | #N/A | #N/A | #N/A | #N/A | #N/A | #N/A | #N/A | #N/A | #N/A | #N/A | #N/A | #N/A | #N/A | #N/A | #N/A
[7 empty] | 1 | 6 | 126 | 6 | 2020-01-06 | Sunday | 7 | No | #N/A | #N/A | #N/A | #N/A | #N/A | #N/A | #N/A | #N/A | #N/A | #N/A | #N/A | #N/A | #N/A | #N/A | #N/A | #N/A | #N/A | #N/A | #N/A | #N/A | #N/A | #N/A | #N/A | #N/A | #N/A | #N/A | #N/A | #N/A | #N/A | #N/A | #N/A | #N/A | #N/A | #N/A | #N/A | #N/A
[7 empty] | 1 | 6 | 127 | 7 | 2020-01-06 | Sunday | 7 | No | #N/A | #N/A | #N/A | #N/A | #N/A | #N/A | #N/A | #N/A | #N/A | #N/A | #N/A | #N/A | #N/A | #N/A | #N/A | #N/A | #N/A | #N/A | #N/A | #N/A | #N/A | #N/A | #N/A | #N/A | #N/A | #N/A | #N/A | #N/A | #N/A | #N/A | #N/A | #N/A | #N/A | #N/A | #N/A | #N/A
[7 empty] | 1 | 6 | 128 | 8 | 2020-01-06 | Sunday | 7 | No | #N/A | #N/A | #N/A | #N/A | #N/A | #N/A | #N/A | #N/A | #N/A | #N/A | #N/A | #N/A | #N/A | #N/A | #N/A | #N/A | #N/A | #N/A | #N/A | #N/A | #N/A | #N/A | #N/A | #N/A | #N/A | #N/A | #N/A | #N/A | #N/A | #N/A | #N/A | #N/A | #N/A | #N/A | #N/A | #N/A
[7 empty] | 1 | 6 | 129 | 9 | 2020-01-06 | Sunday | 7 | No | #N/A | #N/A | #N/A | #N/A | #N/A | #N/A | #N/A | #N/A | #N/A | #N/A | #N/A | #N/A | #N/A | #N/A | #N/A | #N/A | #N/A | #N/A | #N/A | #N/A | #N/A | #N/A | #N/A | #N/A | #N/A | #N/A | #N/A | #N/A | #N/A | #N/A | #N/A | #N/A | #N/A | #N/A | #N/A | #N/A
[7 empty] | 1 | 6 | 130 | 10 | 2020-01-06 | Sunday | 7 | No | #N/A | #N/A | #N/A | #N/A | #N/A | #N/A | #N/A | #N/A | #N/A | #N/A | #N/A | #N/A | #N/A | #N/A | #N/A | #N/A | #N/A | #N/A | #N/A | #N/A | #N/A | #N/A | #N/A | #N/A | #N/A | #N/A | #N/A | #N/A | #N/A | #N/A | #N/A | #N/A | #N/A | #N/A | #N/A | #N/A
[7 empty] | 1 | 6 | 131 | 11 | 2020-01-06 | Sunday | 7 | No | #N/A | #N/A | #N/A | #N/A | #N/A | #N/A | #N/A | #N/A | #N/A | #N/A | #N/A | #N/A | #N/A | #N/A | #N/A | #N/A | #N/A | #N/A | #N/A | #N/A | #N/A | #N/A | #N/A | #N/A | #N/A | #N/A | #N/A | #N/A | #N/A | #N/A | #N/A | #N/A | #N/A | #N/A | #N/A | #N/A
[7 empty] | 1 | 6 | 132 | 12 | 2020-01-06 | Sunday | 7 | No | #N/A | #N/A | #N/A | #N/A | #N/A | #N/A | #N/A | #N/A | #N/A | #N/A | #N/A | #N/A | #N/A | #N/A | #N/A | #N/A | #N/A | #N/A | #N/A | #N/A | #N/A | #N/A | #N/A | #N/A | #N/A | #N/A | #N/A | #N/A | #N/A | #N/A | #N/A | #N/A | #N/A | #N/A | #N/A | #N/A
[7 empty] | 1 | 6 | 133 | 13 | 2020-01-06 | Sunday | 7 | No | #N/A | #N/A | #N/A | #N/A | #N/A | #N/A | #N/A | #N/A | #N/A | #N/A | #N/A | #N/A | #N/A | #N/A | #N/A | #N/A | #N/A | #N/A | #N/A | #N/A | #N/A | #N/A | #N/A | #N/A | #N/A | #N/A | #N/A | #N/A | #N/A | #N/A | #N/A | #N/A | #N/A | #N/A | #N/A | #N/A
[7 empty] | 1 | 6 | 134 | 14 | 2020-01-06 | Sunday | 7 | No | #N/A | #N/A | #N/A | #N/A | #N/A | #N/A | #N/A | #N/A | #N/A | #N/A | #N/A | #N/A | #N/A | #N/A | #N/A | #N/A | #N/A | #N/A | #N/A | #N/A | #N/A | #N/A | #N/A | #N/A | #N/A | #N/A | #N/A | #N/A | #N/A | #N/A | #N/A | #N/A | #N/A | #N/A | #N/A | #N/A
[7 empty] | 1 | 6 | 135 | 15 | 2020-01-06 | Sunday | 7 | No | #N/A | #N/A | #N/A | #N/A | #N/A | #N/A | #N/A | #N/A | #N/A | #N/A | #N/A | #N/A | #N/A | #N/A | #N/A | #N/A | #N/A | #N/A | #N/A | #N/A | #N/A | #N/A | #N/A | #N/A | #N/A | #N/A | #N/A | #N/A | #N/A | #N/A | #N/A | #N/A | #N/A | #N/A | #N/A | #N/A
[7 empty] | 1 | 6 | 136 | 16 | 2020-01-06 | Sunday | 7 | No | #N/A | #N/A | #N/A | #N/A | #N/A | #N/A | #N/A | #N/A | #N/A | #N/A | #N/A | #N/A | #N/A | #N/A | #N/A | #N/A | #N/A | #N/A | #N/A | #N/A | #N/A | #N/A | #N/A | #N/A | #N/A | #N/A | #N/A | #N/A | #N/A | #N/A | #N/A | #N/A | #N/A | #N/A | #N/A | #N/A
[7 empty] | 1 | 6 | 137 | 17 | 2020-01-06 | Sunday | 7 | No | #N/A | #N/A | #N/A | #N/A | #N/A | #N/A | #N/A | #N/A | #N/A | #N/A | #N/A | #N/A | #N/A | #N/A | #N/A | #N/A | #N/A | #N/A | #N/A | #N/A | #N/A | #N/A | #N/A | #N/A | #N/A | #N/A | #N/A | #N/A | #N/A | #N/A | #N/A | #N/A | #N/A | #N/A | #N/A | #N/A
[7 empty] | 1 | 6 | 138 | 18 | 2020-01-06 | Sunday | 7 | No | #N/A | #N/A | #N/A | #N/A | #N/A | #N/A | #N/A | #N/A | #N/A | #N/A | #N/A | #N/A | #N/A | #N/A | #N/A | #N/A | #N/A | #N/A | #N/A | #N/A | #N/A | #N/A | #N/A | #N/A | #N/A | #N/A | #N/A | #N/A | #N/A | #N/A | #N/A | #N/A | #N/A | #N/A | #N/A | #N/A
[7 empty] | 1 | 6 | 139 | 19 | 2020-01-06 | Sunday | 7 | No | #N/A | #N/A | #N/A | #N/A | #N/A | #N/A | #N/A | #N/A | #N/A | #N/A | #N/A | #N/A | #N/A | #N/A | #N/A | #N/A | #N/A | #N/A | #N/A | #N/A | #N/A | #N/A | #N/A | #N/A | #N/A | #N/A | #N/A | #N/A | #N/A | #N/A | #N/A | #N/A | #N/A | #N/A | #N/A | #N/A
[7 empty] | 1 | 6 | 140 | 20 | 2020-01-06 | Sunday | 7 | No | #N/A | #N/A | #N/A | #N/A | #N/A | #N/A | #N/A | #N/A | #N/A | #N/A | #N/A | #N/A | #N/A | #N/A | #N/A | #N/A | #N/A | #N/A | #N/A | #N/A | #N/A | #N/A | #N/A | #N/A | #N/A | #N/A | #N/A | #N/A | #N/A | #N/A | #N/A | #N/A | #N/A | #N/A | #N/A | #N/A
[7 empty] | 1 | 6 | 141 | 21 | 2020-01-06 | Sunday | 7 | No | #N/A | #N/A | #N/A | #N/A | #N/A | #N/A | #N/A | #N/A | #N/A | #N/A | #N/A | #N/A | #N/A | #N/A | #N/A | #N/A | #N/A | #N/A | #N/A | #N/A | #N/A | #N/A | #N/A | #N/A | #N/A | #N/A | #N/A | #N/A | #N/A | #N/A | #N/A | #N/A | #N/A | #N/A | #N/A | #N/A
[7 empty] | 1 | 6 | 142 | 22 | 2020-01-06 | Sunday | 7 | No | #N/A | #N/A | #N/A | #N/A | #N/A | #N/A | #N/A | #N/A | #N/A | #N/A | #N/A | #N/A | #N/A | #N/A | #N/A | #N/A | #N/A | #N/A | #N/A | #N/A | #N/A | #N/A | #N/A | #N/A | #N/A | #N/A | #N/A | #N/A | #N/A | #N/A | #N/A | #N/A | #N/A | #N/A | #N/A | #N/A
[7 empty] | 1 | 6 | 143 | 23 | 2020-01-06 | Sunday | 7 | No | #N/A | #N/A | #N/A | #N/A | #N/A | #N/A | #N/A | #N/A | #N/A | #N/A | #N/A | #N/A | #N/A | #N/A | #N/A | #N/A | #N/A | #N/A | #N/A | #N/A | #N/A | #N/A | #N/A | #N/A | #N/A | #N/A | #N/A | #N/A | #N/A | #N/A | #N/A | #N/A | #N/A | #N/A | #N/A | #N/A
[7 empty] | 1 | 6 | 144 | 24 | 2020-01-06 | Sunday | 7 | No | #N/A | #N/A | #N/A | #N/A | #N/A | #N/A | #N/A | #N/A | #N/A | #N/A | #N/A | #N/A | #N/A | #N/A | #N/A | #N/A | #N/A | #N/A | #N/A | #N/A | #N/A | #N/A | #N/A | #N/A | #N/A | #N/A | #N/A | #N/A | #N/A | #N/A | #N/A | #N/A | #N/A | #N/A | #N/A | #N/A
[7 empty] | 1 | 7 | 145 | 1 | 2020-01-07 | Monday | 1 | No | #N/A | #N/A | #N/A | #N/A | #N/A | #N/A | #N/A | #N/A | #N/A | #N/A | #N/A | #N/A | #N/A | #N/A | #N/A | #N/A | #N/A | #N/A | #N/A | #N/A | #N/A | #N/A | #N/A | #N/A | #N/A | #N/A | #N/A | #N/A | #N/A | #N/A | #N/A | #N/A | #N/A | #N/A | #N/A | #N/A
[7 empty] | 1 | 7 | 146 | 2 | 2020-01-07 | Monday | 1 | No | #N/A | #N/A | #N/A | #N/A | #N/A | #N/A | #N/A | #N/A | #N/A | #N/A | #N/A | #N/A | #N/A | #N/A | #N/A | #N/A | #N/A | #N/A | #N/A | #N/A | #N/A | #N/A | #N/A | #N/A | #N/A | #N/A | #N/A | #N/A | #N/A | #N/A | #N/A | #N/A | #N/A | #N/A | #N/A | #N/A
[7 empty] | 1 | 7 | 147 | 3 | 2020-01-07 | Monday | 1 | No | #N/A | #N/A | #N/A | #N/A | #N/A | #N/A | #N/A | #N/A | #N/A | #N/A | #N/A | #N/A | #N/A | #N/A | #N/A | #N/A | #N/A | #N/A | #N/A | #N/A | #N/A | #N/A | #N/A | #N/A | #N/A | #N/A | #N/A | #N/A | #N/A | #N/A | #N/A | #N/A | #N/A | #N/A | #N/A | #N/A
[7 empty] | 1 | 7 | 148 | 4 | 2020-01-07 | Monday | 1 | No | #N/A | #N/A | #N/A | #N/A | #N/A | #N/A | #N/A | #N/A | #N/A | #N/A | #N/A | #N/A | #N/A | #N/A | #N/A | #N/A | #N/A | #N/A | #N/A | #N/A | #N/A | #N/A | #N/A | #N/A | #N/A | #N/A | #N/A | #N/A | #N/A | #N/A | #N/A | #N/A | #N/A | #N/A | #N/A | #N/A
[7 empty] | 1 | 7 | 149 | 5 | 2020-01-07 | Monday | 1 | No | #N/A | #N/A | #N/A | #N/A | #N/A | #N/A | #N/A | #N/A | #N/A | #N/A | #N/A | #N/A | #N/A | #N/A | #N/A | #N/A | #N/A | #N/A | #N/A | #N/A | #N/A | #N/A | #N/A | #N/A | #N/A | #N/A | #N/A | #N/A | #N/A | #N/A | #N/A | #N/A | #N/A | #N/A | #N/A | #N/A
[7 empty] | 1 | 7 | 150 | 6 | 2020-01-07 | Monday | 1 | No | #N/A | #N/A | #N/A | #N/A | #N/A | #N/A | #N/A | #N/A | #N/A | #N/A | #N/A | #N/A | #N/A | #N/A | #N/A | #N/A | #N/A | #N/A | #N/A | #N/A | #N/A | #N/A | #N/A | #N/A | #N/A | #N/A | #N/A | #N/A | #N/A | #N/A | #N/A | #N/A | #N/A | #N/A | #N/A | #N/A
[7 empty] | 1 | 7 | 151 | 7 | 2020-01-07 | Monday | 1 | No | #N/A | #N/A | #N/A | #N/A | #N/A | #N/A | #N/A | #N/A | #N/A | #N/A | #N/A | #N/A | #N/A | #N/A | #N/A | #N/A | #N/A | #N/A | #N/A | #N/A | #N/A | #N/A | #N/A | #N/A | #N/A | #N/A | #N/A | #N/A | #N/A | #N/A | #N/A | #N/A | #N/A | #N/A | #N/A | #N/A
[7 empty] | 1 | 7 | 152 | 8 | 2020-01-07 | Monday | 1 | No | #N/A | #N/A | #N/A | #N/A | #N/A | #N/A | #N/A | #N/A | #N/A | #N/A | #N/A | #N/A | #N/A | #N/A | #N/A | #N/A | #N/A | #N/A | #N/A | #N/A | #N/A | #N/A | #N/A | #N/A | #N/A | #N/A | #N/A | #N/A | #N/A | #N/A | #N/A | #N/A | #N/A | #N/A | #N/A | #N/A
[7 empty] | 1 | 7 | 153 | 9 | 2020-01-07 | Monday | 1 | No | #N/A | #N/A | #N/A | #N/A | #N/A | #N/A | #N/A | #N/A | #N/A | #N/A | #N/A | #N/A | #N/A | #N/A | #N/A | #N/A | #N/A | #N/A | #N/A | #N/A | #N/A | #N/A | #N/A | #N/A | #N/A | #N/A | #N/A | #N/A | #N/A | #N/A | #N/A | #N/A | #N/A | #N/A | #N/A | #N/A
[7 empty] | 1 | 7 | 154 | 10 | 2020-01-07 | Monday | 1 | No | #N/A | #N/A | #N/A | #N/A | #N/A | #N/A | #N/A | #N/A | #N/A | #N/A | #N/A | #N/A | #N/A | #N/A | #N/A | #N/A | #N/A | #N/A | #N/A | #N/A | #N/A | #N/A | #N/A | #N/A | #N/A | #N/A | #N/A | #N/A | #N/A | #N/A | #N/A | #N/A | #N/A | #N/A | #N/A | #N/A
[7 empty] | 1 | 7 | 155 | 11 | 2020-01-07 | Monday | 1 | No | #N/A | #N/A | #N/A | #N/A | #N/A | #N/A | #N/A | #N/A | #N/A | #N/A | #N/A | #N/A | #N/A | #N/A | #N/A | #N/A | #N/A | #N/A | #N/A | #N/A | #N/A | #N/A | #N/A | #N/A | #N/A | #N/A | #N/A | #N/A | #N/A | #N/A | #N/A | #N/A | #N/A | #N/A | #N/A | #N/A
[7 empty] | 1 | 7 | 156 | 12 | 2020-01-07 | Monday | 1 | No | #N/A | #N/A | #N/A | #N/A | #N/A | #N/A | #N/A | #N/A | #N/A | #N/A | #N/A | #N/A | #N/A | #N/A | #N/A | #N/A | #N/A | #N/A | #N/A | #N/A | #N/A | #N/A | #N/A | #N/A | #N/A | #N/A | #N/A | #N/A | #N/A | #N/A | #N/A | #N/A | #N/A | #N/A | #N/A | #N/A
[7 empty] | 1 | 7 | 157 | 13 | 2020-01-07 | Monday | 1 | No | #N/A | #N/A | #N/A | #N/A | #N/A | #N/A | #N/A | #N/A | #N/A | #N/A | #N/A | #N/A | #N/A | #N/A | #N/A | #N/A | #N/A | #N/A | #N/A | #N/A | #N/A | #N/A | #N/A | #N/A | #N/A | #N/A | #N/A | #N/A | #N/A | #N/A | #N/A | #N/A | #N/A | #N/A | #N/A | #N/A
[7 empty] | 1 | 7 | 158 | 14 | 2020-01-07 | Monday | 1 | No | #N/A | #N/A | #N/A | #N/A | #N/A | #N/A | #N/A | #N/A | #N/A | #N/A | #N/A | #N/A | #N/A | #N/A | #N/A | #N/A | #N/A | #N/A | #N/A | #N/A | #N/A | #N/A | #N/A | #N/A | #N/A | #N/A | #N/A | #N/A | #N/A | #N/A | #N/A | #N/A | #N/A | #N/A | #N/A | #N/A
[7 empty] | 1 | 7 | 159 | 15 | 2020-01-07 | Monday | 1 | No | #N/A | #N/A | #N/A | #N/A | #N/A | #N/A | #N/A | #N/A | #N/A | #N/A | #N/A | #N/A | #N/A | #N/A | #N/A | #N/A | #N/A | #N/A | #N/A | #N/A | #N/A | #N/A | #N/A | #N/A | #N/A | #N/A | #N/A | #N/A | #N/A | #N/A | #N/A | #N/A | #N/A | #N/A | #N/A | #N/A
[7 empty] | 1 | 7 | 160 | 16 | 2020-01-07 | Monday | 1 | No | #N/A | #N/A | #N/A | #N/A | #N/A | #N/A | #N/A | #N/A | #N/A | #N/A | #N/A | #N/A | #N/A | #N/A | #N/A | #N/A | #N/A | #N/A | #N/A | #N/A | #N/A | #N/A | #N/A | #N/A | #N/A | #N/A | #N/A | #N/A | #N/A | #N/A | #N/A | #N/A | #N/A | #N/A | #N/A | #N/A
[7 empty] | 1 | 7 | 161 | 17 | 2020-01-07 | Monday | 1 | No | #N/A | #N/A | #N/A | #N/A | #N/A | #N/A | #N/A | #N/A | #N/A | #N/A | #N/A | #N/A | #N/A | #N/A | #N/A | #N/A | #N/A | #N/A | #N/A | #N/A | #N/A | #N/A | #N/A | #N/A | #N/A | #N/A | #N/A | #N/A | #N/A | #N/A | #N/A | #N/A | #N/A | #N/A | #N/A | #N/A
[7 empty] | 1 | 7 | 162 | 18 | 2020-01-07 | Monday | 1 | No | #N/A | #N/A | #N/A | #N/A | #N/A | #N/A | #N/A | #N/A | #N/A | #N/A | #N/A | #N/A | #N/A | #N/A | #N/A | #N/A | #N/A | #N/A | #N/A | #N/A | #N/A | #N/A | #N/A | #N/A | #N/A | #N/A | #N/A | #N/A | #N/A | #N/A | #N/A | #N/A | #N/A | #N/A | #N/A | #N/A
[7 empty] | 1 | 7 | 163 | 19 | 2020-01-07 | Monday | 1 | No | #N/A | #N/A | #N/A | #N/A | #N/A | #N/A | #N/A | #N/A | #N/A | #N/A | #N/A | #N/A | #N/A | #N/A | #N/A | #N/A | #N/A | #N/A | #N/A | #N/A | #N/A | #N/A | #N/A | #N/A | #N/A | #N/A | #N/A | #N/A | #N/A | #N/A | #N/A | #N/A | #N/A | #N/A | #N/A | #N/A
[7 empty] | 1 | 7 | 164 | 20 | 2020-01-07 | Monday | 1 | No | #N/A | #N/A | #N/A | #N/A | #N/A | #N/A | #N/A | #N/A | #N/A | #N/A | #N/A | #N/A | #N/A | #N/A | #N/A | #N/A | #N/A | #N/A | #N/A | #N/A | #N/A | #N/A | #N/A | #N/A | #N/A | #N/A | #N/A | #N/A | #N/A | #N/A | #N/A | #N/A | #N/A | #N/A | #N/A | #N/A
[7 empty] | 1 | 7 | 165 | 21 | 2020-01-07 | Monday | 1 | No | #N/A | #N/A | #N/A | #N/A | #N/A | #N/A | #N/A | #N/A | #N/A | #N/A | #N/A | #N/A | #N/A | #N/A | #N/A | #N/A | #N/A | #N/A | #N/A | #N/A | #N/A | #N/A | #N/A | #N/A | #N/A | #N/A | #N/A | #N/A | #N/A | #N/A | #N/A | #N/A | #N/A | #N/A | #N/A | #N/A
[7 empty] | 1 | 7 | 166 | 22 | 2020-01-07 | Monday | 1 | No | #N/A | #N/A | #N/A | #N/A | #N/A | #N/A | #N/A | #N/A | #N/A | #N/A | #N/A | #N/A | #N/A | #N/A | #N/A | #N/A | #N/A | #N/A | #N/A | #N/A | #N/A | #N/A | #N/A | #N/A | #N/A | #N/A | #N/A | #N/A | #N/A | #N/A | #N/A | #N/A | #N/A | #N/A | #N/A | #N/A
[7 empty] | 1 | 7 | 167 | 23 | 2020-01-07 | Monday | 1 | No | #N/A | #N/A | #N/A | #N/A | #N/A | #N/A | #N/A | #N/A | #N/A | #N/A | #N/A | #N/A | #N/A | #N/A | #N/A | #N/A | #N/A | #N/A | #N/A | #N/A | #N/A | #N/A | #N/A | #N/A | #N/A | #N/A | #N/A | #N/A | #N/A | #N/A | #N/A | #N/A | #N/A | #N/A | #N/A | #N/A
[7 empty] | 1 | 7 | 168 | 24 | 2020-01-07 | Monday | 1 | No | #N/A | #N/A | #N/A | #N/A | #N/A | #N/A | #N/A | #N/A | #N/A | #N/A | #N/A | #N/A | #N/A | #N/A | #N/A | #N/A | #N/A | #N/A | #N/A | #N/A | #N/A | #N/A | #N/A | #N/A | #N/A | #N/A | #N/A | #N/A | #N/A | #N/A | #N/A | #N/A | #N/A | #N/A | #N/A | #N/A
[7 empty] | 1 | 8 | 169 | 1 | 2020-01-08 | Tuesday | 2 | No | #N/A | #N/A | #N/A | #N/A | #N/A | #N/A | #N/A | #N/A | #N/A | #N/A | #N/A | #N/A | #N/A | #N/A | #N/A | #N/A | #N/A | #N/A | #N/A | #N/A | #N/A | #N/A | #N/A | #N/A | #N/A | #N/A | #N/A | #N/A | #N/A | #N/A | #N/A | #N/A | #N/A | #N/A | #N/A | #N/A
[7 empty] | 1 | 8 | 170 | 2 | 2020-01-08 | Tuesday | 2 | No | #N/A | #N/A | #N/A | #N/A | #N/A | #N/A | #N/A | #N/A | #N/A | #N/A | #N/A | #N/A | #N/A | #N/A | #N/A | #N/A | #N/A | #N/A | #N/A | #N/A | #N/A | #N/A | #N/A | #N/A | #N/A | #N/A | #N/A | #N/A | #N/A | #N/A | #N/A | #N/A | #N/A | #N/A | #N/A | #N/A
[7 empty] | 1 | 8 | 171 | 3 | 2020-01-08 | Tuesday | 2 | No | #N/A | #N/A | #N/A | #N/A | #N/A | #N/A | #N/A | #N/A | #N/A | #N/A | #N/A | #N/A | #N/A | #N/A | #N/A | #N/A | #N/A | #N/A | #N/A | #N/A | #N/A | #N/A | #N/A | #N/A | #N/A | #N/A | #N/A | #N/A | #N/A | #N/A | #N/A | #N/A | #N/A | #N/A | #N/A | #N/A
[7 empty] | 1 | 8 | 172 | 4 | 2020-01-08 | Tuesday | 2 | No | #N/A | #N/A | #N/A | #N/A | #N/A | #N/A | #N/A | #N/A | #N/A | #N/A | #N/A | #N/A | #N/A | #N/A | #N/A | #N/A | #N/A | #N/A | #N/A | #N/A | #N/A | #N/A | #N/A | #N/A | #N/A | #N/A | #N/A | #N/A | #N/A | #N/A | #N/A | #N/A | #N/A | #N/A | #N/A | #N/A
[7 empty] | 1 | 8 | 173 | 5 | 2020-01-08 | Tuesday | 2 | No | #N/A | #N/A | #N/A | #N/A | #N/A | #N/A | #N/A | #N/A | #N/A | #N/A | #N/A | #N/A | #N/A | #N/A | #N/A | #N/A | #N/A | #N/A | #N/A | #N/A | #N/A | #N/A | #N/A | #N/A | #N/A | #N/A | #N/A | #N/A | #N/A | #N/A | #N/A | #N/A | #N/A | #N/A | #N/A | #N/A
[7 empty] | 1 | 8 | 174 | 6 | 2020-01-08 | Tuesday | 2 | No | #N/A | #N/A | #N/A | #N/A | #N/A | #N/A | #N/A | #N/A | #N/A | #N/A | #N/A | #N/A | #N/A | #N/A | #N/A | #N/A | #N/A | #N/A | #N/A | #N/A | #N/A | #N/A | #N/A | #N/A | #N/A | #N/A | #N/A | #N/A | #N/A | #N/A | #N/A | #N/A | #N/A | #N/A | #N/A | #N/A
[7 empty] | 1 | 8 | 175 | 7 | 2020-01-08 | Tuesday | 2 | No | #N/A | #N/A | #N/A | #N/A | #N/A | #N/A | #N/A | #N/A | #N/A | #N/A | #N/A | #N/A | #N/A | #N/A | #N/A | #N/A | #N/A | #N/A | #N/A | #N/A | #N/A | #N/A | #N/A | #N/A | #N/A | #N/A | #N/A | #N/A | #N/A | #N/A | #N/A | #N/A | #N/A | #N/A | #N/A | #N/A
[7 empty] | 1 | 8 | 176 | 8 | 2020-01-08 | Tuesday | 2 | No | #N/A | #N/A | #N/A | #N/A | #N/A | #N/A | #N/A | #N/A | #N/A | #N/A | #N/A | #N/A | #N/A | #N/A | #N/A | #N/A | #N/A | #N/A | #N/A | #N/A | #N/A | #N/A | #N/A | #N/A | #N/A | #N/A | #N/A | #N/A | #N/A | #N/A | #N/A | #N/A | #N/A | #N/A | #N/A | #N/A
[7 empty] | 1 | 8 | 177 | 9 | 2020-01-08 | Tuesday | 2 | No | #N/A | #N/A | #N/A | #N/A | #N/A | #N/A | #N/A | #N/A | #N/A | #N/A | #N/A | #N/A | #N/A | #N/A | #N/A | #N/A | #N/A | #N/A | #N/A | #N/A | #N/A | #N/A | #N/A | #N/A | #N/A | #N/A | #N/A | #N/A | #N/A | #N/A | #N/A | #N/A | #N/A | #N/A | #N/A | #N/A
[7 empty] | 1 | 8 | 178 | 10 | 2020-01-08 | Tuesday | 2 | No | #N/A | #N/A | #N/A | #N/A | #N/A | #N/A | #N/A | #N/A | #N/A | #N/A | #N/A | #N/A | #N/A | #N/A | #N/A | #N/A | #N/A | #N/A | #N/A | #N/A | #N/A | #N/A | #N/A | #N/A | #N/A | #N/A | #N/A | #N/A | #N/A | #N/A | #N/A | #N/A | #N/A | #N/A | #N/A | #N/A
[7 empty] | 1 | 8 | 179 | 11 | 2020-01-08 | Tuesday | 2 | No | #N/A | #N/A | #N/A | #N/A | #N/A | #N/A | #N/A | #N/A | #N/A | #N/A | #N/A | #N/A | #N/A | #N/A | #N/A | #N/A | #N/A | #N/A | #N/A | #N/A | #N/A | #N/A | #N/A | #N/A | #N/A | #N/A | #N/A | #N/A | #N/A | #N/A | #N/A | #N/A | #N/A | #N/A | #N/A | #N/A
[7 empty] | 1 | 8 | 180 | 12 | 2020-01-08 | Tuesday | 2 | No | #N/A | #N/A | #N/A | #N/A | #N/A | #N/A | #N/A | #N/A | #N/A | #N/A | #N/A | #N/A | #N/A | #N/A | #N/A | #N/A | #N/A | #N/A | #N/A | #N/A | #N/A | #N/A | #N/A | #N/A | #N/A | #N/A | #N/A | #N/A | #N/A | #N/A | #N/A | #N/A | #N/A | #N/A | #N/A | #N/A
[7 empty] | 1 | 8 | 181 | 13 | 2020-01-08 | Tuesday | 2 | No | #N/A | #N/A | #N/A | #N/A | #N/A | #N/A | #N/A | #N/A | #N/A | #N/A | #N/A | #N/A | #N/A | #N/A | #N/A | #N/A | #N/A | #N/A | #N/A | #N/A | #N/A | #N/A | #N/A | #N/A | #N/A | #N/A | #N/A | #N/A | #N/A | #N/A | #N/A | #N/A | #N/A | #N/A | #N/A | #N/A
[7 empty] | 1 | 8 | 182 | 14 | 2020-01-08 | Tuesday | 2 | No | #N/A | #N/A | #N/A | #N/A | #N/A | #N/A | #N/A | #N/A | #N/A | #N/A | #N/A | #N/A | #N/A | #N/A | #N/A | #N/A | #N/A | #N/A | #N/A | #N/A | #N/A | #N/A | #N/A | #N/A | #N/A | #N/A | #N/A | #N/A | #N/A | #N/A | #N/A | #N/A | #N/A | #N/A | #N/A | #N/A
[7 empty] | 1 | 8 | 183 | 15 | 2020-01-08 | Tuesday | 2 | No | #N/A | #N/A | #N/A | #N/A | #N/A | #N/A | #N/A | #N/A | #N/A | #N/A | #N/A | #N/A | #N/A | #N/A | #N/A | #N/A | #N/A | #N/A | #N/A | #N/A | #N/A | #N/A | #N/A | #N/A | #N/A | #N/A | #N/A | #N/A | #N/A | #N/A | #N/A | #N/A | #N/A | #N/A | #N/A | #N/A
[7 empty] | 1 | 8 | 184 | 16 | 2020-01-08 | Tuesday | 2 | No | #N/A | #N/A | #N/A | #N/A | #N/A | #N/A | #N/A | #N/A | #N/A | #N/A | #N/A | #N/A | #N/A | #N/A | #N/A | #N/A | #N/A | #N/A | #N/A | #N/A | #N/A | #N/A | #N/A | #N/A | #N/A | #N/A | #N/A | #N/A | #N/A | #N/A | #N/A | #N/A | #N/A | #N/A | #N/A | #N/A
[7 empty] | 1 | 8 | 185 | 17 | 2020-01-08 | Tuesday | 2 | No | #N/A | #N/A | #N/A | #N/A | #N/A | #N/A | #N/A | #N/A | #N/A | #N/A | #N/A | #N/A | #N/A | #N/A | #N/A | #N/A | #N/A | #N/A | #N/A | #N/A | #N/A | #N/A | #N/A | #N/A | #N/A | #N/A | #N/A | #N/A | #N/A | #N/A | #N/A | #N/A | #N/A | #N/A | #N/A | #N/A
[7 empty] | 1 | 8 | 186 | 18 | 2020-01-08 | Tuesday | 2 | No | #N/A | #N/A | #N/A | #N/A | #N/A | #N/A | #N/A | #N/A | #N/A | #N/A | #N/A | #N/A | #N/A | #N/A | #N/A | #N/A | #N/A | #N/A | #N/A | #N/A | #N/A | #N/A | #N/A | #N/A | #N/A | #N/A | #N/A | #N/A | #N/A | #N/A | #N/A | #N/A | #N/A | #N/A | #N/A | #N/A
[7 empty] | 1 | 8 | 187 | 19 | 2020-01-08 | Tuesday | 2 | No | #N/A | #N/A | #N/A | #N/A | #N/A | #N/A | #N/A | #N/A | #N/A | #N/A | #N/A | #N/A | #N/A | #N/A | #N/A | #N/A | #N/A | #N/A | #N/A | #N/A | #N/A | #N/A | #N/A | #N/A | #N/A | #N/A | #N/A | #N/A | #N/A | #N/A | #N/A | #N/A | #N/A | #N/A | #N/A | #N/A
[7 empty] | 1 | 8 | 188 | 20 | 2020-01-08 | Tuesday | 2 | No | #N/A | #N/A | #N/A | #N/A | #N/A | #N/A | #N/A | #N/A | #N/A | #N/A | #N/A | #N/A | #N/A | #N/A | #N/A | #N/A | #N/A | #N/A | #N/A | #N/A | #N/A | #N/A | #N/A | #N/A | #N/A | #N/A | #N/A | #N/A | #N/A | #N/A | #N/A | #N/A | #N/A | #N/A | #N/A | #N/A
[7 empty] | 1 | 8 | 189 | 21 | 2020-01-08 | Tuesday | 2 | No | #N/A | #N/A | #N/A | #N/A | #N/A | #N/A | #N/A | #N/A | #N/A | #N/A | #N/A | #N/A | #N/A | #N/A | #N/A | #N/A | #N/A | #N/A | #N/A | #N/A | #N/A | #N/A | #N/A | #N/A | #N/A | #N/A | #N/A | #N/A | #N/A | #N/A | #N/A | #N/A | #N/A | #N/A | #N/A | #N/A
[7 empty] | 1 | 8 | 190 | 22 | 2020-01-08 | Tuesday | 2 | No | #N/A | #N/A | #N/A | #N/A | #N/A | #N/A | #N/A | #N/A | #N/A | #N/A | #N/A | #N/A | #N/A | #N/A | #N/A | #N/A | #N/A | #N/A | #N/A | #N/A | #N/A | #N/A | #N/A | #N/A | #N/A | #N/A | #N/A | #N/A | #N/A | #N/A | #N/A | #N/A | #N/A | #N/A | #N/A | #N/A
[7 empty] | 1 | 8 | 191 | 23 | 2020-01-08 | Tuesday | 2 | No | #N/A | #N/A | #N/A | #N/A | #N/A | #N/A | #N/A | #N/A | #N/A | #N/A | #N/A | #N/A | #N/A | #N/A | #N/A | #N/A | #N/A | #N/A | #N/A | #N/A | #N/A | #N/A | #N/A | #N/A | #N/A | #N/A | #N/A | #N/A | #N/A | #N/A | #N/A | #N/A | #N/A | #N/A | #N/A | #N/A
[7 empty] | 1 | 8 | 192 | 24 | 2020-01-08 | Tuesday | 2 | No | #N/A | #N/A | #N/A | #N/A | #N/A | #N/A | #N/A | #N/A | #N/A | #N/A | #N/A | #N/A | #N/A | #N/A | #N/A | #N/A | #N/A | #N/A | #N/A | #N/A | #N/A | #N/A | #N/A | #N/A | #N/A | #N/A | #N/A | #N/A | #N/A | #N/A | #N/A | #N/A | #N/A | #N/A | #N/A | #N/A
[7 empty] | 1 | 9 | 193 | 1 | 2020-01-09 | Wednesday | 3 | No | #N/A | #N/A | #N/A | #N/A | #N/A | #N/A | #N/A | #N/A | #N/A | #N/A | #N/A | #N/A | #N/A | #N/A | #N/A | #N/A | #N/A | #N/A | #N/A | #N/A | #N/A | #N/A | #N/A | #N/A | #N/A | #N/A | #N/A | #N/A | #N/A | #N/A | #N/A | #N/A | #N/A | #N/A | #N/A | #N/A
[7 empty] | 1 | 9 | 194 | 2 | 2020-01-09 | Wednesday | 3 | No | #N/A | #N/A | #N/A | #N/A | #N/A | #N/A | #N/A | #N/A | #N/A | #N/A | #N/A | #N/A | #N/A | #N/A | #N/A | #N/A | #N/A | #N/A | #N/A | #N/A | #N/A | #N/A | #N/A | #N/A | #N/A | #N/A | #N/A | #N/A | #N/A | #N/A | #N/A | #N/A | #N/A | #N/A | #N/A | #N/A
[7 empty] | 1 | 9 | 195 | 3 | 2020-01-09 | Wednesday | 3 | No | #N/A | #N/A | #N/A | #N/A | #N/A | #N/A | #N/A | #N/A | #N/A | #N/A | #N/A | #N/A | #N/A | #N/A | #N/A | #N/A | #N/A | #N/A | #N/A | #N/A | #N/A | #N/A | #N/A | #N/A | #N/A | #N/A | #N/A | #N/A | #N/A | #N/A | #N/A | #N/A | #N/A | #N/A | #N/A | #N/A
[7 empty] | 1 | 9 | 196 | 4 | 2020-01-09 | Wednesday | 3 | No | #N/A | #N/A | #N/A | #N/A | #N/A | #N/A | #N/A | #N/A | #N/A | #N/A | #N/A | #N/A | #N/A | #N/A | #N/A | #N/A | #N/A | #N/A | #N/A | #N/A | #N/A | #N/A | #N/A | #N/A | #N/A | #N/A | #N/A | #N/A | #N/A | #N/A | #N/A | #N/A | #N/A | #N/A | #N/A | #N/A
[7 empty] | 1 | 9 | 197 | 5 | 2020-01-09 | Wednesday | 3 | No | #N/A | #N/A | #N/A | #N/A | #N/A | #N/A | #N/A | #N/A | #N/A | #N/A | #N/A | #N/A | #N/A | #N/A | #N/A | #N/A | #N/A | #N/A | #N/A | #N/A | #N/A | #N/A | #N/A | #N/A | #N/A | #N/A | #N/A | #N/A | #N/A | #N/A | #N/A | #N/A | #N/A | #N/A | #N/A | #N/A
[7 empty] | 1 | 9 | 198 | 6 | 2020-01-09 | Wednesday | 3 | No | #N/A | #N/A | #N/A | #N/A | #N/A | #N/A | #N/A | #N/A | #N/A | #N/A | #N/A | #N/A | #N/A | #N/A | #N/A | #N/A | #N/A | #N/A | #N/A | #N/A | #N/A | #N/A | #N/A | #N/A | #N/A | #N/A | #N/A | #N/A | #N/A | #N/A | #N/A | #N/A | #N/A | #N/A | #N/A | #N/A
[7 empty] | 1 | 9 | 199 | 7 | 2020-01-09 | Wednesday | 3 | No | #N/A | #N/A | #N/A | #N/A | #N/A | #N/A | #N/A | #N/A | #N/A | #N/A | #N/A | #N/A | #N/A | #N/A | #N/A | #N/A | #N/A | #N/A | #N/A | #N/A | #N/A | #N/A | #N/A | #N/A | #N/A | #N/A | #N/A | #N/A | #N/A | #N/A | #N/A | #N/A | #N/A | #N/A | #N/A | #N/A
[7 empty] | 1 | 9 | 200 | 8 | 2020-01-09 | Wednesday | 3 | No | #N/A | #N/A | #N/A | #N/A | #N/A | #N/A | #N/A | #N/A | #N/A | #N/A | #N/A | #N/A | #N/A | #N/A | #N/A | #N/A | #N/A | #N/A | #N/A | #N/A | #N/A | #N/A | #N/A | #N/A | #N/A | #N/A | #N/A | #N/A | #N/A | #N/A | #N/A | #N/A | #N/A | #N/A | #N/A | #N/A
[7 empty] | 1 | 9 | 201 | 9 | 2020-01-09 | Wednesday | 3 | No | #N/A | #N/A | #N/A | #N/A | #N/A | #N/A | #N/A | #N/A | #N/A | #N/A | #N/A | #N/A | #N/A | #N/A | #N/A | #N/A | #N/A | #N/A | #N/A | #N/A | #N/A | #N/A | #N/A | #N/A | #N/A | #N/A | #N/A | #N/A | #N/A | #N/A | #N/A | #N/A | #N/A | #N/A | #N/A | #N/A
[7 empty] | 1 | 9 | 202 | 10 | 2020-01-09 | Wednesday | 3 | No | #N/A | #N/A | #N/A | #N/A | #N/A | #N/A | #N/A | #N/A | #N/A | #N/A | #N/A | #N/A | #N/A | #N/A | #N/A | #N/A | #N/A | #N/A | #N/A | #N/A | #N/A | #N/A | #N/A | #N/A | #N/A | #N/A | #N/A | #N/A | #N/A | #N/A | #N/A | #N/A | #N/A | #N/A | #N/A | #N/A
[7 empty] | 1 | 9 | 203 | 11 | 2020-01-09 | Wednesday | 3 | No | #N/A | #N/A | #N/A | #N/A | #N/A | #N/A | #N/A | #N/A | #N/A | #N/A | #N/A | #N/A | #N/A | #N/A | #N/A | #N/A | #N/A | #N/A | #N/A | #N/A | #N/A | #N/A | #N/A | #N/A | #N/A | #N/A | #N/A | #N/A | #N/A | #N/A | #N/A | #N/A | #N/A | #N/A | #N/A | #N/A
[7 empty] | 1 | 9 | 204 | 12 | 2020-01-09 | Wednesday | 3 | No | #N/A | #N/A | #N/A | #N/A | #N/A | #N/A | #N/A | #N/A | #N/A | #N/A | #N/A | #N/A | #N/A | #N/A | #N/A | #N/A | #N/A | #N/A | #N/A | #N/A | #N/A | #N/A | #N/A | #N/A | #N/A | #N/A | #N/A | #N/A | #N/A | #N/A | #N/A | #N/A | #N/A | #N/A | #N/A | #N/A
[7 empty] | 1 | 9 | 205 | 13 | 2020-01-09 | Wednesday | 3 | No | #N/A | #N/A | #N/A | #N/A | #N/A | #N/A | #N/A | #N/A | #N/A | #N/A | #N/A | #N/A | #N/A | #N/A | #N/A | #N/A | #N/A | #N/A | #N/A | #N/A | #N/A | #N/A | #N/A | #N/A | #N/A | #N/A | #N/A | #N/A | #N/A | #N/A | #N/A | #N/A | #N/A | #N/A | #N/A | #N/A
[7 empty] | 1 | 9 | 206 | 14 | 2020-01-09 | Wednesday | 3 | No | #N/A | #N/A | #N/A | #N/A | #N/A | #N/A | #N/A | #N/A | #N/A | #N/A | #N/A | #N/A | #N/A | #N/A | #N/A | #N/A | #N/A | #N/A | #N/A | #N/A | #N/A | #N/A | #N/A | #N/A | #N/A | #N/A | #N/A | #N/A | #N/A | #N/A | #N/A | #N/A | #N/A | #N/A | #N/A | #N/A
[7 empty] | 1 | 9 | 207 | 15 | 2020-01-09 | Wednesday | 3 | No | #N/A | #N/A | #N/A | #N/A | #N/A | #N/A | #N/A | #N/A | #N/A | #N/A | #N/A | #N/A | #N/A | #N/A | #N/A | #N/A | #N/A | #N/A | #N/A | #N/A | #N/A | #N/A | #N/A | #N/A | #N/A | #N/A | #N/A | #N/A | #N/A | #N/A | #N/A | #N/A | #N/A | #N/A | #N/A | #N/A
[7 empty] | 1 | 9 | 208 | 16 | 2020-01-09 | Wednesday | 3 | No | #N/A | #N/A | #N/A | #N/A | #N/A | #N/A | #N/A | #N/A | #N/A | #N/A | #N/A | #N/A | #N/A | #N/A | #N/A | #N/A | #N/A | #N/A | #N/A | #N/A | #N/A | #N/A | #N/A | #N/A | #N/A | #N/A | #N/A | #N/A | #N/A | #N/A | #N/A | #N/A | #N/A | #N/A | #N/A | #N/A
[7 empty] | 1 | 9 | 209 | 17 | 2020-01-09 | Wednesday | 3 | No | #N/A | #N/A | #N/A | #N/A | #N/A | #N/A | #N/A | #N/A | #N/A | #N/A | #N/A | #N/A | #N/A | #N/A | #N/A | #N/A | #N/A | #N/A | #N/A | #N/A | #N/A | #N/A | #N/A | #N/A | #N/A | #N/A | #N/A | #N/A | #N/A | #N/A | #N/A | #N/A | #N/A | #N/A | #N/A | #N/A
[7 empty] | 1 | 9 | 210 | 18 | 2020-01-09 | Wednesday | 3 | No | #N/A | #N/A | #N/A | #N/A | #N/A | #N/A | #N/A | #N/A | #N/A | #N/A | #N/A | #N/A | #N/A | #N/A | #N/A | #N/A | #N/A | #N/A | #N/A | #N/A | #N/A | #N/A | #N/A | #N/A | #N/A | #N/A | #N/A | #N/A | #N/A | #N/A | #N/A | #N/A | #N/A | #N/A | #N/A | #N/A
[7 empty] | 1 | 9 | 211 | 19 | 2020-01-09 | Wednesday | 3 | No | #N/A | #N/A | #N/A | #N/A | #N/A | #N/A | #N/A | #N/A | #N/A | #N/A | #N/A | #N/A | #N/A | #N/A | #N/A | #N/A | #N/A | #N/A | #N/A | #N/A | #N/A | #N/A | #N/A | #N/A | #N/A | #N/A | #N/A | #N/A | #N/A | #N/A | #N/A | #N/A | #N/A | #N/A | #N/A | #N/A
[7 empty] | 1 | 9 | 212 | 20 | 2020-01-09 | Wednesday | 3 | No | #N/A | #N/A | #N/A | #N/A | #N/A | #N/A | #N/A | #N/A | #N/A | #N/A | #N/A | #N/A | #N/A | #N/A | #N/A | #N/A | #N/A | #N/A | #N/A | #N/A | #N/A | #N/A | #N/A | #N/A | #N/A | #N/A | #N/A | #N/A | #N/A | #N/A | #N/A | #N/A | #N/A | #N/A | #N/A | #N/A
[7 empty] | 1 | 9 | 213 | 21 | 2020-01-09 | Wednesday | 3 | No | #N/A | #N/A | #N/A | #N/A | #N/A | #N/A | #N/A | #N/A | #N/A | #N/A | #N/A | #N/A | #N/A | #N/A | #N/A | #N/A | #N/A | #N/A | #N/A | #N/A | #N/A | #N/A | #N/A | #N/A | #N/A | #N/A | #N/A | #N/A | #N/A | #N/A | #N/A | #N/A | #N/A | #N/A | #N/A | #N/A
[7 empty] | 1 | 9 | 214 | 22 | 2020-01-09 | Wednesday | 3 | No | #N/A | #N/A | #N/A | #N/A | #N/A | #N/A | #N/A | #N/A | #N/A | #N/A | #N/A | #N/A | #N/A | #N/A | #N/A | #N/A | #N/A | #N/A | #N/A | #N/A | #N/A | #N/A | #N/A | #N/A | #N/A | #N/A | #N/A | #N/A | #N/A | #N/A | #N/A | #N/A | #N/A | #N/A | #N/A | #N/A
[7 empty] | 1 | 9 | 215 | 23 | 2020-01-09 | Wednesday | 3 | No | #N/A | #N/A | #N/A | #N/A | #N/A | #N/A | #N/A | #N/A | #N/A | #N/A | #N/A | #N/A | #N/A | #N/A | #N/A | #N/A | #N/A | #N/A | #N/A | #N/A | #N/A | #N/A | #N/A | #N/A | #N/A | #N/A | #N/A | #N/A | #N/A | #N/A | #N/A | #N/A | #N/A | #N/A | #N/A | #N/A
[7 empty] | 1 | 9 | 216 | 24 | 2020-01-09 | Wednesday | 3 | No | #N/A | #N/A | #N/A | #N/A | #N/A | #N/A | #N/A | #N/A | #N/A | #N/A | #N/A | #N/A | #N/A | #N/A | #N/A | #N/A | #N/A | #N/A | #N/A | #N/A | #N/A | #N/A | #N/A | #N/A | #N/A | #N/A | #N/A | #N/A | #N/A | #N/A | #N/A | #N/A | #N/A | #N/A | #N/A | #N/A
[7 empty] | 1 | 10 | 217 | 1 | 2020-01-10 | Thursday | 4 | No | #N/A | #N/A | #N/A | #N/A | #N/A | #N/A | #N/A | #N/A | #N/A | #N/A | #N/A | #N/A | #N/A | #N/A | #N/A | #N/A | #N/A | #N/A | #N/A | #N/A | #N/A | #N/A | #N/A | #N/A | #N/A | #N/A | #N/A | #N/A | #N/A | #N/A | #N/A | #N/A | #N/A | #N/A | #N/A | #N/A
[7 empty] | 1 | 10 | 218 | 2 | 2020-01-10 | Thursday | 4 | No | #N/A | #N/A | #N/A | #N/A | #N/A | #N/A | #N/A | #N/A | #N/A | #N/A | #N/A | #N/A | #N/A | #N/A | #N/A | #N/A | #N/A | #N/A | #N/A | #N/A | #N/A | #N/A | #N/A | #N/A | #N/A | #N/A | #N/A | #N/A | #N/A | #N/A | #N/A | #N/A | #N/A | #N/A | #N/A | #N/A
[7 empty] | 1 | 10 | 219 | 3 | 2020-01-10 | Thursday | 4 | No | #N/A | #N/A | #N/A | #N/A | #N/A | #N/A | #N/A | #N/A | #N/A | #N/A | #N/A | #N/A | #N/A | #N/A | #N/A | #N/A | #N/A | #N/A | #N/A | #N/A | #N/A | #N/A | #N/A | #N/A | #N/A | #N/A | #N/A | #N/A | #N/A | #N/A | #N/A | #N/A | #N/A | #N/A | #N/A | #N/A
[7 empty] | 1 | 10 | 220 | 4 | 2020-01-10 | Thursday | 4 | No | #N/A | #N/A | #N/A | #N/A | #N/A | #N/A | #N/A | #N/A | #N/A | #N/A | #N/A | #N/A | #N/A | #N/A | #N/A | #N/A | #N/A | #N/A | #N/A | #N/A | #N/A | #N/A | #N/A | #N/A | #N/A | #N/A | #N/A | #N/A | #N/A | #N/A | #N/A | #N/A | #N/A | #N/A | #N/A | #N/A
[7 empty] | 1 | 10 | 221 | 5 | 2020-01-10 | Thursday | 4 | No | #N/A | #N/A | #N/A | #N/A | #N/A | #N/A | #N/A | #N/A | #N/A | #N/A | #N/A | #N/A | #N/A | #N/A | #N/A | #N/A | #N/A | #N/A | #N/A | #N/A | #N/A | #N/A | #N/A | #N/A | #N/A | #N/A | #N/A | #N/A | #N/A | #N/A | #N/A | #N/A | #N/A | #N/A | #N/A | #N/A
[7 empty] | 1 | 10 | 222 | 6 | 2020-01-10 | Thursday | 4 | No | #N/A | #N/A | #N/A | #N/A | #N/A | #N/A | #N/A | #N/A | #N/A | #N/A | #N/A | #N/A | #N/A | #N/A | #N/A | #N/A | #N/A | #N/A | #N/A | #N/A | #N/A | #N/A | #N/A | #N/A | #N/A | #N/A | #N/A | #N/A | #N/A | #N/A | #N/A | #N/A | #N/A | #N/A | #N/A | #N/A
[7 empty] | 1 | 10 | 223 | 7 | 2020-01-10 | Thursday | 4 | No | #N/A | #N/A | #N/A | #N/A | #N/A | #N/A | #N/A | #N/A | #N/A | #N/A | #N/A | #N/A | #N/A | #N/A | #N/A | #N/A | #N/A | #N/A | #N/A | #N/A | #N/A | #N/A | #N/A | #N/A | #N/A | #N/A | #N/A | #N/A | #N/A | #N/A | #N/A | #N/A | #N/A | #N/A | #N/A | #N/A
[7 empty] | 1 | 10 | 224 | 8 | 2020-01-10 | Thursday | 4 | No | #N/A | #N/A | #N/A | #N/A | #N/A | #N/A | #N/A | #N/A | #N/A | #N/A | #N/A | #N/A | #N/A | #N/A | #N/A | #N/A | #N/A | #N/A | #N/A | #N/A | #N/A | #N/A | #N/A | #N/A | #N/A | #N/A | #N/A | #N/A | #N/A | #N/A | #N/A | #N/A | #N/A | #N/A | #N/A | #N/A
[7 empty] | 1 | 10 | 225 | 9 | 2020-01-10 | Thursday | 4 | No | #N/A | #N/A | #N/A | #N/A | #N/A | #N/A | #N/A | #N/A | #N/A | #N/A | #N/A | #N/A | #N/A | #N/A | #N/A | #N/A | #N/A | #N/A | #N/A | #N/A | #N/A | #N/A | #N/A | #N/A | #N/A | #N/A | #N/A | #N/A | #N/A | #N/A | #N/A | #N/A | #N/A | #N/A | #N/A | #N/A
[7 empty] | 1 | 10 | 226 | 10 | 2020-01-10 | Thursday | 4 | No | #N/A | #N/A | #N/A | #N/A | #N/A | #N/A | #N/A | #N/A | #N/A | #N/A | #N/A | #N/A | #N/A | #N/A | #N/A | #N/A | #N/A | #N/A | #N/A | #N/A | #N/A | #N/A | #N/A | #N/A | #N/A | #N/A | #N/A | #N/A | #N/A | #N/A | #N/A | #N/A | #N/A | #N/A | #N/A | #N/A
[7 empty] | 1 | 10 | 227 | 11 | 2020-01-10 | Thursday | 4 | No | #N/A | #N/A | #N/A | #N/A | #N/A | #N/A | #N/A | #N/A | #N/A | #N/A | #N/A | #N/A | #N/A | #N/A | #N/A | #N/A | #N/A | #N/A | #N/A | #N/A | #N/A | #N/A | #N/A | #N/A | #N/A | #N/A | #N/A | #N/A | #N/A | #N/A | #N/A | #N/A | #N/A | #N/A | #N/A | #N/A
[7 empty] | 1 | 10 | 228 | 12 | 2020-01-10 | Thursday | 4 | No | #N/A | #N/A | #N/A | #N/A | #N/A | #N/A | #N/A | #N/A | #N/A | #N/A | #N/A | #N/A | #N/A | #N/A | #N/A | #N/A | #N/A | #N/A | #N/A | #N/A | #N/A | #N/A | #N/A | #N/A | #N/A | #N/A | #N/A | #N/A | #N/A | #N/A | #N/A | #N/A | #N/A | #N/A | #N/A | #N/A
[7 empty] | 1 | 10 | 229 | 13 | 2020-01-10 | Thursday | 4 | No | #N/A | #N/A | #N/A | #N/A | #N/A | #N/A | #N/A | #N/A | #N/A | #N/A | #N/A | #N/A | #N/A | #N/A | #N/A | #N/A | #N/A | #N/A | #N/A | #N/A | #N/A | #N/A | #N/A | #N/A | #N/A | #N/A | #N/A | #N/A | #N/A | #N/A | #N/A | #N/A | #N/A | #N/A | #N/A | #N/A
[7 empty] | 1 | 10 | 230 | 14 | 2020-01-10 | Thursday | 4 | No | #N/A | #N/A | #N/A | #N/A | #N/A | #N/A | #N/A | #N/A | #N/A | #N/A | #N/A | #N/A | #N/A | #N/A | #N/A | #N/A | #N/A | #N/A | #N/A | #N/A | #N/A | #N/A | #N/A | #N/A | #N/A | #N/A | #N/A | #N/A | #N/A | #N/A | #N/A | #N/A | #N/A | #N/A | #N/A | #N/A
[7 empty] | 1 | 10 | 231 | 15 | 2020-01-10 | Thursday | 4 | No | #N/A | #N/A | #N/A | #N/A | #N/A | #N/A | #N/A | #N/A | #N/A | #N/A | #N/A | #N/A | #N/A | #N/A | #N/A | #N/A | #N/A | #N/A | #N/A | #N/A | #N/A | #N/A | #N/A | #N/A | #N/A | #N/A | #N/A | #N/A | #N/A | #N/A | #N/A | #N/A | #N/A | #N/A | #N/A | #N/A
[7 empty] | 1 | 10 | 232 | 16 | 2020-01-10 | Thursday | 4 | No | #N/A | #N/A | #N/A | #N/A | #N/A | #N/A | #N/A | #N/A | #N/A | #N/A | #N/A | #N/A | #N/A | #N/A | #N/A | #N/A | #N/A | #N/A | #N/A | #N/A | #N/A | #N/A | #N/A | #N/A | #N/A | #N/A | #N/A | #N/A | #N/A | #N/A | #N/A | #N/A | #N/A | #N/A | #N/A | #N/A
[7 empty] | 1 | 10 | 233 | 17 | 2020-01-10 | Thursday | 4 | No | #N/A | #N/A | #N/A | #N/A | #N/A | #N/A | #N/A | #N/A | #N/A | #N/A | #N/A | #N/A | #N/A | #N/A | #N/A | #N/A | #N/A | #N/A | #N/A | #N/A | #N/A | #N/A | #N/A | #N/A | #N/A | #N/A | #N/A | #N/A | #N/A | #N/A | #N/A | #N/A | #N/A | #N/A | #N/A | #N/A
[7 empty] | 1 | 10 | 234 | 18 | 2020-01-10 | Thursday | 4 | No | #N/A | #N/A | #N/A | #N/A | #N/A | #N/A | #N/A | #N/A | #N/A | #N/A | #N/A | #N/A | #N/A | #N/A | #N/A | #N/A | #N/A | #N/A | #N/A | #N/A | #N/A | #N/A | #N/A | #N/A | #N/A | #N/A | #N/A | #N/A | #N/A | #N/A | #N/A | #N/A | #N/A | #N/A | #N/A | #N/A
[7 empty] | 1 | 10 | 235 | 19 | 2020-01-10 | Thursday | 4 | No | #N/A | #N/A | #N/A | #N/A | #N/A | #N/A | #N/A | #N/A | #N/A | #N/A | #N/A | #N/A | #N/A | #N/A | #N/A | #N/A | #N/A | #N/A | #N/A | #N/A | #N/A | #N/A | #N/A | #N/A | #N/A | #N/A | #N/A | #N/A | #N/A | #N/A | #N/A | #N/A | #N/A | #N/A | #N/A | #N/A
[7 empty] | 1 | 10 | 236 | 20 | 2020-01-10 | Thursday | 4 | No | #N/A | #N/A | #N/A | #N/A | #N/A | #N/A | #N/A | #N/A | #N/A | #N/A | #N/A | #N/A | #N/A | #N/A | #N/A | #N/A | #N/A | #N/A | #N/A | #N/A | #N/A | #N/A | #N/A | #N/A | #N/A | #N/A | #N/A | #N/A | #N/A | #N/A | #N/A | #N/A | #N/A | #N/A | #N/A | #N/A
[7 empty] | 1 | 10 | 237 | 21 | 2020-01-10 | Thursday | 4 | No | #N/A | #N/A | #N/A | #N/A | #N/A | #N/A | #N/A | #N/A | #N/A | #N/A | #N/A | #N/A | #N/A | #N/A | #N/A | #N/A | #N/A | #N/A | #N/A | #N/A | #N/A | #N/A | #N/A | #N/A | #N/A | #N/A | #N/A | #N/A | #N/A | #N/A | #N/A | #N/A | #N/A | #N/A | #N/A | #N/A
[7 empty] | 1 | 10 | 238 | 22 | 2020-01-10 | Thursday | 4 | No | #N/A | #N/A | #N/A | #N/A | #N/A | #N/A | #N/A | #N/A | #N/A | #N/A | #N/A | #N/A | #N/A | #N/A | #N/A | #N/A | #N/A | #N/A | #N/A | #N/A | #N/A | #N/A | #N/A | #N/A | #N/A | #N/A | #N/A | #N/A | #N/A | #N/A | #N/A | #N/A | #N/A | #N/A | #N/A | #N/A
[7 empty] | 1 | 10 | 239 | 23 | 2020-01-10 | Thursday | 4 | No | #N/A | #N/A | #N/A | #N/A | #N/A | #N/A | #N/A | #N/A | #N/A | #N/A | #N/A | #N/A | #N/A | #N/A | #N/A | #N/A | #N/A | #N/A | #N/A | #N/A | #N/A | #N/A | #N/A | #N/A | #N/A | #N/A | #N/A | #N/A | #N/A | #N/A | #N/A | #N/A | #N/A | #N/A | #N/A | #N/A
[7 empty] | 1 | 10 | 240 | 24 | 2020-01-10 | Thursday | 4 | No | #N/A | #N/A | #N/A | #N/A | #N/A | #N/A | #N/A | #N/A | #N/A | #N/A | #N/A | #N/A | #N/A | #N/A | #N/A | #N/A | #N/A | #N/A | #N/A | #N/A | #N/A | #N/A | #N/A | #N/A | #N/A | #N/A | #N/A | #N/A | #N/A | #N/A | #N/A | #N/A | #N/A | #N/A | #N/A | #N/A
[7 empty] | 1 | 11 | 241 | 1 | 2020-01-11 | Friday | 5 | No | #N/A | #N/A | #N/A | #N/A | #N/A | #N/A | #N/A | #N/A | #N/A | #N/A | #N/A | #N/A | #N/A | #N/A | #N/A | #N/A | #N/A | #N/A | #N/A | #N/A | #N/A | #N/A | #N/A | #N/A | #N/A | #N/A | #N/A | #N/A | #N/A | #N/A | #N/A | #N/A | #N/A | #N/A | #N/A | #N/A
[7 empty] | 1 | 11 | 242 | 2 | 2020-01-11 | Friday | 5 | No | #N/A | #N/A | #N/A | #N/A | #N/A | #N/A | #N/A | #N/A | #N/A | #N/A | #N/A | #N/A | #N/A | #N/A | #N/A | #N/A | #N/A | #N/A | #N/A | #N/A | #N/A | #N/A | #N/A | #N/A | #N/A | #N/A | #N/A | #N/A | #N/A | #N/A | #N/A | #N/A | #N/A | #N/A | #N/A | #N/A
[7 empty] | 1 | 11 | 243 | 3 | 2020-01-11 | Friday | 5 | No | #N/A | #N/A | #N/A | #N/A | #N/A | #N/A | #N/A | #N/A | #N/A | #N/A | #N/A | #N/A | #N/A | #N/A | #N/A | #N/A | #N/A | #N/A | #N/A | #N/A | #N/A | #N/A | #N/A | #N/A | #N/A | #N/A | #N/A | #N/A | #N/A | #N/A | #N/A | #N/A | #N/A | #N/A | #N/A | #N/A
[7 empty] | 1 | 11 | 244 | 4 | 2020-01-11 | Friday | 5 | No | #N/A | #N/A | #N/A | #N/A | #N/A | #N/A | #N/A | #N/A | #N/A | #N/A | #N/A | #N/A | #N/A | #N/A | #N/A | #N/A | #N/A | #N/A | #N/A | #N/A | #N/A | #N/A | #N/A | #N/A | #N/A | #N/A | #N/A | #N/A | #N/A | #N/A | #N/A | #N/A | #N/A | #N/A | #N/A | #N/A
[7 empty] | 1 | 11 | 245 | 5 | 2020-01-11 | Friday | 5 | No | #N/A | #N/A | #N/A | #N/A | #N/A | #N/A | #N/A | #N/A | #N/A | #N/A | #N/A | #N/A | #N/A | #N/A | #N/A | #N/A | #N/A | #N/A | #N/A | #N/A | #N/A | #N/A | #N/A | #N/A | #N/A | #N/A | #N/A | #N/A | #N/A | #N/A | #N/A | #N/A | #N/A | #N/A | #N/A | #N/A
[7 empty] | 1 | 11 | 246 | 6 | 2020-01-11 | Friday | 5 | No | #N/A | #N/A | #N/A | #N/A | #N/A | #N/A | #N/A | #N/A | #N/A | #N/A | #N/A | #N/A | #N/A | #N/A | #N/A | #N/A | #N/A | #N/A | #N/A | #N/A | #N/A | #N/A | #N/A | #N/A | #N/A | #N/A | #N/A | #N/A | #N/A | #N/A | #N/A | #N/A | #N/A | #N/A | #N/A | #N/A
[7 empty] | 1 | 11 | 247 | 7 | 2020-01-11 | Friday | 5 | No | #N/A | #N/A | #N/A | #N/A | #N/A | #N/A | #N/A | #N/A | #N/A | #N/A | #N/A | #N/A | #N/A | #N/A | #N/A | #N/A | #N/A | #N/A | #N/A | #N/A | #N/A | #N/A | #N/A | #N/A | #N/A | #N/A | #N/A | #N/A | #N/A | #N/A | #N/A | #N/A | #N/A | #N/A | #N/A | #N/A
[7 empty] | 1 | 11 | 248 | 8 | 2020-01-11 | Friday | 5 | No | #N/A | #N/A | #N/A | #N/A | #N/A | #N/A | #N/A | #N/A | #N/A | #N/A | #N/A | #N/A | #N/A | #N/A | #N/A | #N/A | #N/A | #N/A | #N/A | #N/A | #N/A | #N/A | #N/A | #N/A | #N/A | #N/A | #N/A | #N/A | #N/A | #N/A | #N/A | #N/A | #N/A | #N/A | #N/A | #N/A
[7 empty] | 1 | 11 | 249 | 9 | 2020-01-11 | Friday | 5 | No | #N/A | #N/A | #N/A | #N/A | #N/A | #N/A | #N/A | #N/A | #N/A | #N/A | #N/A | #N/A | #N/A | #N/A | #N/A | #N/A | #N/A | #N/A | #N/A | #N/A | #N/A | #N/A | #N/A | #N/A | #N/A | #N/A | #N/A | #N/A | #N/A | #N/A | #N/A | #N/A | #N/A | #N/A | #N/A | #N/A
[7 empty] | 1 | 11 | 250 | 10 | 2020-01-11 | Friday | 5 | No | #N/A | #N/A | #N/A | #N/A | #N/A | #N/A | #N/A | #N/A | #N/A | #N/A | #N/A | #N/A | #N/A | #N/A | #N/A | #N/A | #N/A | #N/A | #N/A | #N/A | #N/A | #N/A | #N/A | #N/A | #N/A | #N/A | #N/A | #N/A | #N/A | #N/A | #N/A | #N/A | #N/A | #N/A | #N/A | #N/A
[7 empty] | 1 | 11 | 251 | 11 | 2020-01-11 | Friday | 5 | No | #N/A | #N/A | #N/A | #N/A | #N/A | #N/A | #N/A | #N/A | #N/A | #N/A | #N/A | #N/A | #N/A | #N/A | #N/A | #N/A | #N/A | #N/A | #N/A | #N/A | #N/A | #N/A | #N/A | #N/A | #N/A | #N/A | #N/A | #N/A | #N/A | #N/A | #N/A | #N/A | #N/A | #N/A | #N/A | #N/A
[7 empty] | 1 | 11 | 252 | 12 | 2020-01-11 | Friday | 5 | No | #N/A | #N/A | #N/A | #N/A | #N/A | #N/A | #N/A | #N/A | #N/A | #N/A | #N/A | #N/A | #N/A | #N/A | #N/A | #N/A | #N/A | #N/A | #N/A | #N/A | #N/A | #N/A | #N/A | #N/A | #N/A | #N/A | #N/A | #N/A | #N/A | #N/A | #N/A | #N/A | #N/A | #N/A | #N/A | #N/A
[7 empty] | 1 | 11 | 253 | 13 | 2020-01-11 | Friday | 5 | No | #N/A | #N/A | #N/A | #N/A | #N/A | #N/A | #N/A | #N/A | #N/A | #N/A | #N/A | #N/A | #N/A | #N/A | #N/A | #N/A | #N/A | #N/A | #N/A | #N/A | #N/A | #N/A | #N/A | #N/A | #N/A | #N/A | #N/A | #N/A | #N/A | #N/A | #N/A | #N/A | #N/A | #N/A | #N/A | #N/A
[7 empty] | 1 | 11 | 254 | 14 | 2020-01-11 | Friday | 5 | No | #N/A | #N/A | #N/A | #N/A | #N/A | #N/A | #N/A | #N/A | #N/A | #N/A | #N/A | #N/A | #N/A | #N/A | #N/A | #N/A | #N/A | #N/A | #N/A | #N/A | #N/A | #N/A | #N/A | #N/A | #N/A | #N/A | #N/A | #N/A | #N/A | #N/A | #N/A | #N/A | #N/A | #N/A | #N/A | #N/A
[7 empty] | 1 | 11 | 255 | 15 | 2020-01-11 | Friday | 5 | No | #N/A | #N/A | #N/A | #N/A | #N/A | #N/A | #N/A | #N/A | #N/A | #N/A | #N/A | #N/A | #N/A | #N/A | #N/A | #N/A | #N/A | #N/A | #N/A | #N/A | #N/A | #N/A | #N/A | #N/A | #N/A | #N/A | #N/A | #N/A | #N/A | #N/A | #N/A | #N/A | #N/A | #N/A | #N/A | #N/A
[7 empty] | 1 | 11 | 256 | 16 | 2020-01-11 | Friday | 5 | No | #N/A | #N/A | #N/A | #N/A | #N/A | #N/A | #N/A | #N/A | #N/A | #N/A | #N/A | #N/A | #N/A | #N/A | #N/A | #N/A | #N/A | #N/A | #N/A | #N/A | #N/A | #N/A | #N/A | #N/A | #N/A | #N/A | #N/A | #N/A | #N/A | #N/A | #N/A | #N/A | #N/A | #N/A | #N/A | #N/A
[7 empty] | 1 | 11 | 257 | 17 | 2020-01-11 | Friday | 5 | No | #N/A | #N/A | #N/A | #N/A | #N/A | #N/A | #N/A | #N/A | #N/A | #N/A | #N/A | #N/A | #N/A | #N/A | #N/A | #N/A | #N/A | #N/A | #N/A | #N/A | #N/A | #N/A | #N/A | #N/A | #N/A | #N/A | #N/A | #N/A | #N/A | #N/A | #N/A | #N/A | #N/A | #N/A | #N/A | #N/A
[7 empty] | 1 | 11 | 258 | 18 | 2020-01-11 | Friday | 5 | No | #N/A | #N/A | #N/A | #N/A | #N/A | #N/A | #N/A | #N/A | #N/A | #N/A | #N/A | #N/A | #N/A | #N/A | #N/A | #N/A | #N/A | #N/A | #N/A | #N/A | #N/A | #N/A | #N/A | #N/A | #N/A | #N/A | #N/A | #N/A | #N/A | #N/A | #N/A | #N/A | #N/A | #N/A | #N/A | #N/A
[7 empty] | 1 | 11 | 259 | 19 | 2020-01-11 | Friday | 5 | No | #N/A | #N/A | #N/A | #N/A | #N/A | #N/A | #N/A | #N/A | #N/A | #N/A | #N/A | #N/A | #N/A | #N/A | #N/A | #N/A | #N/A | #N/A | #N/A | #N/A | #N/A | #N/A | #N/A | #N/A | #N/A | #N/A | #N/A | #N/A | #N/A | #N/A | #N/A | #N/A | #N/A | #N/A | #N/A | #N/A
[7 empty] | 1 | 11 | 260 | 20 | 2020-01-11 | Friday | 5 | No | #N/A | #N/A | #N/A | #N/A | #N/A | #N/A | #N/A | #N/A | #N/A | #N/A | #N/A | #N/A | #N/A | #N/A | #N/A | #N/A | #N/A | #N/A | #N/A | #N/A | #N/A | #N/A | #N/A | #N/A | #N/A | #N/A | #N/A | #N/A | #N/A | #N/A | #N/A | #N/A | #N/A | #N/A | #N/A | #N/A
[7 empty] | 1 | 11 | 261 | 21 | 2020-01-11 | Friday | 5 | No | #N/A | #N/A | #N/A | #N/A | #N/A | #N/A | #N/A | #N/A | #N/A | #N/A | #N/A | #N/A | #N/A | #N/A | #N/A | #N/A | #N/A | #N/A | #N/A | #N/A | #N/A | #N/A | #N/A | #N/A | #N/A | #N/A | #N/A | #N/A | #N/A | #N/A | #N/A | #N/A | #N/A | #N/A | #N/A | #N/A
[7 empty] | 1 | 11 | 262 | 22 | 2020-01-11 | Friday | 5 | No | #N/A | #N/A | #N/A | #N/A | #N/A | #N/A | #N/A | #N/A | #N/A | #N/A | #N/A | #N/A | #N/A | #N/A | #N/A | #N/A | #N/A | #N/A | #N/A | #N/A | #N/A | #N/A | #N/A | #N/A | #N/A | #N/A | #N/A | #N/A | #N/A | #N/A | #N/A | #N/A | #N/A | #N/A | #N/A | #N/A
[7 empty] | 1 | 11 | 263 | 23 | 2020-01-11 | Friday | 5 | No | #N/A | #N/A | #N/A | #N/A | #N/A | #N/A | #N/A | #N/A | #N/A | #N/A | #N/A | #N/A | #N/A | #N/A | #N/A | #N/A | #N/A | #N/A | #N/A | #N/A | #N/A | #N/A | #N/A | #N/A | #N/A | #N/A | #N/A | #N/A | #N/A | #N/A | #N/A | #N/A | #N/A | #N/A | #N/A | #N/A
[7 empty] | 1 | 11 | 264 | 24 | 2020-01-11 | Friday | 5 | No | #N/A | #N/A | #N/A | #N/A | #N/A | #N/A | #N/A | #N/A | #N/A | #N/A | #N/A | #N/A | #N/A | #N/A | #N/A | #N/A | #N/A | #N/A | #N/A | #N/A | #N/A | #N/A | #N/A | #N/A | #N/A | #N/A | #N/A | #N/A | #N/A | #N/A | #N/A | #N/A | #N/A | #N/A | #N/A | #N/A
[7 empty] | 1 | 12 | 265 | 1 | 2020-01-12 | Saturday | 6 | No | #N/A | #N/A | #N/A | #N/A | #N/A | #N/A | #N/A | #N/A | #N/A | #N/A | #N/A | #N/A | #N/A | #N/A | #N/A | #N/A | #N/A | #N/A | #N/A | #N/A | #N/A | #N/A | #N/A | #N/A | #N/A | #N/A | #N/A | #N/A | #N/A | #N/A | #N/A | #N/A | #N/A | #N/A | #N/A | #N/A
[7 empty] | 1 | 12 | 266 | 2 | 2020-01-12 | Saturday | 6 | No | #N/A | #N/A | #N/A | #N/A | #N/A | #N/A | #N/A | #N/A | #N/A | #N/A | #N/A | #N/A | #N/A | #N/A | #N/A | #N/A | #N/A | #N/A | #N/A | #N/A | #N/A | #N/A | #N/A | #N/A | #N/A | #N/A | #N/A | #N/A | #N/A | #N/A | #N/A | #N/A | #N/A | #N/A | #N/A | #N/A
[7 empty] | 1 | 12 | 267 | 3 | 2020-01-12 | Saturday | 6 | No | #N/A | #N/A | #N/A | #N/A | #N/A | #N/A | #N/A | #N/A | #N/A | #N/A | #N/A | #N/A | #N/A | #N/A | #N/A | #N/A | #N/A | #N/A | #N/A | #N/A | #N/A | #N/A | #N/A | #N/A | #N/A | #N/A | #N/A | #N/A | #N/A | #N/A | #N/A | #N/A | #N/A | #N/A | #N/A | #N/A
[7 empty] | 1 | 12 | 268 | 4 | 2020-01-12 | Saturday | 6 | No | #N/A | #N/A | #N/A | #N/A | #N/A | #N/A | #N/A | #N/A | #N/A | #N/A | #N/A | #N/A | #N/A | #N/A | #N/A | #N/A | #N/A | #N/A | #N/A | #N/A | #N/A | #N/A | #N/A | #N/A | #N/A | #N/A | #N/A | #N/A | #N/A | #N/A | #N/A | #N/A | #N/A | #N/A | #N/A | #N/A
[7 empty] | 1 | 12 | 269 | 5 | 2020-01-12 | Saturday | 6 | No | #N/A | #N/A | #N/A | #N/A | #N/A | #N/A | #N/A | #N/A | #N/A | #N/A | #N/A | #N/A | #N/A | #N/A | #N/A | #N/A | #N/A | #N/A | #N/A | #N/A | #N/A | #N/A | #N/A | #N/A | #N/A | #N/A | #N/A | #N/A | #N/A | #N/A | #N/A | #N/A | #N/A | #N/A | #N/A | #N/A
[7 empty] | 1 | 12 | 270 | 6 | 2020-01-12 | Saturday | 6 | No | #N/A | #N/A | #N/A | #N/A | #N/A | #N/A | #N/A | #N/A | #N/A | #N/A | #N/A | #N/A | #N/A | #N/A | #N/A | #N/A | #N/A | #N/A | #N/A | #N/A | #N/A | #N/A | #N/A | #N/A | #N/A | #N/A | #N/A | #N/A | #N/A | #N/A | #N/A | #N/A | #N/A | #N/A | #N/A | #N/A
[7 empty] | 1 | 12 | 271 | 7 | 2020-01-12 | Saturday | 6 | No | #N/A | #N/A | #N/A | #N/A | #N/A | #N/A | #N/A | #N/A | #N/A | #N/A | #N/A | #N/A | #N/A | #N/A | #N/A | #N/A | #N/A | #N/A | #N/A | #N/A | #N/A | #N/A | #N/A | #N/A | #N/A | #N/A | #N/A | #N/A | #N/A | #N/A | #N/A | #N/A | #N/A | #N/A | #N/A | #N/A
[7 empty] | 1 | 12 | 272 | 8 | 2020-01-12 | Saturday | 6 | No | #N/A | #N/A | #N/A | #N/A | #N/A | #N/A | #N/A | #N/A | #N/A | #N/A | #N/A | #N/A | #N/A | #N/A | #N/A | #N/A | #N/A | #N/A | #N/A | #N/A | #N/A | #N/A | #N/A | #N/A | #N/A | #N/A | #N/A | #N/A | #N/A | #N/A | #N/A | #N/A | #N/A | #N/A | #N/A | #N/A
[7 empty] | 1 | 12 | 273 | 9 | 2020-01-12 | Saturday | 6 | No | #N/A | #N/A | #N/A | #N/A | #N/A | #N/A | #N/A | #N/A | #N/A | #N/A | #N/A | #N/A | #N/A | #N/A | #N/A | #N/A | #N/A | #N/A | #N/A | #N/A | #N/A | #N/A | #N/A | #N/A | #N/A | #N/A | #N/A | #N/A | #N/A | #N/A | #N/A | #N/A | #N/A | #N/A | #N/A | #N/A
[7 empty] | 1 | 12 | 274 | 10 | 2020-01-12 | Saturday | 6 | No | #N/A | #N/A | #N/A | #N/A | #N/A | #N/A | #N/A | #N/A | #N/A | #N/A | #N/A | #N/A | #N/A | #N/A | #N/A | #N/A | #N/A | #N/A | #N/A | #N/A | #N/A | #N/A | #N/A | #N/A | #N/A | #N/A | #N/A | #N/A | #N/A | #N/A | #N/A | #N/A | #N/A | #N/A | #N/A | #N/A
[7 empty] | 1 | 12 | 275 | 11 | 2020-01-12 | Saturday | 6 | No | #N/A | #N/A | #N/A | #N/A | #N/A | #N/A | #N/A | #N/A | #N/A | #N/A | #N/A | #N/A | #N/A | #N/A | #N/A | #N/A | #N/A | #N/A | #N/A | #N/A | #N/A | #N/A | #N/A | #N/A | #N/A | #N/A | #N/A | #N/A | #N/A | #N/A | #N/A | #N/A | #N/A | #N/A | #N/A | #N/A
[7 empty] | 1 | 12 | 276 | 12 | 2020-01-12 | Saturday | 6 | No | #N/A | #N/A | #N/A | #N/A | #N/A | #N/A | #N/A | #N/A | #N/A | #N/A | #N/A | #N/A | #N/A | #N/A | #N/A | #N/A | #N/A | #N/A | #N/A | #N/A | #N/A | #N/A | #N/A | #N/A | #N/A | #N/A | #N/A | #N/A | #N/A | #N/A | #N/A | #N/A | #N/A | #N/A | #N/A | #N/A
[7 empty] | 1 | 12 | 277 | 13 | 2020-01-12 | Saturday | 6 | No | #N/A | #N/A | #N/A | #N/A | #N/A | #N/A | #N/A | #N/A | #N/A | #N/A | #N/A | #N/A | #N/A | #N/A | #N/A | #N/A | #N/A | #N/A | #N/A | #N/A | #N/A | #N/A | #N/A | #N/A | #N/A | #N/A | #N/A | #N/A | #N/A | #N/A | #N/A | #N/A | #N/A | #N/A | #N/A | #N/A
[7 empty] | 1 | 12 | 278 | 14 | 2020-01-12 | Saturday | 6 | No | #N/A | #N/A | #N/A | #N/A | #N/A | #N/A | #N/A | #N/A | #N/A | #N/A | #N/A | #N/A | #N/A | #N/A | #N/A | #N/A | #N/A | #N/A | #N/A | #N/A | #N/A | #N/A | #N/A | #N/A | #N/A | #N/A | #N/A | #N/A | #N/A | #N/A | #N/A | #N/A | #N/A | #N/A | #N/A | #N/A
[7 empty] | 1 | 12 | 279 | 15 | 2020-01-12 | Saturday | 6 | No | #N/A | #N/A | #N/A | #N/A | #N/A | #N/A | #N/A | #N/A | #N/A | #N/A | #N/A | #N/A | #N/A | #N/A | #N/A | #N/A | #N/A | #N/A | #N/A | #N/A | #N/A | #N/A | #N/A | #N/A | #N/A | #N/A | #N/A | #N/A | #N/A | #N/A | #N/A | #N/A | #N/A | #N/A | #N/A | #N/A
[7 empty] | 1 | 12 | 280 | 16 | 2020-01-12 | Saturday | 6 | No | #N/A | #N/A | #N/A | #N/A | #N/A | #N/A | #N/A | #N/A | #N/A | #N/A | #N/A | #N/A | #N/A | #N/A | #N/A | #N/A | #N/A | #N/A | #N/A | #N/A | #N/A | #N/A | #N/A | #N/A | #N/A | #N/A | #N/A | #N/A | #N/A | #N/A | #N/A | #N/A | #N/A | #N/A | #N/A | #N/A
[7 empty] | 1 | 12 | 281 | 17 | 2020-01-12 | Saturday | 6 | No | #N/A | #N/A | #N/A | #N/A | #N/A | #N/A | #N/A | #N/A | #N/A | #N/A | #N/A | #N/A | #N/A | #N/A | #N/A | #N/A | #N/A | #N/A | #N/A | #N/A | #N/A | #N/A | #N/A | #N/A | #N/A | #N/A | #N/A | #N/A | #N/A | #N/A | #N/A | #N/A | #N/A | #N/A | #N/A | #N/A
[7 empty] | 1 | 12 | 282 | 18 | 2020-01-12 | Saturday | 6 | No | #N/A | #N/A | #N/A | #N/A | #N/A | #N/A | #N/A | #N/A | #N/A | #N/A | #N/A | #N/A | #N/A | #N/A | #N/A | #N/A | #N/A | #N/A | #N/A | #N/A | #N/A | #N/A | #N/A | #N/A | #N/A | #N/A | #N/A | #N/A | #N/A | #N/A | #N/A | #N/A | #N/A | #N/A | #N/A | #N/A
[7 empty] | 1 | 12 | 283 | 19 | 2020-01-12 | Saturday | 6 | No | #N/A | #N/A | #N/A | #N/A | #N/A | #N/A | #N/A | #N/A | #N/A | #N/A | #N/A | #N/A | #N/A | #N/A | #N/A | #N/A | #N/A | #N/A | #N/A | #N/A | #N/A | #N/A | #N/A | #N/A | #N/A | #N/A | #N/A | #N/A | #N/A | #N/A | #N/A | #N/A | #N/A | #N/A | #N/A | #N/A
[7 empty] | 1 | 12 | 284 | 20 | 2020-01-12 | Saturday | 6 | No | #N/A | #N/A | #N/A | #N/A | #N/A | #N/A | #N/A | #N/A | #N/A | #N/A | #N/A | #N/A | #N/A | #N/A | #N/A | #N/A | #N/A | #N/A | #N/A | #N/A | #N/A | #N/A | #N/A | #N/A | #N/A | #N/A | #N/A | #N/A | #N/A | #N/A | #N/A | #N/A | #N/A | #N/A | #N/A | #N/A
[7 empty] | 1 | 12 | 285 | 21 | 2020-01-12 | Saturday | 6 | No | #N/A | #N/A | #N/A | #N/A | #N/A | #N/A | #N/A | #N/A | #N/A | #N/A | #N/A | #N/A | #N/A | #N/A | #N/A | #N/A | #N/A | #N/A | #N/A | #N/A | #N/A | #N/A | #N/A | #N/A | #N/A | #N/A | #N/A | #N/A | #N/A | #N/A | #N/A | #N/A | #N/A | #N/A | #N/A | #N/A
[7 empty] | 1 | 12 | 286 | 22 | 2020-01-12 | Saturday | 6 | No | #N/A | #N/A | #N/A | #N/A | #N/A | #N/A | #N/A | #N/A | #N/A | #N/A | #N/A | #N/A | #N/A | #N/A | #N/A | #N/A | #N/A | #N/A | #N/A | #N/A | #N/A | #N/A | #N/A | #N/A | #N/A | #N/A | #N/A | #N/A | #N/A | #N/A | #N/A | #N/A | #N/A | #N/A | #N/A | #N/A
[7 empty] | 1 | 12 | 287 | 23 | 2020-01-12 | Saturday | 6 | No | #N/A | #N/A | #N/A | #N/A | #N/A | #N/A | #N/A | #N/A | #N/A | #N/A | #N/A | #N/A | #N/A | #N/A | #N/A | #N/A | #N/A | #N/A | #N/A | #N/A | #N/A | #N/A | #N/A | #N/A | #N/A | #N/A | #N/A | #N/A | #N/A | #N/A | #N/A | #N/A | #N/A | #N/A | #N/A | #N/A
[7 empty] | 1 | 12 | 288 | 24 | 2020-01-12 | Saturday | 6 | No | #N/A | #N/A | #N/A | #N/A | #N/A | #N/A | #N/A | #N/A | #N/A | #N/A | #N/A | #N/A | #N/A | #N/A | #N/A | #N/A | #N/A | #N/A | #N/A | #N/A | #N/A | #N/A | #N/A | #N/A | #N/A | #N/A | #N/A | #N/A | #N/A | #N/A | #N/A | #N/A | #N/A | #N/A | #N/A | #N/A
[7 empty] | 1 | 13 | 289 | 1 | 2020-01-13 | Sunday | 7 | No | #N/A | #N/A | #N/A | #N/A | #N/A | #N/A | #N/A | #N/A | #N/A | #N/A | #N/A | #N/A | #N/A | #N/A | #N/A | #N/A | #N/A | #N/A | #N/A | #N/A | #N/A | #N/A | #N/A | #N/A | #N/A | #N/A | #N/A | #N/A | #N/A | #N/A | #N/A | #N/A | #N/A | #N/A | #N/A | #N/A
[7 empty] | 1 | 13 | 290 | 2 | 2020-01-13 | Sunday | 7 | No | #N/A | #N/A | #N/A | #N/A | #N/A | #N/A | #N/A | #N/A | #N/A | #N/A | #N/A | #N/A | #N/A | #N/A | #N/A | #N/A | #N/A | #N/A | #N/A | #N/A | #N/A | #N/A | #N/A | #N/A | #N/A | #N/A | #N/A | #N/A | #N/A | #N/A | #N/A | #N/A | #N/A | #N/A | #N/A | #N/A
[7 empty] | 1 | 13 | 291 | 3 | 2020-01-13 | Sunday | 7 | No | #N/A | #N/A | #N/A | #N/A | #N/A | #N/A | #N/A | #N/A | #N/A | #N/A | #N/A | #N/A | #N/A | #N/A | #N/A | #N/A | #N/A | #N/A | #N/A | #N/A | #N/A | #N/A | #N/A | #N/A | #N/A | #N/A | #N/A | #N/A | #N/A | #N/A | #N/A | #N/A | #N/A | #N/A | #N/A | #N/A
[7 empty] | 1 | 13 | 292 | 4 | 2020-01-13 | Sunday | 7 | No | #N/A | #N/A | #N/A | #N/A | #N/A | #N/A | #N/A | #N/A | #N/A | #N/A | #N/A | #N/A | #N/A | #N/A | #N/A | #N/A | #N/A | #N/A | #N/A | #N/A | #N/A | #N/A | #N/A | #N/A | #N/A | #N/A | #N/A | #N/A | #N/A | #N/A | #N/A | #N/A | #N/A | #N/A | #N/A | #N/A
[7 empty] | 1 | 13 | 293 | 5 | 2020-01-13 | Sunday | 7 | No | #N/A | #N/A | #N/A | #N/A | #N/A | #N/A | #N/A | #N/A | #N/A | #N/A | #N/A | #N/A | #N/A | #N/A | #N/A | #N/A | #N/A | #N/A | #N/A | #N/A | #N/A | #N/A | #N/A | #N/A | #N/A | #N/A | #N/A | #N/A | #N/A | #N/A | #N/A | #N/A | #N/A | #N/A | #N/A | #N/A
[7 empty] | 1 | 13 | 294 | 6 | 2020-01-13 | Sunday | 7 | No | #N/A | #N/A | #N/A | #N/A | #N/A | #N/A | #N/A | #N/A | #N/A | #N/A | #N/A | #N/A | #N/A | #N/A | #N/A | #N/A | #N/A | #N/A | #N/A | #N/A | #N/A | #N/A | #N/A | #N/A | #N/A | #N/A | #N/A | #N/A | #N/A | #N/A | #N/A | #N/A | #N/A | #N/A | #N/A | #N/A
[7 empty] | 1 | 13 | 295 | 7 | 2020-01-13 | Sunday | 7 | No | #N/A | #N/A | #N/A | #N/A | #N/A | #N/A | #N/A | #N/A | #N/A | #N/A | #N/A | #N/A | #N/A | #N/A | #N/A | #N/A | #N/A | #N/A | #N/A | #N/A | #N/A | #N/A | #N/A | #N/A | #N/A | #N/A | #N/A | #N/A | #N/A | #N/A | #N/A | #N/A | #N/A | #N/A | #N/A | #N/A
[7 empty] | 1 | 13 | 296 | 8 | 2020-01-13 | Sunday | 7 | No | #N/A | #N/A | #N/A | #N/A | #N/A | #N/A | #N/A | #N/A | #N/A | #N/A | #N/A | #N/A | #N/A | #N/A | #N/A | #N/A | #N/A | #N/A | #N/A | #N/A | #N/A | #N/A | #N/A | #N/A | #N/A | #N/A | #N/A | #N/A | #N/A | #N/A | #N/A | #N/A | #N/A | #N/A | #N/A | #N/A
[7 empty] | 1 | 13 | 297 | 9 | 2020-01-13 | Sunday | 7 | No | #N/A | #N/A | #N/A | #N/A | #N/A | #N/A | #N/A | #N/A | #N/A | #N/A | #N/A | #N/A | #N/A | #N/A | #N/A | #N/A | #N/A | #N/A | #N/A | #N/A | #N/A | #N/A | #N/A | #N/A | #N/A | #N/A | #N/A | #N/A | #N/A | #N/A | #N/A | #N/A | #N/A | #N/A | #N/A | #N/A
[7 empty] | 1 | 13 | 298 | 10 | 2020-01-13 | Sunday | 7 | No | #N/A | #N/A | #N/A | #N/A | #N/A | #N/A | #N/A | #N/A | #N/A | #N/A | #N/A | #N/A | #N/A | #N/A | #N/A | #N/A | #N/A | #N/A | #N/A | #N/A | #N/A | #N/A | #N/A | #N/A | #N/A | #N/A | #N/A | #N/A | #N/A | #N/A | #N/A | #N/A | #N/A | #N/A | #N/A | #N/A
[7 empty] | 1 | 13 | 299 | 11 | 2020-01-13 | Sunday | 7 | No | #N/A | #N/A | #N/A | #N/A | #N/A | #N/A | #N/A | #N/A | #N/A | #N/A | #N/A | #N/A | #N/A | #N/A | #N/A | #N/A | #N/A | #N/A | #N/A | #N/A | #N/A | #N/A | #N/A | #N/A | #N/A | #N/A | #N/A | #N/A | #N/A | #N/A | #N/A | #N/A | #N/A | #N/A | #N/A | #N/A
[7 empty] | 1 | 13 | 300 | 12 | 2020-01-13 | Sunday | 7 | No | #N/A | #N/A | #N/A | #N/A | #N/A | #N/A | #N/A | #N/A | #N/A | #N/A | #N/A | #N/A | #N/A | #N/A | #N/A | #N/A | #N/A | #N/A | #N/A | #N/A | #N/A | #N/A | #N/A | #N/A | #N/A | #N/A | #N/A | #N/A | #N/A | #N/A | #N/A | #N/A | #N/A | #N/A | #N/A | #N/A
[7 empty] | 1 | 13 | 301 | 13 | 2020-01-13 | Sunday | 7 | No | #N/A | #N/A | #N/A | #N/A | #N/A | #N/A | #N/A | #N/A | #N/A | #N/A | #N/A | #N/A | #N/A | #N/A | #N/A | #N/A | #N/A | #N/A | #N/A | #N/A | #N/A | #N/A | #N/A | #N/A | #N/A | #N/A | #N/A | #N/A | #N/A | #N/A | #N/A | #N/A | #N/A | #N/A | #N/A | #N/A
[7 empty] | 1 | 13 | 302 | 14 | 2020-01-13 | Sunday | 7 | No | #N/A | #N/A | #N/A | #N/A | #N/A | #N/A | #N/A | #N/A | #N/A | #N/A | #N/A | #N/A | #N/A | #N/A | #N/A | #N/A | #N/A | #N/A | #N/A | #N/A | #N/A | #N/A | #N/A | #N/A | #N/A | #N/A | #N/A | #N/A | #N/A | #N/A | #N/A | #N/A | #N/A | #N/A | #N/A | #N/A
[7 empty] | 1 | 13 | 303 | 15 | 2020-01-13 | Sunday | 7 | No | #N/A | #N/A | #N/A | #N/A | #N/A | #N/A | #N/A | #N/A | #N/A | #N/A | #N/A | #N/A | #N/A | #N/A | #N/A | #N/A | #N/A | #N/A | #N/A | #N/A | #N/A | #N/A | #N/A | #N/A | #N/A | #N/A | #N/A | #N/A | #N/A | #N/A | #N/A | #N/A | #N/A | #N/A | #N/A | #N/A
[7 empty] | 1 | 13 | 304 | 16 | 2020-01-13 | Sunday | 7 | No | #N/A | #N/A | #N/A | #N/A | #N/A | #N/A | #N/A | #N/A | #N/A | #N/A | #N/A | #N/A | #N/A | #N/A | #N/A | #N/A | #N/A | #N/A | #N/A | #N/A | #N/A | #N/A | #N/A | #N/A | #N/A | #N/A | #N/A | #N/A | #N/A | #N/A | #N/A | #N/A | #N/A | #N/A | #N/A | #N/A
[7 empty] | 1 | 13 | 305 | 17 | 2020-01-13 | Sunday | 7 | No | #N/A | #N/A | #N/A | #N/A | #N/A | #N/A | #N/A | #N/A | #N/A | #N/A | #N/A | #N/A | #N/A | #N/A | #N/A | #N/A | #N/A | #N/A | #N/A | #N/A | #N/A | #N/A | #N/A | #N/A | #N/A | #N/A | #N/A | #N/A | #N/A | #N/A | #N/A | #N/A | #N/A | #N/A | #N/A | #N/A
[7 empty] | 1 | 13 | 306 | 18 | 2020-01-13 | Sunday | 7 | No | #N/A | #N/A | #N/A | #N/A | #N/A | #N/A | #N/A | #N/A | #N/A | #N/A | #N/A | #N/A | #N/A | #N/A | #N/A | #N/A | #N/A | #N/A | #N/A | #N/A | #N/A | #N/A | #N/A | #N/A | #N/A | #N/A | #N/A | #N/A | #N/A | #N/A | #N/A | #N/A | #N/A | #N/A | #N/A | #N/A
[7 empty] | 1 | 13 | 307 | 19 | 2020-01-13 | Sunday | 7 | No | #N/A | #N/A | #N/A | #N/A | #N/A | #N/A | #N/A | #N/A | #N/A | #N/A | #N/A | #N/A | #N/A | #N/A | #N/A | #N/A | #N/A | #N/A | #N/A | #N/A | #N/A | #N/A | #N/A | #N/A | #N/A | #N/A | #N/A | #N/A | #N/A | #N/A | #N/A | #N/A | #N/A | #N/A | #N/A | #N/A
[7 empty] | 1 | 13 | 308 | 20 | 2020-01-13 | Sunday | 7 | No | #N/A | #N/A | #N/A | #N/A | #N/A | #N/A | #N/A | #N/A | #N/A | #N/A | #N/A | #N/A | #N/A | #N/A | #N/A | #N/A | #N/A | #N/A | #N/A | #N/A | #N/A | #N/A | #N/A | #N/A | #N/A | #N/A | #N/A | #N/A | #N/A | #N/A | #N/A | #N/A | #N/A | #N/A | #N/A | #N/A
[7 empty] | 1 | 13 | 309 | 21 | 2020-01-13 | Sunday | 7 | No | #N/A | #N/A | #N/A | #N/A | #N/A | #N/A | #N/A | #N/A | #N/A | #N/A | #N/A | #N/A | #N/A | #N/A | #N/A | #N/A | #N/A | #N/A | #N/A | #N/A | #N/A | #N/A | #N/A | #N/A | #N/A | #N/A | #N/A | #N/A | #N/A | #N/A | #N/A | #N/A | #N/A | #N/A | #N/A | #N/A
[7 empty] | 1 | 13 | 310 | 22 | 2020-01-13 | Sunday | 7 | No | #N/A | #N/A | #N/A | #N/A | #N/A | #N/A | #N/A | #N/A | #N/A | #N/A | #N/A | #N/A | #N/A | #N/A | #N/A | #N/A | #N/A | #N/A | #N/A | #N/A | #N/A | #N/A | #N/A | #N/A | #N/A | #N/A | #N/A | #N/A | #N/A | #N/A | #N/A | #N/A | #N/A | #N/A | #N/A | #N/A
[7 empty] | 1 | 13 | 311 | 23 | 2020-01-13 | Sunday | 7 | No | #N/A | #N/A | #N/A | #N/A | #N/A | #N/A | #N/A | #N/A | #N/A | #N/A | #N/A | #N/A | #N/A | #N/A | #N/A | #N/A | #N/A | #N/A | #N/A | #N/A | #N/A | #N/A | #N/A | #N/A | #N/A | #N/A | #N/A | #N/A | #N/A | #N/A | #N/A | #N/A | #N/A | #N/A | #N/A | #N/A
[7 empty] | 1 | 13 | 312 | 24 | 2020-01-13 | Sunday | 7 | No | #N/A | #N/A | #N/A | #N/A | #N/A | #N/A | #N/A | #N/A | #N/A | #N/A | #N/A | #N/A | #N/A | #N/A | #N/A | #N/A | #N/A | #N/A | #N/A | #N/A | #N/A | #N/A | #N/A | #N/A | #N/A | #N/A | #N/A | #N/A | #N/A | #N/A | #N/A | #N/A | #N/A | #N/A | #N/A | #N/A
[7 empty] | 1 | 14 | 313 | 1 | 2020-01-14 | Monday | 1 | No | #N/A | #N/A | #N/A | #N/A | #N/A | #N/A | #N/A | #N/A | #N/A | #N/A | #N/A | #N/A | #N/A | #N/A | #N/A | #N/A | #N/A | #N/A | #N/A | #N/A | #N/A | #N/A | #N/A | #N/A | #N/A | #N/A | #N/A | #N/A | #N/A | #N/A | #N/A | #N/A | #N/A | #N/A | #N/A | #N/A
[7 empty] | 1 | 14 | 314 | 2 | 2020-01-14 | Monday | 1 | No | #N/A | #N/A | #N/A | #N/A | #N/A | #N/A | #N/A | #N/A | #N/A | #N/A | #N/A | #N/A | #N/A | #N/A | #N/A | #N/A | #N/A | #N/A | #N/A | #N/A | #N/A | #N/A | #N/A | #N/A | #N/A | #N/A | #N/A | #N/A | #N/A | #N/A | #N/A | #N/A | #N/A | #N/A | #N/A | #N/A
[7 empty] | 1 | 14 | 315 | 3 | 2020-01-14 | Monday | 1 | No | #N/A | #N/A | #N/A | #N/A | #N/A | #N/A | #N/A | #N/A | #N/A | #N/A | #N/A | #N/A | #N/A | #N/A | #N/A | #N/A | #N/A | #N/A | #N/A | #N/A | #N/A | #N/A | #N/A | #N/A | #N/A | #N/A | #N/A | #N/A | #N/A | #N/A | #N/A | #N/A | #N/A | #N/A | #N/A | #N/A
[7 empty] | 1 | 14 | 316 | 4 | 2020-01-14 | Monday | 1 | No | #N/A | #N/A | #N/A | #N/A | #N/A | #N/A | #N/A | #N/A | #N/A | #N/A | #N/A | #N/A | #N/A | #N/A | #N/A | #N/A | #N/A | #N/A | #N/A | #N/A | #N/A | #N/A | #N/A | #N/A | #N/A | #N/A | #N/A | #N/A | #N/A | #N/A | #N/A | #N/A | #N/A | #N/A | #N/A | #N/A
[7 empty] | 1 | 14 | 317 | 5 | 2020-01-14 | Monday | 1 | No | #N/A | #N/A | #N/A | #N/A | #N/A | #N/A | #N/A | #N/A | #N/A | #N/A | #N/A | #N/A | #N/A | #N/A | #N/A | #N/A | #N/A | #N/A | #N/A | #N/A | #N/A | #N/A | #N/A | #N/A | #N/A | #N/A | #N/A | #N/A | #N/A | #N/A | #N/A | #N/A | #N/A | #N/A | #N/A | #N/A
[7 empty] | 1 | 14 | 318 | 6 | 2020-01-14 | Monday | 1 | No | #N/A | #N/A | #N/A | #N/A | #N/A | #N/A | #N/A | #N/A | #N/A | #N/A | #N/A | #N/A | #N/A | #N/A | #N/A | #N/A | #N/A | #N/A | #N/A | #N/A | #N/A | #N/A | #N/A | #N/A | #N/A | #N/A | #N/A | #N/A | #N/A | #N/A | #N/A | #N/A | #N/A | #N/A | #N/A | #N/A
[7 empty] | 1 | 14 | 319 | 7 | 2020-01-14 | Monday | 1 | No | #N/A | #N/A | #N/A | #N/A | #N/A | #N/A | #N/A | #N/A | #N/A | #N/A | #N/A | #N/A | #N/A | #N/A | #N/A | #N/A | #N/A | #N/A | #N/A | #N/A | #N/A | #N/A | #N/A | #N/A | #N/A | #N/A | #N/A | #N/A | #N/A | #N/A | #N/A | #N/A | #N/A | #N/A | #N/A | #N/A
[7 empty] | 1 | 14 | 320 | 8 | 2020-01-14 | Monday | 1 | No | #N/A | #N/A | #N/A | #N/A | #N/A | #N/A | #N/A | #N/A | #N/A | #N/A | #N/A | #N/A | #N/A | #N/A | #N/A | #N/A | #N/A | #N/A | #N/A | #N/A | #N/A | #N/A | #N/A | #N/A | #N/A | #N/A | #N/A | #N/A | #N/A | #N/A | #N/A | #N/A | #N/A | #N/A | #N/A | #N/A
[7 empty] | 1 | 14 | 321 | 9 | 2020-01-14 | Monday | 1 | No | #N/A | #N/A | #N/A | #N/A | #N/A | #N/A | #N/A | #N/A | #N/A | #N/A | #N/A | #N/A | #N/A | #N/A | #N/A | #N/A | #N/A | #N/A | #N/A | #N/A | #N/A | #N/A | #N/A | #N/A | #N/A | #N/A | #N/A | #N/A | #N/A | #N/A | #N/A | #N/A | #N/A | #N/A | #N/A | #N/A
[7 empty] | 1 | 14 | 322 | 10 | 2020-01-14 | Monday | 1 | No | #N/A | #N/A | #N/A | #N/A | #N/A | #N/A | #N/A | #N/A | #N/A | #N/A | #N/A | #N/A | #N/A | #N/A | #N/A | #N/A | #N/A | #N/A | #N/A | #N/A | #N/A | #N/A | #N/A | #N/A | #N/A | #N/A | #N/A | #N/A | #N/A | #N/A | #N/A | #N/A | #N/A | #N/A | #N/A | #N/A
[7 empty] | 1 | 14 | 323 | 11 | 2020-01-14 | Monday | 1 | No | #N/A | #N/A | #N/A | #N/A | #N/A | #N/A | #N/A | #N/A | #N/A | #N/A | #N/A | #N/A | #N/A | #N/A | #N/A | #N/A | #N/A | #N/A | #N/A | #N/A | #N/A | #N/A | #N/A | #N/A | #N/A | #N/A | #N/A | #N/A | #N/A | #N/A | #N/A | #N/A | #N/A | #N/A | #N/A | #N/A
[7 empty] | 1 | 14 | 324 | 12 | 2020-01-14 | Monday | 1 | No | #N/A | #N/A | #N/A | #N/A | #N/A | #N/A | #N/A | #N/A | #N/A | #N/A | #N/A | #N/A | #N/A | #N/A | #N/A | #N/A | #N/A | #N/A | #N/A | #N/A | #N/A | #N/A | #N/A | #N/A | #N/A | #N/A | #N/A | #N/A | #N/A | #N/A | #N/A | #N/A | #N/A | #N/A | #N/A | #N/A
[7 empty] | 1 | 14 | 325 | 13 | 2020-01-14 | Monday | 1 | No | #N/A | #N/A | #N/A | #N/A | #N/A | #N/A | #N/A | #N/A | #N/A | #N/A | #N/A | #N/A | #N/A | #N/A | #N/A | #N/A | #N/A | #N/A | #N/A | #N/A | #N/A | #N/A | #N/A | #N/A | #N/A | #N/A | #N/A | #N/A | #N/A | #N/A | #N/A | #N/A | #N/A | #N/A | #N/A | #N/A
[7 empty] | 1 | 14 | 326 | 14 | 2020-01-14 | Monday | 1 | No | #N/A | #N/A | #N/A | #N/A | #N/A | #N/A | #N/A | #N/A | #N/A | #N/A | #N/A | #N/A | #N/A | #N/A | #N/A | #N/A | #N/A | #N/A | #N/A | #N/A | #N/A | #N/A | #N/A | #N/A | #N/A | #N/A | #N/A | #N/A | #N/A | #N/A | #N/A | #N/A | #N/A | #N/A | #N/A | #N/A
[7 empty] | 1 | 14 | 327 | 15 | 2020-01-14 | Monday | 1 | No | #N/A | #N/A | #N/A | #N/A | #N/A | #N/A | #N/A | #N/A | #N/A | #N/A | #N/A | #N/A | #N/A | #N/A | #N/A | #N/A | #N/A | #N/A | #N/A | #N/A | #N/A | #N/A | #N/A | #N/A | #N/A | #N/A | #N/A | #N/A | #N/A | #N/A | #N/A | #N/A | #N/A | #N/A | #N/A | #N/A
[7 empty] | 1 | 14 | 328 | 16 | 2020-01-14 | Monday | 1 | No | #N/A | #N/A | #N/A | #N/A | #N/A | #N/A | #N/A | #N/A | #N/A | #N/A | #N/A | #N/A | #N/A | #N/A | #N/A | #N/A | #N/A | #N/A | #N/A | #N/A | #N/A | #N/A | #N/A | #N/A | #N/A | #N/A | #N/A | #N/A | #N/A | #N/A | #N/A | #N/A | #N/A | #N/A | #N/A | #N/A
[7 empty] | 1 | 14 | 329 | 17 | 2020-01-14 | Monday | 1 | No | #N/A | #N/A | #N/A | #N/A | #N/A | #N/A | #N/A | #N/A | #N/A | #N/A | #N/A | #N/A | #N/A | #N/A | #N/A | #N/A | #N/A | #N/A | #N/A | #N/A | #N/A | #N/A | #N/A | #N/A | #N/A | #N/A | #N/A | #N/A | #N/A | #N/A | #N/A | #N/A | #N/A | #N/A | #N/A | #N/A
[7 empty] | 1 | 14 | 330 | 18 | 2020-01-14 | Monday | 1 | No | #N/A | #N/A | #N/A | #N/A | #N/A | #N/A | #N/A | #N/A | #N/A | #N/A | #N/A | #N/A | #N/A | #N/A | #N/A | #N/A | #N/A | #N/A | #N/A | #N/A | #N/A | #N/A | #N/A | #N/A | #N/A | #N/A | #N/A | #N/A | #N/A | #N/A | #N/A | #N/A | #N/A | #N/A | #N/A | #N/A
[7 empty] | 1 | 14 | 331 | 19 | 2020-01-14 | Monday | 1 | No | #N/A | #N/A | #N/A | #N/A | #N/A | #N/A | #N/A | #N/A | #N/A | #N/A | #N/A | #N/A | #N/A | #N/A | #N/A | #N/A | #N/A | #N/A | #N/A | #N/A | #N/A | #N/A | #N/A | #N/A | #N/A | #N/A | #N/A | #N/A | #N/A | #N/A | #N/A | #N/A | #N/A | #N/A | #N/A | #N/A
[7 empty] | 1 | 14 | 332 | 20 | 2020-01-14 | Monday | 1 | No | #N/A | #N/A | #N/A | #N/A | #N/A | #N/A | #N/A | #N/A | #N/A | #N/A | #N/A | #N/A | #N/A | #N/A | #N/A | #N/A | #N/A | #N/A | #N/A | #N/A | #N/A | #N/A | #N/A | #N/A | #N/A | #N/A | #N/A | #N/A | #N/A | #N/A | #N/A | #N/A | #N/A | #N/A | #N/A | #N/A
[7 empty] | 1 | 14 | 333 | 21 | 2020-01-14 | Monday | 1 | No | #N/A | #N/A | #N/A | #N/A | #N/A | #N/A | #N/A | #N/A | #N/A | #N/A | #N/A | #N/A | #N/A | #N/A | #N/A | #N/A | #N/A | #N/A | #N/A | #N/A | #N/A | #N/A | #N/A | #N/A | #N/A | #N/A | #N/A | #N/A | #N/A | #N/A | #N/A | #N/A | #N/A | #N/A | #N/A | #N/A
[7 empty] | 1 | 14 | 334 | 22 | 2020-01-14 | Monday | 1 | No | #N/A | #N/A | #N/A | #N/A | #N/A | #N/A | #N/A | #N/A | #N/A | #N/A | #N/A | #N/A | #N/A | #N/A | #N/A | #N/A | #N/A | #N/A | #N/A | #N/A | #N/A | #N/A | #N/A | #N/A | #N/A | #N/A | #N/A | #N/A | #N/A | #N/A | #N/A | #N/A | #N/A | #N/A | #N/A | #N/A
[7 empty] | 1 | 14 | 335 | 23 | 2020-01-14 | Monday | 1 | No | #N/A | #N/A | #N/A | #N/A | #N/A | #N/A | #N/A | #N/A | #N/A | #N/A | #N/A | #N/A | #N/A | #N/A | #N/A | #N/A | #N/A | #N/A | #N/A | #N/A | #N/A | #N/A | #N/A | #N/A | #N/A | #N/A | #N/A | #N/A | #N/A | #N/A | #N/A | #N/A | #N/A | #N/A | #N/A | #N/A
[7 empty] | 1 | 14 | 336 | 24 | 2020-01-14 | Monday | 1 | No | #N/A | #N/A | #N/A | #N/A | #N/A | #N/A | #N/A | #N/A | #N/A | #N/A | #N/A | #N/A | #N/A | #N/A | #N/A | #N/A | #N/A | #N/A | #N/A | #N/A | #N/A | #N/A | #N/A | #N/A | #N/A | #N/A | #N/A | #N/A | #N/A | #N/A | #N/A | #N/A | #N/A | #N/A | #N/A | #N/A
[7 empty] | 1 | 15 | 337 | 1 | 2020-01-15 | Tuesday | 2 | No | #N/A | #N/A | #N/A | #N/A | #N/A | #N/A | #N/A | #N/A | #N/A | #N/A | #N/A | #N/A | #N/A | #N/A | #N/A | #N/A | #N/A | #N/A | #N/A | #N/A | #N/A | #N/A | #N/A | #N/A | #N/A | #N/A | #N/A | #N/A | #N/A | #N/A | #N/A | #N/A | #N/A | #N/A | #N/A | #N/A
[7 empty] | 1 | 15 | 338 | 2 | 2020-01-15 | Tuesday | 2 | No | #N/A | #N/A | #N/A | #N/A | #N/A | #N/A | #N/A | #N/A | #N/A | #N/A | #N/A | #N/A | #N/A | #N/A | #N/A | #N/A | #N/A | #N/A | #N/A | #N/A | #N/A | #N/A | #N/A | #N/A | #N/A | #N/A | #N/A | #N/A | #N/A | #N/A | #N/A | #N/A | #N/A | #N/A | #N/A | #N/A
[7 empty] | 1 | 15 | 339 | 3 | 2020-01-15 | Tuesday | 2 | No | #N/A | #N/A | #N/A | #N/A | #N/A | #N/A | #N/A | #N/A | #N/A | #N/A | #N/A | #N/A | #N/A | #N/A | #N/A | #N/A | #N/A | #N/A | #N/A | #N/A | #N/A | #N/A | #N/A | #N/A | #N/A | #N/A | #N/A | #N/A | #N/A | #N/A | #N/A | #N/A | #N/A | #N/A | #N/A | #N/A
[7 empty] | 1 | 15 | 340 | 4 | 2020-01-15 | Tuesday | 2 | No | #N/A | #N/A | #N/A | #N/A | #N/A | #N/A | #N/A | #N/A | #N/A | #N/A | #N/A | #N/A | #N/A | #N/A | #N/A | #N/A | #N/A | #N/A | #N/A | #N/A | #N/A | #N/A | #N/A | #N/A | #N/A | #N/A | #N/A | #N/A | #N/A | #N/A | #N/A | #N/A | #N/A | #N/A | #N/A | #N/A
[7 empty] | 1 | 15 | 341 | 5 | 2020-01-15 | Tuesday | 2 | No | #N/A | #N/A | #N/A | #N/A | #N/A | #N/A | #N/A | #N/A | #N/A | #N/A | #N/A | #N/A | #N/A | #N/A | #N/A | #N/A | #N/A | #N/A | #N/A | #N/A | #N/A | #N/A | #N/A | #N/A | #N/A | #N/A | #N/A | #N/A | #N/A | #N/A | #N/A | #N/A | #N/A | #N/A | #N/A | #N/A
[7 empty] | 1 | 15 | 342 | 6 | 2020-01-15 | Tuesday | 2 | No | #N/A | #N/A | #N/A | #N/A | #N/A | #N/A | #N/A | #N/A | #N/A | #N/A | #N/A | #N/A | #N/A | #N/A | #N/A | #N/A | #N/A | #N/A | #N/A | #N/A | #N/A | #N/A | #N/A | #N/A | #N/A | #N/A | #N/A | #N/A | #N/A | #N/A | #N/A | #N/A | #N/A | #N/A | #N/A | #N/A
[7 empty] | 1 | 15 | 343 | 7 | 2020-01-15 | Tuesday | 2 | No | #N/A | #N/A | #N/A | #N/A | #N/A | #N/A | #N/A | #N/A | #N/A | #N/A | #N/A | #N/A | #N/A | #N/A | #N/A | #N/A | #N/A | #N/A | #N/A | #N/A | #N/A | #N/A | #N/A | #N/A | #N/A | #N/A | #N/A | #N/A | #N/A | #N/A | #N/A | #N/A | #N/A | #N/A | #N/A | #N/A
[7 empty] | 1 | 15 | 344 | 8 | 2020-01-15 | Tuesday | 2 | No | #N/A | #N/A | #N/A | #N/A | #N/A | #N/A | #N/A | #N/A | #N/A | #N/A | #N/A | #N/A | #N/A | #N/A | #N/A | #N/A | #N/A | #N/A | #N/A | #N/A | #N/A | #N/A | #N/A | #N/A | #N/A | #N/A | #N/A | #N/A | #N/A | #N/A | #N/A | #N/A | #N/A | #N/A | #N/A | #N/A
[7 empty] | 1 | 15 | 345 | 9 | 2020-01-15 | Tuesday | 2 | No | #N/A | #N/A | #N/A | #N/A | #N/A | #N/A | #N/A | #N/A | #N/A | #N/A | #N/A | #N/A | #N/A | #N/A | #N/A | #N/A | #N/A | #N/A | #N/A | #N/A | #N/A | #N/A | #N/A | #N/A | #N/A | #N/A | #N/A | #N/A | #N/A | #N/A | #N/A | #N/A | #N/A | #N/A | #N/A | #N/A
[7 empty] | 1 | 15 | 346 | 10 | 2020-01-15 | Tuesday | 2 | No | #N/A | #N/A | #N/A | #N/A | #N/A | #N/A | #N/A | #N/A | #N/A | #N/A | #N/A | #N/A | #N/A | #N/A | #N/A | #N/A | #N/A | #N/A | #N/A | #N/A | #N/A | #N/A | #N/A | #N/A | #N/A | #N/A | #N/A | #N/A | #N/A | #N/A | #N/A | #N/A | #N/A | #N/A | #N/A | #N/A
[7 empty] | 1 | 15 | 347 | 11 | 2020-01-15 | Tuesday | 2 | No | #N/A | #N/A | #N/A | #N/A | #N/A | #N/A | #N/A | #N/A | #N/A | #N/A | #N/A | #N/A | #N/A | #N/A | #N/A | #N/A | #N/A | #N/A | #N/A | #N/A | #N/A | #N/A | #N/A | #N/A | #N/A | #N/A | #N/A | #N/A | #N/A | #N/A | #N/A | #N/A | #N/A | #N/A | #N/A | #N/A
[7 empty] | 1 | 15 | 348 | 12 | 2020-01-15 | Tuesday | 2 | No | #N/A | #N/A | #N/A | #N/A | #N/A | #N/A | #N/A | #N/A | #N/A | #N/A | #N/A | #N/A | #N/A | #N/A | #N/A | #N/A | #N/A | #N/A | #N/A | #N/A | #N/A | #N/A | #N/A | #N/A | #N/A | #N/A | #N/A | #N/A | #N/A | #N/A | #N/A | #N/A | #N/A | #N/A | #N/A | #N/A
[7 empty] | 1 | 15 | 349 | 13 | 2020-01-15 | Tuesday | 2 | No | #N/A | #N/A | #N/A | #N/A | #N/A | #N/A | #N/A | #N/A | #N/A | #N/A | #N/A | #N/A | #N/A | #N/A | #N/A | #N/A | #N/A | #N/A | #N/A | #N/A | #N/A | #N/A | #N/A | #N/A | #N/A | #N/A | #N/A | #N/A | #N/A | #N/A | #N/A | #N/A | #N/A | #N/A | #N/A | #N/A
[7 empty] | 1 | 15 | 350 | 14 | 2020-01-15 | Tuesday | 2 | No | #N/A | #N/A | #N/A | #N/A | #N/A | #N/A | #N/A | #N/A | #N/A | #N/A | #N/A | #N/A | #N/A | #N/A | #N/A | #N/A | #N/A | #N/A | #N/A | #N/A | #N/A | #N/A | #N/A | #N/A | #N/A | #N/A | #N/A | #N/A | #N/A | #N/A | #N/A | #N/A | #N/A | #N/A | #N/A | #N/A
[7 empty] | 1 | 15 | 351 | 15 | 2020-01-15 | Tuesday | 2 | No | #N/A | #N/A | #N/A | #N/A | #N/A | #N/A | #N/A | #N/A | #N/A | #N/A | #N/A | #N/A | #N/A | #N/A | #N/A | #N/A | #N/A | #N/A | #N/A | #N/A | #N/A | #N/A | #N/A | #N/A | #N/A | #N/A | #N/A | #N/A | #N/A | #N/A | #N/A | #N/A | #N/A | #N/A | #N/A | #N/A
[7 empty] | 1 | 15 | 352 | 16 | 2020-01-15 | Tuesday | 2 | No | #N/A | #N/A | #N/A | #N/A | #N/A | #N/A | #N/A | #N/A | #N/A | #N/A | #N/A | #N/A | #N/A | #N/A | #N/A | #N/A | #N/A | #N/A | #N/A | #N/A | #N/A | #N/A | #N/A | #N/A | #N/A | #N/A | #N/A | #N/A | #N/A | #N/A | #N/A | #N/A | #N/A | #N/A | #N/A | #N/A
[7 empty] | 1 | 15 | 353 | 17 | 2020-01-15 | Tuesday | 2 | No | #N/A | #N/A | #N/A | #N/A | #N/A | #N/A | #N/A | #N/A | #N/A | #N/A | #N/A | #N/A | #N/A | #N/A | #N/A | #N/A | #N/A | #N/A | #N/A | #N/A | #N/A | #N/A | #N/A | #N/A | #N/A | #N/A | #N/A | #N/A | #N/A | #N/A | #N/A | #N/A | #N/A | #N/A | #N/A | #N/A
[7 empty] | 1 | 15 | 354 | 18 | 2020-01-15 | Tuesday | 2 | No | #N/A | #N/A | #N/A | #N/A | #N/A | #N/A | #N/A | #N/A | #N/A | #N/A | #N/A | #N/A | #N/A | #N/A | #N/A | #N/A | #N/A | #N/A | #N/A | #N/A | #N/A | #N/A | #N/A | #N/A | #N/A | #N/A | #N/A | #N/A | #N/A | #N/A | #N/A | #N/A | #N/A | #N/A | #N/A | #N/A
[7 empty] | 1 | 15 | 355 | 19 | 2020-01-15 | Tuesday | 2 | No | #N/A | #N/A | #N/A | #N/A | #N/A | #N/A | #N/A | #N/A | #N/A | #N/A | #N/A | #N/A | #N/A | #N/A | #N/A | #N/A | #N/A | #N/A | #N/A | #N/A | #N/A | #N/A | #N/A | #N/A | #N/A | #N/A | #N/A | #N/A | #N/A | #N/A | #N/A | #N/A | #N/A | #N/A | #N/A | #N/A
[7 empty] | 1 | 15 | 356 | 20 | 2020-01-15 | Tuesday | 2 | No | #N/A | #N/A | #N/A | #N/A | #N/A | #N/A | #N/A | #N/A | #N/A | #N/A | #N/A | #N/A | #N/A | #N/A | #N/A | #N/A | #N/A | #N/A | #N/A | #N/A | #N/A | #N/A | #N/A | #N/A | #N/A | #N/A | #N/A | #N/A | #N/A | #N/A | #N/A | #N/A | #N/A | #N/A | #N/A | #N/A
[7 empty] | 1 | 15 | 357 | 21 | 2020-01-15 | Tuesday | 2 | No | #N/A | #N/A | #N/A | #N/A | #N/A | #N/A | #N/A | #N/A | #N/A | #N/A | #N/A | #N/A | #N/A | #N/A | #N/A | #N/A | #N/A | #N/A | #N/A | #N/A | #N/A | #N/A | #N/A | #N/A | #N/A | #N/A | #N/A | #N/A | #N/A | #N/A | #N/A | #N/A | #N/A | #N/A | #N/A | #N/A
[7 empty] | 1 | 15 | 358 | 22 | 2020-01-15 | Tuesday | 2 | No | #N/A | #N/A | #N/A | #N/A | #N/A | #N/A | #N/A | #N/A | #N/A | #N/A | #N/A | #N/A | #N/A | #N/A | #N/A | #N/A | #N/A | #N/A | #N/A | #N/A | #N/A | #N/A | #N/A | #N/A | #N/A | #N/A | #N/A | #N/A | #N/A | #N/A | #N/A | #N/A | #N/A | #N/A | #N/A | #N/A
[7 empty] | 1 | 15 | 359 | 23 | 2020-01-15 | Tuesday | 2 | No | #N/A | #N/A | #N/A | #N/A | #N/A | #N/A | #N/A | #N/A | #N/A | #N/A | #N/A | #N/A | #N/A | #N/A | #N/A | #N/A | #N/A | #N/A | #N/A | #N/A | #N/A | #N/A | #N/A | #N/A | #N/A | #N/A | #N/A | #N/A | #N/A | #N/A | #N/A | #N/A | #N/A | #N/A | #N/A | #N/A
[7 empty] | 1 | 15 | 360 | 24 | 2020-01-15 | Tuesday | 2 | No | #N/A | #N/A | #N/A | #N/A | #N/A | #N/A | #N/A | #N/A | #N/A | #N/A | #N/A | #N/A | #N/A | #N/A | #N/A | #N/A | #N/A | #N/A | #N/A | #N/A | #N/A | #N/A | #N/A | #N/A | #N/A | #N/A | #N/A | #N/A | #N/A | #N/A | #N/A | #N/A | #N/A | #N/A | #N/A | #N/A
[7 empty] | 1 | 16 | 361 | 1 | 2020-01-16 | Wednesday | 3 | No | #N/A | #N/A | #N/A | #N/A | #N/A | #N/A | #N/A | #N/A | #N/A | #N/A | #N/A | #N/A | #N/A | #N/A | #N/A | #N/A | #N/A | #N/A | #N/A | #N/A | #N/A | #N/A | #N/A | #N/A | #N/A | #N/A | #N/A | #N/A | #N/A | #N/A | #N/A | #N/A | #N/A | #N/A | #N/A | #N/A
[7 empty] | 1 | 16 | 362 | 2 | 2020-01-16 | Wednesday | 3 | No | #N/A | #N/A | #N/A | #N/A | #N/A | #N/A | #N/A | #N/A | #N/A | #N/A | #N/A | #N/A | #N/A | #N/A | #N/A | #N/A | #N/A | #N/A | #N/A | #N/A | #N/A | #N/A | #N/A | #N/A | #N/A | #N/A | #N/A | #N/A | #N/A | #N/A | #N/A | #N/A | #N/A | #N/A | #N/A | #N/A
[7 empty] | 1 | 16 | 363 | 3 | 2020-01-16 | Wednesday | 3 | No | #N/A | #N/A | #N/A | #N/A | #N/A | #N/A | #N/A | #N/A | #N/A | #N/A | #N/A | #N/A | #N/A | #N/A | #N/A | #N/A | #N/A | #N/A | #N/A | #N/A | #N/A | #N/A | #N/A | #N/A | #N/A | #N/A | #N/A | #N/A | #N/A | #N/A | #N/A | #N/A | #N/A | #N/A | #N/A | #N/A
[7 empty] | 1 | 16 | 364 | 4 | 2020-01-16 | Wednesday | 3 | No | #N/A | #N/A | #N/A | #N/A | #N/A | #N/A | #N/A | #N/A | #N/A | #N/A | #N/A | #N/A | #N/A | #N/A | #N/A | #N/A | #N/A | #N/A | #N/A | #N/A | #N/A | #N/A | #N/A | #N/A | #N/A | #N/A | #N/A | #N/A | #N/A | #N/A | #N/A | #N/A | #N/A | #N/A | #N/A | #N/A
[7 empty] | 1 | 16 | 365 | 5 | 2020-01-16 | Wednesday | 3 | No | #N/A | #N/A | #N/A | #N/A | #N/A | #N/A | #N/A | #N/A | #N/A | #N/A | #N/A | #N/A | #N/A | #N/A | #N/A | #N/A | #N/A | #N/A | #N/A | #N/A | #N/A | #N/A | #N/A | #N/A | #N/A | #N/A | #N/A | #N/A | #N/A | #N/A | #N/A | #N/A | #N/A | #N/A | #N/A | #N/A
[7 empty] | 1 | 16 | 366 | 6 | 2020-01-16 | Wednesday | 3 | No | #N/A | #N/A | #N/A | #N/A | #N/A | #N/A | #N/A | #N/A | #N/A | #N/A | #N/A | #N/A | #N/A | #N/A | #N/A | #N/A | #N/A | #N/A | #N/A | #N/A | #N/A | #N/A | #N/A | #N/A | #N/A | #N/A | #N/A | #N/A | #N/A | #N/A | #N/A | #N/A | #N/A | #N/A | #N/A | #N/A
[7 empty] | 1 | 16 | 367 | 7 | 2020-01-16 | Wednesday | 3 | No | #N/A | #N/A | #N/A | #N/A | #N/A | #N/A | #N/A | #N/A | #N/A | #N/A | #N/A | #N/A | #N/A | #N/A | #N/A | #N/A | #N/A | #N/A | #N/A | #N/A | #N/A | #N/A | #N/A | #N/A | #N/A | #N/A | #N/A | #N/A | #N/A | #N/A | #N/A | #N/A | #N/A | #N/A | #N/A | #N/A
[7 empty] | 1 | 16 | 368 | 8 | 2020-01-16 | Wednesday | 3 | No | #N/A | #N/A | #N/A | #N/A | #N/A | #N/A | #N/A | #N/A | #N/A | #N/A | #N/A | #N/A | #N/A | #N/A | #N/A | #N/A | #N/A | #N/A | #N/A | #N/A | #N/A | #N/A | #N/A | #N/A | #N/A | #N/A | #N/A | #N/A | #N/A | #N/A | #N/A | #N/A | #N/A | #N/A | #N/A | #N/A
[7 empty] | 1 | 16 | 369 | 9 | 2020-01-16 | Wednesday | 3 | No | #N/A | #N/A | #N/A | #N/A | #N/A | #N/A | #N/A | #N/A | #N/A | #N/A | #N/A | #N/A | #N/A | #N/A | #N/A | #N/A | #N/A | #N/A | #N/A | #N/A | #N/A | #N/A | #N/A | #N/A | #N/A | #N/A | #N/A | #N/A | #N/A | #N/A | #N/A | #N/A | #N/A | #N/A | #N/A | #N/A
[7 empty] | 1 | 16 | 370 | 10 | 2020-01-16 | Wednesday | 3 | No | #N/A | #N/A | #N/A | #N/A | #N/A | #N/A | #N/A | #N/A | #N/A | #N/A | #N/A | #N/A | #N/A | #N/A | #N/A | #N/A | #N/A | #N/A | #N/A | #N/A | #N/A | #N/A | #N/A | #N/A | #N/A | #N/A | #N/A | #N/A | #N/A | #N/A | #N/A | #N/A | #N/A | #N/A | #N/A | #N/A
[7 empty] | 1 | 16 | 371 | 11 | 2020-01-16 | Wednesday | 3 | No | #N/A | #N/A | #N/A | #N/A | #N/A | #N/A | #N/A | #N/A | #N/A | #N/A | #N/A | #N/A | #N/A | #N/A | #N/A | #N/A | #N/A | #N/A | #N/A | #N/A | #N/A | #N/A | #N/A | #N/A | #N/A | #N/A | #N/A | #N/A | #N/A | #N/A | #N/A | #N/A | #N/A | #N/A | #N/A | #N/A
[7 empty] | 1 | 16 | 372 | 12 | 2020-01-16 | Wednesday | 3 | No | #N/A | #N/A | #N/A | #N/A | #N/A | #N/A | #N/A | #N/A | #N/A | #N/A | #N/A | #N/A | #N/A | #N/A | #N/A | #N/A | #N/A | #N/A | #N/A | #N/A | #N/A | #N/A | #N/A | #N/A | #N/A | #N/A | #N/A | #N/A | #N/A | #N/A | #N/A | #N/A | #N/A | #N/A | #N/A | #N/A
[7 empty] | 1 | 16 | 373 | 13 | 2020-01-16 | Wednesday | 3 | No | #N/A | #N/A | #N/A | #N/A | #N/A | #N/A | #N/A | #N/A | #N/A | #N/A | #N/A | #N/A | #N/A | #N/A | #N/A | #N/A | #N/A | #N/A | #N/A | #N/A | #N/A | #N/A | #N/A | #N/A | #N/A | #N/A | #N/A | #N/A | #N/A | #N/A | #N/A | #N/A | #N/A | #N/A | #N/A | #N/A
[7 empty] | 1 | 16 | 374 | 14 | 2020-01-16 | Wednesday | 3 | No | #N/A | #N/A | #N/A | #N/A | #N/A | #N/A | #N/A | #N/A | #N/A | #N/A | #N/A | #N/A | #N/A | #N/A | #N/A | #N/A | #N/A | #N/A | #N/A | #N/A | #N/A | #N/A | #N/A | #N/A | #N/A | #N/A | #N/A | #N/A | #N/A | #N/A | #N/A | #N/A | #N/A | #N/A | #N/A | #N/A
[7 empty] | 1 | 16 | 375 | 15 | 2020-01-16 | Wednesday | 3 | No | #N/A | #N/A | #N/A | #N/A | #N/A | #N/A | #N/A | #N/A | #N/A | #N/A | #N/A | #N/A | #N/A | #N/A | #N/A | #N/A | #N/A | #N/A | #N/A | #N/A | #N/A | #N/A | #N/A | #N/A | #N/A | #N/A | #N/A | #N/A | #N/A | #N/A | #N/A | #N/A | #N/A | #N/A | #N/A | #N/A
[7 empty] | 1 | 16 | 376 | 16 | 2020-01-16 | Wednesday | 3 | No | #N/A | #N/A | #N/A | #N/A | #N/A | #N/A | #N/A | #N/A | #N/A | #N/A | #N/A | #N/A | #N/A | #N/A | #N/A | #N/A | #N/A | #N/A | #N/A | #N/A | #N/A | #N/A | #N/A | #N/A | #N/A | #N/A | #N/A | #N/A | #N/A | #N/A | #N/A | #N/A | #N/A | #N/A | #N/A | #N/A
[7 empty] | 1 | 16 | 377 | 17 | 2020-01-16 | Wednesday | 3 | No | #N/A | #N/A | #N/A | #N/A | #N/A | #N/A | #N/A | #N/A | #N/A | #N/A | #N/A | #N/A | #N/A | #N/A | #N/A | #N/A | #N/A | #N/A | #N/A | #N/A | #N/A | #N/A | #N/A | #N/A | #N/A | #N/A | #N/A | #N/A | #N/A | #N/A | #N/A | #N/A | #N/A | #N/A | #N/A | #N/A
[7 empty] | 1 | 16 | 378 | 18 | 2020-01-16 | Wednesday | 3 | No | #N/A | #N/A | #N/A | #N/A | #N/A | #N/A | #N/A | #N/A | #N/A | #N/A | #N/A | #N/A | #N/A | #N/A | #N/A | #N/A | #N/A | #N/A | #N/A | #N/A | #N/A | #N/A | #N/A | #N/A | #N/A | #N/A | #N/A | #N/A | #N/A | #N/A | #N/A | #N/A | #N/A | #N/A | #N/A | #N/A
[7 empty] | 1 | 16 | 379 | 19 | 2020-01-16 | Wednesday | 3 | No | #N/A | #N/A | #N/A | #N/A | #N/A | #N/A | #N/A | #N/A | #N/A | #N/A | #N/A | #N/A | #N/A | #N/A | #N/A | #N/A | #N/A | #N/A | #N/A | #N/A | #N/A | #N/A | #N/A | #N/A | #N/A | #N/A | #N/A | #N/A | #N/A | #N/A | #N/A | #N/A | #N/A | #N/A | #N/A | #N/A
[7 empty] | 1 | 16 | 380 | 20 | 2020-01-16 | Wednesday | 3 | No | #N/A | #N/A | #N/A | #N/A | #N/A | #N/A | #N/A | #N/A | #N/A | #N/A | #N/A | #N/A | #N/A | #N/A | #N/A | #N/A | #N/A | #N/A | #N/A | #N/A | #N/A | #N/A | #N/A | #N/A | #N/A | #N/A | #N/A | #N/A | #N/A | #N/A | #N/A | #N/A | #N/A | #N/A | #N/A | #N/A
[7 empty] | 1 | 16 | 381 | 21 | 2020-01-16 | Wednesday | 3 | No | #N/A | #N/A | #N/A | #N/A | #N/A | #N/A | #N/A | #N/A | #N/A | #N/A | #N/A | #N/A | #N/A | #N/A | #N/A | #N/A | #N/A | #N/A | #N/A | #N/A | #N/A | #N/A | #N/A | #N/A | #N/A | #N/A | #N/A | #N/A | #N/A | #N/A | #N/A | #N/A | #N/A | #N/A | #N/A | #N/A
[7 empty] | 1 | 16 | 382 | 22 | 2020-01-16 | Wednesday | 3 | No | #N/A | #N/A | #N/A | #N/A | #N/A | #N/A | #N/A | #N/A | #N/A | #N/A | #N/A | #N/A | #N/A | #N/A | #N/A | #N/A | #N/A | #N/A | #N/A | #N/A | #N/A | #N/A | #N/A | #N/A | #N/A | #N/A | #N/A | #N/A | #N/A | #N/A | #N/A | #N/A | #N/A | #N/A | #N/A | #N/A
[7 empty] | 1 | 16 | 383 | 23 | 2020-01-16 | Wednesday | 3 | No | #N/A | #N/A | #N/A | #N/A | #N/A | #N/A | #N/A | #N/A | #N/A | #N/A | #N/A | #N/A | #N/A | #N/A | #N/A | #N/A | #N/A | #N/A | #N/A | #N/A | #N/A | #N/A | #N/A | #N/A | #N/A | #N/A | #N/A | #N/A | #N/A | #N/A | #N/A | #N/A | #N/A | #N/A | #N/A | #N/A
[7 empty] | 1 | 16 | 384 | 24 | 2020-01-16 | Wednesday | 3 | No | #N/A | #N/A | #N/A | #N/A | #N/A | #N/A | #N/A | #N/A | #N/A | #N/A | #N/A | #N/A | #N/A | #N/A | #N/A | #N/A | #N/A | #N/A | #N/A | #N/A | #N/A | #N/A | #N/A | #N/A | #N/A | #N/A | #N/A | #N/A | #N/A | #N/A | #N/A | #N/A | #N/A | #N/A | #N/A | #N/A
[7 empty] | 1 | 17 | 385 | 1 | 2020-01-17 | Thursday | 4 | No | #N/A | #N/A | #N/A | #N/A | #N/A | #N/A | #N/A | #N/A | #N/A | #N/A | #N/A | #N/A | #N/A | #N/A | #N/A | #N/A | #N/A | #N/A | #N/A | #N/A | #N/A | #N/A | #N/A | #N/A | #N/A | #N/A | #N/A | #N/A | #N/A | #N/A | #N/A | #N/A | #N/A | #N/A | #N/A | #N/A
[7 empty] | 1 | 17 | 386 | 2 | 2020-01-17 | Thursday | 4 | No | #N/A | #N/A | #N/A | #N/A | #N/A | #N/A | #N/A | #N/A | #N/A | #N/A | #N/A | #N/A | #N/A | #N/A | #N/A | #N/A | #N/A | #N/A | #N/A | #N/A | #N/A | #N/A | #N/A | #N/A | #N/A | #N/A | #N/A | #N/A | #N/A | #N/A | #N/A | #N/A | #N/A | #N/A | #N/A | #N/A
[7 empty] | 1 | 17 | 387 | 3 | 2020-01-17 | Thursday | 4 | No | #N/A | #N/A | #N/A | #N/A | #N/A | #N/A | #N/A | #N/A | #N/A | #N/A | #N/A | #N/A | #N/A | #N/A | #N/A | #N/A | #N/A | #N/A | #N/A | #N/A | #N/A | #N/A | #N/A | #N/A | #N/A | #N/A | #N/A | #N/A | #N/A | #N/A | #N/A | #N/A | #N/A | #N/A | #N/A | #N/A
[7 empty] | 1 | 17 | 388 | 4 | 2020-01-17 | Thursday | 4 | No | #N/A | #N/A | #N/A | #N/A | #N/A | #N/A | #N/A | #N/A | #N/A | #N/A | #N/A | #N/A | #N/A | #N/A | #N/A | #N/A | #N/A | #N/A | #N/A | #N/A | #N/A | #N/A | #N/A | #N/A | #N/A | #N/A | #N/A | #N/A | #N/A | #N/A | #N/A | #N/A | #N/A | #N/A | #N/A | #N/A
[7 empty] | 1 | 17 | 389 | 5 | 2020-01-17 | Thursday | 4 | No | #N/A | #N/A | #N/A | #N/A | #N/A | #N/A | #N/A | #N/A | #N/A | #N/A | #N/A | #N/A | #N/A | #N/A | #N/A | #N/A | #N/A | #N/A | #N/A | #N/A | #N/A | #N/A | #N/A | #N/A | #N/A | #N/A | #N/A | #N/A | #N/A | #N/A | #N/A | #N/A | #N/A | #N/A | #N/A | #N/A
[7 empty] | 1 | 17 | 390 | 6 | 2020-01-17 | Thursday | 4 | No | #N/A | #N/A | #N/A | #N/A | #N/A | #N/A | #N/A | #N/A | #N/A | #N/A | #N/A | #N/A | #N/A | #N/A | #N/A | #N/A | #N/A | #N/A | #N/A | #N/A | #N/A | #N/A | #N/A | #N/A | #N/A | #N/A | #N/A | #N/A | #N/A | #N/A | #N/A | #N/A | #N/A | #N/A | #N/A | #N/A
[7 empty] | 1 | 17 | 391 | 7 | 2020-01-17 | Thursday | 4 | No | #N/A | #N/A | #N/A | #N/A | #N/A | #N/A | #N/A | #N/A | #N/A | #N/A | #N/A | #N/A | #N/A | #N/A | #N/A | #N/A | #N/A | #N/A | #N/A | #N/A | #N/A | #N/A | #N/A | #N/A | #N/A | #N/A | #N/A | #N/A | #N/A | #N/A | #N/A | #N/A | #N/A | #N/A | #N/A | #N/A
[7 empty] | 1 | 17 | 392 | 8 | 2020-01-17 | Thursday | 4 | No | #N/A | #N/A | #N/A | #N/A | #N/A | #N/A | #N/A | #N/A | #N/A | #N/A | #N/A | #N/A | #N/A | #N/A | #N/A | #N/A | #N/A | #N/A | #N/A | #N/A | #N/A | #N/A | #N/A | #N/A | #N/A | #N/A | #N/A | #N/A | #N/A | #N/A | #N/A | #N/A | #N/A | #N/A | #N/A | #N/A
[7 empty] | 1 | 17 | 393 | 9 | 2020-01-17 | Thursday | 4 | No | #N/A | #N/A | #N/A | #N/A | #N/A | #N/A | #N/A | #N/A | #N/A | #N/A | #N/A | #N/A | #N/A | #N/A | #N/A | #N/A | #N/A | #N/A | #N/A | #N/A | #N/A | #N/A | #N/A | #N/A | #N/A | #N/A | #N/A | #N/A | #N/A | #N/A | #N/A | #N/A | #N/A | #N/A | #N/A | #N/A
[7 empty] | 1 | 17 | 394 | 10 | 2020-01-17 | Thursday | 4 | No | #N/A | #N/A | #N/A | #N/A | #N/A | #N/A | #N/A | #N/A | #N/A | #N/A | #N/A | #N/A | #N/A | #N/A | #N/A | #N/A | #N/A | #N/A | #N/A | #N/A | #N/A | #N/A | #N/A | #N/A | #N/A | #N/A | #N/A | #N/A | #N/A | #N/A | #N/A | #N/A | #N/A | #N/A | #N/A | #N/A
[7 empty] | 1 | 17 | 395 | 11 | 2020-01-17 | Thursday | 4 | No | #N/A | #N/A | #N/A | #N/A | #N/A | #N/A | #N/A | #N/A | #N/A | #N/A | #N/A | #N/A | #N/A | #N/A | #N/A | #N/A | #N/A | #N/A | #N/A | #N/A | #N/A | #N/A | #N/A | #N/A | #N/A | #N/A | #N/A | #N/A | #N/A | #N/A | #N/A | #N/A | #N/A | #N/A | #N/A | #N/A
[7 empty] | 1 | 17 | 396 | 12 | 2020-01-17 | Thursday | 4 | No | #N/A | #N/A | #N/A | #N/A | #N/A | #N/A | #N/A | #N/A | #N/A | #N/A | #N/A | #N/A | #N/A | #N/A | #N/A | #N/A | #N/A | #N/A | #N/A | #N/A | #N/A | #N/A | #N/A | #N/A | #N/A | #N/A | #N/A | #N/A | #N/A | #N/A | #N/A | #N/A | #N/A | #N/A | #N/A | #N/A
[7 empty] | 1 | 17 | 397 | 13 | 2020-01-17 | Thursday | 4 | No | #N/A | #N/A | #N/A | #N/A | #N/A | #N/A | #N/A | #N/A | #N/A | #N/A | #N/A | #N/A | #N/A | #N/A | #N/A | #N/A | #N/A | #N/A | #N/A | #N/A | #N/A | #N/A | #N/A | #N/A | #N/A | #N/A | #N/A | #N/A | #N/A | #N/A | #N/A | #N/A | #N/A | #N/A | #N/A | #N/A
[7 empty] | 1 | 17 | 398 | 14 | 2020-01-17 | Thursday | 4 | No | #N/A | #N/A | #N/A | #N/A | #N/A | #N/A | #N/A | #N/A | #N/A | #N/A | #N/A | #N/A | #N/A | #N/A | #N/A | #N/A | #N/A | #N/A | #N/A | #N/A | #N/A | #N/A | #N/A | #N/A | #N/A | #N/A | #N/A | #N/A | #N/A | #N/A | #N/A | #N/A | #N/A | #N/A | #N/A | #N/A
[7 empty] | 1 | 17 | 399 | 15 | 2020-01-17 | Thursday | 4 | No | #N/A | #N/A | #N/A | #N/A | #N/A | #N/A | #N/A | #N/A | #N/A | #N/A | #N/A | #N/A | #N/A | #N/A | #N/A | #N/A | #N/A | #N/A | #N/A | #N/A | #N/A | #N/A | #N/A | #N/A | #N/A | #N/A | #N/A | #N/A | #N/A | #N/A | #N/A | #N/A | #N/A | #N/A | #N/A | #N/A
[7 empty] | 1 | 17 | 400 | 16 | 2020-01-17 | Thursday | 4 | No | #N/A | #N/A | #N/A | #N/A | #N/A | #N/A | #N/A | #N/A | #N/A | #N/A | #N/A | #N/A | #N/A | #N/A | #N/A | #N/A | #N/A | #N/A | #N/A | #N/A | #N/A | #N/A | #N/A | #N/A | #N/A | #N/A | #N/A | #N/A | #N/A | #N/A | #N/A | #N/A | #N/A | #N/A | #N/A | #N/A
[7 empty] | 1 | 17 | 401 | 17 | 2020-01-17 | Thursday | 4 | No | #N/A | #N/A | #N/A | #N/A | #N/A | #N/A | #N/A | #N/A | #N/A | #N/A | #N/A | #N/A | #N/A | #N/A | #N/A | #N/A | #N/A | #N/A | #N/A | #N/A | #N/A | #N/A | #N/A | #N/A | #N/A | #N/A | #N/A | #N/A | #N/A | #N/A | #N/A | #N/A | #N/A | #N/A | #N/A | #N/A
[7 empty] | 1 | 17 | 402 | 18 | 2020-01-17 | Thursday | 4 | No | #N/A | #N/A | #N/A | #N/A | #N/A | #N/A | #N/A | #N/A | #N/A | #N/A | #N/A | #N/A | #N/A | #N/A | #N/A | #N/A | #N/A | #N/A | #N/A | #N/A | #N/A | #N/A | #N/A | #N/A | #N/A | #N/A | #N/A | #N/A | #N/A | #N/A | #N/A | #N/A | #N/A | #N/A | #N/A | #N/A
[7 empty] | 1 | 17 | 403 | 19 | 2020-01-17 | Thursday | 4 | No | #N/A | #N/A | #N/A | #N/A | #N/A | #N/A | #N/A | #N/A | #N/A | #N/A | #N/A | #N/A | #N/A | #N/A | #N/A | #N/A | #N/A | #N/A | #N/A | #N/A | #N/A | #N/A | #N/A | #N/A | #N/A | #N/A | #N/A | #N/A | #N/A | #N/A | #N/A | #N/A | #N/A | #N/A | #N/A | #N/A
[7 empty] | 1 | 17 | 404 | 20 | 2020-01-17 | Thursday | 4 | No | #N/A | #N/A | #N/A | #N/A | #N/A | #N/A | #N/A | #N/A | #N/A | #N/A | #N/A | #N/A | #N/A | #N/A | #N/A | #N/A | #N/A | #N/A | #N/A | #N/A | #N/A | #N/A | #N/A | #N/A | #N/A | #N/A | #N/A | #N/A | #N/A | #N/A | #N/A | #N/A | #N/A | #N/A | #N/A | #N/A
[7 empty] | 1 | 17 | 405 | 21 | 2020-01-17 | Thursday | 4 | No | #N/A | #N/A | #N/A | #N/A | #N/A | #N/A | #N/A | #N/A | #N/A | #N/A | #N/A | #N/A | #N/A | #N/A | #N/A | #N/A | #N/A | #N/A | #N/A | #N/A | #N/A | #N/A | #N/A | #N/A | #N/A | #N/A | #N/A | #N/A | #N/A | #N/A | #N/A | #N/A | #N/A | #N/A | #N/A | #N/A
[7 empty] | 1 | 17 | 406 | 22 | 2020-01-17 | Thursday | 4 | No | #N/A | #N/A | #N/A | #N/A | #N/A | #N/A | #N/A | #N/A | #N/A | #N/A | #N/A | #N/A | #N/A | #N/A | #N/A | #N/A | #N/A | #N/A | #N/A | #N/A | #N/A | #N/A | #N/A | #N/A | #N/A | #N/A | #N/A | #N/A | #N/A | #N/A | #N/A | #N/A | #N/A | #N/A | #N/A | #N/A
[7 empty] | 1 | 17 | 407 | 23 | 2020-01-17 | Thursday | 4 | No | #N/A | #N/A | #N/A | #N/A | #N/A | #N/A | #N/A | #N/A | #N/A | #N/A | #N/A | #N/A | #N/A | #N/A | #N/A | #N/A | #N/A | #N/A | #N/A | #N/A | #N/A | #N/A | #N/A | #N/A | #N/A | #N/A | #N/A | #N/A | #N/A | #N/A | #N/A | #N/A | #N/A | #N/A | #N/A | #N/A
[7 empty] | 1 | 17 | 408 | 24 | 2020-01-17 | Thursday | 4 | No | #N/A | #N/A | #N/A | #N/A | #N/A | #N/A | #N/A | #N/A | #N/A | #N/A | #N/A | #N/A | #N/A | #N/A | #N/A | #N/A | #N/A | #N/A | #N/A | #N/A | #N/A | #N/A | #N/A | #N/A | #N/A | #N/A | #N/A | #N/A | #N/A | #N/A | #N/A | #N/A | #N/A | #N/A | #N/A | #N/A
[7 empty] | 1 | 18 | 409 | 1 | 2020-01-18 | Friday | 5 | No | #N/A | #N/A | #N/A | #N/A | #N/A | #N/A | #N/A | #N/A | #N/A | #N/A | #N/A | #N/A | #N/A | #N/A | #N/A | #N/A | #N/A | #N/A | #N/A | #N/A | #N/A | #N/A | #N/A | #N/A | #N/A | #N/A | #N/A | #N/A | #N/A | #N/A | #N/A | #N/A | #N/A | #N/A | #N/A | #N/A
[7 empty] | 1 | 18 | 410 | 2 | 2020-01-18 | Friday | 5 | No | #N/A | #N/A | #N/A | #N/A | #N/A | #N/A | #N/A | #N/A | #N/A | #N/A | #N/A | #N/A | #N/A | #N/A | #N/A | #N/A | #N/A | #N/A | #N/A | #N/A | #N/A | #N/A | #N/A | #N/A | #N/A | #N/A | #N/A | #N/A | #N/A | #N/A | #N/A | #N/A | #N/A | #N/A | #N/A | #N/A
[7 empty] | 1 | 18 | 411 | 3 | 2020-01-18 | Friday | 5 | No | #N/A | #N/A | #N/A | #N/A | #N/A | #N/A | #N/A | #N/A | #N/A | #N/A | #N/A | #N/A | #N/A | #N/A | #N/A | #N/A | #N/A | #N/A | #N/A | #N/A | #N/A | #N/A | #N/A | #N/A | #N/A | #N/A | #N/A | #N/A | #N/A | #N/A | #N/A | #N/A | #N/A | #N/A | #N/A | #N/A
[7 empty] | 1 | 18 | 412 | 4 | 2020-01-18 | Friday | 5 | No | #N/A | #N/A | #N/A | #N/A | #N/A | #N/A | #N/A | #N/A | #N/A | #N/A | #N/A | #N/A | #N/A | #N/A | #N/A | #N/A | #N/A | #N/A | #N/A | #N/A | #N/A | #N/A | #N/A | #N/A | #N/A | #N/A | #N/A | #N/A | #N/A | #N/A | #N/A | #N/A | #N/A | #N/A | #N/A | #N/A
[7 empty] | 1 | 18 | 413 | 5 | 2020-01-18 | Friday | 5 | No | #N/A | #N/A | #N/A | #N/A | #N/A | #N/A | #N/A | #N/A | #N/A | #N/A | #N/A | #N/A | #N/A | #N/A | #N/A | #N/A | #N/A | #N/A | #N/A | #N/A | #N/A | #N/A | #N/A | #N/A | #N/A | #N/A | #N/A | #N/A | #N/A | #N/A | #N/A | #N/A | #N/A | #N/A | #N/A | #N/A
[7 empty] | 1 | 18 | 414 | 6 | 2020-01-18 | Friday | 5 | No | #N/A | #N/A | #N/A | #N/A | #N/A | #N/A | #N/A | #N/A | #N/A | #N/A | #N/A | #N/A | #N/A | #N/A | #N/A | #N/A | #N/A | #N/A | #N/A | #N/A | #N/A | #N/A | #N/A | #N/A | #N/A | #N/A | #N/A | #N/A | #N/A | #N/A | #N/A | #N/A | #N/A | #N/A | #N/A | #N/A
[7 empty] | 1 | 18 | 415 | 7 | 2020-01-18 | Friday | 5 | No | #N/A | #N/A | #N/A | #N/A | #N/A | #N/A | #N/A | #N/A | #N/A | #N/A | #N/A | #N/A | #N/A | #N/A | #N/A | #N/A | #N/A | #N/A | #N/A | #N/A | #N/A | #N/A | #N/A | #N/A | #N/A | #N/A | #N/A | #N/A | #N/A | #N/A | #N/A | #N/A | #N/A | #N/A | #N/A | #N/A
[7 empty] | 1 | 18 | 416 | 8 | 2020-01-18 | Friday | 5 | No | #N/A | #N/A | #N/A | #N/A | #N/A | #N/A | #N/A | #N/A | #N/A | #N/A | #N/A | #N/A | #N/A | #N/A | #N/A | #N/A | #N/A | #N/A | #N/A | #N/A | #N/A | #N/A | #N/A | #N/A | #N/A | #N/A | #N/A | #N/A | #N/A | #N/A | #N/A | #N/A | #N/A | #N/A | #N/A | #N/A
[7 empty] | 1 | 18 | 417 | 9 | 2020-01-18 | Friday | 5 | No | #N/A | #N/A | #N/A | #N/A | #N/A | #N/A | #N/A | #N/A | #N/A | #N/A | #N/A | #N/A | #N/A | #N/A | #N/A | #N/A | #N/A | #N/A | #N/A | #N/A | #N/A | #N/A | #N/A | #N/A | #N/A | #N/A | #N/A | #N/A | #N/A | #N/A | #N/A | #N/A | #N/A | #N/A | #N/A | #N/A
[7 empty] | 1 | 18 | 418 | 10 | 2020-01-18 | Friday | 5 | No | #N/A | #N/A | #N/A | #N/A | #N/A | #N/A | #N/A | #N/A | #N/A | #N/A | #N/A | #N/A | #N/A | #N/A | #N/A | #N/A | #N/A | #N/A | #N/A | #N/A | #N/A | #N/A | #N/A | #N/A | #N/A | #N/A | #N/A | #N/A | #N/A | #N/A | #N/A | #N/A | #N/A | #N/A | #N/A | #N/A
[7 empty] | 1 | 18 | 419 | 11 | 2020-01-18 | Friday | 5 | No | #N/A | #N/A | #N/A | #N/A | #N/A | #N/A | #N/A | #N/A | #N/A | #N/A | #N/A | #N/A | #N/A | #N/A | #N/A | #N/A | #N/A | #N/A | #N/A | #N/A | #N/A | #N/A | #N/A | #N/A | #N/A | #N/A | #N/A | #N/A | #N/A | #N/A | #N/A | #N/A | #N/A | #N/A | #N/A | #N/A
[7 empty] | 1 | 18 | 420 | 12 | 2020-01-18 | Friday | 5 | No | #N/A | #N/A | #N/A | #N/A | #N/A | #N/A | #N/A | #N/A | #N/A | #N/A | #N/A | #N/A | #N/A | #N/A | #N/A | #N/A | #N/A | #N/A | #N/A | #N/A | #N/A | #N/A | #N/A | #N/A | #N/A | #N/A | #N/A | #N/A | #N/A | #N/A | #N/A | #N/A | #N/A | #N/A | #N/A | #N/A
[7 empty] | 1 | 18 | 421 | 13 | 2020-01-18 | Friday | 5 | No | #N/A | #N/A | #N/A | #N/A | #N/A | #N/A | #N/A | #N/A | #N/A | #N/A | #N/A | #N/A | #N/A | #N/A | #N/A | #N/A | #N/A | #N/A | #N/A | #N/A | #N/A | #N/A | #N/A | #N/A | #N/A | #N/A | #N/A | #N/A | #N/A | #N/A | #N/A | #N/A | #N/A | #N/A | #N/A | #N/A
[7 empty] | 1 | 18 | 422 | 14 | 2020-01-18 | Friday | 5 | No | #N/A | #N/A | #N/A | #N/A | #N/A | #N/A | #N/A | #N/A | #N/A | #N/A | #N/A | #N/A | #N/A | #N/A | #N/A | #N/A | #N/A | #N/A | #N/A | #N/A | #N/A | #N/A | #N/A | #N/A | #N/A | #N/A | #N/A | #N/A | #N/A | #N/A | #N/A | #N/A | #N/A | #N/A | #N/A | #N/A
[7 empty] | 1 | 18 | 423 | 15 | 2020-01-18 | Friday | 5 | No | #N/A | #N/A | #N/A | #N/A | #N/A | #N/A | #N/A | #N/A | #N/A | #N/A | #N/A | #N/A | #N/A | #N/A | #N/A | #N/A | #N/A | #N/A | #N/A | #N/A | #N/A | #N/A | #N/A | #N/A | #N/A | #N/A | #N/A | #N/A | #N/A | #N/A | #N/A | #N/A | #N/A | #N/A | #N/A | #N/A
[7 empty] | 1 | 18 | 424 | 16 | 2020-01-18 | Friday | 5 | No | #N/A | #N/A | #N/A | #N/A | #N/A | #N/A | #N/A | #N/A | #N/A | #N/A | #N/A | #N/A | #N/A | #N/A | #N/A | #N/A | #N/A | #N/A | #N/A | #N/A | #N/A | #N/A | #N/A | #N/A | #N/A | #N/A | #N/A | #N/A | #N/A | #N/A | #N/A | #N/A | #N/A | #N/A | #N/A | #N/A
[7 empty] | 1 | 18 | 425 | 17 | 2020-01-18 | Friday | 5 | No | #N/A | #N/A | #N/A | #N/A | #N/A | #N/A | #N/A | #N/A | #N/A | #N/A | #N/A | #N/A | #N/A | #N/A | #N/A | #N/A | #N/A | #N/A | #N/A | #N/A | #N/A | #N/A | #N/A | #N/A | #N/A | #N/A | #N/A | #N/A | #N/A | #N/A | #N/A | #N/A | #N/A | #N/A | #N/A | #N/A
[7 empty] | 1 | 18 | 426 | 18 | 2020-01-18 | Friday | 5 | No | #N/A | #N/A | #N/A | #N/A | #N/A | #N/A | #N/A | #N/A | #N/A | #N/A | #N/A | #N/A | #N/A | #N/A | #N/A | #N/A | #N/A | #N/A | #N/A | #N/A | #N/A | #N/A | #N/A | #N/A | #N/A | #N/A | #N/A | #N/A | #N/A | #N/A | #N/A | #N/A | #N/A | #N/A | #N/A | #N/A
[7 empty] | 1 | 18 | 427 | 19 | 2020-01-18 | Friday | 5 | No | #N/A | #N/A | #N/A | #N/A | #N/A | #N/A | #N/A | #N/A | #N/A | #N/A | #N/A | #N/A | #N/A | #N/A | #N/A | #N/A | #N/A | #N/A | #N/A | #N/A | #N/A | #N/A | #N/A | #N/A | #N/A | #N/A | #N/A | #N/A | #N/A | #N/A | #N/A | #N/A | #N/A | #N/A | #N/A | #N/A
[7 empty] | 1 | 18 | 428 | 20 | 2020-01-18 | Friday | 5 | No | #N/A | #N/A | #N/A | #N/A | #N/A | #N/A | #N/A | #N/A | #N/A | #N/A | #N/A | #N/A | #N/A | #N/A | #N/A | #N/A | #N/A | #N/A | #N/A | #N/A | #N/A | #N/A | #N/A | #N/A | #N/A | #N/A | #N/A | #N/A | #N/A | #N/A | #N/A | #N/A | #N/A | #N/A | #N/A | #N/A
[7 empty] | 1 | 18 | 429 | 21 | 2020-01-18 | Friday | 5 | No | #N/A | #N/A | #N/A | #N/A | #N/A | #N/A | #N/A | #N/A | #N/A | #N/A | #N/A | #N/A | #N/A | #N/A | #N/A | #N/A | #N/A | #N/A | #N/A | #N/A | #N/A | #N/A | #N/A | #N/A | #N/A | #N/A | #N/A | #N/A | #N/A | #N/A | #N/A | #N/A | #N/A | #N/A | #N/A | #N/A
[7 empty] | 1 | 18 | 430 | 22 | 2020-01-18 | Friday | 5 | No | #N/A | #N/A | #N/A | #N/A | #N/A | #N/A | #N/A | #N/A | #N/A | #N/A | #N/A | #N/A | #N/A | #N/A | #N/A | #N/A | #N/A | #N/A | #N/A | #N/A | #N/A | #N/A | #N/A | #N/A | #N/A | #N/A | #N/A | #N/A | #N/A | #N/A | #N/A | #N/A | #N/A | #N/A | #N/A | #N/A
[7 empty] | 1 | 18 | 431 | 23 | 2020-01-18 | Friday | 5 | No | #N/A | #N/A | #N/A | #N/A | #N/A | #N/A | #N/A | #N/A | #N/A | #N/A | #N/A | #N/A | #N/A | #N/A | #N/A | #N/A | #N/A | #N/A | #N/A | #N/A | #N/A | #N/A | #N/A | #N/A | #N/A | #N/A | #N/A | #N/A | #N/A | #N/A | #N/A | #N/A | #N/A | #N/A | #N/A | #N/A
[7 empty] | 1 | 18 | 432 | 24 | 2020-01-18 | Friday | 5 | No | #N/A | #N/A | #N/A | #N/A | #N/A | #N/A | #N/A | #N/A | #N/A | #N/A | #N/A | #N/A | #N/A | #N/A | #N/A | #N/A | #N/A | #N/A | #N/A | #N/A | #N/A | #N/A | #N/A | #N/A | #N/A | #N/A | #N/A | #N/A | #N/A | #N/A | #N/A | #N/A | #N/A | #N/A | #N/A | #N/A
[7 empty] | 1 | 19 | 433 | 1 | 2020-01-19 | Saturday | 6 | No | #N/A | #N/A | #N/A | #N/A | #N/A | #N/A | #N/A | #N/A | #N/A | #N/A | #N/A | #N/A | #N/A | #N/A | #N/A | #N/A | #N/A | #N/A | #N/A | #N/A | #N/A | #N/A | #N/A | #N/A | #N/A | #N/A | #N/A | #N/A | #N/A | #N/A | #N/A | #N/A | #N/A | #N/A | #N/A | #N/A
[7 empty] | 1 | 19 | 434 | 2 | 2020-01-19 | Saturday | 6 | No | #N/A | #N/A | #N/A | #N/A | #N/A | #N/A | #N/A | #N/A | #N/A | #N/A | #N/A | #N/A | #N/A | #N/A | #N/A | #N/A | #N/A | #N/A | #N/A | #N/A | #N/A | #N/A | #N/A | #N/A | #N/A | #N/A | #N/A | #N/A | #N/A | #N/A | #N/A | #N/A | #N/A | #N/A | #N/A | #N/A
[7 empty] | 1 | 19 | 435 | 3 | 2020-01-19 | Saturday | 6 | No | #N/A | #N/A | #N/A | #N/A | #N/A | #N/A | #N/A | #N/A | #N/A | #N/A | #N/A | #N/A | #N/A | #N/A | #N/A | #N/A | #N/A | #N/A | #N/A | #N/A | #N/A | #N/A | #N/A | #N/A | #N/A | #N/A | #N/A | #N/A | #N/A | #N/A | #N/A | #N/A | #N/A | #N/A | #N/A | #N/A
[7 empty] | 1 | 19 | 436 | 4 | 2020-01-19 | Saturday | 6 | No | #N/A | #N/A | #N/A | #N/A | #N/A | #N/A | #N/A | #N/A | #N/A | #N/A | #N/A | #N/A | #N/A | #N/A | #N/A | #N/A | #N/A | #N/A | #N/A | #N/A | #N/A | #N/A | #N/A | #N/A | #N/A | #N/A | #N/A | #N/A | #N/A | #N/A | #N/A | #N/A | #N/A | #N/A | #N/A | #N/A
[7 empty] | 1 | 19 | 437 | 5 | 2020-01-19 | Saturday | 6 | No | #N/A | #N/A | #N/A | #N/A | #N/A | #N/A | #N/A | #N/A | #N/A | #N/A | #N/A | #N/A | #N/A | #N/A | #N/A | #N/A | #N/A | #N/A | #N/A | #N/A | #N/A | #N/A | #N/A | #N/A | #N/A | #N/A | #N/A | #N/A | #N/A | #N/A | #N/A | #N/A | #N/A | #N/A | #N/A | #N/A
[7 empty] | 1 | 19 | 438 | 6 | 2020-01-19 | Saturday | 6 | No | #N/A | #N/A | #N/A | #N/A | #N/A | #N/A | #N/A | #N/A | #N/A | #N/A | #N/A | #N/A | #N/A | #N/A | #N/A | #N/A | #N/A | #N/A | #N/A | #N/A | #N/A | #N/A | #N/A | #N/A | #N/A | #N/A | #N/A | #N/A | #N/A | #N/A | #N/A | #N/A | #N/A | #N/A | #N/A | #N/A
[7 empty] | 1 | 19 | 439 | 7 | 2020-01-19 | Saturday | 6 | No | #N/A | #N/A | #N/A | #N/A | #N/A | #N/A | #N/A | #N/A | #N/A | #N/A | #N/A | #N/A | #N/A | #N/A | #N/A | #N/A | #N/A | #N/A | #N/A | #N/A | #N/A | #N/A | #N/A | #N/A | #N/A | #N/A | #N/A | #N/A | #N/A | #N/A | #N/A | #N/A | #N/A | #N/A | #N/A | #N/A
[7 empty] | 1 | 19 | 440 | 8 | 2020-01-19 | Saturday | 6 | No | #N/A | #N/A | #N/A | #N/A | #N/A | #N/A | #N/A | #N/A | #N/A | #N/A | #N/A | #N/A | #N/A | #N/A | #N/A | #N/A | #N/A | #N/A | #N/A | #N/A | #N/A | #N/A | #N/A | #N/A | #N/A | #N/A | #N/A | #N/A | #N/A | #N/A | #N/A | #N/A | #N/A | #N/A | #N/A | #N/A
[7 empty] | 1 | 19 | 441 | 9 | 2020-01-19 | Saturday | 6 | No | #N/A | #N/A | #N/A | #N/A | #N/A | #N/A | #N/A | #N/A | #N/A | #N/A | #N/A | #N/A | #N/A | #N/A | #N/A | #N/A | #N/A | #N/A | #N/A | #N/A | #N/A | #N/A | #N/A | #N/A | #N/A | #N/A | #N/A | #N/A | #N/A | #N/A | #N/A | #N/A | #N/A | #N/A | #N/A | #N/A
[7 empty] | 1 | 19 | 442 | 10 | 2020-01-19 | Saturday | 6 | No | #N/A | #N/A | #N/A | #N/A | #N/A | #N/A | #N/A | #N/A | #N/A | #N/A | #N/A | #N/A | #N/A | #N/A | #N/A | #N/A | #N/A | #N/A | #N/A | #N/A | #N/A | #N/A | #N/A | #N/A | #N/A | #N/A | #N/A | #N/A | #N/A | #N/A | #N/A | #N/A | #N/A | #N/A | #N/A | #N/A
[7 empty] | 1 | 19 | 443 | 11 | 2020-01-19 | Saturday | 6 | No | #N/A | #N/A | #N/A | #N/A | #N/A | #N/A | #N/A | #N/A | #N/A | #N/A | #N/A | #N/A | #N/A | #N/A | #N/A | #N/A | #N/A | #N/A | #N/A | #N/A | #N/A | #N/A | #N/A | #N/A | #N/A | #N/A | #N/A | #N/A | #N/A | #N/A | #N/A | #N/A | #N/A | #N/A | #N/A | #N/A
[7 empty] | 1 | 19 | 444 | 12 | 2020-01-19 | Saturday | 6 | No | #N/A | #N/A | #N/A | #N/A | #N/A | #N/A | #N/A | #N/A | #N/A | #N/A | #N/A | #N/A | #N/A | #N/A | #N/A | #N/A | #N/A | #N/A | #N/A | #N/A | #N/A | #N/A | #N/A | #N/A | #N/A | #N/A | #N/A | #N/A | #N/A | #N/A | #N/A | #N/A | #N/A | #N/A | #N/A | #N/A
[7 empty] | 1 | 19 | 445 | 13 | 2020-01-19 | Saturday | 6 | No | #N/A | #N/A | #N/A | #N/A | #N/A | #N/A | #N/A | #N/A | #N/A | #N/A | #N/A | #N/A | #N/A | #N/A | #N/A | #N/A | #N/A | #N/A | #N/A | #N/A | #N/A | #N/A | #N/A | #N/A | #N/A | #N/A | #N/A | #N/A | #N/A | #N/A | #N/A | #N/A | #N/A | #N/A | #N/A | #N/A
[7 empty] | 1 | 19 | 446 | 14 | 2020-01-19 | Saturday | 6 | No | #N/A | #N/A | #N/A | #N/A | #N/A | #N/A | #N/A | #N/A | #N/A | #N/A | #N/A | #N/A | #N/A | #N/A | #N/A | #N/A | #N/A | #N/A | #N/A | #N/A | #N/A | #N/A | #N/A | #N/A | #N/A | #N/A | #N/A | #N/A | #N/A | #N/A | #N/A | #N/A | #N/A | #N/A | #N/A | #N/A
[7 empty] | 1 | 19 | 447 | 15 | 2020-01-19 | Saturday | 6 | No | #N/A | #N/A | #N/A | #N/A | #N/A | #N/A | #N/A | #N/A | #N/A | #N/A | #N/A | #N/A | #N/A | #N/A | #N/A | #N/A | #N/A | #N/A | #N/A | #N/A | #N/A | #N/A | #N/A | #N/A | #N/A | #N/A | #N/A | #N/A | #N/A | #N/A | #N/A | #N/A | #N/A | #N/A | #N/A | #N/A
[7 empty] | 1 | 19 | 448 | 16 | 2020-01-19 | Saturday | 6 | No | #N/A | #N/A | #N/A | #N/A | #N/A | #N/A | #N/A | #N/A | #N/A | #N/A | #N/A | #N/A | #N/A | #N/A | #N/A | #N/A | #N/A | #N/A | #N/A | #N/A | #N/A | #N/A | #N/A | #N/A | #N/A | #N/A | #N/A | #N/A | #N/A | #N/A | #N/A | #N/A | #N/A | #N/A | #N/A | #N/A
[7 empty] | 1 | 19 | 449 | 17 | 2020-01-19 | Saturday | 6 | No | #N/A | #N/A | #N/A | #N/A | #N/A | #N/A | #N/A | #N/A | #N/A | #N/A | #N/A | #N/A | #N/A | #N/A | #N/A | #N/A | #N/A | #N/A | #N/A | #N/A | #N/A | #N/A | #N/A | #N/A | #N/A | #N/A | #N/A | #N/A | #N/A | #N/A | #N/A | #N/A | #N/A | #N/A | #N/A | #N/A
[7 empty] | 1 | 19 | 450 | 18 | 2020-01-19 | Saturday | 6 | No | #N/A | #N/A | #N/A | #N/A | #N/A | #N/A | #N/A | #N/A | #N/A | #N/A | #N/A | #N/A | #N/A | #N/A | #N/A | #N/A | #N/A | #N/A | #N/A | #N/A | #N/A | #N/A | #N/A | #N/A | #N/A | #N/A | #N/A | #N/A | #N/A | #N/A | #N/A | #N/A | #N/A | #N/A | #N/A | #N/A
[7 empty] | 1 | 19 | 451 | 19 | 2020-01-19 | Saturday | 6 | No | #N/A | #N/A | #N/A | #N/A | #N/A | #N/A | #N/A | #N/A | #N/A | #N/A | #N/A | #N/A | #N/A | #N/A | #N/A | #N/A | #N/A | #N/A | #N/A | #N/A | #N/A | #N/A | #N/A | #N/A | #N/A | #N/A | #N/A | #N/A | #N/A | #N/A | #N/A | #N/A | #N/A | #N/A | #N/A | #N/A
[7 empty] | 1 | 19 | 452 | 20 | 2020-01-19 | Saturday | 6 | No | #N/A | #N/A | #N/A | #N/A | #N/A | #N/A | #N/A | #N/A | #N/A | #N/A | #N/A | #N/A | #N/A | #N/A | #N/A | #N/A | #N/A | #N/A | #N/A | #N/A | #N/A | #N/A | #N/A | #N/A | #N/A | #N/A | #N/A | #N/A | #N/A | #N/A | #N/A | #N/A | #N/A | #N/A | #N/A | #N/A
[7 empty] | 1 | 19 | 453 | 21 | 2020-01-19 | Saturday | 6 | No | #N/A | #N/A | #N/A | #N/A | #N/A | #N/A | #N/A | #N/A | #N/A | #N/A | #N/A | #N/A | #N/A | #N/A | #N/A | #N/A | #N/A | #N/A | #N/A | #N/A | #N/A | #N/A | #N/A | #N/A | #N/A | #N/A | #N/A | #N/A | #N/A | #N/A | #N/A | #N/A | #N/A | #N/A | #N/A | #N/A
[7 empty] | 1 | 19 | 454 | 22 | 2020-01-19 | Saturday | 6 | No | #N/A | #N/A | #N/A | #N/A | #N/A | #N/A | #N/A | #N/A | #N/A | #N/A | #N/A | #N/A | #N/A | #N/A | #N/A | #N/A | #N/A | #N/A | #N/A | #N/A | #N/A | #N/A | #N/A | #N/A | #N/A | #N/A | #N/A | #N/A | #N/A | #N/A | #N/A | #N/A | #N/A | #N/A | #N/A | #N/A
[7 empty] | 1 | 19 | 455 | 23 | 2020-01-19 | Saturday | 6 | No | #N/A | #N/A | #N/A | #N/A | #N/A | #N/A | #N/A | #N/A | #N/A | #N/A | #N/A | #N/A | #N/A | #N/A | #N/A | #N/A | #N/A | #N/A | #N/A | #N/A | #N/A | #N/A | #N/A | #N/A | #N/A | #N/A | #N/A | #N/A | #N/A | #N/A | #N/A | #N/A | #N/A | #N/A | #N/A | #N/A
[7 empty] | 1 | 19 | 456 | 24 | 2020-01-19 | Saturday | 6 | No | #N/A | #N/A | #N/A | #N/A | #N/A | #N/A | #N/A | #N/A | #N/A | #N/A | #N/A | #N/A | #N/A | #N/A | #N/A | #N/A | #N/A | #N/A | #N/A | #N/A | #N/A | #N/A | #N/A | #N/A | #N/A | #N/A | #N/A | #N/A | #N/A | #N/A | #N/A | #N/A | #N/A | #N/A | #N/A | #N/A
[7 empty] | 1 | 20 | 457 | 1 | 2020-01-20 | Sunday | 7 | No | #N/A | #N/A | #N/A | #N/A | #N/A | #N/A | #N/A | #N/A | #N/A | #N/A | #N/A | #N/A | #N/A | #N/A | #N/A | #N/A | #N/A | #N/A | #N/A | #N/A | #N/A | #N/A | #N/A | #N/A | #N/A | #N/A | #N/A | #N/A | #N/A | #N/A | #N/A | #N/A | #N/A | #N/A | #N/A | #N/A
[7 empty] | 1 | 20 | 458 | 2 | 2020-01-20 | Sunday | 7 | No | #N/A | #N/A | #N/A | #N/A | #N/A | #N/A | #N/A | #N/A | #N/A | #N/A | #N/A | #N/A | #N/A | #N/A | #N/A | #N/A | #N/A | #N/A | #N/A | #N/A | #N/A | #N/A | #N/A | #N/A | #N/A | #N/A | #N/A | #N/A | #N/A | #N/A | #N/A | #N/A | #N/A | #N/A | #N/A | #N/A
[7 empty] | 1 | 20 | 459 | 3 | 2020-01-20 | Sunday | 7 | No | #N/A | #N/A | #N/A | #N/A | #N/A | #N/A | #N/A | #N/A | #N/A | #N/A | #N/A | #N/A | #N/A | #N/A | #N/A | #N/A | #N/A | #N/A | #N/A | #N/A | #N/A | #N/A | #N/A | #N/A | #N/A | #N/A | #N/A | #N/A | #N/A | #N/A | #N/A | #N/A | #N/A | #N/A | #N/A | #N/A
[7 empty] | 1 | 20 | 460 | 4 | 2020-01-20 | Sunday | 7 | No | #N/A | #N/A | #N/A | #N/A | #N/A | #N/A | #N/A | #N/A | #N/A | #N/A | #N/A | #N/A | #N/A | #N/A | #N/A | #N/A | #N/A | #N/A | #N/A | #N/A | #N/A | #N/A | #N/A | #N/A | #N/A | #N/A | #N/A | #N/A | #N/A | #N/A | #N/A | #N/A | #N/A | #N/A | #N/A | #N/A
[7 empty] | 1 | 20 | 461 | 5 | 2020-01-20 | Sunday | 7 | No | #N/A | #N/A | #N/A | #N/A | #N/A | #N/A | #N/A | #N/A | #N/A | #N/A | #N/A | #N/A | #N/A | #N/A | #N/A | #N/A | #N/A | #N/A | #N/A | #N/A | #N/A | #N/A | #N/A | #N/A | #N/A | #N/A | #N/A | #N/A | #N/A | #N/A | #N/A | #N/A | #N/A | #N/A | #N/A | #N/A
[7 empty] | 1 | 20 | 462 | 6 | 2020-01-20 | Sunday | 7 | No | #N/A | #N/A | #N/A | #N/A | #N/A | #N/A | #N/A | #N/A | #N/A | #N/A | #N/A | #N/A | #N/A | #N/A | #N/A | #N/A | #N/A | #N/A | #N/A | #N/A | #N/A | #N/A | #N/A | #N/A | #N/A | #N/A | #N/A | #N/A | #N/A | #N/A | #N/A | #N/A | #N/A | #N/A | #N/A | #N/A
[7 empty] | 1 | 20 | 463 | 7 | 2020-01-20 | Sunday | 7 | No | #N/A | #N/A | #N/A | #N/A | #N/A | #N/A | #N/A | #N/A | #N/A | #N/A | #N/A | #N/A | #N/A | #N/A | #N/A | #N/A | #N/A | #N/A | #N/A | #N/A | #N/A | #N/A | #N/A | #N/A | #N/A | #N/A | #N/A | #N/A | #N/A | #N/A | #N/A | #N/A | #N/A | #N/A | #N/A | #N/A
[7 empty] | 1 | 20 | 464 | 8 | 2020-01-20 | Sunday | 7 | No | #N/A | #N/A | #N/A | #N/A | #N/A | #N/A | #N/A | #N/A | #N/A | #N/A | #N/A | #N/A | #N/A | #N/A | #N/A | #N/A | #N/A | #N/A | #N/A | #N/A | #N/A | #N/A | #N/A | #N/A | #N/A | #N/A | #N/A | #N/A | #N/A | #N/A | #N/A | #N/A | #N/A | #N/A | #N/A | #N/A
[7 empty] | 1 | 20 | 465 | 9 | 2020-01-20 | Sunday | 7 | No | #N/A | #N/A | #N/A | #N/A | #N/A | #N/A | #N/A | #N/A | #N/A | #N/A | #N/A | #N/A | #N/A | #N/A | #N/A | #N/A | #N/A | #N/A | #N/A | #N/A | #N/A | #N/A | #N/A | #N/A | #N/A | #N/A | #N/A | #N/A | #N/A | #N/A | #N/A | #N/A | #N/A | #N/A | #N/A | #N/A
[7 empty] | 1 | 20 | 466 | 10 | 2020-01-20 | Sunday | 7 | No | #N/A | #N/A | #N/A | #N/A | #N/A | #N/A | #N/A | #N/A | #N/A | #N/A | #N/A | #N/A | #N/A | #N/A | #N/A | #N/A | #N/A | #N/A | #N/A | #N/A | #N/A | #N/A | #N/A | #N/A | #N/A | #N/A | #N/A | #N/A | #N/A | #N/A | #N/A | #N/A | #N/A | #N/A | #N/A | #N/A
[7 empty] | 1 | 20 | 467 | 11 | 2020-01-20 | Sunday | 7 | No | #N/A | #N/A | #N/A | #N/A | #N/A | #N/A | #N/A | #N/A | #N/A | #N/A | #N/A | #N/A | #N/A | #N/A | #N/A | #N/A | #N/A | #N/A | #N/A | #N/A | #N/A | #N/A | #N/A | #N/A | #N/A | #N/A | #N/A | #N/A | #N/A | #N/A | #N/A | #N/A | #N/A | #N/A | #N/A | #N/A
[7 empty] | 1 | 20 | 468 | 12 | 2020-01-20 | Sunday | 7 | No | #N/A | #N/A | #N/A | #N/A | #N/A | #N/A | #N/A | #N/A | #N/A | #N/A | #N/A | #N/A | #N/A | #N/A | #N/A | #N/A | #N/A | #N/A | #N/A | #N/A | #N/A | #N/A | #N/A | #N/A | #N/A | #N/A | #N/A | #N/A | #N/A | #N/A | #N/A | #N/A | #N/A | #N/A | #N/A | #N/A
[7 empty] | 1 | 20 | 469 | 13 | 2020-01-20 | Sunday | 7 | No | #N/A | #N/A | #N/A | #N/A | #N/A | #N/A | #N/A | #N/A | #N/A | #N/A | #N/A | #N/A | #N/A | #N/A | #N/A | #N/A | #N/A | #N/A | #N/A | #N/A | #N/A | #N/A | #N/A | #N/A | #N/A | #N/A | #N/A | #N/A | #N/A | #N/A | #N/A | #N/A | #N/A | #N/A | #N/A | #N/A
[7 empty] | 1 | 20 | 470 | 14 | 2020-01-20 | Sunday | 7 | No | #N/A | #N/A | #N/A | #N/A | #N/A | #N/A | #N/A | #N/A | #N/A | #N/A | #N/A | #N/A | #N/A | #N/A | #N/A | #N/A | #N/A | #N/A | #N/A | #N/A | #N/A | #N/A | #N/A | #N/A | #N/A | #N/A | #N/A | #N/A | #N/A | #N/A | #N/A | #N/A | #N/A | #N/A | #N/A | #N/A
[7 empty] | 1 | 20 | 471 | 15 | 2020-01-20 | Sunday | 7 | No | #N/A | #N/A | #N/A | #N/A | #N/A | #N/A | #N/A | #N/A | #N/A | #N/A | #N/A | #N/A | #N/A | #N/A | #N/A | #N/A | #N/A | #N/A | #N/A | #N/A | #N/A | #N/A | #N/A | #N/A | #N/A | #N/A | #N/A | #N/A | #N/A | #N/A | #N/A | #N/A | #N/A | #N/A | #N/A | #N/A
[7 empty] | 1 | 20 | 472 | 16 | 2020-01-20 | Sunday | 7 | No | #N/A | #N/A | #N/A | #N/A | #N/A | #N/A | #N/A | #N/A | #N/A | #N/A | #N/A | #N/A | #N/A | #N/A | #N/A | #N/A | #N/A | #N/A | #N/A | #N/A | #N/A | #N/A | #N/A | #N/A | #N/A | #N/A | #N/A | #N/A | #N/A | #N/A | #N/A | #N/A | #N/A | #N/A | #N/A | #N/A
[7 empty] | 1 | 20 | 473 | 17 | 2020-01-20 | Sunday | 7 | No | #N/A | #N/A | #N/A | #N/A | #N/A | #N/A | #N/A | #N/A | #N/A | #N/A | #N/A | #N/A | #N/A | #N/A | #N/A | #N/A | #N/A | #N/A | #N/A | #N/A | #N/A | #N/A | #N/A | #N/A | #N/A | #N/A | #N/A | #N/A | #N/A | #N/A | #N/A | #N/A | #N/A | #N/A | #N/A | #N/A
[7 empty] | 1 | 20 | 474 | 18 | 2020-01-20 | Sunday | 7 | No | #N/A | #N/A | #N/A | #N/A | #N/A | #N/A | #N/A | #N/A | #N/A | #N/A | #N/A | #N/A | #N/A | #N/A | #N/A | #N/A | #N/A | #N/A | #N/A | #N/A | #N/A | #N/A | #N/A | #N/A | #N/A | #N/A | #N/A | #N/A | #N/A | #N/A | #N/A | #N/A | #N/A | #N/A | #N/A | #N/A
[7 empty] | 1 | 20 | 475 | 19 | 2020-01-20 | Sunday | 7 | No | #N/A | #N/A | #N/A | #N/A | #N/A | #N/A | #N/A | #N/A | #N/A | #N/A | #N/A | #N/A | #N/A | #N/A | #N/A | #N/A | #N/A | #N/A | #N/A | #N/A | #N/A | #N/A | #N/A | #N/A | #N/A | #N/A | #N/A | #N/A | #N/A | #N/A | #N/A | #N/A | #N/A | #N/A | #N/A | #N/A
[7 empty] | 1 | 20 | 476 | 20 | 2020-01-20 | Sunday | 7 | No | #N/A | #N/A | #N/A | #N/A | #N/A | #N/A | #N/A | #N/A | #N/A | #N/A | #N/A | #N/A | #N/A | #N/A | #N/A | #N/A | #N/A | #N/A | #N/A | #N/A | #N/A | #N/A | #N/A | #N/A | #N/A | #N/A | #N/A | #N/A | #N/A | #N/A | #N/A | #N/A | #N/A | #N/A | #N/A | #N/A
[7 empty] | 1 | 20 | 477 | 21 | 2020-01-20 | Sunday | 7 | No | #N/A | #N/A | #N/A | #N/A | #N/A | #N/A | #N/A | #N/A | #N/A | #N/A | #N/A | #N/A | #N/A | #N/A | #N/A | #N/A | #N/A | #N/A | #N/A | #N/A | #N/A | #N/A | #N/A | #N/A | #N/A | #N/A | #N/A | #N/A | #N/A | #N/A | #N/A | #N/A | #N/A | #N/A | #N/A | #N/A
[7 empty] | 1 | 20 | 478 | 22 | 2020-01-20 | Sunday | 7 | No | #N/A | #N/A | #N/A | #N/A | #N/A | #N/A | #N/A | #N/A | #N/A | #N/A | #N/A | #N/A | #N/A | #N/A | #N/A | #N/A | #N/A | #N/A | #N/A | #N/A | #N/A | #N/A | #N/A | #N/A | #N/A | #N/A | #N/A | #N/A | #N/A | #N/A | #N/A | #N/A | #N/A | #N/A | #N/A | #N/A
[7 empty] | 1 | 20 | 479 | 23 | 2020-01-20 | Sunday | 7 | No | #N/A | #N/A | #N/A | #N/A | #N/A | #N/A | #N/A | #N/A | #N/A | #N/A | #N/A | #N/A | #N/A | #N/A | #N/A | #N/A | #N/A | #N/A | #N/A | #N/A | #N/A | #N/A | #N/A | #N/A | #N/A | #N/A | #N/A | #N/A | #N/A | #N/A | #N/A | #N/A | #N/A | #N/A | #N/A | #N/A
[7 empty] | 1 | 20 | 480 | 24 | 2020-01-20 | Sunday | 7 | No | #N/A | #N/A | #N/A | #N/A | #N/A | #N/A | #N/A | #N/A | #N/A | #N/A | #N/A | #N/A | #N/A | #N/A | #N/A | #N/A | #N/A | #N/A | #N/A | #N/A | #N/A | #N/A | #N/A | #N/A | #N/A | #N/A | #N/A | #N/A | #N/A | #N/A | #N/A | #N/A | #N/A | #N/A | #N/A | #N/A
[7 empty] | 1 | 21 | 481 | 1 | 2020-01-21 | Monday | 1 | Yes | #N/A | 0 | 0 | #N/A | #N/A | #N/A | #N/A | #N/A | #N/A | #N/A | #N/A | #N/A | #N/A | #N/A | 0 | #N/A | #N/A | #N/A | #N/A | #N/A | #N/A | #N/A | #N/A | #N/A | #N/A | #N/A | #N/A | #N/A | #N/A | #N/A | #N/A | #N/A | #N/A | #N/A | #N/A | #N/A
[7 empty] | 1 | 21 | 482 | 2 | 2020-01-21 | Monday | 1 | Yes | #N/A | 0 | 0 | #N/A | #N/A | #N/A | #N/A | #N/A | #N/A | #N/A | #N/A | #N/A | #N/A | #N/A | 0 | #N/A | #N/A | #N/A | #N/A | #N/A | #N/A | #N/A | #N/A | #N/A | #N/A | #N/A | #N/A | #N/A | #N/A | #N/A | #N/A | #N/A | #N/A | #N/A | #N/A | #N/A
[7 empty] | 1 | 21 | 483 | 3 | 2020-01-21 | Monday | 1 | Yes | #N/A | 0 | 0 | #N/A | #N/A | #N/A | #N/A | #N/A | #N/A | #N/A | #N/A | #N/A | #N/A | #N/A | 0 | #N/A | #N/A | #N/A | #N/A | #N/A | #N/A | #N/A | #N/A | #N/A | #N/A | #N/A | #N/A | #N/A | #N/A | #N/A | #N/A | #N/A | #N/A | #N/A | #N/A | #N/A
[7 empty] | 1 | 21 | 484 | 4 | 2020-01-21 | Monday | 1 | Yes | #N/A | 0 | 0 | #N/A | #N/A | #N/A | #N/A | #N/A | #N/A | #N/A | #N/A | #N/A | #N/A | #N/A | 0 | #N/A | #N/A | #N/A | #N/A | #N/A | #N/A | #N/A | #N/A | #N/A | #N/A | #N/A | #N/A | #N/A | #N/A | #N/A | #N/A | #N/A | #N/A | #N/A | #N/A | #N/A
[7 empty] | 1 | 21 | 485 | 5 | 2020-01-21 | Monday | 1 | Yes | #N/A | 0 | 0 | #N/A | #N/A | #N/A | #N/A | #N/A | #N/A | #N/A | #N/A | #N/A | #N/A | #N/A | 0 | #N/A | #N/A | #N/A | #N/A | #N/A | #N/A | #N/A | #N/A | #N/A | #N/A | #N/A | #N/A | #N/A | #N/A | #N/A | #N/A | #N/A | #N/A | #N/A | #N/A | #N/A
[7 empty] | 1 | 21 | 486 | 6 | 2020-01-21 | Monday | 1 | Yes | #N/A | 0 | 0 | #N/A | #N/A | #N/A | #N/A | #N/A | #N/A | #N/A | #N/A | #N/A | #N/A | #N/A | 0 | #N/A | #N/A | #N/A | #N/A | #N/A | #N/A | #N/A | #N/A | #N/A | #N/A | #N/A | #N/A | #N/A | #N/A | #N/A | #N/A | #N/A | #N/A | #N/A | #N/A | #N/A
[7 empty] | 1 | 21 | 487 | 7 | 2020-01-21 | Monday | 1 | Yes | #N/A | 0 | 0 | #N/A | #N/A | #N/A | #N/A | #N/A | #N/A | #N/A | #N/A | #N/A | #N/A | #N/A | 0 | #N/A | #N/A | #N/A | #N/A | #N/A | #N/A | #N/A | #N/A | #N/A | #N/A | #N/A | #N/A | #N/A | #N/A | #N/A | #N/A | #N/A | #N/A | #N/A | #N/A | #N/A
[7 empty] | 1 | 21 | 488 | 8 | 2020-01-21 | Monday | 1 | Yes | #N/A | 0 | 0 | #N/A | #N/A | #N/A | #N/A | #N/A | #N/A | #N/A | #N/A | #N/A | #N/A | #N/A | 0 | #N/A | #N/A | #N/A | #N/A | #N/A | #N/A | #N/A | #N/A | #N/A | #N/A | #N/A | #N/A | #N/A | #N/A | #N/A | #N/A | #N/A | #N/A | #N/A | #N/A | #N/A
[7 empty] | 1 | 21 | 489 | 9 | 2020-01-21 | Monday | 1 | Yes | #N/A | 0 | 0 | #N/A | #N/A | #N/A | #N/A | #N/A | #N/A | #N/A | #N/A | #N/A | #N/A | #N/A | 0 | #N/A | #N/A | #N/A | #N/A | #N/A | #N/A | #N/A | #N/A | #N/A | #N/A | #N/A | #N/A | #N/A | #N/A | #N/A | #N/A | #N/A | #N/A | #N/A | #N/A | #N/A
[7 empty] | 1 | 21 | 490 | 10 | 2020-01-21 | Monday | 1 | Yes | #N/A | 0 | 0 | #N/A | #N/A | #N/A | #N/A | #N/A | #N/A | #N/A | #N/A | #N/A | #N/A | #N/A | 0 | #N/A | #N/A | #N/A | #N/A | #N/A | #N/A | #N/A | #N/A | #N/A | #N/A | #N/A | #N/A | #N/A | #N/A | #N/A | #N/A | #N/A | #N/A | #N/A | #N/A | #N/A
[7 empty] | 1 | 21 | 491 | 11 | 2020-01-21 | Monday | 1 | Yes | #N/A | 0 | 0 | #N/A | #N/A | #N/A | #N/A | #N/A | #N/A | #N/A | #N/A | #N/A | #N/A | #N/A | 0 | #N/A | #N/A | #N/A | #N/A | #N/A | #N/A | #N/A | #N/A | #N/A | #N/A | #N/A | #N/A | #N/A | #N/A | #N/A | #N/A | #N/A | #N/A | #N/A | #N/A | #N/A
[7 empty] | 1 | 21 | 492 | 12 | 2020-01-21 | Monday | 1 | Yes | #N/A | 0 | 0 | #N/A | #N/A | #N/A | #N/A | #N/A | #N/A | #N/A | #N/A | #N/A | #N/A | #N/A | 0 | #N/A | #N/A | #N/A | #N/A | #N/A | #N/A | #N/A | #N/A | #N/A | #N/A | #N/A | #N/A | #N/A | #N/A | #N/A | #N/A | #N/A | #N/A | #N/A | #N/A | #N/A
[7 empty] | 1 | 21 | 493 | 13 | 2020-01-21 | Monday | 1 | Yes | #N/A | 0 | 0 | #N/A | #N/A | #N/A | #N/A | #N/A | #N/A | #N/A | #N/A | #N/A | #N/A | #N/A | 0 | #N/A | #N/A | #N/A | #N/A | #N/A | #N/A | #N/A | #N/A | #N/A | #N/A | #N/A | #N/A | #N/A | #N/A | #N/A | #N/A | #N/A | #N/A | #N/A | #N/A | #N/A
[7 empty] | 1 | 21 | 494 | 14 | 2020-01-21 | Monday | 1 | Yes | #N/A | 0 | 0 | #N/A | #N/A | #N/A | #N/A | #N/A | #N/A | #N/A | #N/A | #N/A | #N/A | #N/A | 0 | #N/A | #N/A | #N/A | #N/A | #N/A | #N/A | #N/A | #N/A | #N/A | #N/A | #N/A | #N/A | #N/A | #N/A | #N/A | #N/A | #N/A | #N/A | #N/A | #N/A | #N/A
[7 empty] | 1 | 21 | 495 | 15 | 2020-01-21 | Monday | 1 | Yes | #N/A | 0 | 0 | #N/A | #N/A | #N/A | #N/A | #N/A | #N/A | #N/A | #N/A | #N/A | #N/A | #N/A | 0 | #N/A | #N/A | #N/A | #N/A | #N/A | #N/A | #N/A | #N/A | #N/A | #N/A | #N/A | #N/A | #N/A | #N/A | #N/A | #N/A | #N/A | #N/A | #N/A | #N/A | #N/A
[7 empty] | 1 | 21 | 496 | 16 | 2020-01-21 | Monday | 1 | Yes | #N/A | 0 | 0 | #N/A | #N/A | #N/A | #N/A | #N/A | #N/A | #N/A | #N/A | #N/A | #N/A | #N/A | 0 | #N/A | #N/A | #N/A | #N/A | #N/A | #N/A | #N/A | #N/A | #N/A | #N/A | #N/A | #N/A | #N/A | #N/A | #N/A | #N/A | #N/A | #N/A | #N/A | #N/A | #N/A
[7 empty] | 1 | 21 | 497 | 17 | 2020-01-21 | Monday | 1 | Yes | #N/A | 0 | 0 | #N/A | #N/A | #N/A | #N/A | #N/A | #N/A | #N/A | #N/A | #N/A | #N/A | #N/A | 0 | #N/A | #N/A | #N/A | #N/A | #N/A | #N/A | #N/A | #N/A | #N/A | #N/A | #N/A | #N/A | #N/A | #N/A | #N/A | #N/A | #N/A | #N/A | #N/A | #N/A | #N/A
[7 empty] | 1 | 21 | 498 | 18 | 2020-01-21 | Monday | 1 | Yes | #N/A | 0 | 0 | #N/A | #N/A | #N/A | #N/A | #N/A | #N/A | #N/A | #N/A | #N/A | #N/A | #N/A | 0 | #N/A | #N/A | #N/A | #N/A | #N/A | #N/A | #N/A | #N/A | #N/A | #N/A | #N/A | #N/A | #N/A | #N/A | #N/A | #N/A | #N/A | #N/A | #N/A | #N/A | #N/A
[7 empty] | 1 | 21 | 499 | 19 | 2020-01-21 | Monday | 1 | Yes | #N/A | 0 | 0 | #N/A | #N/A | #N/A | #N/A | #N/A | #N/A | #N/A | #N/A | #N/A | #N/A | #N/A | 0 | #N/A | #N/A | #N/A | #N/A | #N/A | #N/A | #N/A | #N/A | #N/A | #N/A | #N/A | #N/A | #N/A | #N/A | #N/A | #N/A | #N/A | #N/A | #N/A | #N/A | #N/A
[7 empty] | 1 | 21 | 500 | 20 | 2020-01-21 | Monday | 1 | Yes | #N/A | 0 | 0 | #N/A | #N/A | #N/A | #N/A | #N/A | #N/A | #N/A | #N/A | #N/A | #N/A | #N/A | 0 | #N/A | #N/A | #N/A | #N/A | #N/A | #N/A | #N/A | #N/A | #N/A | #N/A | #N/A | #N/A | #N/A | #N/A | #N/A | #N/A | #N/A | #N/A | #N/A | #N/A | #N/A
[7 empty] | 1 | 21 | 501 | 21 | 2020-01-21 | Monday | 1 | Yes | #N/A | 0 | 0 | #N/A | #N/A | #N/A | #N/A | #N/A | #N/A | #N/A | #N/A | #N/A | #N/A | #N/A | 0 | #N/A | #N/A | #N/A | #N/A | #N/A | #N/A | #N/A | #N/A | #N/A | #N/A | #N/A | #N/A | #N/A | #N/A | #N/A | #N/A | #N/A | #N/A | #N/A | #N/A | #N/A
[7 empty] | 1 | 21 | 502 | 22 | 2020-01-21 | Monday | 1 | Yes | #N/A | 0 | 0 | #N/A | #N/A | #N/A | #N/A | #N/A | #N/A | #N/A | #N/A | #N/A | #N/A | #N/A | 0 | #N/A | #N/A | #N/A | #N/A | #N/A | #N/A | #N/A | #N/A | #N/A | #N/A | #N/A | #N/A | #N/A | #N/A | #N/A | #N/A | #N/A | #N/A | #N/A | #N/A | #N/A
[7 empty] | 1 | 21 | 503 | 23 | 2020-01-21 | Monday | 1 | Yes | #N/A | 0 | 0 | #N/A | #N/A | #N/A | #N/A | #N/A | #N/A | #N/A | #N/A | #N/A | #N/A | #N/A | 0 | #N/A | #N/A | #N/A | #N/A | #N/A | #N/A | #N/A | #N/A | #N/A | #N/A | #N/A | #N/A | #N/A | #N/A | #N/A | #N/A | #N/A | #N/A | #N/A | #N/A | #N/A
[7 empty] | 1 | 21 | 504 | 24 | 2020-01-21 | Monday | 1 | Yes | #N/A | 0 | 0 | #N/A | #N/A | #N/A | #N/A | #N/A | #N/A | #N/A | #N/A | #N/A | #N/A | #N/A | 0 | #N/A | #N/A | #N/A | #N/A | #N/A | #N/A | #N/A | #N/A | #N/A | #N/A | #N/A | #N/A | #N/A | #N/A | #N/A | #N/A | #N/A | #N/A | #N/A | #N/A | #N/A
[7 empty] | 1 | 22 | 505 | 1 | 2020-01-22 | Tuesday | 2 | No | #N/A | #N/A | #N/A | #N/A | #N/A | #N/A | #N/A | #N/A | #N/A | #N/A | #N/A | #N/A | #N/A | #N/A | #N/A | #N/A | #N/A | #N/A | #N/A | #N/A | #N/A | #N/A | #N/A | #N/A | #N/A | #N/A | #N/A | #N/A | #N/A | #N/A | #N/A | #N/A | #N/A | #N/A | #N/A | #N/A
[7 empty] | 1 | 22 | 506 | 2 | 2020-01-22 | Tuesday | 2 | No | #N/A | #N/A | #N/A | #N/A | #N/A | #N/A | #N/A | #N/A | #N/A | #N/A | #N/A | #N/A | #N/A | #N/A | #N/A | #N/A | #N/A | #N/A | #N/A | #N/A | #N/A | #N/A | #N/A | #N/A | #N/A | #N/A | #N/A | #N/A | #N/A | #N/A | #N/A | #N/A | #N/A | #N/A | #N/A | #N/A
[7 empty] | 1 | 22 | 507 | 3 | 2020-01-22 | Tuesday | 2 | No | #N/A | #N/A | #N/A | #N/A | #N/A | #N/A | #N/A | #N/A | #N/A | #N/A | #N/A | #N/A | #N/A | #N/A | #N/A | #N/A | #N/A | #N/A | #N/A | #N/A | #N/A | #N/A | #N/A | #N/A | #N/A | #N/A | #N/A | #N/A | #N/A | #N/A | #N/A | #N/A | #N/A | #N/A | #N/A | #N/A
[7 empty] | 1 | 22 | 508 | 4 | 2020-01-22 | Tuesday | 2 | No | #N/A | #N/A | #N/A | #N/A | #N/A | #N/A | #N/A | #N/A | #N/A | #N/A | #N/A | #N/A | #N/A | #N/A | #N/A | #N/A | #N/A | #N/A | #N/A | #N/A | #N/A | #N/A | #N/A | #N/A | #N/A | #N/A | #N/A | #N/A | #N/A | #N/A | #N/A | #N/A | #N/A | #N/A | #N/A | #N/A
[7 empty] | 1 | 22 | 509 | 5 | 2020-01-22 | Tuesday | 2 | No | #N/A | #N/A | #N/A | #N/A | #N/A | #N/A | #N/A | #N/A | #N/A | #N/A | #N/A | #N/A | #N/A | #N/A | #N/A | #N/A | #N/A | #N/A | #N/A | #N/A | #N/A | #N/A | #N/A | #N/A | #N/A | #N/A | #N/A | #N/A | #N/A | #N/A | #N/A | #N/A | #N/A | #N/A | #N/A | #N/A
[7 empty] | 1 | 22 | 510 | 6 | 2020-01-22 | Tuesday | 2 | No | #N/A | #N/A | #N/A | #N/A | #N/A | #N/A | #N/A | #N/A | #N/A | #N/A | #N/A | #N/A | #N/A | #N/A | #N/A | #N/A | #N/A | #N/A | #N/A | #N/A | #N/A | #N/A | #N/A | #N/A | #N/A | #N/A | #N/A | #N/A | #N/A | #N/A | #N/A | #N/A | #N/A | #N/A | #N/A | #N/A
[7 empty] | 1 | 22 | 511 | 7 | 2020-01-22 | Tuesday | 2 | No | #N/A | #N/A | #N/A | #N/A | #N/A | #N/A | #N/A | #N/A | #N/A | #N/A | #N/A | #N/A | #N/A | #N/A | #N/A | #N/A | #N/A | #N/A | #N/A | #N/A | #N/A | #N/A | #N/A | #N/A | #N/A | #N/A | #N/A | #N/A | #N/A | #N/A | #N/A | #N/A | #N/A | #N/A | #N/A | #N/A
[7 empty] | 1 | 22 | 512 | 8 | 2020-01-22 | Tuesday | 2 | No | #N/A | #N/A | #N/A | #N/A | #N/A | #N/A | #N/A | #N/A | #N/A | #N/A | #N/A | #N/A | #N/A | #N/A | #N/A | #N/A | #N/A | #N/A | #N/A | #N/A | #N/A | #N/A | #N/A | #N/A | #N/A | #N/A | #N/A | #N/A | #N/A | #N/A | #N/A | #N/A | #N/A | #N/A | #N/A | #N/A
[7 empty] | 1 | 22 | 513 | 9 | 2020-01-22 | Tuesday | 2 | No | #N/A | #N/A | #N/A | #N/A | #N/A | #N/A | #N/A | #N/A | #N/A | #N/A | #N/A | #N/A | #N/A | #N/A | #N/A | #N/A | #N/A | #N/A | #N/A | #N/A | #N/A | #N/A | #N/A | #N/A | #N/A | #N/A | #N/A | #N/A | #N/A | #N/A | #N/A | #N/A | #N/A | #N/A | #N/A | #N/A
[7 empty] | 1 | 22 | 514 | 10 | 2020-01-22 | Tuesday | 2 | No | #N/A | #N/A | #N/A | #N/A | #N/A | #N/A | #N/A | #N/A | #N/A | #N/A | #N/A | #N/A | #N/A | #N/A | #N/A | #N/A | #N/A | #N/A | #N/A | #N/A | #N/A | #N/A | #N/A | #N/A | #N/A | #N/A | #N/A | #N/A | #N/A | #N/A | #N/A | #N/A | #N/A | #N/A | #N/A | #N/A
[7 empty] | 1 | 22 | 515 | 11 | 2020-01-22 | Tuesday | 2 | No | #N/A | #N/A | #N/A | #N/A | #N/A | #N/A | #N/A | #N/A | #N/A | #N/A | #N/A | #N/A | #N/A | #N/A | #N/A | #N/A | #N/A | #N/A | #N/A | #N/A | #N/A | #N/A | #N/A | #N/A | #N/A | #N/A | #N/A | #N/A | #N/A | #N/A | #N/A | #N/A | #N/A | #N/A | #N/A | #N/A
[7 empty] | 1 | 22 | 516 | 12 | 2020-01-22 | Tuesday | 2 | No | #N/A | #N/A | #N/A | #N/A | #N/A | #N/A | #N/A | #N/A | #N/A | #N/A | #N/A | #N/A | #N/A | #N/A | #N/A | #N/A | #N/A | #N/A | #N/A | #N/A | #N/A | #N/A | #N/A | #N/A | #N/A | #N/A | #N/A | #N/A | #N/A | #N/A | #N/A | #N/A | #N/A | #N/A | #N/A | #N/A
[7 empty] | 1 | 22 | 517 | 13 | 2020-01-22 | Tuesday | 2 | No | #N/A | #N/A | #N/A | #N/A | #N/A | #N/A | #N/A | #N/A | #N/A | #N/A | #N/A | #N/A | #N/A | #N/A | #N/A | #N/A | #N/A | #N/A | #N/A | #N/A | #N/A | #N/A | #N/A | #N/A | #N/A | #N/A | #N/A | #N/A | #N/A | #N/A | #N/A | #N/A | #N/A | #N/A | #N/A | #N/A
[7 empty] | 1 | 22 | 518 | 14 | 2020-01-22 | Tuesday | 2 | No | #N/A | #N/A | #N/A | #N/A | #N/A | #N/A | #N/A | #N/A | #N/A | #N/A | #N/A | #N/A | #N/A | #N/A | #N/A | #N/A | #N/A | #N/A | #N/A | #N/A | #N/A | #N/A | #N/A | #N/A | #N/A | #N/A | #N/A | #N/A | #N/A | #N/A | #N/A | #N/A | #N/A | #N/A | #N/A | #N/A
[7 empty] | 1 | 22 | 519 | 15 | 2020-01-22 | Tuesday | 2 | No | #N/A | #N/A | #N/A | #N/A | #N/A | #N/A | #N/A | #N/A | #N/A | #N/A | #N/A | #N/A | #N/A | #N/A | #N/A | #N/A | #N/A | #N/A | #N/A | #N/A | #N/A | #N/A | #N/A | #N/A | #N/A | #N/A | #N/A | #N/A | #N/A | #N/A | #N/A | #N/A | #N/A | #N/A | #N/A | #N/A
[7 empty] | 1 | 22 | 520 | 16 | 2020-01-22 | Tuesday | 2 | No | #N/A | #N/A | #N/A | #N/A | #N/A | #N/A | #N/A | #N/A | #N/A | #N/A | #N/A | #N/A | #N/A | #N/A | #N/A | #N/A | #N/A | #N/A | #N/A | #N/A | #N/A | #N/A | #N/A | #N/A | #N/A | #N/A | #N/A | #N/A | #N/A | #N/A | #N/A | #N/A | #N/A | #N/A | #N/A | #N/A
[7 empty] | 1 | 22 | 521 | 17 | 2020-01-22 | Tuesday | 2 | No | #N/A | #N/A | #N/A | #N/A | #N/A | #N/A | #N/A | #N/A | #N/A | #N/A | #N/A | #N/A | #N/A | #N/A | #N/A | #N/A | #N/A | #N/A | #N/A | #N/A | #N/A | #N/A | #N/A | #N/A | #N/A | #N/A | #N/A | #N/A | #N/A | #N/A | #N/A | #N/A | #N/A | #N/A | #N/A | #N/A
[7 empty] | 1 | 22 | 522 | 18 | 2020-01-22 | Tuesday | 2 | No | #N/A | #N/A | #N/A | #N/A | #N/A | #N/A | #N/A | #N/A | #N/A | #N/A | #N/A | #N/A | #N/A | #N/A | #N/A | #N/A | #N/A | #N/A | #N/A | #N/A | #N/A | #N/A | #N/A | #N/A | #N/A | #N/A | #N/A | #N/A | #N/A | #N/A | #N/A | #N/A | #N/A | #N/A | #N/A | #N/A
[7 empty] | 1 | 22 | 523 | 19 | 2020-01-22 | Tuesday | 2 | No | #N/A | #N/A | #N/A | #N/A | #N/A | #N/A | #N/A | #N/A | #N/A | #N/A | #N/A | #N/A | #N/A | #N/A | #N/A | #N/A | #N/A | #N/A | #N/A | #N/A | #N/A | #N/A | #N/A | #N/A | #N/A | #N/A | #N/A | #N/A | #N/A | #N/A | #N/A | #N/A | #N/A | #N/A | #N/A | #N/A
[7 empty] | 1 | 22 | 524 | 20 | 2020-01-22 | Tuesday | 2 | No | #N/A | #N/A | #N/A | #N/A | #N/A | #N/A | #N/A | #N/A | #N/A | #N/A | #N/A | #N/A | #N/A | #N/A | #N/A | #N/A | #N/A | #N/A | #N/A | #N/A | #N/A | #N/A | #N/A | #N/A | #N/A | #N/A | #N/A | #N/A | #N/A | #N/A | #N/A | #N/A | #N/A | #N/A | #N/A | #N/A
[7 empty] | 1 | 22 | 525 | 21 | 2020-01-22 | Tuesday | 2 | No | #N/A | #N/A | #N/A | #N/A | #N/A | #N/A | #N/A | #N/A | #N/A | #N/A | #N/A | #N/A | #N/A | #N/A | #N/A | #N/A | #N/A | #N/A | #N/A | #N/A | #N/A | #N/A | #N/A | #N/A | #N/A | #N/A | #N/A | #N/A | #N/A | #N/A | #N/A | #N/A | #N/A | #N/A | #N/A | #N/A
[7 empty] | 1 | 22 | 526 | 22 | 2020-01-22 | Tuesday | 2 | No | #N/A | #N/A | #N/A | #N/A | #N/A | #N/A | #N/A | #N/A | #N/A | #N/A | #N/A | #N/A | #N/A | #N/A | #N/A | #N/A | #N/A | #N/A | #N/A | #N/A | #N/A | #N/A | #N/A | #N/A | #N/A | #N/A | #N/A | #N/A | #N/A | #N/A | #N/A | #N/A | #N/A | #N/A | #N/A | #N/A
[7 empty] | 1 | 22 | 527 | 23 | 2020-01-22 | Tuesday | 2 | No | #N/A | #N/A | #N/A | #N/A | #N/A | #N/A | #N/A | #N/A | #N/A | #N/A | #N/A | #N/A | #N/A | #N/A | #N/A | #N/A | #N/A | #N/A | #N/A | #N/A | #N/A | #N/A | #N/A | #N/A | #N/A | #N/A | #N/A | #N/A | #N/A | #N/A | #N/A | #N/A | #N/A | #N/A | #N/A | #N/A
[7 empty] | 1 | 22 | 528 | 24 | 2020-01-22 | Tuesday | 2 | No | #N/A | #N/A | #N/A | #N/A | #N/A | #N/A | #N/A | #N/A | #N/A | #N/A | #N/A | #N/A | #N/A | #N/A | #N/A | #N/A | #N/A | #N/A | #N/A | #N/A | #N/A | #N/A | #N/A | #N/A | #N/A | #N/A | #N/A | #N/A | #N/A | #N/A | #N/A | #N/A | #N/A | #N/A | #N/A | #N/A
[7 empty] | 1 | 23 | 529 | 1 | 2020-01-23 | Wednesday | 3 | No | #N/A | #N/A | #N/A | #N/A | #N/A | #N/A | #N/A | #N/A | #N/A | #N/A | #N/A | #N/A | #N/A | #N/A | #N/A | #N/A | #N/A | #N/A | #N/A | #N/A | #N/A | #N/A | #N/A | #N/A | #N/A | #N/A | #N/A | #N/A | #N/A | #N/A | #N/A | #N/A | #N/A | #N/A | #N/A | #N/A
[7 empty] | 1 | 23 | 530 | 2 | 2020-01-23 | Wednesday | 3 | No | #N/A | #N/A | #N/A | #N/A | #N/A | #N/A | #N/A | #N/A | #N/A | #N/A | #N/A | #N/A | #N/A | #N/A | #N/A | #N/A | #N/A | #N/A | #N/A | #N/A | #N/A | #N/A | #N/A | #N/A | #N/A | #N/A | #N/A | #N/A | #N/A | #N/A | #N/A | #N/A | #N/A | #N/A | #N/A | #N/A
[7 empty] | 1 | 23 | 531 | 3 | 2020-01-23 | Wednesday | 3 | No | #N/A | #N/A | #N/A | #N/A | #N/A | #N/A | #N/A | #N/A | #N/A | #N/A | #N/A | #N/A | #N/A | #N/A | #N/A | #N/A | #N/A | #N/A | #N/A | #N/A | #N/A | #N/A | #N/A | #N/A | #N/A | #N/A | #N/A | #N/A | #N/A | #N/A | #N/A | #N/A | #N/A | #N/A | #N/A | #N/A
[7 empty] | 1 | 23 | 532 | 4 | 2020-01-23 | Wednesday | 3 | No | #N/A | #N/A | #N/A | #N/A | #N/A | #N/A | #N/A | #N/A | #N/A | #N/A | #N/A | #N/A | #N/A | #N/A | #N/A | #N/A | #N/A | #N/A | #N/A | #N/A | #N/A | #N/A | #N/A | #N/A | #N/A | #N/A | #N/A | #N/A | #N/A | #N/A | #N/A | #N/A | #N/A | #N/A | #N/A | #N/A
[7 empty] | 1 | 23 | 533 | 5 | 2020-01-23 | Wednesday | 3 | No | #N/A | #N/A | #N/A | #N/A | #N/A | #N/A | #N/A | #N/A | #N/A | #N/A | #N/A | #N/A | #N/A | #N/A | #N/A | #N/A | #N/A | #N/A | #N/A | #N/A | #N/A | #N/A | #N/A | #N/A | #N/A | #N/A | #N/A | #N/A | #N/A | #N/A | #N/A | #N/A | #N/A | #N/A | #N/A | #N/A
[7 empty] | 1 | 23 | 534 | 6 | 2020-01-23 | Wednesday | 3 | No | #N/A | #N/A | #N/A | #N/A | #N/A | #N/A | #N/A | #N/A | #N/A | #N/A | #N/A | #N/A | #N/A | #N/A | #N/A | #N/A | #N/A | #N/A | #N/A | #N/A | #N/A | #N/A | #N/A | #N/A | #N/A | #N/A | #N/A | #N/A | #N/A | #N/A | #N/A | #N/A | #N/A | #N/A | #N/A | #N/A
[7 empty] | 1 | 23 | 535 | 7 | 2020-01-23 | Wednesday | 3 | No | #N/A | #N/A | #N/A | #N/A | #N/A | #N/A | #N/A | #N/A | #N/A | #N/A | #N/A | #N/A | #N/A | #N/A | #N/A | #N/A | #N/A | #N/A | #N/A | #N/A | #N/A | #N/A | #N/A | #N/A | #N/A | #N/A | #N/A | #N/A | #N/A | #N/A | #N/A | #N/A | #N/A | #N/A | #N/A | #N/A
[7 empty] | 1 | 23 | 536 | 8 | 2020-01-23 | Wednesday | 3 | No | #N/A | #N/A | #N/A | #N/A | #N/A | #N/A | #N/A | #N/A | #N/A | #N/A | #N/A | #N/A | #N/A | #N/A | #N/A | #N/A | #N/A | #N/A | #N/A | #N/A | #N/A | #N/A | #N/A | #N/A | #N/A | #N/A | #N/A | #N/A | #N/A | #N/A | #N/A | #N/A | #N/A | #N/A | #N/A | #N/A
[7 empty] | 1 | 23 | 537 | 9 | 2020-01-23 | Wednesday | 3 | No | #N/A | #N/A | #N/A | #N/A | #N/A | #N/A | #N/A | #N/A | #N/A | #N/A | #N/A | #N/A | #N/A | #N/A | #N/A | #N/A | #N/A | #N/A | #N/A | #N/A | #N/A | #N/A | #N/A | #N/A | #N/A | #N/A | #N/A | #N/A | #N/A | #N/A | #N/A | #N/A | #N/A | #N/A | #N/A | #N/A
[7 empty] | 1 | 23 | 538 | 10 | 2020-01-23 | Wednesday | 3 | No | #N/A | #N/A | #N/A | #N/A | #N/A | #N/A | #N/A | #N/A | #N/A | #N/A | #N/A | #N/A | #N/A | #N/A | #N/A | #N/A | #N/A | #N/A | #N/A | #N/A | #N/A | #N/A | #N/A | #N/A | #N/A | #N/A | #N/A | #N/A | #N/A | #N/A | #N/A | #N/A | #N/A | #N/A | #N/A | #N/A
[7 empty] | 1 | 23 | 539 | 11 | 2020-01-23 | Wednesday | 3 | No | #N/A | #N/A | #N/A | #N/A | #N/A | #N/A | #N/A | #N/A | #N/A | #N/A | #N/A | #N/A | #N/A | #N/A | #N/A | #N/A | #N/A | #N/A | #N/A | #N/A | #N/A | #N/A | #N/A | #N/A | #N/A | #N/A | #N/A | #N/A | #N/A | #N/A | #N/A | #N/A | #N/A | #N/A | #N/A | #N/A
[7 empty] | 1 | 23 | 540 | 12 | 2020-01-23 | Wednesday | 3 | No | #N/A | #N/A | #N/A | #N/A | #N/A | #N/A | #N/A | #N/A | #N/A | #N/A | #N/A | #N/A | #N/A | #N/A | #N/A | #N/A | #N/A | #N/A | #N/A | #N/A | #N/A | #N/A | #N/A | #N/A | #N/A | #N/A | #N/A | #N/A | #N/A | #N/A | #N/A | #N/A | #N/A | #N/A | #N/A | #N/A
[7 empty] | 1 | 23 | 541 | 13 | 2020-01-23 | Wednesday | 3 | No | #N/A | #N/A | #N/A | #N/A | #N/A | #N/A | #N/A | #N/A | #N/A | #N/A | #N/A | #N/A | #N/A | #N/A | #N/A | #N/A | #N/A | #N/A | #N/A | #N/A | #N/A | #N/A | #N/A | #N/A | #N/A | #N/A | #N/A | #N/A | #N/A | #N/A | #N/A | #N/A | #N/A | #N/A | #N/A | #N/A
[7 empty] | 1 | 23 | 542 | 14 | 2020-01-23 | Wednesday | 3 | No | #N/A | #N/A | #N/A | #N/A | #N/A | #N/A | #N/A | #N/A | #N/A | #N/A | #N/A | #N/A | #N/A | #N/A | #N/A | #N/A | #N/A | #N/A | #N/A | #N/A | #N/A | #N/A | #N/A | #N/A | #N/A | #N/A | #N/A | #N/A | #N/A | #N/A | #N/A | #N/A | #N/A | #N/A | #N/A | #N/A
[7 empty] | 1 | 23 | 543 | 15 | 2020-01-23 | Wednesday | 3 | No | #N/A | #N/A | #N/A | #N/A | #N/A | #N/A | #N/A | #N/A | #N/A | #N/A | #N/A | #N/A | #N/A | #N/A | #N/A | #N/A | #N/A | #N/A | #N/A | #N/A | #N/A | #N/A | #N/A | #N/A | #N/A | #N/A | #N/A | #N/A | #N/A | #N/A | #N/A | #N/A | #N/A | #N/A | #N/A | #N/A
[7 empty] | 1 | 23 | 544 | 16 | 2020-01-23 | Wednesday | 3 | No | #N/A | #N/A | #N/A | #N/A | #N/A | #N/A | #N/A | #N/A | #N/A | #N/A | #N/A | #N/A | #N/A | #N/A | #N/A | #N/A | #N/A | #N/A | #N/A | #N/A | #N/A | #N/A | #N/A | #N/A | #N/A | #N/A | #N/A | #N/A | #N/A | #N/A | #N/A | #N/A | #N/A | #N/A | #N/A | #N/A
[7 empty] | 1 | 23 | 545 | 17 | 2020-01-23 | Wednesday | 3 | No | #N/A | #N/A | #N/A | #N/A | #N/A | #N/A | #N/A | #N/A | #N/A | #N/A | #N/A | #N/A | #N/A | #N/A | #N/A | #N/A | #N/A | #N/A | #N/A | #N/A | #N/A | #N/A | #N/A | #N/A | #N/A | #N/A | #N/A | #N/A | #N/A | #N/A | #N/A | #N/A | #N/A | #N/A | #N/A | #N/A
[7 empty] | 1 | 23 | 546 | 18 | 2020-01-23 | Wednesday | 3 | No | #N/A | #N/A | #N/A | #N/A | #N/A | #N/A | #N/A | #N/A | #N/A | #N/A | #N/A | #N/A | #N/A | #N/A | #N/A | #N/A | #N/A | #N/A | #N/A | #N/A | #N/A | #N/A | #N/A | #N/A | #N/A | #N/A | #N/A | #N/A | #N/A | #N/A | #N/A | #N/A | #N/A | #N/A | #N/A | #N/A
[7 empty] | 1 | 23 | 547 | 19 | 2020-01-23 | Wednesday | 3 | No | #N/A | #N/A | #N/A | #N/A | #N/A | #N/A | #N/A | #N/A | #N/A | #N/A | #N/A | #N/A | #N/A | #N/A | #N/A | #N/A | #N/A | #N/A | #N/A | #N/A | #N/A | #N/A | #N/A | #N/A | #N/A | #N/A | #N/A | #N/A | #N/A | #N/A | #N/A | #N/A | #N/A | #N/A | #N/A | #N/A
[7 empty] | 1 | 23 | 548 | 20 | 2020-01-23 | Wednesday | 3 | No | #N/A | #N/A | #N/A | #N/A | #N/A | #N/A | #N/A | #N/A | #N/A | #N/A | #N/A | #N/A | #N/A | #N/A | #N/A | #N/A | #N/A | #N/A | #N/A | #N/A | #N/A | #N/A | #N/A | #N/A | #N/A | #N/A | #N/A | #N/A | #N/A | #N/A | #N/A | #N/A | #N/A | #N/A | #N/A | #N/A
[7 empty] | 1 | 23 | 549 | 21 | 2020-01-23 | Wednesday | 3 | No | #N/A | #N/A | #N/A | #N/A | #N/A | #N/A | #N/A | #N/A | #N/A | #N/A | #N/A | #N/A | #N/A | #N/A | #N/A | #N/A | #N/A | #N/A | #N/A | #N/A | #N/A | #N/A | #N/A | #N/A | #N/A | #N/A | #N/A | #N/A | #N/A | #N/A | #N/A | #N/A | #N/A | #N/A | #N/A | #N/A
[7 empty] | 1 | 23 | 550 | 22 | 2020-01-23 | Wednesday | 3 | No | #N/A | #N/A | #N/A | #N/A | #N/A | #N/A | #N/A | #N/A | #N/A | #N/A | #N/A | #N/A | #N/A | #N/A | #N/A | #N/A | #N/A | #N/A | #N/A | #N/A | #N/A | #N/A | #N/A | #N/A | #N/A | #N/A | #N/A | #N/A | #N/A | #N/A | #N/A | #N/A | #N/A | #N/A | #N/A | #N/A
[7 empty] | 1 | 23 | 551 | 23 | 2020-01-23 | Wednesday | 3 | No | #N/A | #N/A | #N/A | #N/A | #N/A | #N/A | #N/A | #N/A | #N/A | #N/A | #N/A | #N/A | #N/A | #N/A | #N/A | #N/A | #N/A | #N/A | #N/A | #N/A | #N/A | #N/A | #N/A | #N/A | #N/A | #N/A | #N/A | #N/A | #N/A | #N/A | #N/A | #N/A | #N/A | #N/A | #N/A | #N/A
[7 empty] | 1 | 23 | 552 | 24 | 2020-01-23 | Wednesday | 3 | No | #N/A | #N/A | #N/A | #N/A | #N/A | #N/A | #N/A | #N/A | #N/A | #N/A | #N/A | #N/A | #N/A | #N/A | #N/A | #N/A | #N/A | #N/A | #N/A | #N/A | #N/A | #N/A | #N/A | #N/A | #N/A | #N/A | #N/A | #N/A | #N/A | #N/A | #N/A | #N/A | #N/A | #N/A | #N/A | #N/A
[7 empty] | 1 | 24 | 553 | 1 | 2020-01-24 | Thursday | 4 | No | #N/A | #N/A | #N/A | #N/A | #N/A | #N/A | #N/A | #N/A | #N/A | #N/A | #N/A | #N/A | #N/A | #N/A | #N/A | #N/A | #N/A | #N/A | #N/A | #N/A | #N/A | #N/A | #N/A | #N/A | #N/A | #N/A | #N/A | #N/A | #N/A | #N/A | #N/A | #N/A | #N/A | #N/A | #N/A | #N/A
[7 empty] | 1 | 24 | 554 | 2 | 2020-01-24 | Thursday | 4 | No | #N/A | #N/A | #N/A | #N/A | #N/A | #N/A | #N/A | #N/A | #N/A | #N/A | #N/A | #N/A | #N/A | #N/A | #N/A | #N/A | #N/A | #N/A | #N/A | #N/A | #N/A | #N/A | #N/A | #N/A | #N/A | #N/A | #N/A | #N/A | #N/A | #N/A | #N/A | #N/A | #N/A | #N/A | #N/A | #N/A
[7 empty] | 1 | 24 | 555 | 3 | 2020-01-24 | Thursday | 4 | No | #N/A | #N/A | #N/A | #N/A | #N/A | #N/A | #N/A | #N/A | #N/A | #N/A | #N/A | #N/A | #N/A | #N/A | #N/A | #N/A | #N/A | #N/A | #N/A | #N/A | #N/A | #N/A | #N/A | #N/A | #N/A | #N/A | #N/A | #N/A | #N/A | #N/A | #N/A | #N/A | #N/A | #N/A | #N/A | #N/A
[7 empty] | 1 | 24 | 556 | 4 | 2020-01-24 | Thursday | 4 | No | #N/A | #N/A | #N/A | #N/A | #N/A | #N/A | #N/A | #N/A | #N/A | #N/A | #N/A | #N/A | #N/A | #N/A | #N/A | #N/A | #N/A | #N/A | #N/A | #N/A | #N/A | #N/A | #N/A | #N/A | #N/A | #N/A | #N/A | #N/A | #N/A | #N/A | #N/A | #N/A | #N/A | #N/A | #N/A | #N/A
[7 empty] | 1 | 24 | 557 | 5 | 2020-01-24 | Thursday | 4 | No | #N/A | #N/A | #N/A | #N/A | #N/A | #N/A | #N/A | #N/A | #N/A | #N/A | #N/A | #N/A | #N/A | #N/A | #N/A | #N/A | #N/A | #N/A | #N/A | #N/A | #N/A | #N/A | #N/A | #N/A | #N/A | #N/A | #N/A | #N/A | #N/A | #N/A | #N/A | #N/A | #N/A | #N/A | #N/A | #N/A
[7 empty] | 1 | 24 | 558 | 6 | 2020-01-24 | Thursday | 4 | No | #N/A | #N/A | #N/A | #N/A | #N/A | #N/A | #N/A | #N/A | #N/A | #N/A | #N/A | #N/A | #N/A | #N/A | #N/A | #N/A | #N/A | #N/A | #N/A | #N/A | #N/A | #N/A | #N/A | #N/A | #N/A | #N/A | #N/A | #N/A | #N/A | #N/A | #N/A | #N/A | #N/A | #N/A | #N/A | #N/A
[7 empty] | 1 | 24 | 559 | 7 | 2020-01-24 | Thursday | 4 | No | #N/A | #N/A | #N/A | #N/A | #N/A | #N/A | #N/A | #N/A | #N/A | #N/A | #N/A | #N/A | #N/A | #N/A | #N/A | #N/A | #N/A | #N/A | #N/A | #N/A | #N/A | #N/A | #N/A | #N/A | #N/A | #N/A | #N/A | #N/A | #N/A | #N/A | #N/A | #N/A | #N/A | #N/A | #N/A | #N/A
[7 empty] | 1 | 24 | 560 | 8 | 2020-01-24 | Thursday | 4 | No | #N/A | #N/A | #N/A | #N/A | #N/A | #N/A | #N/A | #N/A | #N/A | #N/A | #N/A | #N/A | #N/A | #N/A | #N/A | #N/A | #N/A | #N/A | #N/A | #N/A | #N/A | #N/A | #N/A | #N/A | #N/A | #N/A | #N/A | #N/A | #N/A | #N/A | #N/A | #N/A | #N/A | #N/A | #N/A | #N/A
[7 empty] | 1 | 24 | 561 | 9 | 2020-01-24 | Thursday | 4 | No | #N/A | #N/A | #N/A | #N/A | #N/A | #N/A | #N/A | #N/A | #N/A | #N/A | #N/A | #N/A | #N/A | #N/A | #N/A | #N/A | #N/A | #N/A | #N/A | #N/A | #N/A | #N/A | #N/A | #N/A | #N/A | #N/A | #N/A | #N/A | #N/A | #N/A | #N/A | #N/A | #N/A | #N/A | #N/A | #N/A
[7 empty] | 1 | 24 | 562 | 10 | 2020-01-24 | Thursday | 4 | No | #N/A | #N/A | #N/A | #N/A | #N/A | #N/A | #N/A | #N/A | #N/A | #N/A | #N/A | #N/A | #N/A | #N/A | #N/A | #N/A | #N/A | #N/A | #N/A | #N/A | #N/A | #N/A | #N/A | #N/A | #N/A | #N/A | #N/A | #N/A | #N/A | #N/A | #N/A | #N/A | #N/A | #N/A | #N/A | #N/A
[7 empty] | 1 | 24 | 563 | 11 | 2020-01-24 | Thursday | 4 | No | #N/A | #N/A | #N/A | #N/A | #N/A | #N/A | #N/A | #N/A | #N/A | #N/A | #N/A | #N/A | #N/A | #N/A | #N/A | #N/A | #N/A | #N/A | #N/A | #N/A | #N/A | #N/A | #N/A | #N/A | #N/A | #N/A | #N/A | #N/A | #N/A | #N/A | #N/A | #N/A | #N/A | #N/A | #N/A | #N/A
[7 empty] | 1 | 24 | 564 | 12 | 2020-01-24 | Thursday | 4 | No | #N/A | #N/A | #N/A | #N/A | #N/A | #N/A | #N/A | #N/A | #N/A | #N/A | #N/A | #N/A | #N/A | #N/A | #N/A | #N/A | #N/A | #N/A | #N/A | #N/A | #N/A | #N/A | #N/A | #N/A | #N/A | #N/A | #N/A | #N/A | #N/A | #N/A | #N/A | #N/A | #N/A | #N/A | #N/A | #N/A
[7 empty] | 1 | 24 | 565 | 13 | 2020-01-24 | Thursday | 4 | No | #N/A | #N/A | #N/A | #N/A | #N/A | #N/A | #N/A | #N/A | #N/A | #N/A | #N/A | #N/A | #N/A | #N/A | #N/A | #N/A | #N/A | #N/A | #N/A | #N/A | #N/A | #N/A | #N/A | #N/A | #N/A | #N/A | #N/A | #N/A | #N/A | #N/A | #N/A | #N/A | #N/A | #N/A | #N/A | #N/A
[7 empty] | 1 | 24 | 566 | 14 | 2020-01-24 | Thursday | 4 | No | #N/A | #N/A | #N/A | #N/A | #N/A | #N/A | #N/A | #N/A | #N/A | #N/A | #N/A | #N/A | #N/A | #N/A | #N/A | #N/A | #N/A | #N/A | #N/A | #N/A | #N/A | #N/A | #N/A | #N/A | #N/A | #N/A | #N/A | #N/A | #N/A | #N/A | #N/A | #N/A | #N/A | #N/A | #N/A | #N/A
[7 empty] | 1 | 24 | 567 | 15 | 2020-01-24 | Thursday | 4 | No | #N/A | #N/A | #N/A | #N/A | #N/A | #N/A | #N/A | #N/A | #N/A | #N/A | #N/A | #N/A | #N/A | #N/A | #N/A | #N/A | #N/A | #N/A | #N/A | #N/A | #N/A | #N/A | #N/A | #N/A | #N/A | #N/A | #N/A | #N/A | #N/A | #N/A | #N/A | #N/A | #N/A | #N/A | #N/A | #N/A
[7 empty] | 1 | 24 | 568 | 16 | 2020-01-24 | Thursday | 4 | No | #N/A | #N/A | #N/A | #N/A | #N/A | #N/A | #N/A | #N/A | #N/A | #N/A | #N/A | #N/A | #N/A | #N/A | #N/A | #N/A | #N/A | #N/A | #N/A | #N/A | #N/A | #N/A | #N/A | #N/A | #N/A | #N/A | #N/A | #N/A | #N/A | #N/A | #N/A | #N/A | #N/A | #N/A | #N/A | #N/A
[7 empty] | 1 | 24 | 569 | 17 | 2020-01-24 | Thursday | 4 | No | #N/A | #N/A | #N/A | #N/A | #N/A | #N/A | #N/A | #N/A | #N/A | #N/A | #N/A | #N/A | #N/A | #N/A | #N/A | #N/A | #N/A | #N/A | #N/A | #N/A | #N/A | #N/A | #N/A | #N/A | #N/A | #N/A | #N/A | #N/A | #N/A | #N/A | #N/A | #N/A | #N/A | #N/A | #N/A | #N/A
[7 empty] | 1 | 24 | 570 | 18 | 2020-01-24 | Thursday | 4 | No | #N/A | #N/A | #N/A | #N/A | #N/A | #N/A | #N/A | #N/A | #N/A | #N/A | #N/A | #N/A | #N/A | #N/A | #N/A | #N/A | #N/A | #N/A | #N/A | #N/A | #N/A | #N/A | #N/A | #N/A | #N/A | #N/A | #N/A | #N/A | #N/A | #N/A | #N/A | #N/A | #N/A | #N/A | #N/A | #N/A
[7 empty] | 1 | 24 | 571 | 19 | 2020-01-24 | Thursday | 4 | No | #N/A | #N/A | #N/A | #N/A | #N/A | #N/A | #N/A | #N/A | #N/A | #N/A | #N/A | #N/A | #N/A | #N/A | #N/A | #N/A | #N/A | #N/A | #N/A | #N/A | #N/A | #N/A | #N/A | #N/A | #N/A | #N/A | #N/A | #N/A | #N/A | #N/A | #N/A | #N/A | #N/A | #N/A | #N/A | #N/A
[7 empty] | 1 | 24 | 572 | 20 | 2020-01-24 | Thursday | 4 | No | #N/A | #N/A | #N/A | #N/A | #N/A | #N/A | #N/A | #N/A | #N/A | #N/A | #N/A | #N/A | #N/A | #N/A | #N/A | #N/A | #N/A | #N/A | #N/A | #N/A | #N/A | #N/A | #N/A | #N/A | #N/A | #N/A | #N/A | #N/A | #N/A | #N/A | #N/A | #N/A | #N/A | #N/A | #N/A | #N/A
[7 empty] | 1 | 24 | 573 | 21 | 2020-01-24 | Thursday | 4 | No | #N/A | #N/A | #N/A | #N/A | #N/A | #N/A | #N/A | #N/A | #N/A | #N/A | #N/A | #N/A | #N/A | #N/A | #N/A | #N/A | #N/A | #N/A | #N/A | #N/A | #N/A | #N/A | #N/A | #N/A | #N/A | #N/A | #N/A | #N/A | #N/A | #N/A | #N/A | #N/A | #N/A | #N/A | #N/A | #N/A
[7 empty] | 1 | 24 | 574 | 22 | 2020-01-24 | Thursday | 4 | No | #N/A | #N/A | #N/A | #N/A | #N/A | #N/A | #N/A | #N/A | #N/A | #N/A | #N/A | #N/A | #N/A | #N/A | #N/A | #N/A | #N/A | #N/A | #N/A | #N/A | #N/A | #N/A | #N/A | #N/A | #N/A | #N/A | #N/A | #N/A | #N/A | #N/A | #N/A | #N/A | #N/A | #N/A | #N/A | #N/A
[7 empty] | 1 | 24 | 575 | 23 | 2020-01-24 | Thursday | 4 | No | #N/A | #N/A | #N/A | #N/A | #N/A | #N/A | #N/A | #N/A | #N/A | #N/A | #N/A | #N/A | #N/A | #N/A | #N/A | #N/A | #N/A | #N/A | #N/A | #N/A | #N/A | #N/A | #N/A | #N/A | #N/A | #N/A | #N/A | #N/A | #N/A | #N/A | #N/A | #N/A | #N/A | #N/A | #N/A | #N/A
[7 empty] | 1 | 24 | 576 | 24 | 2020-01-24 | Thursday | 4 | No | #N/A | #N/A | #N/A | #N/A | #N/A | #N/A | #N/A | #N/A | #N/A | #N/A | #N/A | #N/A | #N/A | #N/A | #N/A | #N/A | #N/A | #N/A | #N/A | #N/A | #N/A | #N/A | #N/A | #N/A | #N/A | #N/A | #N/A | #N/A | #N/A | #N/A | #N/A | #N/A | #N/A | #N/A | #N/A | #N/A
[7 empty] | 1 | 25 | 577 | 1 | 2020-01-25 | Friday | 5 | No | #N/A | #N/A | #N/A | #N/A | #N/A | #N/A | #N/A | #N/A | #N/A | #N/A | #N/A | #N/A | #N/A | #N/A | #N/A | #N/A | #N/A | #N/A | #N/A | #N/A | #N/A | #N/A | #N/A | #N/A | #N/A | #N/A | #N/A | #N/A | #N/A | #N/A | #N/A | #N/A | #N/A | #N/A | #N/A | #N/A
[7 empty] | 1 | 25 | 578 | 2 | 2020-01-25 | Friday | 5 | No | #N/A | #N/A | #N/A | #N/A | #N/A | #N/A | #N/A | #N/A | #N/A | #N/A | #N/A | #N/A | #N/A | #N/A | #N/A | #N/A | #N/A | #N/A | #N/A | #N/A | #N/A | #N/A | #N/A | #N/A | #N/A | #N/A | #N/A | #N/A | #N/A | #N/A | #N/A | #N/A | #N/A | #N/A | #N/A | #N/A
[7 empty] | 1 | 25 | 579 | 3 | 2020-01-25 | Friday | 5 | No | #N/A | #N/A | #N/A | #N/A | #N/A | #N/A | #N/A | #N/A | #N/A | #N/A | #N/A | #N/A | #N/A | #N/A | #N/A | #N/A | #N/A | #N/A | #N/A | #N/A | #N/A | #N/A | #N/A | #N/A | #N/A | #N/A | #N/A | #N/A | #N/A | #N/A | #N/A | #N/A | #N/A | #N/A | #N/A | #N/A
[7 empty] | 1 | 25 | 580 | 4 | 2020-01-25 | Friday | 5 | No | #N/A | #N/A | #N/A | #N/A | #N/A | #N/A | #N/A | #N/A | #N/A | #N/A | #N/A | #N/A | #N/A | #N/A | #N/A | #N/A | #N/A | #N/A | #N/A | #N/A | #N/A | #N/A | #N/A | #N/A | #N/A | #N/A | #N/A | #N/A | #N/A | #N/A | #N/A | #N/A | #N/A | #N/A | #N/A | #N/A
[7 empty] | 1 | 25 | 581 | 5 | 2020-01-25 | Friday | 5 | No | #N/A | #N/A | #N/A | #N/A | #N/A | #N/A | #N/A | #N/A | #N/A | #N/A | #N/A | #N/A | #N/A | #N/A | #N/A | #N/A | #N/A | #N/A | #N/A | #N/A | #N/A | #N/A | #N/A | #N/A | #N/A | #N/A | #N/A | #N/A | #N/A | #N/A | #N/A | #N/A | #N/A | #N/A | #N/A | #N/A
[7 empty] | 1 | 25 | 582 | 6 | 2020-01-25 | Friday | 5 | No | #N/A | #N/A | #N/A | #N/A | #N/A | #N/A | #N/A | #N/A | #N/A | #N/A | #N/A | #N/A | #N/A | #N/A | #N/A | #N/A | #N/A | #N/A | #N/A | #N/A | #N/A | #N/A | #N/A | #N/A | #N/A | #N/A | #N/A | #N/A | #N/A | #N/A | #N/A | #N/A | #N/A | #N/A | #N/A | #N/A
[7 empty] | 1 | 25 | 583 | 7 | 2020-01-25 | Friday | 5 | No | #N/A | #N/A | #N/A | #N/A | #N/A | #N/A | #N/A | #N/A | #N/A | #N/A | #N/A | #N/A | #N/A | #N/A | #N/A | #N/A | #N/A | #N/A | #N/A | #N/A | #N/A | #N/A | #N/A | #N/A | #N/A | #N/A | #N/A | #N/A | #N/A | #N/A | #N/A | #N/A | #N/A | #N/A | #N/A | #N/A
[7 empty] | 1 | 25 | 584 | 8 | 2020-01-25 | Friday | 5 | No | #N/A | #N/A | #N/A | #N/A | #N/A | #N/A | #N/A | #N/A | #N/A | #N/A | #N/A | #N/A | #N/A | #N/A | #N/A | #N/A | #N/A | #N/A | #N/A | #N/A | #N/A | #N/A | #N/A | #N/A | #N/A | #N/A | #N/A | #N/A | #N/A | #N/A | #N/A | #N/A | #N/A | #N/A | #N/A | #N/A
[7 empty] | 1 | 25 | 585 | 9 | 2020-01-25 | Friday | 5 | No | #N/A | #N/A | #N/A | #N/A | #N/A | #N/A | #N/A | #N/A | #N/A | #N/A | #N/A | #N/A | #N/A | #N/A | #N/A | #N/A | #N/A | #N/A | #N/A | #N/A | #N/A | #N/A | #N/A | #N/A | #N/A | #N/A | #N/A | #N/A | #N/A | #N/A | #N/A | #N/A | #N/A | #N/A | #N/A | #N/A
[7 empty] | 1 | 25 | 586 | 10 | 2020-01-25 | Friday | 5 | No | #N/A | #N/A | #N/A | #N/A | #N/A | #N/A | #N/A | #N/A | #N/A | #N/A | #N/A | #N/A | #N/A | #N/A | #N/A | #N/A | #N/A | #N/A | #N/A | #N/A | #N/A | #N/A | #N/A | #N/A | #N/A | #N/A | #N/A | #N/A | #N/A | #N/A | #N/A | #N/A | #N/A | #N/A | #N/A | #N/A
[7 empty] | 1 | 25 | 587 | 11 | 2020-01-25 | Friday | 5 | No | #N/A | #N/A | #N/A | #N/A | #N/A | #N/A | #N/A | #N/A | #N/A | #N/A | #N/A | #N/A | #N/A | #N/A | #N/A | #N/A | #N/A | #N/A | #N/A | #N/A | #N/A | #N/A | #N/A | #N/A | #N/A | #N/A | #N/A | #N/A | #N/A | #N/A | #N/A | #N/A | #N/A | #N/A | #N/A | #N/A
[7 empty] | 1 | 25 | 588 | 12 | 2020-01-25 | Friday | 5 | No | #N/A | #N/A | #N/A | #N/A | #N/A | #N/A | #N/A | #N/A | #N/A | #N/A | #N/A | #N/A | #N/A | #N/A | #N/A | #N/A | #N/A | #N/A | #N/A | #N/A | #N/A | #N/A | #N/A | #N/A | #N/A | #N/A | #N/A | #N/A | #N/A | #N/A | #N/A | #N/A | #N/A | #N/A | #N/A | #N/A
[7 empty] | 1 | 25 | 589 | 13 | 2020-01-25 | Friday | 5 | No | #N/A | #N/A | #N/A | #N/A | #N/A | #N/A | #N/A | #N/A | #N/A | #N/A | #N/A | #N/A | #N/A | #N/A | #N/A | #N/A | #N/A | #N/A | #N/A | #N/A | #N/A | #N/A | #N/A | #N/A | #N/A | #N/A | #N/A | #N/A | #N/A | #N/A | #N/A | #N/A | #N/A | #N/A | #N/A | #N/A
[7 empty] | 1 | 25 | 590 | 14 | 2020-01-25 | Friday | 5 | No | #N/A | #N/A | #N/A | #N/A | #N/A | #N/A | #N/A | #N/A | #N/A | #N/A | #N/A | #N/A | #N/A | #N/A | #N/A | #N/A | #N/A | #N/A | #N/A | #N/A | #N/A | #N/A | #N/A | #N/A | #N/A | #N/A | #N/A | #N/A | #N/A | #N/A | #N/A | #N/A | #N/A | #N/A | #N/A | #N/A
[7 empty] | 1 | 25 | 591 | 15 | 2020-01-25 | Friday | 5 | No | #N/A | #N/A | #N/A | #N/A | #N/A | #N/A | #N/A | #N/A | #N/A | #N/A | #N/A | #N/A | #N/A | #N/A | #N/A | #N/A | #N/A | #N/A | #N/A | #N/A | #N/A | #N/A | #N/A | #N/A | #N/A | #N/A | #N/A | #N/A | #N/A | #N/A | #N/A | #N/A | #N/A | #N/A | #N/A | #N/A
[7 empty] | 1 | 25 | 592 | 16 | 2020-01-25 | Friday | 5 | No | #N/A | #N/A | #N/A | #N/A | #N/A | #N/A | #N/A | #N/A | #N/A | #N/A | #N/A | #N/A | #N/A | #N/A | #N/A | #N/A | #N/A | #N/A | #N/A | #N/A | #N/A | #N/A | #N/A | #N/A | #N/A | #N/A | #N/A | #N/A | #N/A | #N/A | #N/A | #N/A | #N/A | #N/A | #N/A | #N/A
[7 empty] | 1 | 25 | 593 | 17 | 2020-01-25 | Friday | 5 | No | #N/A | #N/A | #N/A | #N/A | #N/A | #N/A | #N/A | #N/A | #N/A | #N/A | #N/A | #N/A | #N/A | #N/A | #N/A | #N/A | #N/A | #N/A | #N/A | #N/A | #N/A | #N/A | #N/A | #N/A | #N/A | #N/A | #N/A | #N/A | #N/A | #N/A | #N/A | #N/A | #N/A | #N/A | #N/A | #N/A
[7 empty] | 1 | 25 | 594 | 18 | 2020-01-25 | Friday | 5 | No | #N/A | #N/A | #N/A | #N/A | #N/A | #N/A | #N/A | #N/A | #N/A | #N/A | #N/A | #N/A | #N/A | #N/A | #N/A | #N/A | #N/A | #N/A | #N/A | #N/A | #N/A | #N/A | #N/A | #N/A | #N/A | #N/A | #N/A | #N/A | #N/A | #N/A | #N/A | #N/A | #N/A | #N/A | #N/A | #N/A
[7 empty] | 1 | 25 | 595 | 19 | 2020-01-25 | Friday | 5 | No | #N/A | #N/A | #N/A | #N/A | #N/A | #N/A | #N/A | #N/A | #N/A | #N/A | #N/A | #N/A | #N/A | #N/A | #N/A | #N/A | #N/A | #N/A | #N/A | #N/A | #N/A | #N/A | #N/A | #N/A | #N/A | #N/A | #N/A | #N/A | #N/A | #N/A | #N/A | #N/A | #N/A | #N/A | #N/A | #N/A
[7 empty] | 1 | 25 | 596 | 20 | 2020-01-25 | Friday | 5 | No | #N/A | #N/A | #N/A | #N/A | #N/A | #N/A | #N/A | #N/A | #N/A | #N/A | #N/A | #N/A | #N/A | #N/A | #N/A | #N/A | #N/A | #N/A | #N/A | #N/A | #N/A | #N/A | #N/A | #N/A | #N/A | #N/A | #N/A | #N/A | #N/A | #N/A | #N/A | #N/A | #N/A | #N/A | #N/A | #N/A
[7 empty] | 1 | 25 | 597 | 21 | 2020-01-25 | Friday | 5 | No | #N/A | #N/A | #N/A | #N/A | #N/A | #N/A | #N/A | #N/A | #N/A | #N/A | #N/A | #N/A | #N/A | #N/A | #N/A | #N/A | #N/A | #N/A | #N/A | #N/A | #N/A | #N/A | #N/A | #N/A | #N/A | #N/A | #N/A | #N/A | #N/A | #N/A | #N/A | #N/A | #N/A | #N/A | #N/A | #N/A
[7 empty] | 1 | 25 | 598 | 22 | 2020-01-25 | Friday | 5 | No | #N/A | #N/A | #N/A | #N/A | #N/A | #N/A | #N/A | #N/A | #N/A | #N/A | #N/A | #N/A | #N/A | #N/A | #N/A | #N/A | #N/A | #N/A | #N/A | #N/A | #N/A | #N/A | #N/A | #N/A | #N/A | #N/A | #N/A | #N/A | #N/A | #N/A | #N/A | #N/A | #N/A | #N/A | #N/A | #N/A
[7 empty] | 1 | 25 | 599 | 23 | 2020-01-25 | Friday | 5 | No | #N/A | #N/A | #N/A | #N/A | #N/A | #N/A | #N/A | #N/A | #N/A | #N/A | #N/A | #N/A | #N/A | #N/A | #N/A | #N/A | #N/A | #N/A | #N/A | #N/A | #N/A | #N/A | #N/A | #N/A | #N/A | #N/A | #N/A | #N/A | #N/A | #N/A | #N/A | #N/A | #N/A | #N/A | #N/A | #N/A
[7 empty] | 1 | 25 | 600 | 24 | 2020-01-25 | Friday | 5 | No | #N/A | #N/A | #N/A | #N/A | #N/A | #N/A | #N/A | #N/A | #N/A | #N/A | #N/A | #N/A | #N/A | #N/A | #N/A | #N/A | #N/A | #N/A | #N/A | #N/A | #N/A | #N/A | #N/A | #N/A | #N/A | #N/A | #N/A | #N/A | #N/A | #N/A | #N/A | #N/A | #N/A | #N/A | #N/A | #N/A
[7 empty] | 1 | 26 | 601 | 1 | 2020-01-26 | Saturday | 6 | No | #N/A | #N/A | #N/A | #N/A | #N/A | #N/A | #N/A | #N/A | #N/A | #N/A | #N/A | #N/A | #N/A | #N/A | #N/A | #N/A | #N/A | #N/A | #N/A | #N/A | #N/A | #N/A | #N/A | #N/A | #N/A | #N/A | #N/A | #N/A | #N/A | #N/A | #N/A | #N/A | #N/A | #N/A | #N/A | #N/A
[7 empty] | 1 | 26 | 602 | 2 | 2020-01-26 | Saturday | 6 | No | #N/A | #N/A | #N/A | #N/A | #N/A | #N/A | #N/A | #N/A | #N/A | #N/A | #N/A | #N/A | #N/A | #N/A | #N/A | #N/A | #N/A | #N/A | #N/A | #N/A | #N/A | #N/A | #N/A | #N/A | #N/A | #N/A | #N/A | #N/A | #N/A | #N/A | #N/A | #N/A | #N/A | #N/A | #N/A | #N/A
[7 empty] | 1 | 26 | 603 | 3 | 2020-01-26 | Saturday | 6 | No | #N/A | #N/A | #N/A | #N/A | #N/A | #N/A | #N/A | #N/A | #N/A | #N/A | #N/A | #N/A | #N/A | #N/A | #N/A | #N/A | #N/A | #N/A | #N/A | #N/A | #N/A | #N/A | #N/A | #N/A | #N/A | #N/A | #N/A | #N/A | #N/A | #N/A | #N/A | #N/A | #N/A | #N/A | #N/A | #N/A
[7 empty] | 1 | 26 | 604 | 4 | 2020-01-26 | Saturday | 6 | No | #N/A | #N/A | #N/A | #N/A | #N/A | #N/A | #N/A | #N/A | #N/A | #N/A | #N/A | #N/A | #N/A | #N/A | #N/A | #N/A | #N/A | #N/A | #N/A | #N/A | #N/A | #N/A | #N/A | #N/A | #N/A | #N/A | #N/A | #N/A | #N/A | #N/A | #N/A | #N/A | #N/A | #N/A | #N/A | #N/A
[7 empty] | 1 | 26 | 605 | 5 | 2020-01-26 | Saturday | 6 | No | #N/A | #N/A | #N/A | #N/A | #N/A | #N/A | #N/A | #N/A | #N/A | #N/A | #N/A | #N/A | #N/A | #N/A | #N/A | #N/A | #N/A | #N/A | #N/A | #N/A | #N/A | #N/A | #N/A | #N/A | #N/A | #N/A | #N/A | #N/A | #N/A | #N/A | #N/A | #N/A | #N/A | #N/A | #N/A | #N/A
[7 empty] | 1 | 26 | 606 | 6 | 2020-01-26 | Saturday | 6 | No | #N/A | #N/A | #N/A | #N/A | #N/A | #N/A | #N/A | #N/A | #N/A | #N/A | #N/A | #N/A | #N/A | #N/A | #N/A | #N/A | #N/A | #N/A | #N/A | #N/A | #N/A | #N/A | #N/A | #N/A | #N/A | #N/A | #N/A | #N/A | #N/A | #N/A | #N/A | #N/A | #N/A | #N/A | #N/A | #N/A
[7 empty] | 1 | 26 | 607 | 7 | 2020-01-26 | Saturday | 6 | No | #N/A | #N/A | #N/A | #N/A | #N/A | #N/A | #N/A | #N/A | #N/A | #N/A | #N/A | #N/A | #N/A | #N/A | #N/A | #N/A | #N/A | #N/A | #N/A | #N/A | #N/A | #N/A | #N/A | #N/A | #N/A | #N/A | #N/A | #N/A | #N/A | #N/A | #N/A | #N/A | #N/A | #N/A | #N/A | #N/A
[7 empty] | 1 | 26 | 608 | 8 | 2020-01-26 | Saturday | 6 | No | #N/A | #N/A | #N/A | #N/A | #N/A | #N/A | #N/A | #N/A | #N/A | #N/A | #N/A | #N/A | #N/A | #N/A | #N/A | #N/A | #N/A | #N/A | #N/A | #N/A | #N/A | #N/A | #N/A | #N/A | #N/A | #N/A | #N/A | #N/A | #N/A | #N/A | #N/A | #N/A | #N/A | #N/A | #N/A | #N/A
[7 empty] | 1 | 26 | 609 | 9 | 2020-01-26 | Saturday | 6 | No | #N/A | #N/A | #N/A | #N/A | #N/A | #N/A | #N/A | #N/A | #N/A | #N/A | #N/A | #N/A | #N/A | #N/A | #N/A | #N/A | #N/A | #N/A | #N/A | #N/A | #N/A | #N/A | #N/A | #N/A | #N/A | #N/A | #N/A | #N/A | #N/A | #N/A | #N/A | #N/A | #N/A | #N/A | #N/A | #N/A
[7 empty] | 1 | 26 | 610 | 10 | 2020-01-26 | Saturday | 6 | No | #N/A | #N/A | #N/A | #N/A | #N/A | #N/A | #N/A | #N/A | #N/A | #N/A | #N/A | #N/A | #N/A | #N/A | #N/A | #N/A | #N/A | #N/A | #N/A | #N/A | #N/A | #N/A | #N/A | #N/A | #N/A | #N/A | #N/A | #N/A | #N/A | #N/A | #N/A | #N/A | #N/A | #N/A | #N/A | #N/A
[7 empty] | 1 | 26 | 611 | 11 | 2020-01-26 | Saturday | 6 | No | #N/A | #N/A | #N/A | #N/A | #N/A | #N/A | #N/A | #N/A | #N/A | #N/A | #N/A | #N/A | #N/A | #N/A | #N/A | #N/A | #N/A | #N/A | #N/A | #N/A | #N/A | #N/A | #N/A | #N/A | #N/A | #N/A | #N/A | #N/A | #N/A | #N/A | #N/A | #N/A | #N/A | #N/A | #N/A | #N/A
[7 empty] | 1 | 26 | 612 | 12 | 2020-01-26 | Saturday | 6 | No | #N/A | #N/A | #N/A | #N/A | #N/A | #N/A | #N/A | #N/A | #N/A | #N/A | #N/A | #N/A | #N/A | #N/A | #N/A | #N/A | #N/A | #N/A | #N/A | #N/A | #N/A | #N/A | #N/A | #N/A | #N/A | #N/A | #N/A | #N/A | #N/A | #N/A | #N/A | #N/A | #N/A | #N/A | #N/A | #N/A
[7 empty] | 1 | 26 | 613 | 13 | 2020-01-26 | Saturday | 6 | No | #N/A | #N/A | #N/A | #N/A | #N/A | #N/A | #N/A | #N/A | #N/A | #N/A | #N/A | #N/A | #N/A | #N/A | #N/A | #N/A | #N/A | #N/A | #N/A | #N/A | #N/A | #N/A | #N/A | #N/A | #N/A | #N/A | #N/A | #N/A | #N/A | #N/A | #N/A | #N/A | #N/A | #N/A | #N/A | #N/A
[7 empty] | 1 | 26 | 614 | 14 | 2020-01-26 | Saturday | 6 | No | #N/A | #N/A | #N/A | #N/A | #N/A | #N/A | #N/A | #N/A | #N/A | #N/A | #N/A | #N/A | #N/A | #N/A | #N/A | #N/A | #N/A | #N/A | #N/A | #N/A | #N/A | #N/A | #N/A | #N/A | #N/A | #N/A | #N/A | #N/A | #N/A | #N/A | #N/A | #N/A | #N/A | #N/A | #N/A | #N/A
[7 empty] | 1 | 26 | 615 | 15 | 2020-01-26 | Saturday | 6 | No | #N/A | #N/A | #N/A | #N/A | #N/A | #N/A | #N/A | #N/A | #N/A | #N/A | #N/A | #N/A | #N/A | #N/A | #N/A | #N/A | #N/A | #N/A | #N/A | #N/A | #N/A | #N/A | #N/A | #N/A | #N/A | #N/A | #N/A | #N/A | #N/A | #N/A | #N/A | #N/A | #N/A | #N/A | #N/A | #N/A
[7 empty] | 1 | 26 | 616 | 16 | 2020-01-26 | Saturday | 6 | No | #N/A | #N/A | #N/A | #N/A | #N/A | #N/A | #N/A | #N/A | #N/A | #N/A | #N/A | #N/A | #N/A | #N/A | #N/A | #N/A | #N/A | #N/A | #N/A | #N/A | #N/A | #N/A | #N/A | #N/A | #N/A | #N/A | #N/A | #N/A | #N/A | #N/A | #N/A | #N/A | #N/A | #N/A | #N/A | #N/A
[7 empty] | 1 | 26 | 617 | 17 | 2020-01-26 | Saturday | 6 | No | #N/A | #N/A | #N/A | #N/A | #N/A | #N/A | #N/A | #N/A | #N/A | #N/A | #N/A | #N/A | #N/A | #N/A | #N/A | #N/A | #N/A | #N/A | #N/A | #N/A | #N/A | #N/A | #N/A | #N/A | #N/A | #N/A | #N/A | #N/A | #N/A | #N/A | #N/A | #N/A | #N/A | #N/A | #N/A | #N/A
[7 empty] | 1 | 26 | 618 | 18 | 2020-01-26 | Saturday | 6 | No | #N/A | #N/A | #N/A | #N/A | #N/A | #N/A | #N/A | #N/A | #N/A | #N/A | #N/A | #N/A | #N/A | #N/A | #N/A | #N/A | #N/A | #N/A | #N/A | #N/A | #N/A | #N/A | #N/A | #N/A | #N/A | #N/A | #N/A | #N/A | #N/A | #N/A | #N/A | #N/A | #N/A | #N/A | #N/A | #N/A
[7 empty] | 1 | 26 | 619 | 19 | 2020-01-26 | Saturday | 6 | No | #N/A | #N/A | #N/A | #N/A | #N/A | #N/A | #N/A | #N/A | #N/A | #N/A | #N/A | #N/A | #N/A | #N/A | #N/A | #N/A | #N/A | #N/A | #N/A | #N/A | #N/A | #N/A | #N/A | #N/A | #N/A | #N/A | #N/A | #N/A | #N/A | #N/A | #N/A | #N/A | #N/A | #N/A | #N/A | #N/A
[7 empty] | 1 | 26 | 620 | 20 | 2020-01-26 | Saturday | 6 | No | #N/A | #N/A | #N/A | #N/A | #N/A | #N/A | #N/A | #N/A | #N/A | #N/A | #N/A | #N/A | #N/A | #N/A | #N/A | #N/A | #N/A | #N/A | #N/A | #N/A | #N/A | #N/A | #N/A | #N/A | #N/A | #N/A | #N/A | #N/A | #N/A | #N/A | #N/A | #N/A | #N/A | #N/A | #N/A | #N/A
[7 empty] | 1 | 26 | 621 | 21 | 2020-01-26 | Saturday | 6 | No | #N/A | #N/A | #N/A | #N/A | #N/A | #N/A | #N/A | #N/A | #N/A | #N/A | #N/A | #N/A | #N/A | #N/A | #N/A | #N/A | #N/A | #N/A | #N/A | #N/A | #N/A | #N/A | #N/A | #N/A | #N/A | #N/A | #N/A | #N/A | #N/A | #N/A | #N/A | #N/A | #N/A | #N/A | #N/A | #N/A
[7 empty] | 1 | 26 | 622 | 22 | 2020-01-26 | Saturday | 6 | No | #N/A | #N/A | #N/A | #N/A | #N/A | #N/A | #N/A | #N/A | #N/A | #N/A | #N/A | #N/A | #N/A | #N/A | #N/A | #N/A | #N/A | #N/A | #N/A | #N/A | #N/A | #N/A | #N/A | #N/A | #N/A | #N/A | #N/A | #N/A | #N/A | #N/A | #N/A | #N/A | #N/A | #N/A | #N/A | #N/A
[7 empty] | 1 | 26 | 623 | 23 | 2020-01-26 | Saturday | 6 | No | #N/A | #N/A | #N/A | #N/A | #N/A | #N/A | #N/A | #N/A | #N/A | #N/A | #N/A | #N/A | #N/A | #N/A | #N/A | #N/A | #N/A | #N/A | #N/A | #N/A | #N/A | #N/A | #N/A | #N/A | #N/A | #N/A | #N/A | #N/A | #N/A | #N/A | #N/A | #N/A | #N/A | #N/A | #N/A | #N/A
[7 empty] | 1 | 26 | 624 | 24 | 2020-01-26 | Saturday | 6 | No | #N/A | #N/A | #N/A | #N/A | #N/A | #N/A | #N/A | #N/A | #N/A | #N/A | #N/A | #N/A | #N/A | #N/A | #N/A | #N/A | #N/A | #N/A | #N/A | #N/A | #N/A | #N/A | #N/A | #N/A | #N/A | #N/A | #N/A | #N/A | #N/A | #N/A | #N/A | #N/A | #N/A | #N/A | #N/A | #N/A
[7 empty] | 1 | 27 | 625 | 1 | 2020-01-27 | Sunday | 7 | No | #N/A | #N/A | #N/A | #N/A | #N/A | #N/A | #N/A | #N/A | #N/A | #N/A | #N/A | #N/A | #N/A | #N/A | #N/A | #N/A | #N/A | #N/A | #N/A | #N/A | #N/A | #N/A | #N/A | #N/A | #N/A | #N/A | #N/A | #N/A | #N/A | #N/A | #N/A | #N/A | #N/A | #N/A | #N/A | #N/A
[7 empty] | 1 | 27 | 626 | 2 | 2020-01-27 | Sunday | 7 | No | #N/A | #N/A | #N/A | #N/A | #N/A | #N/A | #N/A | #N/A | #N/A | #N/A | #N/A | #N/A | #N/A | #N/A | #N/A | #N/A | #N/A | #N/A | #N/A | #N/A | #N/A | #N/A | #N/A | #N/A | #N/A | #N/A | #N/A | #N/A | #N/A | #N/A | #N/A | #N/A | #N/A | #N/A | #N/A | #N/A
[7 empty] | 1 | 27 | 627 | 3 | 2020-01-27 | Sunday | 7 | No | #N/A | #N/A | #N/A | #N/A | #N/A | #N/A | #N/A | #N/A | #N/A | #N/A | #N/A | #N/A | #N/A | #N/A | #N/A | #N/A | #N/A | #N/A | #N/A | #N/A | #N/A | #N/A | #N/A | #N/A | #N/A | #N/A | #N/A | #N/A | #N/A | #N/A | #N/A | #N/A | #N/A | #N/A | #N/A | #N/A
[7 empty] | 1 | 27 | 628 | 4 | 2020-01-27 | Sunday | 7 | No | #N/A | #N/A | #N/A | #N/A | #N/A | #N/A | #N/A | #N/A | #N/A | #N/A | #N/A | #N/A | #N/A | #N/A | #N/A | #N/A | #N/A | #N/A | #N/A | #N/A | #N/A | #N/A | #N/A | #N/A | #N/A | #N/A | #N/A | #N/A | #N/A | #N/A | #N/A | #N/A | #N/A | #N/A | #N/A | #N/A
[7 empty] | 1 | 27 | 629 | 5 | 2020-01-27 | Sunday | 7 | No | #N/A | #N/A | #N/A | #N/A | #N/A | #N/A | #N/A | #N/A | #N/A | #N/A | #N/A | #N/A | #N/A | #N/A | #N/A | #N/A | #N/A | #N/A | #N/A | #N/A | #N/A | #N/A | #N/A | #N/A | #N/A | #N/A | #N/A | #N/A | #N/A | #N/A | #N/A | #N/A | #N/A | #N/A | #N/A | #N/A
[7 empty] | 1 | 27 | 630 | 6 | 2020-01-27 | Sunday | 7 | No | #N/A | #N/A | #N/A | #N/A | #N/A | #N/A | #N/A | #N/A | #N/A | #N/A | #N/A | #N/A | #N/A | #N/A | #N/A | #N/A | #N/A | #N/A | #N/A | #N/A | #N/A | #N/A | #N/A | #N/A | #N/A | #N/A | #N/A | #N/A | #N/A | #N/A | #N/A | #N/A | #N/A | #N/A | #N/A | #N/A
[7 empty] | 1 | 27 | 631 | 7 | 2020-01-27 | Sunday | 7 | No | #N/A | #N/A | #N/A | #N/A | #N/A | #N/A | #N/A | #N/A | #N/A | #N/A | #N/A | #N/A | #N/A | #N/A | #N/A | #N/A | #N/A | #N/A | #N/A | #N/A | #N/A | #N/A | #N/A | #N/A | #N/A | #N/A | #N/A | #N/A | #N/A | #N/A | #N/A | #N/A | #N/A | #N/A | #N/A | #N/A
[7 empty] | 1 | 27 | 632 | 8 | 2020-01-27 | Sunday | 7 | No | #N/A | #N/A | #N/A | #N/A | #N/A | #N/A | #N/A | #N/A | #N/A | #N/A | #N/A | #N/A | #N/A | #N/A | #N/A | #N/A | #N/A | #N/A | #N/A | #N/A | #N/A | #N/A | #N/A | #N/A | #N/A | #N/A | #N/A | #N/A | #N/A | #N/A | #N/A | #N/A | #N/A | #N/A | #N/A | #N/A
[7 empty] | 1 | 27 | 633 | 9 | 2020-01-27 | Sunday | 7 | No | #N/A | #N/A | #N/A | #N/A | #N/A | #N/A | #N/A | #N/A | #N/A | #N/A | #N/A | #N/A | #N/A | #N/A | #N/A | #N/A | #N/A | #N/A | #N/A | #N/A | #N/A | #N/A | #N/A | #N/A | #N/A | #N/A | #N/A | #N/A | #N/A | #N/A | #N/A | #N/A | #N/A | #N/A | #N/A | #N/A
[7 empty] | 1 | 27 | 634 | 10 | 2020-01-27 | Sunday | 7 | No | #N/A | #N/A | #N/A | #N/A | #N/A | #N/A | #N/A | #N/A | #N/A | #N/A | #N/A | #N/A | #N/A | #N/A | #N/A | #N/A | #N/A | #N/A | #N/A | #N/A | #N/A | #N/A | #N/A | #N/A | #N/A | #N/A | #N/A | #N/A | #N/A | #N/A | #N/A | #N/A | #N/A | #N/A | #N/A | #N/A
[7 empty] | 1 | 27 | 635 | 11 | 2020-01-27 | Sunday | 7 | No | #N/A | #N/A | #N/A | #N/A | #N/A | #N/A | #N/A | #N/A | #N/A | #N/A | #N/A | #N/A | #N/A | #N/A | #N/A | #N/A | #N/A | #N/A | #N/A | #N/A | #N/A | #N/A | #N/A | #N/A | #N/A | #N/A | #N/A | #N/A | #N/A | #N/A | #N/A | #N/A | #N/A | #N/A | #N/A | #N/A
[7 empty] | 1 | 27 | 636 | 12 | 2020-01-27 | Sunday | 7 | No | #N/A | #N/A | #N/A | #N/A | #N/A | #N/A | #N/A | #N/A | #N/A | #N/A | #N/A | #N/A | #N/A | #N/A | #N/A | #N/A | #N/A | #N/A | #N/A | #N/A | #N/A | #N/A | #N/A | #N/A | #N/A | #N/A | #N/A | #N/A | #N/A | #N/A | #N/A | #N/A | #N/A | #N/A | #N/A | #N/A
[7 empty] | 1 | 27 | 637 | 13 | 2020-01-27 | Sunday | 7 | No | #N/A | #N/A | #N/A | #N/A | #N/A | #N/A | #N/A | #N/A | #N/A | #N/A | #N/A | #N/A | #N/A | #N/A | #N/A | #N/A | #N/A | #N/A | #N/A | #N/A | #N/A | #N/A | #N/A | #N/A | #N/A | #N/A | #N/A | #N/A | #N/A | #N/A | #N/A | #N/A | #N/A | #N/A | #N/A | #N/A
[7 empty] | 1 | 27 | 638 | 14 | 2020-01-27 | Sunday | 7 | No | #N/A | #N/A | #N/A | #N/A | #N/A | #N/A | #N/A | #N/A | #N/A | #N/A | #N/A | #N/A | #N/A | #N/A | #N/A | #N/A | #N/A | #N/A | #N/A | #N/A | #N/A | #N/A | #N/A | #N/A | #N/A | #N/A | #N/A | #N/A | #N/A | #N/A | #N/A | #N/A | #N/A | #N/A | #N/A | #N/A
[7 empty] | 1 | 27 | 639 | 15 | 2020-01-27 | Sunday | 7 | No | #N/A | #N/A | #N/A | #N/A | #N/A | #N/A | #N/A | #N/A | #N/A | #N/A | #N/A | #N/A | #N/A | #N/A | #N/A | #N/A | #N/A | #N/A | #N/A | #N/A | #N/A | #N/A | #N/A | #N/A | #N/A | #N/A | #N/A | #N/A | #N/A | #N/A | #N/A | #N/A | #N/A | #N/A | #N/A | #N/A
[7 empty] | 1 | 27 | 640 | 16 | 2020-01-27 | Sunday | 7 | No | #N/A | #N/A | #N/A | #N/A | #N/A | #N/A | #N/A | #N/A | #N/A | #N/A | #N/A | #N/A | #N/A | #N/A | #N/A | #N/A | #N/A | #N/A | #N/A | #N/A | #N/A | #N/A | #N/A | #N/A | #N/A | #N/A | #N/A | #N/A | #N/A | #N/A | #N/A | #N/A | #N/A | #N/A | #N/A | #N/A
[7 empty] | 1 | 27 | 641 | 17 | 2020-01-27 | Sunday | 7 | No | #N/A | #N/A | #N/A | #N/A | #N/A | #N/A | #N/A | #N/A | #N/A | #N/A | #N/A | #N/A | #N/A | #N/A | #N/A | #N/A | #N/A | #N/A | #N/A | #N/A | #N/A | #N/A | #N/A | #N/A | #N/A | #N/A | #N/A | #N/A | #N/A | #N/A | #N/A | #N/A | #N/A | #N/A | #N/A | #N/A
[7 empty] | 1 | 27 | 642 | 18 | 2020-01-27 | Sunday | 7 | No | #N/A | #N/A | #N/A | #N/A | #N/A | #N/A | #N/A | #N/A | #N/A | #N/A | #N/A | #N/A | #N/A | #N/A | #N/A | #N/A | #N/A | #N/A | #N/A | #N/A | #N/A | #N/A | #N/A | #N/A | #N/A | #N/A | #N/A | #N/A | #N/A | #N/A | #N/A | #N/A | #N/A | #N/A | #N/A | #N/A
[7 empty] | 1 | 27 | 643 | 19 | 2020-01-27 | Sunday | 7 | No | #N/A | #N/A | #N/A | #N/A | #N/A | #N/A | #N/A | #N/A | #N/A | #N/A | #N/A | #N/A | #N/A | #N/A | #N/A | #N/A | #N/A | #N/A | #N/A | #N/A | #N/A | #N/A | #N/A | #N/A | #N/A | #N/A | #N/A | #N/A | #N/A | #N/A | #N/A | #N/A | #N/A | #N/A | #N/A | #N/A
[7 empty] | 1 | 27 | 644 | 20 | 2020-01-27 | Sunday | 7 | No | #N/A | #N/A | #N/A | #N/A | #N/A | #N/A | #N/A | #N/A | #N/A | #N/A | #N/A | #N/A | #N/A | #N/A | #N/A | #N/A | #N/A | #N/A | #N/A | #N/A | #N/A | #N/A | #N/A | #N/A | #N/A | #N/A | #N/A | #N/A | #N/A | #N/A | #N/A | #N/A | #N/A | #N/A | #N/A | #N/A
[7 empty] | 1 | 27 | 645 | 21 | 2020-01-27 | Sunday | 7 | No | #N/A | #N/A | #N/A | #N/A | #N/A | #N/A | #N/A | #N/A | #N/A | #N/A | #N/A | #N/A | #N/A | #N/A | #N/A | #N/A | #N/A | #N/A | #N/A | #N/A | #N/A | #N/A | #N/A | #N/A | #N/A | #N/A | #N/A | #N/A | #N/A | #N/A | #N/A | #N/A | #N/A | #N/A | #N/A | #N/A
[7 empty] | 1 | 27 | 646 | 22 | 2020-01-27 | Sunday | 7 | No | #N/A | #N/A | #N/A | #N/A | #N/A | #N/A | #N/A | #N/A | #N/A | #N/A | #N/A | #N/A | #N/A | #N/A | #N/A | #N/A | #N/A | #N/A | #N/A | #N/A | #N/A | #N/A | #N/A | #N/A | #N/A | #N/A | #N/A | #N/A | #N/A | #N/A | #N/A | #N/A | #N/A | #N/A | #N/A | #N/A
[7 empty] | 1 | 27 | 647 | 23 | 2020-01-27 | Sunday | 7 | No | #N/A | #N/A | #N/A | #N/A | #N/A | #N/A | #N/A | #N/A | #N/A | #N/A | #N/A | #N/A | #N/A | #N/A | #N/A | #N/A | #N/A | #N/A | #N/A | #N/A | #N/A | #N/A | #N/A | #N/A | #N/A | #N/A | #N/A | #N/A | #N/A | #N/A | #N/A | #N/A | #N/A | #N/A | #N/A | #N/A
[7 empty] | 1 | 27 | 648 | 24 | 2020-01-27 | Sunday | 7 | No | #N/A | #N/A | #N/A | #N/A | #N/A | #N/A | #N/A | #N/A | #N/A | #N/A | #N/A | #N/A | #N/A | #N/A | #N/A | #N/A | #N/A | #N/A | #N/A | #N/A | #N/A | #N/A | #N/A | #N/A | #N/A | #N/A | #N/A | #N/A | #N/A | #N/A | #N/A | #N/A | #N/A | #N/A | #N/A | #N/A
[7 empty] | 1 | 28 | 649 | 1 | 2020-01-28 | Monday | 1 | No | #N/A | #N/A | #N/A | #N/A | #N/A | #N/A | #N/A | #N/A | #N/A | #N/A | #N/A | #N/A | #N/A | #N/A | #N/A | #N/A | #N/A | #N/A | #N/A | #N/A | #N/A | #N/A | #N/A | #N/A | #N/A | #N/A | #N/A | #N/A | #N/A | #N/A | #N/A | #N/A | #N/A | #N/A | #N/A | #N/A
[7 empty] | 1 | 28 | 650 | 2 | 2020-01-28 | Monday | 1 | No | #N/A | #N/A | #N/A | #N/A | #N/A | #N/A | #N/A | #N/A | #N/A | #N/A | #N/A | #N/A | #N/A | #N/A | #N/A | #N/A | #N/A | #N/A | #N/A | #N/A | #N/A | #N/A | #N/A | #N/A | #N/A | #N/A | #N/A | #N/A | #N/A | #N/A | #N/A | #N/A | #N/A | #N/A | #N/A | #N/A
[7 empty] | 1 | 28 | 651 | 3 | 2020-01-28 | Monday | 1 | No | #N/A | #N/A | #N/A | #N/A | #N/A | #N/A | #N/A | #N/A | #N/A | #N/A | #N/A | #N/A | #N/A | #N/A | #N/A | #N/A | #N/A | #N/A | #N/A | #N/A | #N/A | #N/A | #N/A | #N/A | #N/A | #N/A | #N/A | #N/A | #N/A | #N/A | #N/A | #N/A | #N/A | #N/A | #N/A | #N/A
[7 empty] | 1 | 28 | 652 | 4 | 2020-01-28 | Monday | 1 | No | #N/A | #N/A | #N/A | #N/A | #N/A | #N/A | #N/A | #N/A | #N/A | #N/A | #N/A | #N/A | #N/A | #N/A | #N/A | #N/A | #N/A | #N/A | #N/A | #N/A | #N/A | #N/A | #N/A | #N/A | #N/A | #N/A | #N/A | #N/A | #N/A | #N/A | #N/A | #N/A | #N/A | #N/A | #N/A | #N/A
[7 empty] | 1 | 28 | 653 | 5 | 2020-01-28 | Monday | 1 | No | #N/A | #N/A | #N/A | #N/A | #N/A | #N/A | #N/A | #N/A | #N/A | #N/A | #N/A | #N/A | #N/A | #N/A | #N/A | #N/A | #N/A | #N/A | #N/A | #N/A | #N/A | #N/A | #N/A | #N/A | #N/A | #N/A | #N/A | #N/A | #N/A | #N/A | #N/A | #N/A | #N/A | #N/A | #N/A | #N/A
[7 empty] | 1 | 28 | 654 | 6 | 2020-01-28 | Monday | 1 | No | #N/A | #N/A | #N/A | #N/A | #N/A | #N/A | #N/A | #N/A | #N/A | #N/A | #N/A | #N/A | #N/A | #N/A | #N/A | #N/A | #N/A | #N/A | #N/A | #N/A | #N/A | #N/A | #N/A | #N/A | #N/A | #N/A | #N/A | #N/A | #N/A | #N/A | #N/A | #N/A | #N/A | #N/A | #N/A | #N/A
[7 empty] | 1 | 28 | 655 | 7 | 2020-01-28 | Monday | 1 | No | #N/A | #N/A | #N/A | #N/A | #N/A | #N/A | #N/A | #N/A | #N/A | #N/A | #N/A | #N/A | #N/A | #N/A | #N/A | #N/A | #N/A | #N/A | #N/A | #N/A | #N/A | #N/A | #N/A | #N/A | #N/A | #N/A | #N/A | #N/A | #N/A | #N/A | #N/A | #N/A | #N/A | #N/A | #N/A | #N/A
[7 empty] | 1 | 28 | 656 | 8 | 2020-01-28 | Monday | 1 | No | #N/A | #N/A | #N/A | #N/A | #N/A | #N/A | #N/A | #N/A | #N/A | #N/A | #N/A | #N/A | #N/A | #N/A | #N/A | #N/A | #N/A | #N/A | #N/A | #N/A | #N/A | #N/A | #N/A | #N/A | #N/A | #N/A | #N/A | #N/A | #N/A | #N/A | #N/A | #N/A | #N/A | #N/A | #N/A | #N/A
[7 empty] | 1 | 28 | 657 | 9 | 2020-01-28 | Monday | 1 | No | #N/A | #N/A | #N/A | #N/A | #N/A | #N/A | #N/A | #N/A | #N/A | #N/A | #N/A | #N/A | #N/A | #N/A | #N/A | #N/A | #N/A | #N/A | #N/A | #N/A | #N/A | #N/A | #N/A | #N/A | #N/A | #N/A | #N/A | #N/A | #N/A | #N/A | #N/A | #N/A | #N/A | #N/A | #N/A | #N/A
[7 empty] | 1 | 28 | 658 | 10 | 2020-01-28 | Monday | 1 | No | #N/A | #N/A | #N/A | #N/A | #N/A | #N/A | #N/A | #N/A | #N/A | #N/A | #N/A | #N/A | #N/A | #N/A | #N/A | #N/A | #N/A | #N/A | #N/A | #N/A | #N/A | #N/A | #N/A | #N/A | #N/A | #N/A | #N/A | #N/A | #N/A | #N/A | #N/A | #N/A | #N/A | #N/A | #N/A | #N/A
[7 empty] | 1 | 28 | 659 | 11 | 2020-01-28 | Monday | 1 | No | #N/A | #N/A | #N/A | #N/A | #N/A | #N/A | #N/A | #N/A | #N/A | #N/A | #N/A | #N/A | #N/A | #N/A | #N/A | #N/A | #N/A | #N/A | #N/A | #N/A | #N/A | #N/A | #N/A | #N/A | #N/A | #N/A | #N/A | #N/A | #N/A | #N/A | #N/A | #N/A | #N/A | #N/A | #N/A | #N/A
[7 empty] | 1 | 28 | 660 | 12 | 2020-01-28 | Monday | 1 | No | #N/A | #N/A | #N/A | #N/A | #N/A | #N/A | #N/A | #N/A | #N/A | #N/A | #N/A | #N/A | #N/A | #N/A | #N/A | #N/A | #N/A | #N/A | #N/A | #N/A | #N/A | #N/A | #N/A | #N/A | #N/A | #N/A | #N/A | #N/A | #N/A | #N/A | #N/A | #N/A | #N/A | #N/A | #N/A | #N/A
[7 empty] | 1 | 28 | 661 | 13 | 2020-01-28 | Monday | 1 | No | #N/A | #N/A | #N/A | #N/A | #N/A | #N/A | #N/A | #N/A | #N/A | #N/A | #N/A | #N/A | #N/A | #N/A | #N/A | #N/A | #N/A | #N/A | #N/A | #N/A | #N/A | #N/A | #N/A | #N/A | #N/A | #N/A | #N/A | #N/A | #N/A | #N/A | #N/A | #N/A | #N/A | #N/A | #N/A | #N/A
[7 empty] | 1 | 28 | 662 | 14 | 2020-01-28 | Monday | 1 | No | #N/A | #N/A | #N/A | #N/A | #N/A | #N/A | #N/A | #N/A | #N/A | #N/A | #N/A | #N/A | #N/A | #N/A | #N/A | #N/A | #N/A | #N/A | #N/A | #N/A | #N/A | #N/A | #N/A | #N/A | #N/A | #N/A | #N/A | #N/A | #N/A | #N/A | #N/A | #N/A | #N/A | #N/A | #N/A | #N/A
[7 empty] | 1 | 28 | 663 | 15 | 2020-01-28 | Monday | 1 | No | #N/A | #N/A | #N/A | #N/A | #N/A | #N/A | #N/A | #N/A | #N/A | #N/A | #N/A | #N/A | #N/A | #N/A | #N/A | #N/A | #N/A | #N/A | #N/A | #N/A | #N/A | #N/A | #N/A | #N/A | #N/A | #N/A | #N/A | #N/A | #N/A | #N/A | #N/A | #N/A | #N/A | #N/A | #N/A | #N/A
[7 empty] | 1 | 28 | 664 | 16 | 2020-01-28 | Monday | 1 | No | #N/A | #N/A | #N/A | #N/A | #N/A | #N/A | #N/A | #N/A | #N/A | #N/A | #N/A | #N/A | #N/A | #N/A | #N/A | #N/A | #N/A | #N/A | #N/A | #N/A | #N/A | #N/A | #N/A | #N/A | #N/A | #N/A | #N/A | #N/A | #N/A | #N/A | #N/A | #N/A | #N/A | #N/A | #N/A | #N/A
[7 empty] | 1 | 28 | 665 | 17 | 2020-01-28 | Monday | 1 | No | #N/A | #N/A | #N/A | #N/A | #N/A | #N/A | #N/A | #N/A | #N/A | #N/A | #N/A | #N/A | #N/A | #N/A | #N/A | #N/A | #N/A | #N/A | #N/A | #N/A | #N/A | #N/A | #N/A | #N/A | #N/A | #N/A | #N/A | #N/A | #N/A | #N/A | #N/A | #N/A | #N/A | #N/A | #N/A | #N/A
[7 empty] | 1 | 28 | 666 | 18 | 2020-01-28 | Monday | 1 | No | #N/A | #N/A | #N/A | #N/A | #N/A | #N/A | #N/A | #N/A | #N/A | #N/A | #N/A | #N/A | #N/A | #N/A | #N/A | #N/A | #N/A | #N/A | #N/A | #N/A | #N/A | #N/A | #N/A | #N/A | #N/A | #N/A | #N/A | #N/A | #N/A | #N/A | #N/A | #N/A | #N/A | #N/A | #N/A | #N/A
[7 empty] | 1 | 28 | 667 | 19 | 2020-01-28 | Monday | 1 | No | #N/A | #N/A | #N/A | #N/A | #N/A | #N/A | #N/A | #N/A | #N/A | #N/A | #N/A | #N/A | #N/A | #N/A | #N/A | #N/A | #N/A | #N/A | #N/A | #N/A | #N/A | #N/A | #N/A | #N/A | #N/A | #N/A | #N/A | #N/A | #N/A | #N/A | #N/A | #N/A | #N/A | #N/A | #N/A | #N/A
[7 empty] | 1 | 28 | 668 | 20 | 2020-01-28 | Monday | 1 | No | #N/A | #N/A | #N/A | #N/A | #N/A | #N/A | #N/A | #N/A | #N/A | #N/A | #N/A | #N/A | #N/A | #N/A | #N/A | #N/A | #N/A | #N/A | #N/A | #N/A | #N/A | #N/A | #N/A | #N/A | #N/A | #N/A | #N/A | #N/A | #N/A | #N/A | #N/A | #N/A | #N/A | #N/A | #N/A | #N/A
[7 empty] | 1 | 28 | 669 | 21 | 2020-01-28 | Monday | 1 | No | #N/A | #N/A | #N/A | #N/A | #N/A | #N/A | #N/A | #N/A | #N/A | #N/A | #N/A | #N/A | #N/A | #N/A | #N/A | #N/A | #N/A | #N/A | #N/A | #N/A | #N/A | #N/A | #N/A | #N/A | #N/A | #N/A | #N/A | #N/A | #N/A | #N/A | #N/A | #N/A | #N/A | #N/A | #N/A | #N/A
[7 empty] | 1 | 28 | 670 | 22 | 2020-01-28 | Monday | 1 | No | #N/A | #N/A | #N/A | #N/A | #N/A | #N/A | #N/A | #N/A | #N/A | #N/A | #N/A | #N/A | #N/A | #N/A | #N/A | #N/A | #N/A | #N/A | #N/A | #N/A | #N/A | #N/A | #N/A | #N/A | #N/A | #N/A | #N/A | #N/A | #N/A | #N/A | #N/A | #N/A | #N/A | #N/A | #N/A | #N/A
[7 empty] | 1 | 28 | 671 | 23 | 2020-01-28 | Monday | 1 | No | #N/A | #N/A | #N/A | #N/A | #N/A | #N/A | #N/A | #N/A | #N/A | #N/A | #N/A | #N/A | #N/A | #N/A | #N/A | #N/A | #N/A | #N/A | #N/A | #N/A | #N/A | #N/A | #N/A | #N/A | #N/A | #N/A | #N/A | #N/A | #N/A | #N/A | #N/A | #N/A | #N/A | #N/A | #N/A | #N/A
[7 empty] | 1 | 28 | 672 | 24 | 2020-01-28 | Monday | 1 | No | #N/A | #N/A | #N/A | #N/A | #N/A | #N/A | #N/A | #N/A | #N/A | #N/A | #N/A | #N/A | #N/A | #N/A | #N/A | #N/A | #N/A | #N/A | #N/A | #N/A | #N/A | #N/A | #N/A | #N/A | #N/A | #N/A | #N/A | #N/A | #N/A | #N/A | #N/A | #N/A | #N/A | #N/A | #N/A | #N/A
[7 empty] | 1 | 29 | 673 | 1 | 2020-01-29 | Tuesday | 2 | No | #N/A | #N/A | #N/A | #N/A | #N/A | #N/A | #N/A | #N/A | #N/A | #N/A | #N/A | #N/A | #N/A | #N/A | #N/A | #N/A | #N/A | #N/A | #N/A | #N/A | #N/A | #N/A | #N/A | #N/A | #N/A | #N/A | #N/A | #N/A | #N/A | #N/A | #N/A | #N/A | #N/A | #N/A | #N/A | #N/A
[7 empty] | 1 | 29 | 674 | 2 | 2020-01-29 | Tuesday | 2 | No | #N/A | #N/A | #N/A | #N/A | #N/A | #N/A | #N/A | #N/A | #N/A | #N/A | #N/A | #N/A | #N/A | #N/A | #N/A | #N/A | #N/A | #N/A | #N/A | #N/A | #N/A | #N/A | #N/A | #N/A | #N/A | #N/A | #N/A | #N/A | #N/A | #N/A | #N/A | #N/A | #N/A | #N/A | #N/A | #N/A
[7 empty] | 1 | 29 | 675 | 3 | 2020-01-29 | Tuesday | 2 | No | #N/A | #N/A | #N/A | #N/A | #N/A | #N/A | #N/A | #N/A | #N/A | #N/A | #N/A | #N/A | #N/A | #N/A | #N/A | #N/A | #N/A | #N/A | #N/A | #N/A | #N/A | #N/A | #N/A | #N/A | #N/A | #N/A | #N/A | #N/A | #N/A | #N/A | #N/A | #N/A | #N/A | #N/A | #N/A | #N/A
[7 empty] | 1 | 29 | 676 | 4 | 2020-01-29 | Tuesday | 2 | No | #N/A | #N/A | #N/A | #N/A | #N/A | #N/A | #N/A | #N/A | #N/A | #N/A | #N/A | #N/A | #N/A | #N/A | #N/A | #N/A | #N/A | #N/A | #N/A | #N/A | #N/A | #N/A | #N/A | #N/A | #N/A | #N/A | #N/A | #N/A | #N/A | #N/A | #N/A | #N/A | #N/A | #N/A | #N/A | #N/A
[7 empty] | 1 | 29 | 677 | 5 | 2020-01-29 | Tuesday | 2 | No | #N/A | #N/A | #N/A | #N/A | #N/A | #N/A | #N/A | #N/A | #N/A | #N/A | #N/A | #N/A | #N/A | #N/A | #N/A | #N/A | #N/A | #N/A | #N/A | #N/A | #N/A | #N/A | #N/A | #N/A | #N/A | #N/A | #N/A | #N/A | #N/A | #N/A | #N/A | #N/A | #N/A | #N/A | #N/A | #N/A
[7 empty] | 1 | 29 | 678 | 6 | 2020-01-29 | Tuesday | 2 | No | #N/A | #N/A | #N/A | #N/A | #N/A | #N/A | #N/A | #N/A | #N/A | #N/A | #N/A | #N/A | #N/A | #N/A | #N/A | #N/A | #N/A | #N/A | #N/A | #N/A | #N/A | #N/A | #N/A | #N/A | #N/A | #N/A | #N/A | #N/A | #N/A | #N/A | #N/A | #N/A | #N/A | #N/A | #N/A | #N/A
[7 empty] | 1 | 29 | 679 | 7 | 2020-01-29 | Tuesday | 2 | No | #N/A | #N/A | #N/A | #N/A | #N/A | #N/A | #N/A | #N/A | #N/A | #N/A | #N/A | #N/A | #N/A | #N/A | #N/A | #N/A | #N/A | #N/A | #N/A | #N/A | #N/A | #N/A | #N/A | #N/A | #N/A | #N/A | #N/A | #N/A | #N/A | #N/A | #N/A | #N/A | #N/A | #N/A | #N/A | #N/A
[7 empty] | 1 | 29 | 680 | 8 | 2020-01-29 | Tuesday | 2 | No | #N/A | #N/A | #N/A | #N/A | #N/A | #N/A | #N/A | #N/A | #N/A | #N/A | #N/A | #N/A | #N/A | #N/A | #N/A | #N/A | #N/A | #N/A | #N/A | #N/A | #N/A | #N/A | #N/A | #N/A | #N/A | #N/A | #N/A | #N/A | #N/A | #N/A | #N/A | #N/A | #N/A | #N/A | #N/A | #N/A
[7 empty] | 1 | 29 | 681 | 9 | 2020-01-29 | Tuesday | 2 | No | #N/A | #N/A | #N/A | #N/A | #N/A | #N/A | #N/A | #N/A | #N/A | #N/A | #N/A | #N/A | #N/A | #N/A | #N/A | #N/A | #N/A | #N/A | #N/A | #N/A | #N/A | #N/A | #N/A | #N/A | #N/A | #N/A | #N/A | #N/A | #N/A | #N/A | #N/A | #N/A | #N/A | #N/A | #N/A | #N/A
[7 empty] | 1 | 29 | 682 | 10 | 2020-01-29 | Tuesday | 2 | No | #N/A | #N/A | #N/A | #N/A | #N/A | #N/A | #N/A | #N/A | #N/A | #N/A | #N/A | #N/A | #N/A | #N/A | #N/A | #N/A | #N/A | #N/A | #N/A | #N/A | #N/A | #N/A | #N/A | #N/A | #N/A | #N/A | #N/A | #N/A | #N/A | #N/A | #N/A | #N/A | #N/A | #N/A | #N/A | #N/A
[7 empty] | 1 | 29 | 683 | 11 | 2020-01-29 | Tuesday | 2 | No | #N/A | #N/A | #N/A | #N/A | #N/A | #N/A | #N/A | #N/A | #N/A | #N/A | #N/A | #N/A | #N/A | #N/A | #N/A | #N/A | #N/A | #N/A | #N/A | #N/A | #N/A | #N/A | #N/A | #N/A | #N/A | #N/A | #N/A | #N/A | #N/A | #N/A | #N/A | #N/A | #N/A | #N/A | #N/A | #N/A
[7 empty] | 1 | 29 | 684 | 12 | 2020-01-29 | Tuesday | 2 | No | #N/A | #N/A | #N/A | #N/A | #N/A | #N/A | #N/A | #N/A | #N/A | #N/A | #N/A | #N/A | #N/A | #N/A | #N/A | #N/A | #N/A | #N/A | #N/A | #N/A | #N/A | #N/A | #N/A | #N/A | #N/A | #N/A | #N/A | #N/A | #N/A | #N/A | #N/A | #N/A | #N/A | #N/A | #N/A | #N/A
[7 empty] | 1 | 29 | 685 | 13 | 2020-01-29 | Tuesday | 2 | No | #N/A | #N/A | #N/A | #N/A | #N/A | #N/A | #N/A | #N/A | #N/A | #N/A | #N/A | #N/A | #N/A | #N/A | #N/A | #N/A | #N/A | #N/A | #N/A | #N/A | #N/A | #N/A | #N/A | #N/A | #N/A | #N/A | #N/A | #N/A | #N/A | #N/A | #N/A | #N/A | #N/A | #N/A | #N/A | #N/A
[7 empty] | 1 | 29 | 686 | 14 | 2020-01-29 | Tuesday | 2 | No | #N/A | #N/A | #N/A | #N/A | #N/A | #N/A | #N/A | #N/A | #N/A | #N/A | #N/A | #N/A | #N/A | #N/A | #N/A | #N/A | #N/A | #N/A | #N/A | #N/A | #N/A | #N/A | #N/A | #N/A | #N/A | #N/A | #N/A | #N/A | #N/A | #N/A | #N/A | #N/A | #N/A | #N/A | #N/A | #N/A
[7 empty] | 1 | 29 | 687 | 15 | 2020-01-29 | Tuesday | 2 | No | #N/A | #N/A | #N/A | #N/A | #N/A | #N/A | #N/A | #N/A | #N/A | #N/A | #N/A | #N/A | #N/A | #N/A | #N/A | #N/A | #N/A | #N/A | #N/A | #N/A | #N/A | #N/A | #N/A | #N/A | #N/A | #N/A | #N/A | #N/A | #N/A | #N/A | #N/A | #N/A | #N/A | #N/A | #N/A | #N/A
[7 empty] | 1 | 29 | 688 | 16 | 2020-01-29 | Tuesday | 2 | No | #N/A | #N/A | #N/A | #N/A | #N/A | #N/A | #N/A | #N/A | #N/A | #N/A | #N/A | #N/A | #N/A | #N/A | #N/A | #N/A | #N/A | #N/A | #N/A | #N/A | #N/A | #N/A | #N/A | #N/A | #N/A | #N/A | #N/A | #N/A | #N/A | #N/A | #N/A | #N/A | #N/A | #N/A | #N/A | #N/A
[7 empty] | 1 | 29 | 689 | 17 | 2020-01-29 | Tuesday | 2 | No | #N/A | #N/A | #N/A | #N/A | #N/A | #N/A | #N/A | #N/A | #N/A | #N/A | #N/A | #N/A | #N/A | #N/A | #N/A | #N/A | #N/A | #N/A | #N/A | #N/A | #N/A | #N/A | #N/A | #N/A | #N/A | #N/A | #N/A | #N/A | #N/A | #N/A | #N/A | #N/A | #N/A | #N/A | #N/A | #N/A
[7 empty] | 1 | 29 | 690 | 18 | 2020-01-29 | Tuesday | 2 | No | #N/A | #N/A | #N/A | #N/A | #N/A | #N/A | #N/A | #N/A | #N/A | #N/A | #N/A | #N/A | #N/A | #N/A | #N/A | #N/A | #N/A | #N/A | #N/A | #N/A | #N/A | #N/A | #N/A | #N/A | #N/A | #N/A | #N/A | #N/A | #N/A | #N/A | #N/A | #N/A | #N/A | #N/A | #N/A | #N/A
[7 empty] | 1 | 29 | 691 | 19 | 2020-01-29 | Tuesday | 2 | No | #N/A | #N/A | #N/A | #N/A | #N/A | #N/A | #N/A | #N/A | #N/A | #N/A | #N/A | #N/A | #N/A | #N/A | #N/A | #N/A | #N/A | #N/A | #N/A | #N/A | #N/A | #N/A | #N/A | #N/A | #N/A | #N/A | #N/A | #N/A | #N/A | #N/A | #N/A | #N/A | #N/A | #N/A | #N/A | #N/A
[7 empty] | 1 | 29 | 692 | 20 | 2020-01-29 | Tuesday | 2 | No | #N/A | #N/A | #N/A | #N/A | #N/A | #N/A | #N/A | #N/A | #N/A | #N/A | #N/A | #N/A | #N/A | #N/A | #N/A | #N/A | #N/A | #N/A | #N/A | #N/A | #N/A | #N/A | #N/A | #N/A | #N/A | #N/A | #N/A | #N/A | #N/A | #N/A | #N/A | #N/A | #N/A | #N/A | #N/A | #N/A
[7 empty] | 1 | 29 | 693 | 21 | 2020-01-29 | Tuesday | 2 | No | #N/A | #N/A | #N/A | #N/A | #N/A | #N/A | #N/A | #N/A | #N/A | #N/A | #N/A | #N/A | #N/A | #N/A | #N/A | #N/A | #N/A | #N/A | #N/A | #N/A | #N/A | #N/A | #N/A | #N/A | #N/A | #N/A | #N/A | #N/A | #N/A | #N/A | #N/A | #N/A | #N/A | #N/A | #N/A | #N/A
[7 empty] | 1 | 29 | 694 | 22 | 2020-01-29 | Tuesday | 2 | No | #N/A | #N/A | #N/A | #N/A | #N/A | #N/A | #N/A | #N/A | #N/A | #N/A | #N/A | #N/A | #N/A | #N/A | #N/A | #N/A | #N/A | #N/A | #N/A | #N/A | #N/A | #N/A | #N/A | #N/A | #N/A | #N/A | #N/A | #N/A | #N/A | #N/A | #N/A | #N/A | #N/A | #N/A | #N/A | #N/A
[7 empty] | 1 | 29 | 695 | 23 | 2020-01-29 | Tuesday | 2 | No | #N/A | #N/A | #N/A | #N/A | #N/A | #N/A | #N/A | #N/A | #N/A | #N/A | #N/A | #N/A | #N/A | #N/A | #N/A | #N/A | #N/A | #N/A | #N/A | #N/A | #N/A | #N/A | #N/A | #N/A | #N/A | #N/A | #N/A | #N/A | #N/A | #N/A | #N/A | #N/A | #N/A | #N/A | #N/A | #N/A
[7 empty] | 1 | 29 | 696 | 24 | 2020-01-29 | Tuesday | 2 | No | #N/A | #N/A | #N/A | #N/A | #N/A | #N/A | #N/A | #N/A | #N/A | #N/A | #N/A | #N/A | #N/A | #N/A | #N/A | #N/A | #N/A | #N/A | #N/A | #N/A | #N/A | #N/A | #N/A | #N/A | #N/A | #N/A | #N/A | #N/A | #N/A | #N/A | #N/A | #N/A | #N/A | #N/A | #N/A | #N/A
[7 empty] | 1 | 30 | 697 | 1 | 2020-01-30 | Wednesday | 3 | No | #N/A | #N/A | #N/A | #N/A | #N/A | #N/A | #N/A | #N/A | #N/A | #N/A | #N/A | #N/A | #N/A | #N/A | #N/A | #N/A | #N/A | #N/A | #N/A | #N/A | #N/A | #N/A | #N/A | #N/A | #N/A | #N/A | #N/A | #N/A | #N/A | #N/A | #N/A | #N/A | #N/A | #N/A | #N/A | #N/A
[7 empty] | 1 | 30 | 698 | 2 | 2020-01-30 | Wednesday | 3 | No | #N/A | #N/A | #N/A | #N/A | #N/A | #N/A | #N/A | #N/A | #N/A | #N/A | #N/A | #N/A | #N/A | #N/A | #N/A | #N/A | #N/A | #N/A | #N/A | #N/A | #N/A | #N/A | #N/A | #N/A | #N/A | #N/A | #N/A | #N/A | #N/A | #N/A | #N/A | #N/A | #N/A | #N/A | #N/A | #N/A
[7 empty] | 1 | 30 | 699 | 3 | 2020-01-30 | Wednesday | 3 | No | #N/A | #N/A | #N/A | #N/A | #N/A | #N/A | #N/A | #N/A | #N/A | #N/A | #N/A | #N/A | #N/A | #N/A | #N/A | #N/A | #N/A | #N/A | #N/A | #N/A | #N/A | #N/A | #N/A | #N/A | #N/A | #N/A | #N/A | #N/A | #N/A | #N/A | #N/A | #N/A | #N/A | #N/A | #N/A | #N/A
[7 empty] | 1 | 30 | 700 | 4 | 2020-01-30 | Wednesday | 3 | No | #N/A | #N/A | #N/A | #N/A | #N/A | #N/A | #N/A | #N/A | #N/A | #N/A | #N/A | #N/A | #N/A | #N/A | #N/A | #N/A | #N/A | #N/A | #N/A | #N/A | #N/A | #N/A | #N/A | #N/A | #N/A | #N/A | #N/A | #N/A | #N/A | #N/A | #N/A | #N/A | #N/A | #N/A | #N/A | #N/A
[7 empty] | 1 | 30 | 701 | 5 | 2020-01-30 | Wednesday | 3 | No | #N/A | #N/A | #N/A | #N/A | #N/A | #N/A | #N/A | #N/A | #N/A | #N/A | #N/A | #N/A | #N/A | #N/A | #N/A | #N/A | #N/A | #N/A | #N/A | #N/A | #N/A | #N/A | #N/A | #N/A | #N/A | #N/A | #N/A | #N/A | #N/A | #N/A | #N/A | #N/A | #N/A | #N/A | #N/A | #N/A
[7 empty] | 1 | 30 | 702 | 6 | 2020-01-30 | Wednesday | 3 | No | #N/A | #N/A | #N/A | #N/A | #N/A | #N/A | #N/A | #N/A | #N/A | #N/A | #N/A | #N/A | #N/A | #N/A | #N/A | #N/A | #N/A | #N/A | #N/A | #N/A | #N/A | #N/A | #N/A | #N/A | #N/A | #N/A | #N/A | #N/A | #N/A | #N/A | #N/A | #N/A | #N/A | #N/A | #N/A | #N/A
[7 empty] | 1 | 30 | 703 | 7 | 2020-01-30 | Wednesday | 3 | No | #N/A | #N/A | #N/A | #N/A | #N/A | #N/A | #N/A | #N/A | #N/A | #N/A | #N/A | #N/A | #N/A | #N/A | #N/A | #N/A | #N/A | #N/A | #N/A | #N/A | #N/A | #N/A | #N/A | #N/A | #N/A | #N/A | #N/A | #N/A | #N/A | #N/A | #N/A | #N/A | #N/A | #N/A | #N/A | #N/A
[7 empty] | 1 | 30 | 704 | 8 | 2020-01-30 | Wednesday | 3 | No | #N/A | #N/A | #N/A | #N/A | #N/A | #N/A | #N/A | #N/A | #N/A | #N/A | #N/A | #N/A | #N/A | #N/A | #N/A | #N/A | #N/A | #N/A | #N/A | #N/A | #N/A | #N/A | #N/A | #N/A | #N/A | #N/A | #N/A | #N/A | #N/A | #N/A | #N/A | #N/A | #N/A | #N/A | #N/A | #N/A
[7 empty] | 1 | 30 | 705 | 9 | 2020-01-30 | Wednesday | 3 | No | #N/A | #N/A | #N/A | #N/A | #N/A | #N/A | #N/A | #N/A | #N/A | #N/A | #N/A | #N/A | #N/A | #N/A | #N/A | #N/A | #N/A | #N/A | #N/A | #N/A | #N/A | #N/A | #N/A | #N/A | #N/A | #N/A | #N/A | #N/A | #N/A | #N/A | #N/A | #N/A | #N/A | #N/A | #N/A | #N/A
[7 empty] | 1 | 30 | 706 | 10 | 2020-01-30 | Wednesday | 3 | No | #N/A | #N/A | #N/A | #N/A | #N/A | #N/A | #N/A | #N/A | #N/A | #N/A | #N/A | #N/A | #N/A | #N/A | #N/A | #N/A | #N/A | #N/A | #N/A | #N/A | #N/A | #N/A | #N/A | #N/A | #N/A | #N/A | #N/A | #N/A | #N/A | #N/A | #N/A | #N/A | #N/A | #N/A | #N/A | #N/A
[7 empty] | 1 | 30 | 707 | 11 | 2020-01-30 | Wednesday | 3 | No | #N/A | #N/A | #N/A | #N/A | #N/A | #N/A | #N/A | #N/A | #N/A | #N/A | #N/A | #N/A | #N/A | #N/A | #N/A | #N/A | #N/A | #N/A | #N/A | #N/A | #N/A | #N/A | #N/A | #N/A | #N/A | #N/A | #N/A | #N/A | #N/A | #N/A | #N/A | #N/A | #N/A | #N/A | #N/A | #N/A
[7 empty] | 1 | 30 | 708 | 12 | 2020-01-30 | Wednesday | 3 | No | #N/A | #N/A | #N/A | #N/A | #N/A | #N/A | #N/A | #N/A | #N/A | #N/A | #N/A | #N/A | #N/A | #N/A | #N/A | #N/A | #N/A | #N/A | #N/A | #N/A | #N/A | #N/A | #N/A | #N/A | #N/A | #N/A | #N/A | #N/A | #N/A | #N/A | #N/A | #N/A | #N/A | #N/A | #N/A | #N/A
[7 empty] | 1 | 30 | 709 | 13 | 2020-01-30 | Wednesday | 3 | No | #N/A | #N/A | #N/A | #N/A | #N/A | #N/A | #N/A | #N/A | #N/A | #N/A | #N/A | #N/A | #N/A | #N/A | #N/A | #N/A | #N/A | #N/A | #N/A | #N/A | #N/A | #N/A | #N/A | #N/A | #N/A | #N/A | #N/A | #N/A | #N/A | #N/A | #N/A | #N/A | #N/A | #N/A | #N/A | #N/A
[7 empty] | 1 | 30 | 710 | 14 | 2020-01-30 | Wednesday | 3 | No | #N/A | #N/A | #N/A | #N/A | #N/A | #N/A | #N/A | #N/A | #N/A | #N/A | #N/A | #N/A | #N/A | #N/A | #N/A | #N/A | #N/A | #N/A | #N/A | #N/A | #N/A | #N/A | #N/A | #N/A | #N/A | #N/A | #N/A | #N/A | #N/A | #N/A | #N/A | #N/A | #N/A | #N/A | #N/A | #N/A
[7 empty] | 1 | 30 | 711 | 15 | 2020-01-30 | Wednesday | 3 | No | #N/A | #N/A | #N/A | #N/A | #N/A | #N/A | #N/A | #N/A | #N/A | #N/A | #N/A | #N/A | #N/A | #N/A | #N/A | #N/A | #N/A | #N/A | #N/A | #N/A | #N/A | #N/A | #N/A | #N/A | #N/A | #N/A | #N/A | #N/A | #N/A | #N/A | #N/A | #N/A | #N/A | #N/A | #N/A | #N/A
[7 empty] | 1 | 30 | 712 | 16 | 2020-01-30 | Wednesday | 3 | No | #N/A | #N/A | #N/A | #N/A | #N/A | #N/A | #N/A | #N/A | #N/A | #N/A | #N/A | #N/A | #N/A | #N/A | #N/A | #N/A | #N/A | #N/A | #N/A | #N/A | #N/A | #N/A | #N/A | #N/A | #N/A | #N/A | #N/A | #N/A | #N/A | #N/A | #N/A | #N/A | #N/A | #N/A | #N/A | #N/A
[7 empty] | 1 | 30 | 713 | 17 | 2020-01-30 | Wednesday | 3 | No | #N/A | #N/A | #N/A | #N/A | #N/A | #N/A | #N/A | #N/A | #N/A | #N/A | #N/A | #N/A | #N/A | #N/A | #N/A | #N/A | #N/A | #N/A | #N/A | #N/A | #N/A | #N/A | #N/A | #N/A | #N/A | #N/A | #N/A | #N/A | #N/A | #N/A | #N/A | #N/A | #N/A | #N/A | #N/A | #N/A
[7 empty] | 1 | 30 | 714 | 18 | 2020-01-30 | Wednesday | 3 | No | #N/A | #N/A | #N/A | #N/A | #N/A | #N/A | #N/A | #N/A | #N/A | #N/A | #N/A | #N/A | #N/A | #N/A | #N/A | #N/A | #N/A | #N/A | #N/A | #N/A | #N/A | #N/A | #N/A | #N/A | #N/A | #N/A | #N/A | #N/A | #N/A | #N/A | #N/A | #N/A | #N/A | #N/A | #N/A | #N/A
[7 empty] | 1 | 30 | 715 | 19 | 2020-01-30 | Wednesday | 3 | No | #N/A | #N/A | #N/A | #N/A | #N/A | #N/A | #N/A | #N/A | #N/A | #N/A | #N/A | #N/A | #N/A | #N/A | #N/A | #N/A | #N/A | #N/A | #N/A | #N/A | #N/A | #N/A | #N/A | #N/A | #N/A | #N/A | #N/A | #N/A | #N/A | #N/A | #N/A | #N/A | #N/A | #N/A | #N/A | #N/A
[7 empty] | 1 | 30 | 716 | 20 | 2020-01-30 | Wednesday | 3 | No | #N/A | #N/A | #N/A | #N/A | #N/A | #N/A | #N/A | #N/A | #N/A | #N/A | #N/A | #N/A | #N/A | #N/A | #N/A | #N/A | #N/A | #N/A | #N/A | #N/A | #N/A | #N/A | #N/A | #N/A | #N/A | #N/A | #N/A | #N/A | #N/A | #N/A | #N/A | #N/A | #N/A | #N/A | #N/A | #N/A
[7 empty] | 1 | 30 | 717 | 21 | 2020-01-30 | Wednesday | 3 | No | #N/A | #N/A | #N/A | #N/A | #N/A | #N/A | #N/A | #N/A | #N/A | #N/A | #N/A | #N/A | #N/A | #N/A | #N/A | #N/A | #N/A | #N/A | #N/A | #N/A | #N/A | #N/A | #N/A | #N/A | #N/A | #N/A | #N/A | #N/A | #N/A | #N/A | #N/A | #N/A | #N/A | #N/A | #N/A | #N/A
[7 empty] | 1 | 30 | 718 | 22 | 2020-01-30 | Wednesday | 3 | No | #N/A | #N/A | #N/A | #N/A | #N/A | #N/A | #N/A | #N/A | #N/A | #N/A | #N/A | #N/A | #N/A | #N/A | #N/A | #N/A | #N/A | #N/A | #N/A | #N/A | #N/A | #N/A | #N/A | #N/A | #N/A | #N/A | #N/A | #N/A | #N/A | #N/A | #N/A | #N/A | #N/A | #N/A | #N/A | #N/A
[7 empty] | 1 | 30 | 719 | 23 | 2020-01-30 | Wednesday | 3 | No | #N/A | #N/A | #N/A | #N/A | #N/A | #N/A | #N/A | #N/A | #N/A | #N/A | #N/A | #N/A | #N/A | #N/A | #N/A | #N/A | #N/A | #N/A | #N/A | #N/A | #N/A | #N/A | #N/A | #N/A | #N/A | #N/A | #N/A | #N/A | #N/A | #N/A | #N/A | #N/A | #N/A | #N/A | #N/A | #N/A
[7 empty] | 1 | 30 | 720 | 24 | 2020-01-30 | Wednesday | 3 | No | #N/A | #N/A | #N/A | #N/A | #N/A | #N/A | #N/A | #N/A | #N/A | #N/A | #N/A | #N/A | #N/A | #N/A | #N/A | #N/A | #N/A | #N/A | #N/A | #N/A | #N/A | #N/A | #N/A | #N/A | #N/A | #N/A | #N/A | #N/A | #N/A | #N/A | #N/A | #N/A | #N/A | #N/A | #N/A | #N/A
[7 empty] | 1 | 31 | 721 | 1 | 2020-01-31 | Thursday | 4 | No | #N/A | #N/A | #N/A | #N/A | #N/A | #N/A | #N/A | #N/A | #N/A | #N/A | #N/A | #N/A | #N/A | #N/A | #N/A | #N/A | #N/A | #N/A | #N/A | #N/A | #N/A | #N/A | #N/A | #N/A | #N/A | #N/A | #N/A | #N/A | #N/A | #N/A | #N/A | #N/A | #N/A | #N/A | #N/A | #N/A
[7 empty] | 1 | 31 | 722 | 2 | 2020-01-31 | Thursday | 4 | No | #N/A | #N/A | #N/A | #N/A | #N/A | #N/A | #N/A | #N/A | #N/A | #N/A | #N/A | #N/A | #N/A | #N/A | #N/A | #N/A | #N/A | #N/A | #N/A | #N/A | #N/A | #N/A | #N/A | #N/A | #N/A | #N/A | #N/A | #N/A | #N/A | #N/A | #N/A | #N/A | #N/A | #N/A | #N/A | #N/A
[7 empty] | 1 | 31 | 723 | 3 | 2020-01-31 | Thursday | 4 | No | #N/A | #N/A | #N/A | #N/A | #N/A | #N/A | #N/A | #N/A | #N/A | #N/A | #N/A | #N/A | #N/A | #N/A | #N/A | #N/A | #N/A | #N/A | #N/A | #N/A | #N/A | #N/A | #N/A | #N/A | #N/A | #N/A | #N/A | #N/A | #N/A | #N/A | #N/A | #N/A | #N/A | #N/A | #N/A | #N/A
[7 empty] | 1 | 31 | 724 | 4 | 2020-01-31 | Thursday | 4 | No | #N/A | #N/A | #N/A | #N/A | #N/A | #N/A | #N/A | #N/A | #N/A | #N/A | #N/A | #N/A | #N/A | #N/A | #N/A | #N/A | #N/A | #N/A | #N/A | #N/A | #N/A | #N/A | #N/A | #N/A | #N/A | #N/A | #N/A | #N/A | #N/A | #N/A | #N/A | #N/A | #N/A | #N/A | #N/A | #N/A
[7 empty] | 1 | 31 | 725 | 5 | 2020-01-31 | Thursday | 4 | No | #N/A | #N/A | #N/A | #N/A | #N/A | #N/A | #N/A | #N/A | #N/A | #N/A | #N/A | #N/A | #N/A | #N/A | #N/A | #N/A | #N/A | #N/A | #N/A | #N/A | #N/A | #N/A | #N/A | #N/A | #N/A | #N/A | #N/A | #N/A | #N/A | #N/A | #N/A | #N/A | #N/A | #N/A | #N/A | #N/A
[7 empty] | 1 | 31 | 726 | 6 | 2020-01-31 | Thursday | 4 | No | #N/A | #N/A | #N/A | #N/A | #N/A | #N/A | #N/A | #N/A | #N/A | #N/A | #N/A | #N/A | #N/A | #N/A | #N/A | #N/A | #N/A | #N/A | #N/A | #N/A | #N/A | #N/A | #N/A | #N/A | #N/A | #N/A | #N/A | #N/A | #N/A | #N/A | #N/A | #N/A | #N/A | #N/A | #N/A | #N/A
[7 empty] | 1 | 31 | 727 | 7 | 2020-01-31 | Thursday | 4 | No | #N/A | #N/A | #N/A | #N/A | #N/A | #N/A | #N/A | #N/A | #N/A | #N/A | #N/A | #N/A | #N/A | #N/A | #N/A | #N/A | #N/A | #N/A | #N/A | #N/A | #N/A | #N/A | #N/A | #N/A | #N/A | #N/A | #N/A | #N/A | #N/A | #N/A | #N/A | #N/A | #N/A | #N/A | #N/A | #N/A
[7 empty] | 1 | 31 | 728 | 8 | 2020-01-31 | Thursday | 4 | No | #N/A | #N/A | #N/A | #N/A | #N/A | #N/A | #N/A | #N/A | #N/A | #N/A | #N/A | #N/A | #N/A | #N/A | #N/A | #N/A | #N/A | #N/A | #N/A | #N/A | #N/A | #N/A | #N/A | #N/A | #N/A | #N/A | #N/A | #N/A | #N/A | #N/A | #N/A | #N/A | #N/A | #N/A | #N/A | #N/A
[7 empty] | 1 | 31 | 729 | 9 | 2020-01-31 | Thursday | 4 | No | #N/A | #N/A | #N/A | #N/A | #N/A | #N/A | #N/A | #N/A | #N/A | #N/A | #N/A | #N/A | #N/A | #N/A | #N/A | #N/A | #N/A | #N/A | #N/A | #N/A | #N/A | #N/A | #N/A | #N/A | #N/A | #N/A | #N/A | #N/A | #N/A | #N/A | #N/A | #N/A | #N/A | #N/A | #N/A | #N/A
[7 empty] | 1 | 31 | 730 | 10 | 2020-01-31 | Thursday | 4 | No | #N/A | #N/A | #N/A | #N/A | #N/A | #N/A | #N/A | #N/A | #N/A | #N/A | #N/A | #N/A | #N/A | #N/A | #N/A | #N/A | #N/A | #N/A | #N/A | #N/A | #N/A | #N/A | #N/A | #N/A | #N/A | #N/A | #N/A | #N/A | #N/A | #N/A | #N/A | #N/A | #N/A | #N/A | #N/A | #N/A
[7 empty] | 1 | 31 | 731 | 11 | 2020-01-31 | Thursday | 4 | No | #N/A | #N/A | #N/A | #N/A | #N/A | #N/A | #N/A | #N/A | #N/A | #N/A | #N/A | #N/A | #N/A | #N/A | #N/A | #N/A | #N/A | #N/A | #N/A | #N/A | #N/A | #N/A | #N/A | #N/A | #N/A | #N/A | #N/A | #N/A | #N/A | #N/A | #N/A | #N/A | #N/A | #N/A | #N/A | #N/A
[7 empty] | 1 | 31 | 732 | 12 | 2020-01-31 | Thursday | 4 | No | #N/A | #N/A | #N/A | #N/A | #N/A | #N/A | #N/A | #N/A | #N/A | #N/A | #N/A | #N/A | #N/A | #N/A | #N/A | #N/A | #N/A | #N/A | #N/A | #N/A | #N/A | #N/A | #N/A | #N/A | #N/A | #N/A | #N/A | #N/A | #N/A | #N/A | #N/A | #N/A | #N/A | #N/A | #N/A | #N/A
[7 empty] | 1 | 31 | 733 | 13 | 2020-01-31 | Thursday | 4 | No | #N/A | #N/A | #N/A | #N/A | #N/A | #N/A | #N/A | #N/A | #N/A | #N/A | #N/A | #N/A | #N/A | #N/A | #N/A | #N/A | #N/A | #N/A | #N/A | #N/A | #N/A | #N/A | #N/A | #N/A | #N/A | #N/A | #N/A | #N/A | #N/A | #N/A | #N/A | #N/A | #N/A | #N/A | #N/A | #N/A
[7 empty] | 1 | 31 | 734 | 14 | 2020-01-31 | Thursday | 4 | No | #N/A | #N/A | #N/A | #N/A | #N/A | #N/A | #N/A | #N/A | #N/A | #N/A | #N/A | #N/A | #N/A | #N/A | #N/A | #N/A | #N/A | #N/A | #N/A | #N/A | #N/A | #N/A | #N/A | #N/A | #N/A | #N/A | #N/A | #N/A | #N/A | #N/A | #N/A | #N/A | #N/A | #N/A | #N/A | #N/A
[7 empty] | 1 | 31 | 735 | 15 | 2020-01-31 | Thursday | 4 | No | #N/A | #N/A | #N/A | #N/A | #N/A | #N/A | #N/A | #N/A | #N/A | #N/A | #N/A | #N/A | #N/A | #N/A | #N/A | #N/A | #N/A | #N/A | #N/A | #N/A | #N/A | #N/A | #N/A | #N/A | #N/A | #N/A | #N/A | #N/A | #N/A | #N/A | #N/A | #N/A | #N/A | #N/A | #N/A | #N/A
[7 empty] | 1 | 31 | 736 | 16 | 2020-01-31 | Thursday | 4 | No | #N/A | #N/A | #N/A | #N/A | #N/A | #N/A | #N/A | #N/A | #N/A | #N/A | #N/A | #N/A | #N/A | #N/A | #N/A | #N/A | #N/A | #N/A | #N/A | #N/A | #N/A | #N/A | #N/A | #N/A | #N/A | #N/A | #N/A | #N/A | #N/A | #N/A | #N/A | #N/A | #N/A | #N/A | #N/A | #N/A
[7 empty] | 1 | 31 | 737 | 17 | 2020-01-31 | Thursday | 4 | No | #N/A | #N/A | #N/A | #N/A | #N/A | #N/A | #N/A | #N/A | #N/A | #N/A | #N/A | #N/A | #N/A | #N/A | #N/A | #N/A | #N/A | #N/A | #N/A | #N/A | #N/A | #N/A | #N/A | #N/A | #N/A | #N/A | #N/A | #N/A | #N/A | #N/A | #N/A | #N/A | #N/A | #N/A | #N/A | #N/A
[7 empty] | 1 | 31 | 738 | 18 | 2020-01-31 | Thursday | 4 | No | #N/A | #N/A | #N/A | #N/A | #N/A | #N/A | #N/A | #N/A | #N/A | #N/A | #N/A | #N/A | #N/A | #N/A | #N/A | #N/A | #N/A | #N/A | #N/A | #N/A | #N/A | #N/A | #N/A | #N/A | #N/A | #N/A | #N/A | #N/A | #N/A | #N/A | #N/A | #N/A | #N/A | #N/A | #N/A | #N/A
[7 empty] | 1 | 31 | 739 | 19 | 2020-01-31 | Thursday | 4 | No | #N/A | #N/A | #N/A | #N/A | #N/A | #N/A | #N/A | #N/A | #N/A | #N/A | #N/A | #N/A | #N/A | #N/A | #N/A | #N/A | #N/A | #N/A | #N/A | #N/A | #N/A | #N/A | #N/A | #N/A | #N/A | #N/A | #N/A | #N/A | #N/A | #N/A | #N/A | #N/A | #N/A | #N/A | #N/A | #N/A
[7 empty] | 1 | 31 | 740 | 20 | 2020-01-31 | Thursday | 4 | No | #N/A | #N/A | #N/A | #N/A | #N/A | #N/A | #N/A | #N/A | #N/A | #N/A | #N/A | #N/A | #N/A | #N/A | #N/A | #N/A | #N/A | #N/A | #N/A | #N/A | #N/A | #N/A | #N/A | #N/A | #N/A | #N/A | #N/A | #N/A | #N/A | #N/A | #N/A | #N/A | #N/A | #N/A | #N/A | #N/A
[7 empty] | 1 | 31 | 741 | 21 | 2020-01-31 | Thursday | 4 | No | #N/A | #N/A | #N/A | #N/A | #N/A | #N/A | #N/A | #N/A | #N/A | #N/A | #N/A | #N/A | #N/A | #N/A | #N/A | #N/A | #N/A | #N/A | #N/A | #N/A | #N/A | #N/A | #N/A | #N/A | #N/A | #N/A | #N/A | #N/A | #N/A | #N/A | #N/A | #N/A | #N/A | #N/A | #N/A | #N/A
[7 empty] | 1 | 31 | 742 | 22 | 2020-01-31 | Thursday | 4 | No | #N/A | #N/A | #N/A | #N/A | #N/A | #N/A | #N/A | #N/A | #N/A | #N/A | #N/A | #N/A | #N/A | #N/A | #N/A | #N/A | #N/A | #N/A | #N/A | #N/A | #N/A | #N/A | #N/A | #N/A | #N/A | #N/A | #N/A | #N/A | #N/A | #N/A | #N/A | #N/A | #N/A | #N/A | #N/A | #N/A
[7 empty] | 1 | 31 | 743 | 23 | 2020-01-31 | Thursday | 4 | No | #N/A | #N/A | #N/A | #N/A | #N/A | #N/A | #N/A | #N/A | #N/A | #N/A | #N/A | #N/A | #N/A | #N/A | #N/A | #N/A | #N/A | #N/A | #N/A | #N/A | #N/A | #N/A | #N/A | #N/A | #N/A | #N/A | #N/A | #N/A | #N/A | #N/A | #N/A | #N/A | #N/A | #N/A | #N/A | #N/A
[7 empty] | 1 | 31 | 744 | 24 | 2020-01-31 | Thursday | 4 | No | #N/A | #N/A | #N/A | #N/A | #N/A | #N/A | #N/A | #N/A | #N/A | #N/A | #N/A | #N/A | #N/A | #N/A | #N/A | #N/A | #N/A | #N/A | #N/A | #N/A | #N/A | #N/A | #N/A | #N/A | #N/A | #N/A | #N/A | #N/A | #N/A | #N/A | #N/A | #N/A | #N/A | #N/A | #N/A | #N/A
[7 empty] | 2 | 1 | 745 | 1 | 2020-02-01 | Friday | 5 | No | #N/A | #N/A | #N/A | #N/A | #N/A | #N/A | #N/A | #N/A | #N/A | #N/A | #N/A | #N/A | #N/A | #N/A | #N/A | #N/A | #N/A | #N/A | #N/A | #N/A | #N/A | #N/A | #N/A | #N/A | #N/A | #N/A | #N/A | #N/A | #N/A | #N/A | #N/A | #N/A | #N/A | #N/A | #N/A | #N/A
[7 empty] | 2 | 1 | 746 | 2 | 2020-02-01 | Friday | 5 | No | #N/A | #N/A | #N/A | #N/A | #N/A | #N/A | #N/A | #N/A | #N/A | #N/A | #N/A | #N/A | #N/A | #N/A | #N/A | #N/A | #N/A | #N/A | #N/A | #N/A | #N/A | #N/A | #N/A | #N/A | #N/A | #N/A | #N/A | #N/A | #N/A | #N/A | #N/A | #N/A | #N/A | #N/A | #N/A | #N/A
[7 empty] | 2 | 1 | 747 | 3 | 2020-02-01 | Friday | 5 | No | #N/A | #N/A | #N/A | #N/A | #N/A | #N/A | #N/A | #N/A | #N/A | #N/A | #N/A | #N/A | #N/A | #N/A | #N/A | #N/A | #N/A | #N/A | #N/A | #N/A | #N/A | #N/A | #N/A | #N/A | #N/A | #N/A | #N/A | #N/A | #N/A | #N/A | #N/A | #N/A | #N/A | #N/A | #N/A | #N/A
[7 empty] | 2 | 1 | 748 | 4 | 2020-02-01 | Friday | 5 | No | #N/A | #N/A | #N/A | #N/A | #N/A | #N/A | #N/A | #N/A | #N/A | #N/A | #N/A | #N/A | #N/A | #N/A | #N/A | #N/A | #N/A | #N/A | #N/A | #N/A | #N/A | #N/A | #N/A | #N/A | #N/A | #N/A | #N/A | #N/A | #N/A | #N/A | #N/A | #N/A | #N/A | #N/A | #N/A | #N/A
[7 empty] | 2 | 1 | 749 | 5 | 2020-02-01 | Friday | 5 | No | #N/A | #N/A | #N/A | #N/A | #N/A | #N/A | #N/A | #N/A | #N/A | #N/A | #N/A | #N/A | #N/A | #N/A | #N/A | #N/A | #N/A | #N/A | #N/A | #N/A | #N/A | #N/A | #N/A | #N/A | #N/A | #N/A | #N/A | #N/A | #N/A | #N/A | #N/A | #N/A | #N/A | #N/A | #N/A | #N/A
[7 empty] | 2 | 1 | 750 | 6 | 2020-02-01 | Friday | 5 | No | #N/A | #N/A | #N/A | #N/A | #N/A | #N/A | #N/A | #N/A | #N/A | #N/A | #N/A | #N/A | #N/A | #N/A | #N/A | #N/A | #N/A | #N/A | #N/A | #N/A | #N/A | #N/A | #N/A | #N/A | #N/A | #N/A | #N/A | #N/A | #N/A | #N/A | #N/A | #N/A | #N/A | #N/A | #N/A | #N/A
[7 empty] | 2 | 1 | 751 | 7 | 2020-02-01 | Friday | 5 | No | #N/A | #N/A | #N/A | #N/A | #N/A | #N/A | #N/A | #N/A | #N/A | #N/A | #N/A | #N/A | #N/A | #N/A | #N/A | #N/A | #N/A | #N/A | #N/A | #N/A | #N/A | #N/A | #N/A | #N/A | #N/A | #N/A | #N/A | #N/A | #N/A | #N/A | #N/A | #N/A | #N/A | #N/A | #N/A | #N/A
[7 empty] | 2 | 1 | 752 | 8 | 2020-02-01 | Friday | 5 | No | #N/A | #N/A | #N/A | #N/A | #N/A | #N/A | #N/A | #N/A | #N/A | #N/A | #N/A | #N/A | #N/A | #N/A | #N/A | #N/A | #N/A | #N/A | #N/A | #N/A | #N/A | #N/A | #N/A | #N/A | #N/A | #N/A | #N/A | #N/A | #N/A | #N/A | #N/A | #N/A | #N/A | #N/A | #N/A | #N/A
[7 empty] | 2 | 1 | 753 | 9 | 2020-02-01 | Friday | 5 | No | #N/A | #N/A | #N/A | #N/A | #N/A | #N/A | #N/A | #N/A | #N/A | #N/A | #N/A | #N/A | #N/A | #N/A | #N/A | #N/A | #N/A | #N/A | #N/A | #N/A | #N/A | #N/A | #N/A | #N/A | #N/A | #N/A | #N/A | #N/A | #N/A | #N/A | #N/A | #N/A | #N/A | #N/A | #N/A | #N/A
[7 empty] | 2 | 1 | 754 | 10 | 2020-02-01 | Friday | 5 | No | #N/A | #N/A | #N/A | #N/A | #N/A | #N/A | #N/A | #N/A | #N/A | #N/A | #N/A | #N/A | #N/A | #N/A | #N/A | #N/A | #N/A | #N/A | #N/A | #N/A | #N/A | #N/A | #N/A | #N/A | #N/A | #N/A | #N/A | #N/A | #N/A | #N/A | #N/A | #N/A | #N/A | #N/A | #N/A | #N/A
[7 empty] | 2 | 1 | 755 | 11 | 2020-02-01 | Friday | 5 | No | #N/A | #N/A | #N/A | #N/A | #N/A | #N/A | #N/A | #N/A | #N/A | #N/A | #N/A | #N/A | #N/A | #N/A | #N/A | #N/A | #N/A | #N/A | #N/A | #N/A | #N/A | #N/A | #N/A | #N/A | #N/A | #N/A | #N/A | #N/A | #N/A | #N/A | #N/A | #N/A | #N/A | #N/A | #N/A | #N/A
[7 empty] | 2 | 1 | 756 | 12 | 2020-02-01 | Friday | 5 | No | #N/A | #N/A | #N/A | #N/A | #N/A | #N/A | #N/A | #N/A | #N/A | #N/A | #N/A | #N/A | #N/A | #N/A | #N/A | #N/A | #N/A | #N/A | #N/A | #N/A | #N/A | #N/A | #N/A | #N/A | #N/A | #N/A | #N/A | #N/A | #N/A | #N/A | #N/A | #N/A | #N/A | #N/A | #N/A | #N/A
[7 empty] | 2 | 1 | 757 | 13 | 2020-02-01 | Friday | 5 | No | #N/A | #N/A | #N/A | #N/A | #N/A | #N/A | #N/A | #N/A | #N/A | #N/A | #N/A | #N/A | #N/A | #N/A | #N/A | #N/A | #N/A | #N/A | #N/A | #N/A | #N/A | #N/A | #N/A | #N/A | #N/A | #N/A | #N/A | #N/A | #N/A | #N/A | #N/A | #N/A | #N/A | #N/A | #N/A | #N/A
[7 empty] | 2 | 1 | 758 | 14 | 2020-02-01 | Friday | 5 | No | #N/A | #N/A | #N/A | #N/A | #N/A | #N/A | #N/A | #N/A | #N/A | #N/A | #N/A | #N/A | #N/A | #N/A | #N/A | #N/A | #N/A | #N/A | #N/A | #N/A | #N/A | #N/A | #N/A | #N/A | #N/A | #N/A | #N/A | #N/A | #N/A | #N/A | #N/A | #N/A | #N/A | #N/A | #N/A | #N/A
[7 empty] | 2 | 1 | 759 | 15 | 2020-02-01 | Friday | 5 | No | #N/A | #N/A | #N/A | #N/A | #N/A | #N/A | #N/A | #N/A | #N/A | #N/A | #N/A | #N/A | #N/A | #N/A | #N/A | #N/A | #N/A | #N/A | #N/A | #N/A | #N/A | #N/A | #N/A | #N/A | #N/A | #N/A | #N/A | #N/A | #N/A | #N/A | #N/A | #N/A | #N/A | #N/A | #N/A | #N/A
[7 empty] | 2 | 1 | 760 | 16 | 2020-02-01 | Friday | 5 | No | #N/A | #N/A | #N/A | #N/A | #N/A | #N/A | #N/A | #N/A | #N/A | #N/A | #N/A | #N/A | #N/A | #N/A | #N/A | #N/A | #N/A | #N/A | #N/A | #N/A | #N/A | #N/A | #N/A | #N/A | #N/A | #N/A | #N/A | #N/A | #N/A | #N/A | #N/A | #N/A | #N/A | #N/A | #N/A | #N/A
[7 empty] | 2 | 1 | 761 | 17 | 2020-02-01 | Friday | 5 | No | #N/A | #N/A | #N/A | #N/A | #N/A | #N/A | #N/A | #N/A | #N/A | #N/A | #N/A | #N/A | #N/A | #N/A | #N/A | #N/A | #N/A | #N/A | #N/A | #N/A | #N/A | #N/A | #N/A | #N/A | #N/A | #N/A | #N/A | #N/A | #N/A | #N/A | #N/A | #N/A | #N/A | #N/A | #N/A | #N/A
[7 empty] | 2 | 1 | 762 | 18 | 2020-02-01 | Friday | 5 | No | #N/A | #N/A | #N/A | #N/A | #N/A | #N/A | #N/A | #N/A | #N/A | #N/A | #N/A | #N/A | #N/A | #N/A | #N/A | #N/A | #N/A | #N/A | #N/A | #N/A | #N/A | #N/A | #N/A | #N/A | #N/A | #N/A | #N/A | #N/A | #N/A | #N/A | #N/A | #N/A | #N/A | #N/A | #N/A | #N/A
[7 empty] | 2 | 1 | 763 | 19 | 2020-02-01 | Friday | 5 | No | #N/A | #N/A | #N/A | #N/A | #N/A | #N/A | #N/A | #N/A | #N/A | #N/A | #N/A | #N/A | #N/A | #N/A | #N/A | #N/A | #N/A | #N/A | #N/A | #N/A | #N/A | #N/A | #N/A | #N/A | #N/A | #N/A | #N/A | #N/A | #N/A | #N/A | #N/A | #N/A | #N/A | #N/A | #N/A | #N/A
[7 empty] | 2 | 1 | 764 | 20 | 2020-02-01 | Friday | 5 | No | #N/A | #N/A | #N/A | #N/A | #N/A | #N/A | #N/A | #N/A | #N/A | #N/A | #N/A | #N/A | #N/A | #N/A | #N/A | #N/A | #N/A | #N/A | #N/A | #N/A | #N/A | #N/A | #N/A | #N/A | #N/A | #N/A | #N/A | #N/A | #N/A | #N/A | #N/A | #N/A | #N/A | #N/A | #N/A | #N/A
[7 empty] | 2 | 1 | 765 | 21 | 2020-02-01 | Friday | 5 | No | #N/A | #N/A | #N/A | #N/A | #N/A | #N/A | #N/A | #N/A | #N/A | #N/A | #N/A | #N/A | #N/A | #N/A | #N/A | #N/A | #N/A | #N/A | #N/A | #N/A | #N/A | #N/A | #N/A | #N/A | #N/A | #N/A | #N/A | #N/A | #N/A | #N/A | #N/A | #N/A | #N/A | #N/A | #N/A | #N/A
[7 empty] | 2 | 1 | 766 | 22 | 2020-02-01 | Friday | 5 | No | #N/A | #N/A | #N/A | #N/A | #N/A | #N/A | #N/A | #N/A | #N/A | #N/A | #N/A | #N/A | #N/A | #N/A | #N/A | #N/A | #N/A | #N/A | #N/A | #N/A | #N/A | #N/A | #N/A | #N/A | #N/A | #N/A | #N/A | #N/A | #N/A | #N/A | #N/A | #N/A | #N/A | #N/A | #N/A | #N/A
[7 empty] | 2 | 1 | 767 | 23 | 2020-02-01 | Friday | 5 | No | #N/A | #N/A | #N/A | #N/A | #N/A | #N/A | #N/A | #N/A | #N/A | #N/A | #N/A | #N/A | #N/A | #N/A | #N/A | #N/A | #N/A | #N/A | #N/A | #N/A | #N/A | #N/A | #N/A | #N/A | #N/A | #N/A | #N/A | #N/A | #N/A | #N/A | #N/A | #N/A | #N/A | #N/A | #N/A | #N/A
[7 empty] | 2 | 1 | 768 | 24 | 2020-02-01 | Friday | 5 | No | #N/A | #N/A | #N/A | #N/A | #N/A | #N/A | #N/A | #N/A | #N/A | #N/A | #N/A | #N/A | #N/A | #N/A | #N/A | #N/A | #N/A | #N/A | #N/A | #N/A | #N/A | #N/A | #N/A | #N/A | #N/A | #N/A | #N/A | #N/A | #N/A | #N/A | #N/A | #N/A | #N/A | #N/A | #N/A | #N/A
[7 empty] | 2 | 2 | 769 | 1 | 2020-02-02 | Saturday | 6 | No | #N/A | #N/A | #N/A | #N/A | #N/A | #N/A | #N/A | #N/A | #N/A | #N/A | #N/A | #N/A | #N/A | #N/A | #N/A | #N/A | #N/A | #N/A | #N/A | #N/A | #N/A | #N/A | #N/A | #N/A | #N/A | #N/A | #N/A | #N/A | #N/A | #N/A | #N/A | #N/A | #N/A | #N/A | #N/A | #N/A
[7 empty] | 2 | 2 | 770 | 2 | 2020-02-02 | Saturday | 6 | No | #N/A | #N/A | #N/A | #N/A | #N/A | #N/A | #N/A | #N/A | #N/A | #N/A | #N/A | #N/A | #N/A | #N/A | #N/A | #N/A | #N/A | #N/A | #N/A | #N/A | #N/A | #N/A | #N/A | #N/A | #N/A | #N/A | #N/A | #N/A | #N/A | #N/A | #N/A | #N/A | #N/A | #N/A | #N/A | #N/A
[7 empty] | 2 | 2 | 771 | 3 | 2020-02-02 | Saturday | 6 | No | #N/A | #N/A | #N/A | #N/A | #N/A | #N/A | #N/A | #N/A | #N/A | #N/A | #N/A | #N/A | #N/A | #N/A | #N/A | #N/A | #N/A | #N/A | #N/A | #N/A | #N/A | #N/A | #N/A | #N/A | #N/A | #N/A | #N/A | #N/A | #N/A | #N/A | #N/A | #N/A | #N/A | #N/A | #N/A | #N/A
[7 empty] | 2 | 2 | 772 | 4 | 2020-02-02 | Saturday | 6 | No | #N/A | #N/A | #N/A | #N/A | #N/A | #N/A | #N/A | #N/A | #N/A | #N/A | #N/A | #N/A | #N/A | #N/A | #N/A | #N/A | #N/A | #N/A | #N/A | #N/A | #N/A | #N/A | #N/A | #N/A | #N/A | #N/A | #N/A | #N/A | #N/A | #N/A | #N/A | #N/A | #N/A | #N/A | #N/A | #N/A
[7 empty] | 2 | 2 | 773 | 5 | 2020-02-02 | Saturday | 6 | No | #N/A | #N/A | #N/A | #N/A | #N/A | #N/A | #N/A | #N/A | #N/A | #N/A | #N/A | #N/A | #N/A | #N/A | #N/A | #N/A | #N/A | #N/A | #N/A | #N/A | #N/A | #N/A | #N/A | #N/A | #N/A | #N/A | #N/A | #N/A | #N/A | #N/A | #N/A | #N/A | #N/A | #N/A | #N/A | #N/A
[7 empty] | 2 | 2 | 774 | 6 | 2020-02-02 | Saturday | 6 | No | #N/A | #N/A | #N/A | #N/A | #N/A | #N/A | #N/A | #N/A | #N/A | #N/A | #N/A | #N/A | #N/A | #N/A | #N/A | #N/A | #N/A | #N/A | #N/A | #N/A | #N/A | #N/A | #N/A | #N/A | #N/A | #N/A | #N/A | #N/A | #N/A | #N/A | #N/A | #N/A | #N/A | #N/A | #N/A | #N/A
[7 empty] | 2 | 2 | 775 | 7 | 2020-02-02 | Saturday | 6 | No | #N/A | #N/A | #N/A | #N/A | #N/A | #N/A | #N/A | #N/A | #N/A | #N/A | #N/A | #N/A | #N/A | #N/A | #N/A | #N/A | #N/A | #N/A | #N/A | #N/A | #N/A | #N/A | #N/A | #N/A | #N/A | #N/A | #N/A | #N/A | #N/A | #N/A | #N/A | #N/A | #N/A | #N/A | #N/A | #N/A
[7 empty] | 2 | 2 | 776 | 8 | 2020-02-02 | Saturday | 6 | No | #N/A | #N/A | #N/A | #N/A | #N/A | #N/A | #N/A | #N/A | #N/A | #N/A | #N/A | #N/A | #N/A | #N/A | #N/A | #N/A | #N/A | #N/A | #N/A | #N/A | #N/A | #N/A | #N/A | #N/A | #N/A | #N/A | #N/A | #N/A | #N/A | #N/A | #N/A | #N/A | #N/A | #N/A | #N/A | #N/A
[7 empty] | 2 | 2 | 777 | 9 | 2020-02-02 | Saturday | 6 | No | #N/A | #N/A | #N/A | #N/A | #N/A | #N/A | #N/A | #N/A | #N/A | #N/A | #N/A | #N/A | #N/A | #N/A | #N/A | #N/A | #N/A | #N/A | #N/A | #N/A | #N/A | #N/A | #N/A | #N/A | #N/A | #N/A | #N/A | #N/A | #N/A | #N/A | #N/A | #N/A | #N/A | #N/A | #N/A | #N/A
[7 empty] | 2 | 2 | 778 | 10 | 2020-02-02 | Saturday | 6 | No | #N/A | #N/A | #N/A | #N/A | #N/A | #N/A | #N/A | #N/A | #N/A | #N/A | #N/A | #N/A | #N/A | #N/A | #N/A | #N/A | #N/A | #N/A | #N/A | #N/A | #N/A | #N/A | #N/A | #N/A | #N/A | #N/A | #N/A | #N/A | #N/A | #N/A | #N/A | #N/A | #N/A | #N/A | #N/A | #N/A
[7 empty] | 2 | 2 | 779 | 11 | 2020-02-02 | Saturday | 6 | No | #N/A | #N/A | #N/A | #N/A | #N/A | #N/A | #N/A | #N/A | #N/A | #N/A | #N/A | #N/A | #N/A | #N/A | #N/A | #N/A | #N/A | #N/A | #N/A | #N/A | #N/A | #N/A | #N/A | #N/A | #N/A | #N/A | #N/A | #N/A | #N/A | #N/A | #N/A | #N/A | #N/A | #N/A | #N/A | #N/A
[7 empty] | 2 | 2 | 780 | 12 | 2020-02-02 | Saturday | 6 | No | #N/A | #N/A | #N/A | #N/A | #N/A | #N/A | #N/A | #N/A | #N/A | #N/A | #N/A | #N/A | #N/A | #N/A | #N/A | #N/A | #N/A | #N/A | #N/A | #N/A | #N/A | #N/A | #N/A | #N/A | #N/A | #N/A | #N/A | #N/A | #N/A | #N/A | #N/A | #N/A | #N/A | #N/A | #N/A | #N/A
[7 empty] | 2 | 2 | 781 | 13 | 2020-02-02 | Saturday | 6 | No | #N/A | #N/A | #N/A | #N/A | #N/A | #N/A | #N/A | #N/A | #N/A | #N/A | #N/A | #N/A | #N/A | #N/A | #N/A | #N/A | #N/A | #N/A | #N/A | #N/A | #N/A | #N/A | #N/A | #N/A | #N/A | #N/A | #N/A | #N/A | #N/A | #N/A | #N/A | #N/A | #N/A | #N/A | #N/A | #N/A
[7 empty] | 2 | 2 | 782 | 14 | 2020-02-02 | Saturday | 6 | No | #N/A | #N/A | #N/A | #N/A | #N/A | #N/A | #N/A | #N/A | #N/A | #N/A | #N/A | #N/A | #N/A | #N/A | #N/A | #N/A | #N/A | #N/A | #N/A | #N/A | #N/A | #N/A | #N/A | #N/A | #N/A | #N/A | #N/A | #N/A | #N/A | #N/A | #N/A | #N/A | #N/A | #N/A | #N/A | #N/A
[7 empty] | 2 | 2 | 783 | 15 | 2020-02-02 | Saturday | 6 | No | #N/A | #N/A | #N/A | #N/A | #N/A | #N/A | #N/A | #N/A | #N/A | #N/A | #N/A | #N/A | #N/A | #N/A | #N/A | #N/A | #N/A | #N/A | #N/A | #N/A | #N/A | #N/A | #N/A | #N/A | #N/A | #N/A | #N/A | #N/A | #N/A | #N/A | #N/A | #N/A | #N/A | #N/A | #N/A | #N/A
[7 empty] | 2 | 2 | 784 | 16 | 2020-02-02 | Saturday | 6 | No | #N/A | #N/A | #N/A | #N/A | #N/A | #N/A | #N/A | #N/A | #N/A | #N/A | #N/A | #N/A | #N/A | #N/A | #N/A | #N/A | #N/A | #N/A | #N/A | #N/A | #N/A | #N/A | #N/A | #N/A | #N/A | #N/A | #N/A | #N/A | #N/A | #N/A | #N/A | #N/A | #N/A | #N/A | #N/A | #N/A
[7 empty] | 2 | 2 | 785 | 17 | 2020-02-02 | Saturday | 6 | No | #N/A | #N/A | #N/A | #N/A | #N/A | #N/A | #N/A | #N/A | #N/A | #N/A | #N/A | #N/A | #N/A | #N/A | #N/A | #N/A | #N/A | #N/A | #N/A | #N/A | #N/A | #N/A | #N/A | #N/A | #N/A | #N/A | #N/A | #N/A | #N/A | #N/A | #N/A | #N/A | #N/A | #N/A | #N/A | #N/A
[7 empty] | 2 | 2 | 786 | 18 | 2020-02-02 | Saturday | 6 | No | #N/A | #N/A | #N/A | #N/A | #N/A | #N/A | #N/A | #N/A | #N/A | #N/A | #N/A | #N/A | #N/A | #N/A | #N/A | #N/A | #N/A | #N/A | #N/A | #N/A | #N/A | #N/A | #N/A | #N/A | #N/A | #N/A | #N/A | #N/A | #N/A | #N/A | #N/A | #N/A | #N/A | #N/A | #N/A | #N/A
[7 empty] | 2 | 2 | 787 | 19 | 2020-02-02 | Saturday | 6 | No | #N/A | #N/A | #N/A | #N/A | #N/A | #N/A | #N/A | #N/A | #N/A | #N/A | #N/A | #N/A | #N/A | #N/A | #N/A | #N/A | #N/A | #N/A | #N/A | #N/A | #N/A | #N/A | #N/A | #N/A | #N/A | #N/A | #N/A | #N/A | #N/A | #N/A | #N/A | #N/A | #N/A | #N/A | #N/A | #N/A
[7 empty] | 2 | 2 | 788 | 20 | 2020-02-02 | Saturday | 6 | No | #N/A | #N/A | #N/A | #N/A | #N/A | #N/A | #N/A | #N/A | #N/A | #N/A | #N/A | #N/A | #N/A | #N/A | #N/A | #N/A | #N/A | #N/A | #N/A | #N/A | #N/A | #N/A | #N/A | #N/A | #N/A | #N/A | #N/A | #N/A | #N/A | #N/A | #N/A | #N/A | #N/A | #N/A | #N/A | #N/A
[7 empty] | 2 | 2 | 789 | 21 | 2020-02-02 | Saturday | 6 | No | #N/A | #N/A | #N/A | #N/A | #N/A | #N/A | #N/A | #N/A | #N/A | #N/A | #N/A | #N/A | #N/A | #N/A | #N/A | #N/A | #N/A | #N/A | #N/A | #N/A | #N/A | #N/A | #N/A | #N/A | #N/A | #N/A | #N/A | #N/A | #N/A | #N/A | #N/A | #N/A | #N/A | #N/A | #N/A | #N/A
[7 empty] | 2 | 2 | 790 | 22 | 2020-02-02 | Saturday | 6 | No | #N/A | #N/A | #N/A | #N/A | #N/A | #N/A | #N/A | #N/A | #N/A | #N/A | #N/A | #N/A | #N/A | #N/A | #N/A | #N/A | #N/A | #N/A | #N/A | #N/A | #N/A | #N/A | #N/A | #N/A | #N/A | #N/A | #N/A | #N/A | #N/A | #N/A | #N/A | #N/A | #N/A | #N/A | #N/A | #N/A
[7 empty] | 2 | 2 | 791 | 23 | 2020-02-02 | Saturday | 6 | No | #N/A | #N/A | #N/A | #N/A | #N/A | #N/A | #N/A | #N/A | #N/A | #N/A | #N/A | #N/A | #N/A | #N/A | #N/A | #N/A | #N/A | #N/A | #N/A | #N/A | #N/A | #N/A | #N/A | #N/A | #N/A | #N/A | #N/A | #N/A | #N/A | #N/A | #N/A | #N/A | #N/A | #N/A | #N/A | #N/A
[7 empty] | 2 | 2 | 792 | 24 | 2020-02-02 | Saturday | 6 | No | #N/A | #N/A | #N/A | #N/A | #N/A | #N/A | #N/A | #N/A | #N/A | #N/A | #N/A | #N/A | #N/A | #N/A | #N/A | #N/A | #N/A | #N/A | #N/A | #N/A | #N/A | #N/A | #N/A | #N/A | #N/A | #N/A | #N/A | #N/A | #N/A | #N/A | #N/A | #N/A | #N/A | #N/A | #N/A | #N/A
[7 empty] | 2 | 3 | 793 | 1 | 2020-02-03 | Sunday | 7 | No | #N/A | #N/A | #N/A | #N/A | #N/A | #N/A | #N/A | #N/A | #N/A | #N/A | #N/A | #N/A | #N/A | #N/A | #N/A | #N/A | #N/A | #N/A | #N/A | #N/A | #N/A | #N/A | #N/A | #N/A | #N/A | #N/A | #N/A | #N/A | #N/A | #N/A | #N/A | #N/A | #N/A | #N/A | #N/A | #N/A
[7 empty] | 2 | 3 | 794 | 2 | 2020-02-03 | Sunday | 7 | No | #N/A | #N/A | #N/A | #N/A | #N/A | #N/A | #N/A | #N/A | #N/A | #N/A | #N/A | #N/A | #N/A | #N/A | #N/A | #N/A | #N/A | #N/A | #N/A | #N/A | #N/A | #N/A | #N/A | #N/A | #N/A | #N/A | #N/A | #N/A | #N/A | #N/A | #N/A | #N/A | #N/A | #N/A | #N/A | #N/A
[7 empty] | 2 | 3 | 795 | 3 | 2020-02-03 | Sunday | 7 | No | #N/A | #N/A | #N/A | #N/A | #N/A | #N/A | #N/A | #N/A | #N/A | #N/A | #N/A | #N/A | #N/A | #N/A | #N/A | #N/A | #N/A | #N/A | #N/A | #N/A | #N/A | #N/A | #N/A | #N/A | #N/A | #N/A | #N/A | #N/A | #N/A | #N/A | #N/A | #N/A | #N/A | #N/A | #N/A | #N/A
[7 empty] | 2 | 3 | 796 | 4 | 2020-02-03 | Sunday | 7 | No | #N/A | #N/A | #N/A | #N/A | #N/A | #N/A | #N/A | #N/A | #N/A | #N/A | #N/A | #N/A | #N/A | #N/A | #N/A | #N/A | #N/A | #N/A | #N/A | #N/A | #N/A | #N/A | #N/A | #N/A | #N/A | #N/A | #N/A | #N/A | #N/A | #N/A | #N/A | #N/A | #N/A | #N/A | #N/A | #N/A
[7 empty] | 2 | 3 | 797 | 5 | 2020-02-03 | Sunday | 7 | No | #N/A | #N/A | #N/A | #N/A | #N/A | #N/A | #N/A | #N/A | #N/A | #N/A | #N/A | #N/A | #N/A | #N/A | #N/A | #N/A | #N/A | #N/A | #N/A | #N/A | #N/A | #N/A | #N/A | #N/A | #N/A | #N/A | #N/A | #N/A | #N/A | #N/A | #N/A | #N/A | #N/A | #N/A | #N/A | #N/A
[7 empty] | 2 | 3 | 798 | 6 | 2020-02-03 | Sunday | 7 | No | #N/A | #N/A | #N/A | #N/A | #N/A | #N/A | #N/A | #N/A | #N/A | #N/A | #N/A | #N/A | #N/A | #N/A | #N/A | #N/A | #N/A | #N/A | #N/A | #N/A | #N/A | #N/A | #N/A | #N/A | #N/A | #N/A | #N/A | #N/A | #N/A | #N/A | #N/A | #N/A | #N/A | #N/A | #N/A | #N/A
[7 empty] | 2 | 3 | 799 | 7 | 2020-02-03 | Sunday | 7 | No | #N/A | #N/A | #N/A | #N/A | #N/A | #N/A | #N/A | #N/A | #N/A | #N/A | #N/A | #N/A | #N/A | #N/A | #N/A | #N/A | #N/A | #N/A | #N/A | #N/A | #N/A | #N/A | #N/A | #N/A | #N/A | #N/A | #N/A | #N/A | #N/A | #N/A | #N/A | #N/A | #N/A | #N/A | #N/A | #N/A
[7 empty] | 2 | 3 | 800 | 8 | 2020-02-03 | Sunday | 7 | No | #N/A | #N/A | #N/A | #N/A | #N/A | #N/A | #N/A | #N/A | #N/A | #N/A | #N/A | #N/A | #N/A | #N/A | #N/A | #N/A | #N/A | #N/A | #N/A | #N/A | #N/A | #N/A | #N/A | #N/A | #N/A | #N/A | #N/A | #N/A | #N/A | #N/A | #N/A | #N/A | #N/A | #N/A | #N/A | #N/A
[7 empty] | 2 | 3 | 801 | 9 | 2020-02-03 | Sunday | 7 | No | #N/A | #N/A | #N/A | #N/A | #N/A | #N/A | #N/A | #N/A | #N/A | #N/A | #N/A | #N/A | #N/A | #N/A | #N/A | #N/A | #N/A | #N/A | #N/A | #N/A | #N/A | #N/A | #N/A | #N/A | #N/A | #N/A | #N/A | #N/A | #N/A | #N/A | #N/A | #N/A | #N/A | #N/A | #N/A | #N/A
[7 empty] | 2 | 3 | 802 | 10 | 2020-02-03 | Sunday | 7 | No | #N/A | #N/A | #N/A | #N/A | #N/A | #N/A | #N/A | #N/A | #N/A | #N/A | #N/A | #N/A | #N/A | #N/A | #N/A | #N/A | #N/A | #N/A | #N/A | #N/A | #N/A | #N/A | #N/A | #N/A | #N/A | #N/A | #N/A | #N/A | #N/A | #N/A | #N/A | #N/A | #N/A | #N/A | #N/A | #N/A
[7 empty] | 2 | 3 | 803 | 11 | 2020-02-03 | Sunday | 7 | No | #N/A | #N/A | #N/A | #N/A | #N/A | #N/A | #N/A | #N/A | #N/A | #N/A | #N/A | #N/A | #N/A | #N/A | #N/A | #N/A | #N/A | #N/A | #N/A | #N/A | #N/A | #N/A | #N/A | #N/A | #N/A | #N/A | #N/A | #N/A | #N/A | #N/A | #N/A | #N/A | #N/A | #N/A | #N/A | #N/A
[7 empty] | 2 | 3 | 804 | 12 | 2020-02-03 | Sunday | 7 | No | #N/A | #N/A | #N/A | #N/A | #N/A | #N/A | #N/A | #N/A | #N/A | #N/A | #N/A | #N/A | #N/A | #N/A | #N/A | #N/A | #N/A | #N/A | #N/A | #N/A | #N/A | #N/A | #N/A | #N/A | #N/A | #N/A | #N/A | #N/A | #N/A | #N/A | #N/A | #N/A | #N/A | #N/A | #N/A | #N/A
[7 empty] | 2 | 3 | 805 | 13 | 2020-02-03 | Sunday | 7 | No | #N/A | #N/A | #N/A | #N/A | #N/A | #N/A | #N/A | #N/A | #N/A | #N/A | #N/A | #N/A | #N/A | #N/A | #N/A | #N/A | #N/A | #N/A | #N/A | #N/A | #N/A | #N/A | #N/A | #N/A | #N/A | #N/A | #N/A | #N/A | #N/A | #N/A | #N/A | #N/A | #N/A | #N/A | #N/A | #N/A
[7 empty] | 2 | 3 | 806 | 14 | 2020-02-03 | Sunday | 7 | No | #N/A | #N/A | #N/A | #N/A | #N/A | #N/A | #N/A | #N/A | #N/A | #N/A | #N/A | #N/A | #N/A | #N/A | #N/A | #N/A | #N/A | #N/A | #N/A | #N/A | #N/A | #N/A | #N/A | #N/A | #N/A | #N/A | #N/A | #N/A | #N/A | #N/A | #N/A | #N/A | #N/A | #N/A | #N/A | #N/A
[7 empty] | 2 | 3 | 807 | 15 | 2020-02-03 | Sunday | 7 | No | #N/A | #N/A | #N/A | #N/A | #N/A | #N/A | #N/A | #N/A | #N/A | #N/A | #N/A | #N/A | #N/A | #N/A | #N/A | #N/A | #N/A | #N/A | #N/A | #N/A | #N/A | #N/A | #N/A | #N/A | #N/A | #N/A | #N/A | #N/A | #N/A | #N/A | #N/A | #N/A | #N/A | #N/A | #N/A | #N/A
[7 empty] | 2 | 3 | 808 | 16 | 2020-02-03 | Sunday | 7 | No | #N/A | #N/A | #N/A | #N/A | #N/A | #N/A | #N/A | #N/A | #N/A | #N/A | #N/A | #N/A | #N/A | #N/A | #N/A | #N/A | #N/A | #N/A | #N/A | #N/A | #N/A | #N/A | #N/A | #N/A | #N/A | #N/A | #N/A | #N/A | #N/A | #N/A | #N/A | #N/A | #N/A | #N/A | #N/A | #N/A
[7 empty] | 2 | 3 | 809 | 17 | 2020-02-03 | Sunday | 7 | No | #N/A | #N/A | #N/A | #N/A | #N/A | #N/A | #N/A | #N/A | #N/A | #N/A | #N/A | #N/A | #N/A | #N/A | #N/A | #N/A | #N/A | #N/A | #N/A | #N/A | #N/A | #N/A | #N/A | #N/A | #N/A | #N/A | #N/A | #N/A | #N/A | #N/A | #N/A | #N/A | #N/A | #N/A | #N/A | #N/A
[7 empty] | 2 | 3 | 810 | 18 | 2020-02-03 | Sunday | 7 | No | #N/A | #N/A | #N/A | #N/A | #N/A | #N/A | #N/A | #N/A | #N/A | #N/A | #N/A | #N/A | #N/A | #N/A | #N/A | #N/A | #N/A | #N/A | #N/A | #N/A | #N/A | #N/A | #N/A | #N/A | #N/A | #N/A | #N/A | #N/A | #N/A | #N/A | #N/A | #N/A | #N/A | #N/A | #N/A | #N/A
[7 empty] | 2 | 3 | 811 | 19 | 2020-02-03 | Sunday | 7 | No | #N/A | #N/A | #N/A | #N/A | #N/A | #N/A | #N/A | #N/A | #N/A | #N/A | #N/A | #N/A | #N/A | #N/A | #N/A | #N/A | #N/A | #N/A | #N/A | #N/A | #N/A | #N/A | #N/A | #N/A | #N/A | #N/A | #N/A | #N/A | #N/A | #N/A | #N/A | #N/A | #N/A | #N/A | #N/A | #N/A
[7 empty] | 2 | 3 | 812 | 20 | 2020-02-03 | Sunday | 7 | No | #N/A | #N/A | #N/A | #N/A | #N/A | #N/A | #N/A | #N/A | #N/A | #N/A | #N/A | #N/A | #N/A | #N/A | #N/A | #N/A | #N/A | #N/A | #N/A | #N/A | #N/A | #N/A | #N/A | #N/A | #N/A | #N/A | #N/A | #N/A | #N/A | #N/A | #N/A | #N/A | #N/A | #N/A | #N/A | #N/A
[7 empty] | 2 | 3 | 813 | 21 | 2020-02-03 | Sunday | 7 | No | #N/A | #N/A | #N/A | #N/A | #N/A | #N/A | #N/A | #N/A | #N/A | #N/A | #N/A | #N/A | #N/A | #N/A | #N/A | #N/A | #N/A | #N/A | #N/A | #N/A | #N/A | #N/A | #N/A | #N/A | #N/A | #N/A | #N/A | #N/A | #N/A | #N/A | #N/A | #N/A | #N/A | #N/A | #N/A | #N/A
[7 empty] | 2 | 3 | 814 | 22 | 2020-02-03 | Sunday | 7 | No | #N/A | #N/A | #N/A | #N/A | #N/A | #N/A | #N/A | #N/A | #N/A | #N/A | #N/A | #N/A | #N/A | #N/A | #N/A | #N/A | #N/A | #N/A | #N/A | #N/A | #N/A | #N/A | #N/A | #N/A | #N/A | #N/A | #N/A | #N/A | #N/A | #N/A | #N/A | #N/A | #N/A | #N/A | #N/A | #N/A
[7 empty] | 2 | 3 | 815 | 23 | 2020-02-03 | Sunday | 7 | No | #N/A | #N/A | #N/A | #N/A | #N/A | #N/A | #N/A | #N/A | #N/A | #N/A | #N/A | #N/A | #N/A | #N/A | #N/A | #N/A | #N/A | #N/A | #N/A | #N/A | #N/A | #N/A | #N/A | #N/A | #N/A | #N/A | #N/A | #N/A | #N/A | #N/A | #N/A | #N/A | #N/A | #N/A | #N/A | #N/A
[7 empty] | 2 | 3 | 816 | 24 | 2020-02-03 | Sunday | 7 | No | #N/A | #N/A | #N/A | #N/A | #N/A | #N/A | #N/A | #N/A | #N/A | #N/A | #N/A | #N/A | #N/A | #N/A | #N/A | #N/A | #N/A | #N/A | #N/A | #N/A | #N/A | #N/A | #N/A | #N/A | #N/A | #N/A | #N/A | #N/A | #N/A | #N/A | #N/A | #N/A | #N/A | #N/A | #N/A | #N/A
[7 empty] | 2 | 4 | 817 | 1 | 2020-02-04 | Monday | 1 | No | #N/A | #N/A | #N/A | #N/A | #N/A | #N/A | #N/A | #N/A | #N/A | #N/A | #N/A | #N/A | #N/A | #N/A | #N/A | #N/A | #N/A | #N/A | #N/A | #N/A | #N/A | #N/A | #N/A | #N/A | #N/A | #N/A | #N/A | #N/A | #N/A | #N/A | #N/A | #N/A | #N/A | #N/A | #N/A | #N/A
[7 empty] | 2 | 4 | 818 | 2 | 2020-02-04 | Monday | 1 | No | #N/A | #N/A | #N/A | #N/A | #N/A | #N/A | #N/A | #N/A | #N/A | #N/A | #N/A | #N/A | #N/A | #N/A | #N/A | #N/A | #N/A | #N/A | #N/A | #N/A | #N/A | #N/A | #N/A | #N/A | #N/A | #N/A | #N/A | #N/A | #N/A | #N/A | #N/A | #N/A | #N/A | #N/A | #N/A | #N/A
[7 empty] | 2 | 4 | 819 | 3 | 2020-02-04 | Monday | 1 | No | #N/A | #N/A | #N/A | #N/A | #N/A | #N/A | #N/A | #N/A | #N/A | #N/A | #N/A | #N/A | #N/A | #N/A | #N/A | #N/A | #N/A | #N/A | #N/A | #N/A | #N/A | #N/A | #N/A | #N/A | #N/A | #N/A | #N/A | #N/A | #N/A | #N/A | #N/A | #N/A | #N/A | #N/A | #N/A | #N/A
[7 empty] | 2 | 4 | 820 | 4 | 2020-02-04 | Monday | 1 | No | #N/A | #N/A | #N/A | #N/A | #N/A | #N/A | #N/A | #N/A | #N/A | #N/A | #N/A | #N/A | #N/A | #N/A | #N/A | #N/A | #N/A | #N/A | #N/A | #N/A | #N/A | #N/A | #N/A | #N/A | #N/A | #N/A | #N/A | #N/A | #N/A | #N/A | #N/A | #N/A | #N/A | #N/A | #N/A | #N/A
[7 empty] | 2 | 4 | 821 | 5 | 2020-02-04 | Monday | 1 | No | #N/A | #N/A | #N/A | #N/A | #N/A | #N/A | #N/A | #N/A | #N/A | #N/A | #N/A | #N/A | #N/A | #N/A | #N/A | #N/A | #N/A | #N/A | #N/A | #N/A | #N/A | #N/A | #N/A | #N/A | #N/A | #N/A | #N/A | #N/A | #N/A | #N/A | #N/A | #N/A | #N/A | #N/A | #N/A | #N/A
[7 empty] | 2 | 4 | 822 | 6 | 2020-02-04 | Monday | 1 | No | #N/A | #N/A | #N/A | #N/A | #N/A | #N/A | #N/A | #N/A | #N/A | #N/A | #N/A | #N/A | #N/A | #N/A | #N/A | #N/A | #N/A | #N/A | #N/A | #N/A | #N/A | #N/A | #N/A | #N/A | #N/A | #N/A | #N/A | #N/A | #N/A | #N/A | #N/A | #N/A | #N/A | #N/A | #N/A | #N/A
[7 empty] | 2 | 4 | 823 | 7 | 2020-02-04 | Monday | 1 | No | #N/A | #N/A | #N/A | #N/A | #N/A | #N/A | #N/A | #N/A | #N/A | #N/A | #N/A | #N/A | #N/A | #N/A | #N/A | #N/A | #N/A | #N/A | #N/A | #N/A | #N/A | #N/A | #N/A | #N/A | #N/A | #N/A | #N/A | #N/A | #N/A | #N/A | #N/A | #N/A | #N/A | #N/A | #N/A | #N/A
[7 empty] | 2 | 4 | 824 | 8 | 2020-02-04 | Monday | 1 | No | #N/A | #N/A | #N/A | #N/A | #N/A | #N/A | #N/A | #N/A | #N/A | #N/A | #N/A | #N/A | #N/A | #N/A | #N/A | #N/A | #N/A | #N/A | #N/A | #N/A | #N/A | #N/A | #N/A | #N/A | #N/A | #N/A | #N/A | #N/A | #N/A | #N/A | #N/A | #N/A | #N/A | #N/A | #N/A | #N/A
[7 empty] | 2 | 4 | 825 | 9 | 2020-02-04 | Monday | 1 | No | #N/A | #N/A | #N/A | #N/A | #N/A | #N/A | #N/A | #N/A | #N/A | #N/A | #N/A | #N/A | #N/A | #N/A | #N/A | #N/A | #N/A | #N/A | #N/A | #N/A | #N/A | #N/A | #N/A | #N/A | #N/A | #N/A | #N/A | #N/A | #N/A | #N/A | #N/A | #N/A | #N/A | #N/A | #N/A | #N/A
[7 empty] | 2 | 4 | 826 | 10 | 2020-02-04 | Monday | 1 | No | #N/A | #N/A | #N/A | #N/A | #N/A | #N/A | #N/A | #N/A | #N/A | #N/A | #N/A | #N/A | #N/A | #N/A | #N/A | #N/A | #N/A | #N/A | #N/A | #N/A | #N/A | #N/A | #N/A | #N/A | #N/A | #N/A | #N/A | #N/A | #N/A | #N/A | #N/A | #N/A | #N/A | #N/A | #N/A | #N/A
[7 empty] | 2 | 4 | 827 | 11 | 2020-02-04 | Monday | 1 | No | #N/A | #N/A | #N/A | #N/A | #N/A | #N/A | #N/A | #N/A | #N/A | #N/A | #N/A | #N/A | #N/A | #N/A | #N/A | #N/A | #N/A | #N/A | #N/A | #N/A | #N/A | #N/A | #N/A | #N/A | #N/A | #N/A | #N/A | #N/A | #N/A | #N/A | #N/A | #N/A | #N/A | #N/A | #N/A | #N/A
[7 empty] | 2 | 4 | 828 | 12 | 2020-02-04 | Monday | 1 | No | #N/A | #N/A | #N/A | #N/A | #N/A | #N/A | #N/A | #N/A | #N/A | #N/A | #N/A | #N/A | #N/A | #N/A | #N/A | #N/A | #N/A | #N/A | #N/A | #N/A | #N/A | #N/A | #N/A | #N/A | #N/A | #N/A | #N/A | #N/A | #N/A | #N/A | #N/A | #N/A | #N/A | #N/A | #N/A | #N/A
[7 empty] | 2 | 4 | 829 | 13 | 2020-02-04 | Monday | 1 | No | #N/A | #N/A | #N/A | #N/A | #N/A | #N/A | #N/A | #N/A | #N/A | #N/A | #N/A | #N/A | #N/A | #N/A | #N/A | #N/A | #N/A | #N/A | #N/A | #N/A | #N/A | #N/A | #N/A | #N/A | #N/A | #N/A | #N/A | #N/A | #N/A | #N/A | #N/A | #N/A | #N/A | #N/A | #N/A | #N/A
[7 empty] | 2 | 4 | 830 | 14 | 2020-02-04 | Monday | 1 | No | #N/A | #N/A | #N/A | #N/A | #N/A | #N/A | #N/A | #N/A | #N/A | #N/A | #N/A | #N/A | #N/A | #N/A | #N/A | #N/A | #N/A | #N/A | #N/A | #N/A | #N/A | #N/A | #N/A | #N/A | #N/A | #N/A | #N/A | #N/A | #N/A | #N/A | #N/A | #N/A | #N/A | #N/A | #N/A | #N/A
[7 empty] | 2 | 4 | 831 | 15 | 2020-02-04 | Monday | 1 | No | #N/A | #N/A | #N/A | #N/A | #N/A | #N/A | #N/A | #N/A | #N/A | #N/A | #N/A | #N/A | #N/A | #N/A | #N/A | #N/A | #N/A | #N/A | #N/A | #N/A | #N/A | #N/A | #N/A | #N/A | #N/A | #N/A | #N/A | #N/A | #N/A | #N/A | #N/A | #N/A | #N/A | #N/A | #N/A | #N/A
[7 empty] | 2 | 4 | 832 | 16 | 2020-02-04 | Monday | 1 | No | #N/A | #N/A | #N/A | #N/A | #N/A | #N/A | #N/A | #N/A | #N/A | #N/A | #N/A | #N/A | #N/A | #N/A | #N/A | #N/A | #N/A | #N/A | #N/A | #N/A | #N/A | #N/A | #N/A | #N/A | #N/A | #N/A | #N/A | #N/A | #N/A | #N/A | #N/A | #N/A | #N/A | #N/A | #N/A | #N/A
[7 empty] | 2 | 4 | 833 | 17 | 2020-02-04 | Monday | 1 | No | #N/A | #N/A | #N/A | #N/A | #N/A | #N/A | #N/A | #N/A | #N/A | #N/A | #N/A | #N/A | #N/A | #N/A | #N/A | #N/A | #N/A | #N/A | #N/A | #N/A | #N/A | #N/A | #N/A | #N/A | #N/A | #N/A | #N/A | #N/A | #N/A | #N/A | #N/A | #N/A | #N/A | #N/A | #N/A | #N/A
[7 empty] | 2 | 4 | 834 | 18 | 2020-02-04 | Monday | 1 | No | #N/A | #N/A | #N/A | #N/A | #N/A | #N/A | #N/A | #N/A | #N/A | #N/A | #N/A | #N/A | #N/A | #N/A | #N/A | #N/A | #N/A | #N/A | #N/A | #N/A | #N/A | #N/A | #N/A | #N/A | #N/A | #N/A | #N/A | #N/A | #N/A | #N/A | #N/A | #N/A | #N/A | #N/A | #N/A | #N/A
[7 empty] | 2 | 4 | 835 | 19 | 2020-02-04 | Monday | 1 | No | #N/A | #N/A | #N/A | #N/A | #N/A | #N/A | #N/A | #N/A | #N/A | #N/A | #N/A | #N/A | #N/A | #N/A | #N/A | #N/A | #N/A | #N/A | #N/A | #N/A | #N/A | #N/A | #N/A | #N/A | #N/A | #N/A | #N/A | #N/A | #N/A | #N/A | #N/A | #N/A | #N/A | #N/A | #N/A | #N/A
[7 empty] | 2 | 4 | 836 | 20 | 2020-02-04 | Monday | 1 | No | #N/A | #N/A | #N/A | #N/A | #N/A | #N/A | #N/A | #N/A | #N/A | #N/A | #N/A | #N/A | #N/A | #N/A | #N/A | #N/A | #N/A | #N/A | #N/A | #N/A | #N/A | #N/A | #N/A | #N/A | #N/A | #N/A | #N/A | #N/A | #N/A | #N/A | #N/A | #N/A | #N/A | #N/A | #N/A | #N/A
[7 empty] | 2 | 4 | 837 | 21 | 2020-02-04 | Monday | 1 | No | #N/A | #N/A | #N/A | #N/A | #N/A | #N/A | #N/A | #N/A | #N/A | #N/A | #N/A | #N/A | #N/A | #N/A | #N/A | #N/A | #N/A | #N/A | #N/A | #N/A | #N/A | #N/A | #N/A | #N/A | #N/A | #N/A | #N/A | #N/A | #N/A | #N/A | #N/A | #N/A | #N/A | #N/A | #N/A | #N/A
[7 empty] | 2 | 4 | 838 | 22 | 2020-02-04 | Monday | 1 | No | #N/A | #N/A | #N/A | #N/A | #N/A | #N/A | #N/A | #N/A | #N/A | #N/A | #N/A | #N/A | #N/A | #N/A | #N/A | #N/A | #N/A | #N/A | #N/A | #N/A | #N/A | #N/A | #N/A | #N/A | #N/A | #N/A | #N/A | #N/A | #N/A | #N/A | #N/A | #N/A | #N/A | #N/A | #N/A | #N/A
[7 empty] | 2 | 4 | 839 | 23 | 2020-02-04 | Monday | 1 | No | #N/A | #N/A | #N/A | #N/A | #N/A | #N/A | #N/A | #N/A | #N/A | #N/A | #N/A | #N/A | #N/A | #N/A | #N/A | #N/A | #N/A | #N/A | #N/A | #N/A | #N/A | #N/A | #N/A | #N/A | #N/A | #N/A | #N/A | #N/A | #N/A | #N/A | #N/A | #N/A | #N/A | #N/A | #N/A | #N/A
[7 empty] | 2 | 4 | 840 | 24 | 2020-02-04 | Monday | 1 | No | #N/A | #N/A | #N/A | #N/A | #N/A | #N/A | #N/A | #N/A | #N/A | #N/A | #N/A | #N/A | #N/A | #N/A | #N/A | #N/A | #N/A | #N/A | #N/A | #N/A | #N/A | #N/A | #N/A | #N/A | #N/A | #N/A | #N/A | #N/A | #N/A | #N/A | #N/A | #N/A | #N/A | #N/A | #N/A | #N/A
[7 empty] | 2 | 5 | 841 | 1 | 2020-02-05 | Tuesday | 2 | No | #N/A | #N/A | #N/A | #N/A | #N/A | #N/A | #N/A | #N/A | #N/A | #N/A | #N/A | #N/A | #N/A | #N/A | #N/A | #N/A | #N/A | #N/A | #N/A | #N/A | #N/A | #N/A | #N/A | #N/A | #N/A | #N/A | #N/A | #N/A | #N/A | #N/A | #N/A | #N/A | #N/A | #N/A | #N/A | #N/A
[7 empty] | 2 | 5 | 842 | 2 | 2020-02-05 | Tuesday | 2 | No | #N/A | #N/A | #N/A | #N/A | #N/A | #N/A | #N/A | #N/A | #N/A | #N/A | #N/A | #N/A | #N/A | #N/A | #N/A | #N/A | #N/A | #N/A | #N/A | #N/A | #N/A | #N/A | #N/A | #N/A | #N/A | #N/A | #N/A | #N/A | #N/A | #N/A | #N/A | #N/A | #N/A | #N/A | #N/A | #N/A
[7 empty] | 2 | 5 | 843 | 3 | 2020-02-05 | Tuesday | 2 | No | #N/A | #N/A | #N/A | #N/A | #N/A | #N/A | #N/A | #N/A | #N/A | #N/A | #N/A | #N/A | #N/A | #N/A | #N/A | #N/A | #N/A | #N/A | #N/A | #N/A | #N/A | #N/A | #N/A | #N/A | #N/A | #N/A | #N/A | #N/A | #N/A | #N/A | #N/A | #N/A | #N/A | #N/A | #N/A | #N/A
[7 empty] | 2 | 5 | 844 | 4 | 2020-02-05 | Tuesday | 2 | No | #N/A | #N/A | #N/A | #N/A | #N/A | #N/A | #N/A | #N/A | #N/A | #N/A | #N/A | #N/A | #N/A | #N/A | #N/A | #N/A | #N/A | #N/A | #N/A | #N/A | #N/A | #N/A | #N/A | #N/A | #N/A | #N/A | #N/A | #N/A | #N/A | #N/A | #N/A | #N/A | #N/A | #N/A | #N/A | #N/A
[7 empty] | 2 | 5 | 845 | 5 | 2020-02-05 | Tuesday | 2 | No | #N/A | #N/A | #N/A | #N/A | #N/A | #N/A | #N/A | #N/A | #N/A | #N/A | #N/A | #N/A | #N/A | #N/A | #N/A | #N/A | #N/A | #N/A | #N/A | #N/A | #N/A | #N/A | #N/A | #N/A | #N/A | #N/A | #N/A | #N/A | #N/A | #N/A | #N/A | #N/A | #N/A | #N/A | #N/A | #N/A
[7 empty] | 2 | 5 | 846 | 6 | 2020-02-05 | Tuesday | 2 | No | #N/A | #N/A | #N/A | #N/A | #N/A | #N/A | #N/A | #N/A | #N/A | #N/A | #N/A | #N/A | #N/A | #N/A | #N/A | #N/A | #N/A | #N/A | #N/A | #N/A | #N/A | #N/A | #N/A | #N/A | #N/A | #N/A | #N/A | #N/A | #N/A | #N/A | #N/A | #N/A | #N/A | #N/A | #N/A | #N/A
[7 empty] | 2 | 5 | 847 | 7 | 2020-02-05 | Tuesday | 2 | No | #N/A | #N/A | #N/A | #N/A | #N/A | #N/A | #N/A | #N/A | #N/A | #N/A | #N/A | #N/A | #N/A | #N/A | #N/A | #N/A | #N/A | #N/A | #N/A | #N/A | #N/A | #N/A | #N/A | #N/A | #N/A | #N/A | #N/A | #N/A | #N/A | #N/A | #N/A | #N/A | #N/A | #N/A | #N/A | #N/A
[7 empty] | 2 | 5 | 848 | 8 | 2020-02-05 | Tuesday | 2 | No | #N/A | #N/A | #N/A | #N/A | #N/A | #N/A | #N/A | #N/A | #N/A | #N/A | #N/A | #N/A | #N/A | #N/A | #N/A | #N/A | #N/A | #N/A | #N/A | #N/A | #N/A | #N/A | #N/A | #N/A | #N/A | #N/A | #N/A | #N/A | #N/A | #N/A | #N/A | #N/A | #N/A | #N/A | #N/A | #N/A
[7 empty] | 2 | 5 | 849 | 9 | 2020-02-05 | Tuesday | 2 | No | #N/A | #N/A | #N/A | #N/A | #N/A | #N/A | #N/A | #N/A | #N/A | #N/A | #N/A | #N/A | #N/A | #N/A | #N/A | #N/A | #N/A | #N/A | #N/A | #N/A | #N/A | #N/A | #N/A | #N/A | #N/A | #N/A | #N/A | #N/A | #N/A | #N/A | #N/A | #N/A | #N/A | #N/A | #N/A | #N/A
[7 empty] | 2 | 5 | 850 | 10 | 2020-02-05 | Tuesday | 2 | No | #N/A | #N/A | #N/A | #N/A | #N/A | #N/A | #N/A | #N/A | #N/A | #N/A | #N/A | #N/A | #N/A | #N/A | #N/A | #N/A | #N/A | #N/A | #N/A | #N/A | #N/A | #N/A | #N/A | #N/A | #N/A | #N/A | #N/A | #N/A | #N/A | #N/A | #N/A | #N/A | #N/A | #N/A | #N/A | #N/A
[7 empty] | 2 | 5 | 851 | 11 | 2020-02-05 | Tuesday | 2 | No | #N/A | #N/A | #N/A | #N/A | #N/A | #N/A | #N/A | #N/A | #N/A | #N/A | #N/A | #N/A | #N/A | #N/A | #N/A | #N/A | #N/A | #N/A | #N/A | #N/A | #N/A | #N/A | #N/A | #N/A | #N/A | #N/A | #N/A | #N/A | #N/A | #N/A | #N/A | #N/A | #N/A | #N/A | #N/A | #N/A
[7 empty] | 2 | 5 | 852 | 12 | 2020-02-05 | Tuesday | 2 | No | #N/A | #N/A | #N/A | #N/A | #N/A | #N/A | #N/A | #N/A | #N/A | #N/A | #N/A | #N/A | #N/A | #N/A | #N/A | #N/A | #N/A | #N/A | #N/A | #N/A | #N/A | #N/A | #N/A | #N/A | #N/A | #N/A | #N/A | #N/A | #N/A | #N/A | #N/A | #N/A | #N/A | #N/A | #N/A | #N/A
[7 empty] | 2 | 5 | 853 | 13 | 2020-02-05 | Tuesday | 2 | No | #N/A | #N/A | #N/A | #N/A | #N/A | #N/A | #N/A | #N/A | #N/A | #N/A | #N/A | #N/A | #N/A | #N/A | #N/A | #N/A | #N/A | #N/A | #N/A | #N/A | #N/A | #N/A | #N/A | #N/A | #N/A | #N/A | #N/A | #N/A | #N/A | #N/A | #N/A | #N/A | #N/A | #N/A | #N/A | #N/A
[7 empty] | 2 | 5 | 854 | 14 | 2020-02-05 | Tuesday | 2 | No | #N/A | #N/A | #N/A | #N/A | #N/A | #N/A | #N/A | #N/A | #N/A | #N/A | #N/A | #N/A | #N/A | #N/A | #N/A | #N/A | #N/A | #N/A | #N/A | #N/A | #N/A | #N/A | #N/A | #N/A | #N/A | #N/A | #N/A | #N/A | #N/A | #N/A | #N/A | #N/A | #N/A | #N/A | #N/A | #N/A
[7 empty] | 2 | 5 | 855 | 15 | 2020-02-05 | Tuesday | 2 | No | #N/A | #N/A | #N/A | #N/A | #N/A | #N/A | #N/A | #N/A | #N/A | #N/A | #N/A | #N/A | #N/A | #N/A | #N/A | #N/A | #N/A | #N/A | #N/A | #N/A | #N/A | #N/A | #N/A | #N/A | #N/A | #N/A | #N/A | #N/A | #N/A | #N/A | #N/A | #N/A | #N/A | #N/A | #N/A | #N/A
[7 empty] | 2 | 5 | 856 | 16 | 2020-02-05 | Tuesday | 2 | No | #N/A | #N/A | #N/A | #N/A | #N/A | #N/A | #N/A | #N/A | #N/A | #N/A | #N/A | #N/A | #N/A | #N/A | #N/A | #N/A | #N/A | #N/A | #N/A | #N/A | #N/A | #N/A | #N/A | #N/A | #N/A | #N/A | #N/A | #N/A | #N/A | #N/A | #N/A | #N/A | #N/A | #N/A | #N/A | #N/A
[7 empty] | 2 | 5 | 857 | 17 | 2020-02-05 | Tuesday | 2 | No | #N/A | #N/A | #N/A | #N/A | #N/A | #N/A | #N/A | #N/A | #N/A | #N/A | #N/A | #N/A | #N/A | #N/A | #N/A | #N/A | #N/A | #N/A | #N/A | #N/A | #N/A | #N/A | #N/A | #N/A | #N/A | #N/A | #N/A | #N/A | #N/A | #N/A | #N/A | #N/A | #N/A | #N/A | #N/A | #N/A
[7 empty] | 2 | 5 | 858 | 18 | 2020-02-05 | Tuesday | 2 | No | #N/A | #N/A | #N/A | #N/A | #N/A | #N/A | #N/A | #N/A | #N/A | #N/A | #N/A | #N/A | #N/A | #N/A | #N/A | #N/A | #N/A | #N/A | #N/A | #N/A | #N/A | #N/A | #N/A | #N/A | #N/A | #N/A | #N/A | #N/A | #N/A | #N/A | #N/A | #N/A | #N/A | #N/A | #N/A | #N/A
[7 empty] | 2 | 5 | 859 | 19 | 2020-02-05 | Tuesday | 2 | No | #N/A | #N/A | #N/A | #N/A | #N/A | #N/A | #N/A | #N/A | #N/A | #N/A | #N/A | #N/A | #N/A | #N/A | #N/A | #N/A | #N/A | #N/A | #N/A | #N/A | #N/A | #N/A | #N/A | #N/A | #N/A | #N/A | #N/A | #N/A | #N/A | #N/A | #N/A | #N/A | #N/A | #N/A | #N/A | #N/A
[7 empty] | 2 | 5 | 860 | 20 | 2020-02-05 | Tuesday | 2 | No | #N/A | #N/A | #N/A | #N/A | #N/A | #N/A | #N/A | #N/A | #N/A | #N/A | #N/A | #N/A | #N/A | #N/A | #N/A | #N/A | #N/A | #N/A | #N/A | #N/A | #N/A | #N/A | #N/A | #N/A | #N/A | #N/A | #N/A | #N/A | #N/A | #N/A | #N/A | #N/A | #N/A | #N/A | #N/A | #N/A
[7 empty] | 2 | 5 | 861 | 21 | 2020-02-05 | Tuesday | 2 | No | #N/A | #N/A | #N/A | #N/A | #N/A | #N/A | #N/A | #N/A | #N/A | #N/A | #N/A | #N/A | #N/A | #N/A | #N/A | #N/A | #N/A | #N/A | #N/A | #N/A | #N/A | #N/A | #N/A | #N/A | #N/A | #N/A | #N/A | #N/A | #N/A | #N/A | #N/A | #N/A | #N/A | #N/A | #N/A | #N/A
[7 empty] | 2 | 5 | 862 | 22 | 2020-02-05 | Tuesday | 2 | No | #N/A | #N/A | #N/A | #N/A | #N/A | #N/A | #N/A | #N/A | #N/A | #N/A | #N/A | #N/A | #N/A | #N/A | #N/A | #N/A | #N/A | #N/A | #N/A | #N/A | #N/A | #N/A | #N/A | #N/A | #N/A | #N/A | #N/A | #N/A | #N/A | #N/A | #N/A | #N/A | #N/A | #N/A | #N/A | #N/A
[7 empty] | 2 | 5 | 863 | 23 | 2020-02-05 | Tuesday | 2 | No | #N/A | #N/A | #N/A | #N/A | #N/A | #N/A | #N/A | #N/A | #N/A | #N/A | #N/A | #N/A | #N/A | #N/A | #N/A | #N/A | #N/A | #N/A | #N/A | #N/A | #N/A | #N/A | #N/A | #N/A | #N/A | #N/A | #N/A | #N/A | #N/A | #N/A | #N/A | #N/A | #N/A | #N/A | #N/A | #N/A
[7 empty] | 2 | 5 | 864 | 24 | 2020-02-05 | Tuesday | 2 | No | #N/A | #N/A | #N/A | #N/A | #N/A | #N/A | #N/A | #N/A | #N/A | #N/A | #N/A | #N/A | #N/A | #N/A | #N/A | #N/A | #N/A | #N/A | #N/A | #N/A | #N/A | #N/A | #N/A | #N/A | #N/A | #N/A | #N/A | #N/A | #N/A | #N/A | #N/A | #N/A | #N/A | #N/A | #N/A | #N/A
[7 empty] | 2 | 6 | 865 | 1 | 2020-02-06 | Wednesday | 3 | No | #N/A | #N/A | #N/A | #N/A | #N/A | #N/A | #N/A | #N/A | #N/A | #N/A | #N/A | #N/A | #N/A | #N/A | #N/A | #N/A | #N/A | #N/A | #N/A | #N/A | #N/A | #N/A | #N/A | #N/A | #N/A | #N/A | #N/A | #N/A | #N/A | #N/A | #N/A | #N/A | #N/A | #N/A | #N/A | #N/A
[7 empty] | 2 | 6 | 866 | 2 | 2020-02-06 | Wednesday | 3 | No | #N/A | #N/A | #N/A | #N/A | #N/A | #N/A | #N/A | #N/A | #N/A | #N/A | #N/A | #N/A | #N/A | #N/A | #N/A | #N/A | #N/A | #N/A | #N/A | #N/A | #N/A | #N/A | #N/A | #N/A | #N/A | #N/A | #N/A | #N/A | #N/A | #N/A | #N/A | #N/A | #N/A | #N/A | #N/A | #N/A
[7 empty] | 2 | 6 | 867 | 3 | 2020-02-06 | Wednesday | 3 | No | #N/A | #N/A | #N/A | #N/A | #N/A | #N/A | #N/A | #N/A | #N/A | #N/A | #N/A | #N/A | #N/A | #N/A | #N/A | #N/A | #N/A | #N/A | #N/A | #N/A | #N/A | #N/A | #N/A | #N/A | #N/A | #N/A | #N/A | #N/A | #N/A | #N/A | #N/A | #N/A | #N/A | #N/A | #N/A | #N/A
[7 empty] | 2 | 6 | 868 | 4 | 2020-02-06 | Wednesday | 3 | No | #N/A | #N/A | #N/A | #N/A | #N/A | #N/A | #N/A | #N/A | #N/A | #N/A | #N/A | #N/A | #N/A | #N/A | #N/A | #N/A | #N/A | #N/A | #N/A | #N/A | #N/A | #N/A | #N/A | #N/A | #N/A | #N/A | #N/A | #N/A | #N/A | #N/A | #N/A | #N/A | #N/A | #N/A | #N/A | #N/A
[7 empty] | 2 | 6 | 869 | 5 | 2020-02-06 | Wednesday | 3 | No | #N/A | #N/A | #N/A | #N/A | #N/A | #N/A | #N/A | #N/A | #N/A | #N/A | #N/A | #N/A | #N/A | #N/A | #N/A | #N/A | #N/A | #N/A | #N/A | #N/A | #N/A | #N/A | #N/A | #N/A | #N/A | #N/A | #N/A | #N/A | #N/A | #N/A | #N/A | #N/A | #N/A | #N/A | #N/A | #N/A
[7 empty] | 2 | 6 | 870 | 6 | 2020-02-06 | Wednesday | 3 | No | #N/A | #N/A | #N/A | #N/A | #N/A | #N/A | #N/A | #N/A | #N/A | #N/A | #N/A | #N/A | #N/A | #N/A | #N/A | #N/A | #N/A | #N/A | #N/A | #N/A | #N/A | #N/A | #N/A | #N/A | #N/A | #N/A | #N/A | #N/A | #N/A | #N/A | #N/A | #N/A | #N/A | #N/A | #N/A | #N/A
[7 empty] | 2 | 6 | 871 | 7 | 2020-02-06 | Wednesday | 3 | No | #N/A | #N/A | #N/A | #N/A | #N/A | #N/A | #N/A | #N/A | #N/A | #N/A | #N/A | #N/A | #N/A | #N/A | #N/A | #N/A | #N/A | #N/A | #N/A | #N/A | #N/A | #N/A | #N/A | #N/A | #N/A | #N/A | #N/A | #N/A | #N/A | #N/A | #N/A | #N/A | #N/A | #N/A | #N/A | #N/A
[7 empty] | 2 | 6 | 872 | 8 | 2020-02-06 | Wednesday | 3 | No | #N/A | #N/A | #N/A | #N/A | #N/A | #N/A | #N/A | #N/A | #N/A | #N/A | #N/A | #N/A | #N/A | #N/A | #N/A | #N/A | #N/A | #N/A | #N/A | #N/A | #N/A | #N/A | #N/A | #N/A | #N/A | #N/A | #N/A | #N/A | #N/A | #N/A | #N/A | #N/A | #N/A | #N/A | #N/A | #N/A
[7 empty] | 2 | 6 | 873 | 9 | 2020-02-06 | Wednesday | 3 | No | #N/A | #N/A | #N/A | #N/A | #N/A | #N/A | #N/A | #N/A | #N/A | #N/A | #N/A | #N/A | #N/A | #N/A | #N/A | #N/A | #N/A | #N/A | #N/A | #N/A | #N/A | #N/A | #N/A | #N/A | #N/A | #N/A | #N/A | #N/A | #N/A | #N/A | #N/A | #N/A | #N/A | #N/A | #N/A | #N/A
[7 empty] | 2 | 6 | 874 | 10 | 2020-02-06 | Wednesday | 3 | No | #N/A | #N/A | #N/A | #N/A | #N/A | #N/A | #N/A | #N/A | #N/A | #N/A | #N/A | #N/A | #N/A | #N/A | #N/A | #N/A | #N/A | #N/A | #N/A | #N/A | #N/A | #N/A | #N/A | #N/A | #N/A | #N/A | #N/A | #N/A | #N/A | #N/A | #N/A | #N/A | #N/A | #N/A | #N/A | #N/A
[7 empty] | 2 | 6 | 875 | 11 | 2020-02-06 | Wednesday | 3 | No | #N/A | #N/A | #N/A | #N/A | #N/A | #N/A | #N/A | #N/A | #N/A | #N/A | #N/A | #N/A | #N/A | #N/A | #N/A | #N/A | #N/A | #N/A | #N/A | #N/A | #N/A | #N/A | #N/A | #N/A | #N/A | #N/A | #N/A | #N/A | #N/A | #N/A | #N/A | #N/A | #N/A | #N/A | #N/A | #N/A
[7 empty] | 2 | 6 | 876 | 12 | 2020-02-06 | Wednesday | 3 | No | #N/A | #N/A | #N/A | #N/A | #N/A | #N/A | #N/A | #N/A | #N/A | #N/A | #N/A | #N/A | #N/A | #N/A | #N/A | #N/A | #N/A | #N/A | #N/A | #N/A | #N/A | #N/A | #N/A | #N/A | #N/A | #N/A | #N/A | #N/A | #N/A | #N/A | #N/A | #N/A | #N/A | #N/A | #N/A | #N/A
[7 empty] | 2 | 6 | 877 | 13 | 2020-02-06 | Wednesday | 3 | No | #N/A | #N/A | #N/A | #N/A | #N/A | #N/A | #N/A | #N/A | #N/A | #N/A | #N/A | #N/A | #N/A | #N/A | #N/A | #N/A | #N/A | #N/A | #N/A | #N/A | #N/A | #N/A | #N/A | #N/A | #N/A | #N/A | #N/A | #N/A | #N/A | #N/A | #N/A | #N/A | #N/A | #N/A | #N/A | #N/A
[7 empty] | 2 | 6 | 878 | 14 | 2020-02-06 | Wednesday | 3 | No | #N/A | #N/A | #N/A | #N/A | #N/A | #N/A | #N/A | #N/A | #N/A | #N/A | #N/A | #N/A | #N/A | #N/A | #N/A | #N/A | #N/A | #N/A | #N/A | #N/A | #N/A | #N/A | #N/A | #N/A | #N/A | #N/A | #N/A | #N/A | #N/A | #N/A | #N/A | #N/A | #N/A | #N/A | #N/A | #N/A
[7 empty] | 2 | 6 | 879 | 15 | 2020-02-06 | Wednesday | 3 | No | #N/A | #N/A | #N/A | #N/A | #N/A | #N/A | #N/A | #N/A | #N/A | #N/A | #N/A | #N/A | #N/A | #N/A | #N/A | #N/A | #N/A | #N/A | #N/A | #N/A | #N/A | #N/A | #N/A | #N/A | #N/A | #N/A | #N/A | #N/A | #N/A | #N/A | #N/A | #N/A | #N/A | #N/A | #N/A | #N/A
[7 empty] | 2 | 6 | 880 | 16 | 2020-02-06 | Wednesday | 3 | No | #N/A | #N/A | #N/A | #N/A | #N/A | #N/A | #N/A | #N/A | #N/A | #N/A | #N/A | #N/A | #N/A | #N/A | #N/A | #N/A | #N/A | #N/A | #N/A | #N/A | #N/A | #N/A | #N/A | #N/A | #N/A | #N/A | #N/A | #N/A | #N/A | #N/A | #N/A | #N/A | #N/A | #N/A | #N/A | #N/A
[7 empty] | 2 | 6 | 881 | 17 | 2020-02-06 | Wednesday | 3 | No | #N/A | #N/A | #N/A | #N/A | #N/A | #N/A | #N/A | #N/A | #N/A | #N/A | #N/A | #N/A | #N/A | #N/A | #N/A | #N/A | #N/A | #N/A | #N/A | #N/A | #N/A | #N/A | #N/A | #N/A | #N/A | #N/A | #N/A | #N/A | #N/A | #N/A | #N/A | #N/A | #N/A | #N/A | #N/A | #N/A
[7 empty] | 2 | 6 | 882 | 18 | 2020-02-06 | Wednesday | 3 | No | #N/A | #N/A | #N/A | #N/A | #N/A | #N/A | #N/A | #N/A | #N/A | #N/A | #N/A | #N/A | #N/A | #N/A | #N/A | #N/A | #N/A | #N/A | #N/A | #N/A | #N/A | #N/A | #N/A | #N/A | #N/A | #N/A | #N/A | #N/A | #N/A | #N/A | #N/A | #N/A | #N/A | #N/A | #N/A | #N/A
[7 empty] | 2 | 6 | 883 | 19 | 2020-02-06 | Wednesday | 3 | No | #N/A | #N/A | #N/A | #N/A | #N/A | #N/A | #N/A | #N/A | #N/A | #N/A | #N/A | #N/A | #N/A | #N/A | #N/A | #N/A | #N/A | #N/A | #N/A | #N/A | #N/A | #N/A | #N/A | #N/A | #N/A | #N/A | #N/A | #N/A | #N/A | #N/A | #N/A | #N/A | #N/A | #N/A | #N/A | #N/A
[7 empty] | 2 | 6 | 884 | 20 | 2020-02-06 | Wednesday | 3 | No | #N/A | #N/A | #N/A | #N/A | #N/A | #N/A | #N/A | #N/A | #N/A | #N/A | #N/A | #N/A | #N/A | #N/A | #N/A | #N/A | #N/A | #N/A | #N/A | #N/A | #N/A | #N/A | #N/A | #N/A | #N/A | #N/A | #N/A | #N/A | #N/A | #N/A | #N/A | #N/A | #N/A | #N/A | #N/A | #N/A
[7 empty] | 2 | 6 | 885 | 21 | 2020-02-06 | Wednesday | 3 | No | #N/A | #N/A | #N/A | #N/A | #N/A | #N/A | #N/A | #N/A | #N/A | #N/A | #N/A | #N/A | #N/A | #N/A | #N/A | #N/A | #N/A | #N/A | #N/A | #N/A | #N/A | #N/A | #N/A | #N/A | #N/A | #N/A | #N/A | #N/A | #N/A | #N/A | #N/A | #N/A | #N/A | #N/A | #N/A | #N/A
[7 empty] | 2 | 6 | 886 | 22 | 2020-02-06 | Wednesday | 3 | No | #N/A | #N/A | #N/A | #N/A | #N/A | #N/A | #N/A | #N/A | #N/A | #N/A | #N/A | #N/A | #N/A | #N/A | #N/A | #N/A | #N/A | #N/A | #N/A | #N/A | #N/A | #N/A | #N/A | #N/A | #N/A | #N/A | #N/A | #N/A | #N/A | #N/A | #N/A | #N/A | #N/A | #N/A | #N/A | #N/A
[7 empty] | 2 | 6 | 887 | 23 | 2020-02-06 | Wednesday | 3 | No | #N/A | #N/A | #N/A | #N/A | #N/A | #N/A | #N/A | #N/A | #N/A | #N/A | #N/A | #N/A | #N/A | #N/A | #N/A | #N/A | #N/A | #N/A | #N/A | #N/A | #N/A | #N/A | #N/A | #N/A | #N/A | #N/A | #N/A | #N/A | #N/A | #N/A | #N/A | #N/A | #N/A | #N/A | #N/A | #N/A
[7 empty] | 2 | 6 | 888 | 24 | 2020-02-06 | Wednesday | 3 | No | #N/A | #N/A | #N/A | #N/A | #N/A | #N/A | #N/A | #N/A | #N/A | #N/A | #N/A | #N/A | #N/A | #N/A | #N/A | #N/A | #N/A | #N/A | #N/A | #N/A | #N/A | #N/A | #N/A | #N/A | #N/A | #N/A | #N/A | #N/A | #N/A | #N/A | #N/A | #N/A | #N/A | #N/A | #N/A | #N/A
[7 empty] | 2 | 7 | 889 | 1 | 2020-02-07 | Thursday | 4 | No | #N/A | #N/A | #N/A | #N/A | #N/A | #N/A | #N/A | #N/A | #N/A | #N/A | #N/A | #N/A | #N/A | #N/A | #N/A | #N/A | #N/A | #N/A | #N/A | #N/A | #N/A | #N/A | #N/A | #N/A | #N/A | #N/A | #N/A | #N/A | #N/A | #N/A | #N/A | #N/A | #N/A | #N/A | #N/A | #N/A
[7 empty] | 2 | 7 | 890 | 2 | 2020-02-07 | Thursday | 4 | No | #N/A | #N/A | #N/A | #N/A | #N/A | #N/A | #N/A | #N/A | #N/A | #N/A | #N/A | #N/A | #N/A | #N/A | #N/A | #N/A | #N/A | #N/A | #N/A | #N/A | #N/A | #N/A | #N/A | #N/A | #N/A | #N/A | #N/A | #N/A | #N/A | #N/A | #N/A | #N/A | #N/A | #N/A | #N/A | #N/A
[7 empty] | 2 | 7 | 891 | 3 | 2020-02-07 | Thursday | 4 | No | #N/A | #N/A | #N/A | #N/A | #N/A | #N/A | #N/A | #N/A | #N/A | #N/A | #N/A | #N/A | #N/A | #N/A | #N/A | #N/A | #N/A | #N/A | #N/A | #N/A | #N/A | #N/A | #N/A | #N/A | #N/A | #N/A | #N/A | #N/A | #N/A | #N/A | #N/A | #N/A | #N/A | #N/A | #N/A | #N/A
[7 empty] | 2 | 7 | 892 | 4 | 2020-02-07 | Thursday | 4 | No | #N/A | #N/A | #N/A | #N/A | #N/A | #N/A | #N/A | #N/A | #N/A | #N/A | #N/A | #N/A | #N/A | #N/A | #N/A | #N/A | #N/A | #N/A | #N/A | #N/A | #N/A | #N/A | #N/A | #N/A | #N/A | #N/A | #N/A | #N/A | #N/A | #N/A | #N/A | #N/A | #N/A | #N/A | #N/A | #N/A
[7 empty] | 2 | 7 | 893 | 5 | 2020-02-07 | Thursday | 4 | No | #N/A | #N/A | #N/A | #N/A | #N/A | #N/A | #N/A | #N/A | #N/A | #N/A | #N/A | #N/A | #N/A | #N/A | #N/A | #N/A | #N/A | #N/A | #N/A | #N/A | #N/A | #N/A | #N/A | #N/A | #N/A | #N/A | #N/A | #N/A | #N/A | #N/A | #N/A | #N/A | #N/A | #N/A | #N/A | #N/A
[7 empty] | 2 | 7 | 894 | 6 | 2020-02-07 | Thursday | 4 | No | #N/A | #N/A | #N/A | #N/A | #N/A | #N/A | #N/A | #N/A | #N/A | #N/A | #N/A | #N/A | #N/A | #N/A | #N/A | #N/A | #N/A | #N/A | #N/A | #N/A | #N/A | #N/A | #N/A | #N/A | #N/A | #N/A | #N/A | #N/A | #N/A | #N/A | #N/A | #N/A | #N/A | #N/A | #N/A | #N/A
[7 empty] | 2 | 7 | 895 | 7 | 2020-02-07 | Thursday | 4 | No | #N/A | #N/A | #N/A | #N/A | #N/A | #N/A | #N/A | #N/A | #N/A | #N/A | #N/A | #N/A | #N/A | #N/A | #N/A | #N/A | #N/A | #N/A | #N/A | #N/A | #N/A | #N/A | #N/A | #N/A | #N/A | #N/A | #N/A | #N/A | #N/A | #N/A | #N/A | #N/A | #N/A | #N/A | #N/A | #N/A
[7 empty] | 2 | 7 | 896 | 8 | 2020-02-07 | Thursday | 4 | No | #N/A | #N/A | #N/A | #N/A | #N/A | #N/A | #N/A | #N/A | #N/A | #N/A | #N/A | #N/A | #N/A | #N/A | #N/A | #N/A | #N/A | #N/A | #N/A | #N/A | #N/A | #N/A | #N/A | #N/A | #N/A | #N/A | #N/A | #N/A | #N/A | #N/A | #N/A | #N/A | #N/A | #N/A | #N/A | #N/A
[7 empty] | 2 | 7 | 897 | 9 | 2020-02-07 | Thursday | 4 | No | #N/A | #N/A | #N/A | #N/A | #N/A | #N/A | #N/A | #N/A | #N/A | #N/A | #N/A | #N/A | #N/A | #N/A | #N/A | #N/A | #N/A | #N/A | #N/A | #N/A | #N/A | #N/A | #N/A | #N/A | #N/A | #N/A | #N/A | #N/A | #N/A | #N/A | #N/A | #N/A | #N/A | #N/A | #N/A | #N/A
[7 empty] | 2 | 7 | 898 | 10 | 2020-02-07 | Thursday | 4 | No | #N/A | #N/A | #N/A | #N/A | #N/A | #N/A | #N/A | #N/A | #N/A | #N/A | #N/A | #N/A | #N/A | #N/A | #N/A | #N/A | #N/A | #N/A | #N/A | #N/A | #N/A | #N/A | #N/A | #N/A | #N/A | #N/A | #N/A | #N/A | #N/A | #N/A | #N/A | #N/A | #N/A | #N/A | #N/A | #N/A
[7 empty] | 2 | 7 | 899 | 11 | 2020-02-07 | Thursday | 4 | No | #N/A | #N/A | #N/A | #N/A | #N/A | #N/A | #N/A | #N/A | #N/A | #N/A | #N/A | #N/A | #N/A | #N/A | #N/A | #N/A | #N/A | #N/A | #N/A | #N/A | #N/A | #N/A | #N/A | #N/A | #N/A | #N/A | #N/A | #N/A | #N/A | #N/A | #N/A | #N/A | #N/A | #N/A | #N/A | #N/A
[7 empty] | 2 | 7 | 900 | 12 | 2020-02-07 | Thursday | 4 | No | #N/A | #N/A | #N/A | #N/A | #N/A | #N/A | #N/A | #N/A | #N/A | #N/A | #N/A | #N/A | #N/A | #N/A | #N/A | #N/A | #N/A | #N/A | #N/A | #N/A | #N/A | #N/A | #N/A | #N/A | #N/A | #N/A | #N/A | #N/A | #N/A | #N/A | #N/A | #N/A | #N/A | #N/A | #N/A | #N/A
[7 empty] | 2 | 7 | 901 | 13 | 2020-02-07 | Thursday | 4 | No | #N/A | #N/A | #N/A | #N/A | #N/A | #N/A | #N/A | #N/A | #N/A | #N/A | #N/A | #N/A | #N/A | #N/A | #N/A | #N/A | #N/A | #N/A | #N/A | #N/A | #N/A | #N/A | #N/A | #N/A | #N/A | #N/A | #N/A | #N/A | #N/A | #N/A | #N/A | #N/A | #N/A | #N/A | #N/A | #N/A
[7 empty] | 2 | 7 | 902 | 14 | 2020-02-07 | Thursday | 4 | No | #N/A | #N/A | #N/A | #N/A | #N/A | #N/A | #N/A | #N/A | #N/A | #N/A | #N/A | #N/A | #N/A | #N/A | #N/A | #N/A | #N/A | #N/A | #N/A | #N/A | #N/A | #N/A | #N/A | #N/A | #N/A | #N/A | #N/A | #N/A | #N/A | #N/A | #N/A | #N/A | #N/A | #N/A | #N/A | #N/A
[7 empty] | 2 | 7 | 903 | 15 | 2020-02-07 | Thursday | 4 | No | #N/A | #N/A | #N/A | #N/A | #N/A | #N/A | #N/A | #N/A | #N/A | #N/A | #N/A | #N/A | #N/A | #N/A | #N/A | #N/A | #N/A | #N/A | #N/A | #N/A | #N/A | #N/A | #N/A | #N/A | #N/A | #N/A | #N/A | #N/A | #N/A | #N/A | #N/A | #N/A | #N/A | #N/A | #N/A | #N/A
[7 empty] | 2 | 7 | 904 | 16 | 2020-02-07 | Thursday | 4 | No | #N/A | #N/A | #N/A | #N/A | #N/A | #N/A | #N/A | #N/A | #N/A | #N/A | #N/A | #N/A | #N/A | #N/A | #N/A | #N/A | #N/A | #N/A | #N/A | #N/A | #N/A | #N/A | #N/A | #N/A | #N/A | #N/A | #N/A | #N/A | #N/A | #N/A | #N/A | #N/A | #N/A | #N/A | #N/A | #N/A
[7 empty] | 2 | 7 | 905 | 17 | 2020-02-07 | Thursday | 4 | No | #N/A | #N/A | #N/A | #N/A | #N/A | #N/A | #N/A | #N/A | #N/A | #N/A | #N/A | #N/A | #N/A | #N/A | #N/A | #N/A | #N/A | #N/A | #N/A | #N/A | #N/A | #N/A | #N/A | #N/A | #N/A | #N/A | #N/A | #N/A | #N/A | #N/A | #N/A | #N/A | #N/A | #N/A | #N/A | #N/A
[7 empty] | 2 | 7 | 906 | 18 | 2020-02-07 | Thursday | 4 | No | #N/A | #N/A | #N/A | #N/A | #N/A | #N/A | #N/A | #N/A | #N/A | #N/A | #N/A | #N/A | #N/A | #N/A | #N/A | #N/A | #N/A | #N/A | #N/A | #N/A | #N/A | #N/A | #N/A | #N/A | #N/A | #N/A | #N/A | #N/A | #N/A | #N/A | #N/A | #N/A | #N/A | #N/A | #N/A | #N/A
[7 empty] | 2 | 7 | 907 | 19 | 2020-02-07 | Thursday | 4 | No | #N/A | #N/A | #N/A | #N/A | #N/A | #N/A | #N/A | #N/A | #N/A | #N/A | #N/A | #N/A | #N/A | #N/A | #N/A | #N/A | #N/A | #N/A | #N/A | #N/A | #N/A | #N/A | #N/A | #N/A | #N/A | #N/A | #N/A | #N/A | #N/A | #N/A | #N/A | #N/A | #N/A | #N/A | #N/A | #N/A
[7 empty] | 2 | 7 | 908 | 20 | 2020-02-07 | Thursday | 4 | No | #N/A | #N/A | #N/A | #N/A | #N/A | #N/A | #N/A | #N/A | #N/A | #N/A | #N/A | #N/A | #N/A | #N/A | #N/A | #N/A | #N/A | #N/A | #N/A | #N/A | #N/A | #N/A | #N/A | #N/A | #N/A | #N/A | #N/A | #N/A | #N/A | #N/A | #N/A | #N/A | #N/A | #N/A | #N/A | #N/A
[7 empty] | 2 | 7 | 909 | 21 | 2020-02-07 | Thursday | 4 | No | #N/A | #N/A | #N/A | #N/A | #N/A | #N/A | #N/A | #N/A | #N/A | #N/A | #N/A | #N/A | #N/A | #N/A | #N/A | #N/A | #N/A | #N/A | #N/A | #N/A | #N/A | #N/A | #N/A | #N/A | #N/A | #N/A | #N/A | #N/A | #N/A | #N/A | #N/A | #N/A | #N/A | #N/A | #N/A | #N/A
[7 empty] | 2 | 7 | 910 | 22 | 2020-02-07 | Thursday | 4 | No | #N/A | #N/A | #N/A | #N/A | #N/A | #N/A | #N/A | #N/A | #N/A | #N/A | #N/A | #N/A | #N/A | #N/A | #N/A | #N/A | #N/A | #N/A | #N/A | #N/A | #N/A | #N/A | #N/A | #N/A | #N/A | #N/A | #N/A | #N/A | #N/A | #N/A | #N/A | #N/A | #N/A | #N/A | #N/A | #N/A
[7 empty] | 2 | 7 | 911 | 23 | 2020-02-07 | Thursday | 4 | No | #N/A | #N/A | #N/A | #N/A | #N/A | #N/A | #N/A | #N/A | #N/A | #N/A | #N/A | #N/A | #N/A | #N/A | #N/A | #N/A | #N/A | #N/A | #N/A | #N/A | #N/A | #N/A | #N/A | #N/A | #N/A | #N/A | #N/A | #N/A | #N/A | #N/A | #N/A | #N/A | #N/A | #N/A | #N/A | #N/A
[7 empty] | 2 | 7 | 912 | 24 | 2020-02-07 | Thursday | 4 | No | #N/A | #N/A | #N/A | #N/A | #N/A | #N/A | #N/A | #N/A | #N/A | #N/A | #N/A | #N/A | #N/A | #N/A | #N/A | #N/A | #N/A | #N/A | #N/A | #N/A | #N/A | #N/A | #N/A | #N/A | #N/A | #N/A | #N/A | #N/A | #N/A | #N/A | #N/A | #N/A | #N/A | #N/A | #N/A | #N/A
[7 empty] | 2 | 8 | 913 | 1 | 2020-02-08 | Friday | 5 | No | #N/A | #N/A | #N/A | #N/A | #N/A | #N/A | #N/A | #N/A | #N/A | #N/A | #N/A | #N/A | #N/A | #N/A | #N/A | #N/A | #N/A | #N/A | #N/A | #N/A | #N/A | #N/A | #N/A | #N/A | #N/A | #N/A | #N/A | #N/A | #N/A | #N/A | #N/A | #N/A | #N/A | #N/A | #N/A | #N/A
[7 empty] | 2 | 8 | 914 | 2 | 2020-02-08 | Friday | 5 | No | #N/A | #N/A | #N/A | #N/A | #N/A | #N/A | #N/A | #N/A | #N/A | #N/A | #N/A | #N/A | #N/A | #N/A | #N/A | #N/A | #N/A | #N/A | #N/A | #N/A | #N/A | #N/A | #N/A | #N/A | #N/A | #N/A | #N/A | #N/A | #N/A | #N/A | #N/A | #N/A | #N/A | #N/A | #N/A | #N/A
[7 empty] | 2 | 8 | 915 | 3 | 2020-02-08 | Friday | 5 | No | #N/A | #N/A | #N/A | #N/A | #N/A | #N/A | #N/A | #N/A | #N/A | #N/A | #N/A | #N/A | #N/A | #N/A | #N/A | #N/A | #N/A | #N/A | #N/A | #N/A | #N/A | #N/A | #N/A | #N/A | #N/A | #N/A | #N/A | #N/A | #N/A | #N/A | #N/A | #N/A | #N/A | #N/A | #N/A | #N/A
[7 empty] | 2 | 8 | 916 | 4 | 2020-02-08 | Friday | 5 | No | #N/A | #N/A | #N/A | #N/A | #N/A | #N/A | #N/A | #N/A | #N/A | #N/A | #N/A | #N/A | #N/A | #N/A | #N/A | #N/A | #N/A | #N/A | #N/A | #N/A | #N/A | #N/A | #N/A | #N/A | #N/A | #N/A | #N/A | #N/A | #N/A | #N/A | #N/A | #N/A | #N/A | #N/A | #N/A | #N/A
[7 empty] | 2 | 8 | 917 | 5 | 2020-02-08 | Friday | 5 | No | #N/A | #N/A | #N/A | #N/A | #N/A | #N/A | #N/A | #N/A | #N/A | #N/A | #N/A | #N/A | #N/A | #N/A | #N/A | #N/A | #N/A | #N/A | #N/A | #N/A | #N/A | #N/A | #N/A | #N/A | #N/A | #N/A | #N/A | #N/A | #N/A | #N/A | #N/A | #N/A | #N/A | #N/A | #N/A | #N/A
[7 empty] | 2 | 8 | 918 | 6 | 2020-02-08 | Friday | 5 | No | #N/A | #N/A | #N/A | #N/A | #N/A | #N/A | #N/A | #N/A | #N/A | #N/A | #N/A | #N/A | #N/A | #N/A | #N/A | #N/A | #N/A | #N/A | #N/A | #N/A | #N/A | #N/A | #N/A | #N/A | #N/A | #N/A | #N/A | #N/A | #N/A | #N/A | #N/A | #N/A | #N/A | #N/A | #N/A | #N/A
[7 empty] | 2 | 8 | 919 | 7 | 2020-02-08 | Friday | 5 | No | #N/A | #N/A | #N/A | #N/A | #N/A | #N/A | #N/A | #N/A | #N/A | #N/A | #N/A | #N/A | #N/A | #N/A | #N/A | #N/A | #N/A | #N/A | #N/A | #N/A | #N/A | #N/A | #N/A | #N/A | #N/A | #N/A | #N/A | #N/A | #N/A | #N/A | #N/A | #N/A | #N/A | #N/A | #N/A | #N/A
[7 empty] | 2 | 8 | 920 | 8 | 2020-02-08 | Friday | 5 | No | #N/A | #N/A | #N/A | #N/A | #N/A | #N/A | #N/A | #N/A | #N/A | #N/A | #N/A | #N/A | #N/A | #N/A | #N/A | #N/A | #N/A | #N/A | #N/A | #N/A | #N/A | #N/A | #N/A | #N/A | #N/A | #N/A | #N/A | #N/A | #N/A | #N/A | #N/A | #N/A | #N/A | #N/A | #N/A | #N/A
[7 empty] | 2 | 8 | 921 | 9 | 2020-02-08 | Friday | 5 | No | #N/A | #N/A | #N/A | #N/A | #N/A | #N/A | #N/A | #N/A | #N/A | #N/A | #N/A | #N/A | #N/A | #N/A | #N/A | #N/A | #N/A | #N/A | #N/A | #N/A | #N/A | #N/A | #N/A | #N/A | #N/A | #N/A | #N/A | #N/A | #N/A | #N/A | #N/A | #N/A | #N/A | #N/A | #N/A | #N/A
[7 empty] | 2 | 8 | 922 | 10 | 2020-02-08 | Friday | 5 | No | #N/A | #N/A | #N/A | #N/A | #N/A | #N/A | #N/A | #N/A | #N/A | #N/A | #N/A | #N/A | #N/A | #N/A | #N/A | #N/A | #N/A | #N/A | #N/A | #N/A | #N/A | #N/A | #N/A | #N/A | #N/A | #N/A | #N/A | #N/A | #N/A | #N/A | #N/A | #N/A | #N/A | #N/A | #N/A | #N/A
[7 empty] | 2 | 8 | 923 | 11 | 2020-02-08 | Friday | 5 | No | #N/A | #N/A | #N/A | #N/A | #N/A | #N/A | #N/A | #N/A | #N/A | #N/A | #N/A | #N/A | #N/A | #N/A | #N/A | #N/A | #N/A | #N/A | #N/A | #N/A | #N/A | #N/A | #N/A | #N/A | #N/A | #N/A | #N/A | #N/A | #N/A | #N/A | #N/A | #N/A | #N/A | #N/A | #N/A | #N/A
[7 empty] | 2 | 8 | 924 | 12 | 2020-02-08 | Friday | 5 | No | #N/A | #N/A | #N/A | #N/A | #N/A | #N/A | #N/A | #N/A | #N/A | #N/A | #N/A | #N/A | #N/A | #N/A | #N/A | #N/A | #N/A | #N/A | #N/A | #N/A | #N/A | #N/A | #N/A | #N/A | #N/A | #N/A | #N/A | #N/A | #N/A | #N/A | #N/A | #N/A | #N/A | #N/A | #N/A | #N/A
[7 empty] | 2 | 8 | 925 | 13 | 2020-02-08 | Friday | 5 | No | #N/A | #N/A | #N/A | #N/A | #N/A | #N/A | #N/A | #N/A | #N/A | #N/A | #N/A | #N/A | #N/A | #N/A | #N/A | #N/A | #N/A | #N/A | #N/A | #N/A | #N/A | #N/A | #N/A | #N/A | #N/A | #N/A | #N/A | #N/A | #N/A | #N/A | #N/A | #N/A | #N/A | #N/A | #N/A | #N/A
[7 empty] | 2 | 8 | 926 | 14 | 2020-02-08 | Friday | 5 | No | #N/A | #N/A | #N/A | #N/A | #N/A | #N/A | #N/A | #N/A | #N/A | #N/A | #N/A | #N/A | #N/A | #N/A | #N/A | #N/A | #N/A | #N/A | #N/A | #N/A | #N/A | #N/A | #N/A | #N/A | #N/A | #N/A | #N/A | #N/A | #N/A | #N/A | #N/A | #N/A | #N/A | #N/A | #N/A | #N/A
[7 empty] | 2 | 8 | 927 | 15 | 2020-02-08 | Friday | 5 | No | #N/A | #N/A | #N/A | #N/A | #N/A | #N/A | #N/A | #N/A | #N/A | #N/A | #N/A | #N/A | #N/A | #N/A | #N/A | #N/A | #N/A | #N/A | #N/A | #N/A | #N/A | #N/A | #N/A | #N/A | #N/A | #N/A | #N/A | #N/A | #N/A | #N/A | #N/A | #N/A | #N/A | #N/A | #N/A | #N/A
[7 empty] | 2 | 8 | 928 | 16 | 2020-02-08 | Friday | 5 | No | #N/A | #N/A | #N/A | #N/A | #N/A | #N/A | #N/A | #N/A | #N/A | #N/A | #N/A | #N/A | #N/A | #N/A | #N/A | #N/A | #N/A | #N/A | #N/A | #N/A | #N/A | #N/A | #N/A | #N/A | #N/A | #N/A | #N/A | #N/A | #N/A | #N/A | #N/A | #N/A | #N/A | #N/A | #N/A | #N/A
[7 empty] | 2 | 8 | 929 | 17 | 2020-02-08 | Friday | 5 | No | #N/A | #N/A | #N/A | #N/A | #N/A | #N/A | #N/A | #N/A | #N/A | #N/A | #N/A | #N/A | #N/A | #N/A | #N/A | #N/A | #N/A | #N/A | #N/A | #N/A | #N/A | #N/A | #N/A | #N/A | #N/A | #N/A | #N/A | #N/A | #N/A | #N/A | #N/A | #N/A | #N/A | #N/A | #N/A | #N/A
[7 empty] | 2 | 8 | 930 | 18 | 2020-02-08 | Friday | 5 | No | #N/A | #N/A | #N/A | #N/A | #N/A | #N/A | #N/A | #N/A | #N/A | #N/A | #N/A | #N/A | #N/A | #N/A | #N/A | #N/A | #N/A | #N/A | #N/A | #N/A | #N/A | #N/A | #N/A | #N/A | #N/A | #N/A | #N/A | #N/A | #N/A | #N/A | #N/A | #N/A | #N/A | #N/A | #N/A | #N/A
[7 empty] | 2 | 8 | 931 | 19 | 2020-02-08 | Friday | 5 | No | #N/A | #N/A | #N/A | #N/A | #N/A | #N/A | #N/A | #N/A | #N/A | #N/A | #N/A | #N/A | #N/A | #N/A | #N/A | #N/A | #N/A | #N/A | #N/A | #N/A | #N/A | #N/A | #N/A | #N/A | #N/A | #N/A | #N/A | #N/A | #N/A | #N/A | #N/A | #N/A | #N/A | #N/A | #N/A | #N/A
[7 empty] | 2 | 8 | 932 | 20 | 2020-02-08 | Friday | 5 | No | #N/A | #N/A | #N/A | #N/A | #N/A | #N/A | #N/A | #N/A | #N/A | #N/A | #N/A | #N/A | #N/A | #N/A | #N/A | #N/A | #N/A | #N/A | #N/A | #N/A | #N/A | #N/A | #N/A | #N/A | #N/A | #N/A | #N/A | #N/A | #N/A | #N/A | #N/A | #N/A | #N/A | #N/A | #N/A | #N/A
[7 empty] | 2 | 8 | 933 | 21 | 2020-02-08 | Friday | 5 | No | #N/A | #N/A | #N/A | #N/A | #N/A | #N/A | #N/A | #N/A | #N/A | #N/A | #N/A | #N/A | #N/A | #N/A | #N/A | #N/A | #N/A | #N/A | #N/A | #N/A | #N/A | #N/A | #N/A | #N/A | #N/A | #N/A | #N/A | #N/A | #N/A | #N/A | #N/A | #N/A | #N/A | #N/A | #N/A | #N/A
[7 empty] | 2 | 8 | 934 | 22 | 2020-02-08 | Friday | 5 | No | #N/A | #N/A | #N/A | #N/A | #N/A | #N/A | #N/A | #N/A | #N/A | #N/A | #N/A | #N/A | #N/A | #N/A | #N/A | #N/A | #N/A | #N/A | #N/A | #N/A | #N/A | #N/A | #N/A | #N/A | #N/A | #N/A | #N/A | #N/A | #N/A | #N/A | #N/A | #N/A | #N/A | #N/A | #N/A | #N/A
[7 empty] | 2 | 8 | 935 | 23 | 2020-02-08 | Friday | 5 | No | #N/A | #N/A | #N/A | #N/A | #N/A | #N/A | #N/A | #N/A | #N/A | #N/A | #N/A | #N/A | #N/A | #N/A | #N/A | #N/A | #N/A | #N/A | #N/A | #N/A | #N/A | #N/A | #N/A | #N/A | #N/A | #N/A | #N/A | #N/A | #N/A | #N/A | #N/A | #N/A | #N/A | #N/A | #N/A | #N/A
[7 empty] | 2 | 8 | 936 | 24 | 2020-02-08 | Friday | 5 | No | #N/A | #N/A | #N/A | #N/A | #N/A | #N/A | #N/A | #N/A | #N/A | #N/A | #N/A | #N/A | #N/A | #N/A | #N/A | #N/A | #N/A | #N/A | #N/A | #N/A | #N/A | #N/A | #N/A | #N/A | #N/A | #N/A | #N/A | #N/A | #N/A | #N/A | #N/A | #N/A | #N/A | #N/A | #N/A | #N/A
[7 empty] | 2 | 9 | 937 | 1 | 2020-02-09 | Saturday | 6 | No | #N/A | #N/A | #N/A | #N/A | #N/A | #N/A | #N/A | #N/A | #N/A | #N/A | #N/A | #N/A | #N/A | #N/A | #N/A | #N/A | #N/A | #N/A | #N/A | #N/A | #N/A | #N/A | #N/A | #N/A | #N/A | #N/A | #N/A | #N/A | #N/A | #N/A | #N/A | #N/A | #N/A | #N/A | #N/A | #N/A
[7 empty] | 2 | 9 | 938 | 2 | 2020-02-09 | Saturday | 6 | No | #N/A | #N/A | #N/A | #N/A | #N/A | #N/A | #N/A | #N/A | #N/A | #N/A | #N/A | #N/A | #N/A | #N/A | #N/A | #N/A | #N/A | #N/A | #N/A | #N/A | #N/A | #N/A | #N/A | #N/A | #N/A | #N/A | #N/A | #N/A | #N/A | #N/A | #N/A | #N/A | #N/A | #N/A | #N/A | #N/A
[7 empty] | 2 | 9 | 939 | 3 | 2020-02-09 | Saturday | 6 | No | #N/A | #N/A | #N/A | #N/A | #N/A | #N/A | #N/A | #N/A | #N/A | #N/A | #N/A | #N/A | #N/A | #N/A | #N/A | #N/A | #N/A | #N/A | #N/A | #N/A | #N/A | #N/A | #N/A | #N/A | #N/A | #N/A | #N/A | #N/A | #N/A | #N/A | #N/A | #N/A | #N/A | #N/A | #N/A | #N/A
[7 empty] | 2 | 9 | 940 | 4 | 2020-02-09 | Saturday | 6 | No | #N/A | #N/A | #N/A | #N/A | #N/A | #N/A | #N/A | #N/A | #N/A | #N/A | #N/A | #N/A | #N/A | #N/A | #N/A | #N/A | #N/A | #N/A | #N/A | #N/A | #N/A | #N/A | #N/A | #N/A | #N/A | #N/A | #N/A | #N/A | #N/A | #N/A | #N/A | #N/A | #N/A | #N/A | #N/A | #N/A
[7 empty] | 2 | 9 | 941 | 5 | 2020-02-09 | Saturday | 6 | No | #N/A | #N/A | #N/A | #N/A | #N/A | #N/A | #N/A | #N/A | #N/A | #N/A | #N/A | #N/A | #N/A | #N/A | #N/A | #N/A | #N/A | #N/A | #N/A | #N/A | #N/A | #N/A | #N/A | #N/A | #N/A | #N/A | #N/A | #N/A | #N/A | #N/A | #N/A | #N/A | #N/A | #N/A | #N/A | #N/A
[7 empty] | 2 | 9 | 942 | 6 | 2020-02-09 | Saturday | 6 | No | #N/A | #N/A | #N/A | #N/A | #N/A | #N/A | #N/A | #N/A | #N/A | #N/A | #N/A | #N/A | #N/A | #N/A | #N/A | #N/A | #N/A | #N/A | #N/A | #N/A | #N/A | #N/A | #N/A | #N/A | #N/A | #N/A | #N/A | #N/A | #N/A | #N/A | #N/A | #N/A | #N/A | #N/A | #N/A | #N/A
[7 empty] | 2 | 9 | 943 | 7 | 2020-02-09 | Saturday | 6 | No | #N/A | #N/A | #N/A | #N/A | #N/A | #N/A | #N/A | #N/A | #N/A | #N/A | #N/A | #N/A | #N/A | #N/A | #N/A | #N/A | #N/A | #N/A | #N/A | #N/A | #N/A | #N/A | #N/A | #N/A | #N/A | #N/A | #N/A | #N/A | #N/A | #N/A | #N/A | #N/A | #N/A | #N/A | #N/A | #N/A
[7 empty] | 2 | 9 | 944 | 8 | 2020-02-09 | Saturday | 6 | No | #N/A | #N/A | #N/A | #N/A | #N/A | #N/A | #N/A | #N/A | #N/A | #N/A | #N/A | #N/A | #N/A | #N/A | #N/A | #N/A | #N/A | #N/A | #N/A | #N/A | #N/A | #N/A | #N/A | #N/A | #N/A | #N/A | #N/A | #N/A | #N/A | #N/A | #N/A | #N/A | #N/A | #N/A | #N/A | #N/A
[7 empty] | 2 | 9 | 945 | 9 | 2020-02-09 | Saturday | 6 | No | #N/A | #N/A | #N/A | #N/A | #N/A | #N/A | #N/A | #N/A | #N/A | #N/A | #N/A | #N/A | #N/A | #N/A | #N/A | #N/A | #N/A | #N/A | #N/A | #N/A | #N/A | #N/A | #N/A | #N/A | #N/A | #N/A | #N/A | #N/A | #N/A | #N/A | #N/A | #N/A | #N/A | #N/A | #N/A | #N/A
[7 empty] | 2 | 9 | 946 | 10 | 2020-02-09 | Saturday | 6 | No | #N/A | #N/A | #N/A | #N/A | #N/A | #N/A | #N/A | #N/A | #N/A | #N/A | #N/A | #N/A | #N/A | #N/A | #N/A | #N/A | #N/A | #N/A | #N/A | #N/A | #N/A | #N/A | #N/A | #N/A | #N/A | #N/A | #N/A | #N/A | #N/A | #N/A | #N/A | #N/A | #N/A | #N/A | #N/A | #N/A
[7 empty] | 2 | 9 | 947 | 11 | 2020-02-09 | Saturday | 6 | No | #N/A | #N/A | #N/A | #N/A | #N/A | #N/A | #N/A | #N/A | #N/A | #N/A | #N/A | #N/A | #N/A | #N/A | #N/A | #N/A | #N/A | #N/A | #N/A | #N/A | #N/A | #N/A | #N/A | #N/A | #N/A | #N/A | #N/A | #N/A | #N/A | #N/A | #N/A | #N/A | #N/A | #N/A | #N/A | #N/A
[7 empty] | 2 | 9 | 948 | 12 | 2020-02-09 | Saturday | 6 | No | #N/A | #N/A | #N/A | #N/A | #N/A | #N/A | #N/A | #N/A | #N/A | #N/A | #N/A | #N/A | #N/A | #N/A | #N/A | #N/A | #N/A | #N/A | #N/A | #N/A | #N/A | #N/A | #N/A | #N/A | #N/A | #N/A | #N/A | #N/A | #N/A | #N/A | #N/A | #N/A | #N/A | #N/A | #N/A | #N/A
[7 empty] | 2 | 9 | 949 | 13 | 2020-02-09 | Saturday | 6 | No | #N/A | #N/A | #N/A | #N/A | #N/A | #N/A | #N/A | #N/A | #N/A | #N/A | #N/A | #N/A | #N/A | #N/A | #N/A | #N/A | #N/A | #N/A | #N/A | #N/A | #N/A | #N/A | #N/A | #N/A | #N/A | #N/A | #N/A | #N/A | #N/A | #N/A | #N/A | #N/A | #N/A | #N/A | #N/A | #N/A
[7 empty] | 2 | 9 | 950 | 14 | 2020-02-09 | Saturday | 6 | No | #N/A | #N/A | #N/A | #N/A | #N/A | #N/A | #N/A | #N/A | #N/A | #N/A | #N/A | #N/A | #N/A | #N/A | #N/A | #N/A | #N/A | #N/A | #N/A | #N/A | #N/A | #N/A | #N/A | #N/A | #N/A | #N/A | #N/A | #N/A | #N/A | #N/A | #N/A | #N/A | #N/A | #N/A | #N/A | #N/A
[7 empty] | 2 | 9 | 951 | 15 | 2020-02-09 | Saturday | 6 | No | #N/A | #N/A | #N/A | #N/A | #N/A | #N/A | #N/A | #N/A | #N/A | #N/A | #N/A | #N/A | #N/A | #N/A | #N/A | #N/A | #N/A | #N/A | #N/A | #N/A | #N/A | #N/A | #N/A | #N/A | #N/A | #N/A | #N/A | #N/A | #N/A | #N/A | #N/A | #N/A | #N/A | #N/A | #N/A | #N/A
[7 empty] | 2 | 9 | 952 | 16 | 2020-02-09 | Saturday | 6 | No | #N/A | #N/A | #N/A | #N/A | #N/A | #N/A | #N/A | #N/A | #N/A | #N/A | #N/A | #N/A | #N/A | #N/A | #N/A | #N/A | #N/A | #N/A | #N/A | #N/A | #N/A | #N/A | #N/A | #N/A | #N/A | #N/A | #N/A | #N/A | #N/A | #N/A | #N/A | #N/A | #N/A | #N/A | #N/A | #N/A
[7 empty] | 2 | 9 | 953 | 17 | 2020-02-09 | Saturday | 6 | No | #N/A | #N/A | #N/A | #N/A | #N/A | #N/A | #N/A | #N/A | #N/A | #N/A | #N/A | #N/A | #N/A | #N/A | #N/A | #N/A | #N/A | #N/A | #N/A | #N/A | #N/A | #N/A | #N/A | #N/A | #N/A | #N/A | #N/A | #N/A | #N/A | #N/A | #N/A | #N/A | #N/A | #N/A | #N/A | #N/A
[7 empty] | 2 | 9 | 954 | 18 | 2020-02-09 | Saturday | 6 | No | #N/A | #N/A | #N/A | #N/A | #N/A | #N/A | #N/A | #N/A | #N/A | #N/A | #N/A | #N/A | #N/A | #N/A | #N/A | #N/A | #N/A | #N/A | #N/A | #N/A | #N/A | #N/A | #N/A | #N/A | #N/A | #N/A | #N/A | #N/A | #N/A | #N/A | #N/A | #N/A | #N/A | #N/A | #N/A | #N/A
[7 empty] | 2 | 9 | 955 | 19 | 2020-02-09 | Saturday | 6 | No | #N/A | #N/A | #N/A | #N/A | #N/A | #N/A | #N/A | #N/A | #N/A | #N/A | #N/A | #N/A | #N/A | #N/A | #N/A | #N/A | #N/A | #N/A | #N/A | #N/A | #N/A | #N/A | #N/A | #N/A | #N/A | #N/A | #N/A | #N/A | #N/A | #N/A | #N/A | #N/A | #N/A | #N/A | #N/A | #N/A
[7 empty] | 2 | 9 | 956 | 20 | 2020-02-09 | Saturday | 6 | No | #N/A | #N/A | #N/A | #N/A | #N/A | #N/A | #N/A | #N/A | #N/A | #N/A | #N/A | #N/A | #N/A | #N/A | #N/A | #N/A | #N/A | #N/A | #N/A | #N/A | #N/A | #N/A | #N/A | #N/A | #N/A | #N/A | #N/A | #N/A | #N/A | #N/A | #N/A | #N/A | #N/A | #N/A | #N/A | #N/A
[7 empty] | 2 | 9 | 957 | 21 | 2020-02-09 | Saturday | 6 | No | #N/A | #N/A | #N/A | #N/A | #N/A | #N/A | #N/A | #N/A | #N/A | #N/A | #N/A | #N/A | #N/A | #N/A | #N/A | #N/A | #N/A | #N/A | #N/A | #N/A | #N/A | #N/A | #N/A | #N/A | #N/A | #N/A | #N/A | #N/A | #N/A | #N/A | #N/A | #N/A | #N/A | #N/A | #N/A | #N/A
[7 empty] | 2 | 9 | 958 | 22 | 2020-02-09 | Saturday | 6 | No | #N/A | #N/A | #N/A | #N/A | #N/A | #N/A | #N/A | #N/A | #N/A | #N/A | #N/A | #N/A | #N/A | #N/A | #N/A | #N/A | #N/A | #N/A | #N/A | #N/A | #N/A | #N/A | #N/A | #N/A | #N/A | #N/A | #N/A | #N/A | #N/A | #N/A | #N/A | #N/A | #N/A | #N/A | #N/A | #N/A
[7 empty] | 2 | 9 | 959 | 23 | 2020-02-09 | Saturday | 6 | No | #N/A | #N/A | #N/A | #N/A | #N/A | #N/A | #N/A | #N/A | #N/A | #N/A | #N/A | #N/A | #N/A | #N/A | #N/A | #N/A | #N/A | #N/A | #N/A | #N/A | #N/A | #N/A | #N/A | #N/A | #N/A | #N/A | #N/A | #N/A | #N/A | #N/A | #N/A | #N/A | #N/A | #N/A | #N/A | #N/A
[7 empty] | 2 | 9 | 960 | 24 | 2020-02-09 | Saturday | 6 | No | #N/A | #N/A | #N/A | #N/A | #N/A | #N/A | #N/A | #N/A | #N/A | #N/A | #N/A | #N/A | #N/A | #N/A | #N/A | #N/A | #N/A | #N/A | #N/A | #N/A | #N/A | #N/A | #N/A | #N/A | #N/A | #N/A | #N/A | #N/A | #N/A | #N/A | #N/A | #N/A | #N/A | #N/A | #N/A | #N/A
[7 empty] | 2 | 10 | 961 | 1 | 2020-02-10 | Sunday | 7 | No | #N/A | #N/A | #N/A | #N/A | #N/A | #N/A | #N/A | #N/A | #N/A | #N/A | #N/A | #N/A | #N/A | #N/A | #N/A | #N/A | #N/A | #N/A | #N/A | #N/A | #N/A | #N/A | #N/A | #N/A | #N/A | #N/A | #N/A | #N/A | #N/A | #N/A | #N/A | #N/A | #N/A | #N/A | #N/A | #N/A
[7 empty] | 2 | 10 | 962 | 2 | 2020-02-10 | Sunday | 7 | No | #N/A | #N/A | #N/A | #N/A | #N/A | #N/A | #N/A | #N/A | #N/A | #N/A | #N/A | #N/A | #N/A | #N/A | #N/A | #N/A | #N/A | #N/A | #N/A | #N/A | #N/A | #N/A | #N/A | #N/A | #N/A | #N/A | #N/A | #N/A | #N/A | #N/A | #N/A | #N/A | #N/A | #N/A | #N/A | #N/A
[7 empty] | 2 | 10 | 963 | 3 | 2020-02-10 | Sunday | 7 | No | #N/A | #N/A | #N/A | #N/A | #N/A | #N/A | #N/A | #N/A | #N/A | #N/A | #N/A | #N/A | #N/A | #N/A | #N/A | #N/A | #N/A | #N/A | #N/A | #N/A | #N/A | #N/A | #N/A | #N/A | #N/A | #N/A | #N/A | #N/A | #N/A | #N/A | #N/A | #N/A | #N/A | #N/A | #N/A | #N/A
[7 empty] | 2 | 10 | 964 | 4 | 2020-02-10 | Sunday | 7 | No | #N/A | #N/A | #N/A | #N/A | #N/A | #N/A | #N/A | #N/A | #N/A | #N/A | #N/A | #N/A | #N/A | #N/A | #N/A | #N/A | #N/A | #N/A | #N/A | #N/A | #N/A | #N/A | #N/A | #N/A | #N/A | #N/A | #N/A | #N/A | #N/A | #N/A | #N/A | #N/A | #N/A | #N/A | #N/A | #N/A
[7 empty] | 2 | 10 | 965 | 5 | 2020-02-10 | Sunday | 7 | No | #N/A | #N/A | #N/A | #N/A | #N/A | #N/A | #N/A | #N/A | #N/A | #N/A | #N/A | #N/A | #N/A | #N/A | #N/A | #N/A | #N/A | #N/A | #N/A | #N/A | #N/A | #N/A | #N/A | #N/A | #N/A | #N/A | #N/A | #N/A | #N/A | #N/A | #N/A | #N/A | #N/A | #N/A | #N/A | #N/A
[7 empty] | 2 | 10 | 966 | 6 | 2020-02-10 | Sunday | 7 | No | #N/A | #N/A | #N/A | #N/A | #N/A | #N/A | #N/A | #N/A | #N/A | #N/A | #N/A | #N/A | #N/A | #N/A | #N/A | #N/A | #N/A | #N/A | #N/A | #N/A | #N/A | #N/A | #N/A | #N/A | #N/A | #N/A | #N/A | #N/A | #N/A | #N/A | #N/A | #N/A | #N/A | #N/A | #N/A | #N/A
[7 empty] | 2 | 10 | 967 | 7 | 2020-02-10 | Sunday | 7 | No | #N/A | #N/A | #N/A | #N/A | #N/A | #N/A | #N/A | #N/A | #N/A | #N/A | #N/A | #N/A | #N/A | #N/A | #N/A | #N/A | #N/A | #N/A | #N/A | #N/A | #N/A | #N/A | #N/A | #N/A | #N/A | #N/A | #N/A | #N/A | #N/A | #N/A | #N/A | #N/A | #N/A | #N/A | #N/A | #N/A
[7 empty] | 2 | 10 | 968 | 8 | 2020-02-10 | Sunday | 7 | No | #N/A | #N/A | #N/A | #N/A | #N/A | #N/A | #N/A | #N/A | #N/A | #N/A | #N/A | #N/A | #N/A | #N/A | #N/A | #N/A | #N/A | #N/A | #N/A | #N/A | #N/A | #N/A | #N/A | #N/A | #N/A | #N/A | #N/A | #N/A | #N/A | #N/A | #N/A | #N/A | #N/A | #N/A | #N/A | #N/A
[7 empty] | 2 | 10 | 969 | 9 | 2020-02-10 | Sunday | 7 | No | #N/A | #N/A | #N/A | #N/A | #N/A | #N/A | #N/A | #N/A | #N/A | #N/A | #N/A | #N/A | #N/A | #N/A | #N/A | #N/A | #N/A | #N/A | #N/A | #N/A | #N/A | #N/A | #N/A | #N/A | #N/A | #N/A | #N/A | #N/A | #N/A | #N/A | #N/A | #N/A | #N/A | #N/A | #N/A | #N/A
[7 empty] | 2 | 10 | 970 | 10 | 2020-02-10 | Sunday | 7 | No | #N/A | #N/A | #N/A | #N/A | #N/A | #N/A | #N/A | #N/A | #N/A | #N/A | #N/A | #N/A | #N/A | #N/A | #N/A | #N/A | #N/A | #N/A | #N/A | #N/A | #N/A | #N/A | #N/A | #N/A | #N/A | #N/A | #N/A | #N/A | #N/A | #N/A | #N/A | #N/A | #N/A | #N/A | #N/A | #N/A
[7 empty] | 2 | 10 | 971 | 11 | 2020-02-10 | Sunday | 7 | No | #N/A | #N/A | #N/A | #N/A | #N/A | #N/A | #N/A | #N/A | #N/A | #N/A | #N/A | #N/A | #N/A | #N/A | #N/A | #N/A | #N/A | #N/A | #N/A | #N/A | #N/A | #N/A | #N/A | #N/A | #N/A | #N/A | #N/A | #N/A | #N/A | #N/A | #N/A | #N/A | #N/A | #N/A | #N/A | #N/A
[7 empty] | 2 | 10 | 972 | 12 | 2020-02-10 | Sunday | 7 | No | #N/A | #N/A | #N/A | #N/A | #N/A | #N/A | #N/A | #N/A | #N/A | #N/A | #N/A | #N/A | #N/A | #N/A | #N/A | #N/A | #N/A | #N/A | #N/A | #N/A | #N/A | #N/A | #N/A | #N/A | #N/A | #N/A | #N/A | #N/A | #N/A | #N/A | #N/A | #N/A | #N/A | #N/A | #N/A | #N/A
[7 empty] | 2 | 10 | 973 | 13 | 2020-02-10 | Sunday | 7 | No | #N/A | #N/A | #N/A | #N/A | #N/A | #N/A | #N/A | #N/A | #N/A | #N/A | #N/A | #N/A | #N/A | #N/A | #N/A | #N/A | #N/A | #N/A | #N/A | #N/A | #N/A | #N/A | #N/A | #N/A | #N/A | #N/A | #N/A | #N/A | #N/A | #N/A | #N/A | #N/A | #N/A | #N/A | #N/A | #N/A
[7 empty] | 2 | 10 | 974 | 14 | 2020-02-10 | Sunday | 7 | No | #N/A | #N/A | #N/A | #N/A | #N/A | #N/A | #N/A | #N/A | #N/A | #N/A | #N/A | #N/A | #N/A | #N/A | #N/A | #N/A | #N/A | #N/A | #N/A | #N/A | #N/A | #N/A | #N/A | #N/A | #N/A | #N/A | #N/A | #N/A | #N/A | #N/A | #N/A | #N/A | #N/A | #N/A | #N/A | #N/A
[7 empty] | 2 | 10 | 975 | 15 | 2020-02-10 | Sunday | 7 | No | #N/A | #N/A | #N/A | #N/A | #N/A | #N/A | #N/A | #N/A | #N/A | #N/A | #N/A | #N/A | #N/A | #N/A | #N/A | #N/A | #N/A | #N/A | #N/A | #N/A | #N/A | #N/A | #N/A | #N/A | #N/A | #N/A | #N/A | #N/A | #N/A | #N/A | #N/A | #N/A | #N/A | #N/A | #N/A | #N/A
[7 empty] | 2 | 10 | 976 | 16 | 2020-02-10 | Sunday | 7 | No | #N/A | #N/A | #N/A | #N/A | #N/A | #N/A | #N/A | #N/A | #N/A | #N/A | #N/A | #N/A | #N/A | #N/A | #N/A | #N/A | #N/A | #N/A | #N/A | #N/A | #N/A | #N/A | #N/A | #N/A | #N/A | #N/A | #N/A | #N/A | #N/A | #N/A | #N/A | #N/A | #N/A | #N/A | #N/A | #N/A
[7 empty] | 2 | 10 | 977 | 17 | 2020-02-10 | Sunday | 7 | No | #N/A | #N/A | #N/A | #N/A | #N/A | #N/A | #N/A | #N/A | #N/A | #N/A | #N/A | #N/A | #N/A | #N/A | #N/A | #N/A | #N/A | #N/A | #N/A | #N/A | #N/A | #N/A | #N/A | #N/A | #N/A | #N/A | #N/A | #N/A | #N/A | #N/A | #N/A | #N/A | #N/A | #N/A | #N/A | #N/A
[7 empty] | 2 | 10 | 978 | 18 | 2020-02-10 | Sunday | 7 | No | #N/A | #N/A | #N/A | #N/A | #N/A | #N/A | #N/A | #N/A | #N/A | #N/A | #N/A | #N/A | #N/A | #N/A | #N/A | #N/A | #N/A | #N/A | #N/A | #N/A | #N/A | #N/A | #N/A | #N/A | #N/A | #N/A | #N/A | #N/A | #N/A | #N/A | #N/A | #N/A | #N/A | #N/A | #N/A | #N/A
[7 empty] | 2 | 10 | 979 | 19 | 2020-02-10 | Sunday | 7 | No | #N/A | #N/A | #N/A | #N/A | #N/A | #N/A | #N/A | #N/A | #N/A | #N/A | #N/A | #N/A | #N/A | #N/A | #N/A | #N/A | #N/A | #N/A | #N/A | #N/A | #N/A | #N/A | #N/A | #N/A | #N/A | #N/A | #N/A | #N/A | #N/A | #N/A | #N/A | #N/A | #N/A | #N/A | #N/A | #N/A
[7 empty] | 2 | 10 | 980 | 20 | 2020-02-10 | Sunday | 7 | No | #N/A | #N/A | #N/A | #N/A | #N/A | #N/A | #N/A | #N/A | #N/A | #N/A | #N/A | #N/A | #N/A | #N/A | #N/A | #N/A | #N/A | #N/A | #N/A | #N/A | #N/A | #N/A | #N/A | #N/A | #N/A | #N/A | #N/A | #N/A | #N/A | #N/A | #N/A | #N/A | #N/A | #N/A | #N/A | #N/A
[7 empty] | 2 | 10 | 981 | 21 | 2020-02-10 | Sunday | 7 | No | #N/A | #N/A | #N/A | #N/A | #N/A | #N/A | #N/A | #N/A | #N/A | #N/A | #N/A | #N/A | #N/A | #N/A | #N/A | #N/A | #N/A | #N/A | #N/A | #N/A | #N/A | #N/A | #N/A | #N/A | #N/A | #N/A | #N/A | #N/A | #N/A | #N/A | #N/A | #N/A | #N/A | #N/A | #N/A | #N/A
[7 empty] | 2 | 10 | 982 | 22 | 2020-02-10 | Sunday | 7 | No | #N/A | #N/A | #N/A | #N/A | #N/A | #N/A | #N/A | #N/A | #N/A | #N/A | #N/A | #N/A | #N/A | #N/A | #N/A | #N/A | #N/A | #N/A | #N/A | #N/A | #N/A | #N/A | #N/A | #N/A | #N/A | #N/A | #N/A | #N/A | #N/A | #N/A | #N/A | #N/A | #N/A | #N/A | #N/A | #N/A
[7 empty] | 2 | 10 | 983 | 23 | 2020-02-10 | Sunday | 7 | No | #N/A | #N/A | #N/A | #N/A | #N/A | #N/A | #N/A | #N/A | #N/A | #N/A | #N/A | #N/A | #N/A | #N/A | #N/A | #N/A | #N/A | #N/A | #N/A | #N/A | #N/A | #N/A | #N/A | #N/A | #N/A | #N/A | #N/A | #N/A | #N/A | #N/A | #N/A | #N/A | #N/A | #N/A | #N/A | #N/A
[7 empty] | 2 | 10 | 984 | 24 | 2020-02-10 | Sunday | 7 | No | #N/A | #N/A | #N/A | #N/A | #N/A | #N/A | #N/A | #N/A | #N/A | #N/A | #N/A | #N/A | #N/A | #N/A | #N/A | #N/A | #N/A | #N/A | #N/A | #N/A | #N/A | #N/A | #N/A | #N/A | #N/A | #N/A | #N/A | #N/A | #N/A | #N/A | #N/A | #N/A | #N/A | #N/A | #N/A | #N/A
[7 empty] | 2 | 11 | 985 | 1 | 2020-02-11 | Monday | 1 | No | #N/A | #N/A | #N/A | #N/A | #N/A | #N/A | #N/A | #N/A | #N/A | #N/A | #N/A | #N/A | #N/A | #N/A | #N/A | #N/A | #N/A | #N/A | #N/A | #N/A | #N/A | #N/A | #N/A | #N/A | #N/A | #N/A | #N/A | #N/A | #N/A | #N/A | #N/A | #N/A | #N/A | #N/A | #N/A | #N/A
[7 empty] | 2 | 11 | 986 | 2 | 2020-02-11 | Monday | 1 | No | #N/A | #N/A | #N/A | #N/A | #N/A | #N/A | #N/A | #N/A | #N/A | #N/A | #N/A | #N/A | #N/A | #N/A | #N/A | #N/A | #N/A | #N/A | #N/A | #N/A | #N/A | #N/A | #N/A | #N/A | #N/A | #N/A | #N/A | #N/A | #N/A | #N/A | #N/A | #N/A | #N/A | #N/A | #N/A | #N/A
[7 empty] | 2 | 11 | 987 | 3 | 2020-02-11 | Monday | 1 | No | #N/A | #N/A | #N/A | #N/A | #N/A | #N/A | #N/A | #N/A | #N/A | #N/A | #N/A | #N/A | #N/A | #N/A | #N/A | #N/A | #N/A | #N/A | #N/A | #N/A | #N/A | #N/A | #N/A | #N/A | #N/A | #N/A | #N/A | #N/A | #N/A | #N/A | #N/A | #N/A | #N/A | #N/A | #N/A | #N/A
[7 empty] | 2 | 11 | 988 | 4 | 2020-02-11 | Monday | 1 | No | #N/A | #N/A | #N/A | #N/A | #N/A | #N/A | #N/A | #N/A | #N/A | #N/A | #N/A | #N/A | #N/A | #N/A | #N/A | #N/A | #N/A | #N/A | #N/A | #N/A | #N/A | #N/A | #N/A | #N/A | #N/A | #N/A | #N/A | #N/A | #N/A | #N/A | #N/A | #N/A | #N/A | #N/A | #N/A | #N/A
[7 empty] | 2 | 11 | 989 | 5 | 2020-02-11 | Monday | 1 | No | #N/A | #N/A | #N/A | #N/A | #N/A | #N/A | #N/A | #N/A | #N/A | #N/A | #N/A | #N/A | #N/A | #N/A | #N/A | #N/A | #N/A | #N/A | #N/A | #N/A | #N/A | #N/A | #N/A | #N/A | #N/A | #N/A | #N/A | #N/A | #N/A | #N/A | #N/A | #N/A | #N/A | #N/A | #N/A | #N/A
[7 empty] | 2 | 11 | 990 | 6 | 2020-02-11 | Monday | 1 | No | #N/A | #N/A | #N/A | #N/A | #N/A | #N/A | #N/A | #N/A | #N/A | #N/A | #N/A | #N/A | #N/A | #N/A | #N/A | #N/A | #N/A | #N/A | #N/A | #N/A | #N/A | #N/A | #N/A | #N/A | #N/A | #N/A | #N/A | #N/A | #N/A | #N/A | #N/A | #N/A | #N/A | #N/A | #N/A | #N/A
[7 empty] | 2 | 11 | 991 | 7 | 2020-02-11 | Monday | 1 | No | #N/A | #N/A | #N/A | #N/A | #N/A | #N/A | #N/A | #N/A | #N/A | #N/A | #N/A | #N/A | #N/A | #N/A | #N/A | #N/A | #N/A | #N/A | #N/A | #N/A | #N/A | #N/A | #N/A | #N/A | #N/A | #N/A | #N/A | #N/A | #N/A | #N/A | #N/A | #N/A | #N/A | #N/A | #N/A | #N/A
[7 empty] | 2 | 11 | 992 | 8 | 2020-02-11 | Monday | 1 | No | #N/A | #N/A | #N/A | #N/A | #N/A | #N/A | #N/A | #N/A | #N/A | #N/A | #N/A | #N/A | #N/A | #N/A | #N/A | #N/A | #N/A | #N/A | #N/A | #N/A | #N/A | #N/A | #N/A | #N/A | #N/A | #N/A | #N/A | #N/A | #N/A | #N/A | #N/A | #N/A | #N/A | #N/A | #N/A | #N/A
[7 empty] | 2 | 11 | 993 | 9 | 2020-02-11 | Monday | 1 | No | #N/A | #N/A | #N/A | #N/A | #N/A | #N/A | #N/A | #N/A | #N/A | #N/A | #N/A | #N/A | #N/A | #N/A | #N/A | #N/A | #N/A | #N/A | #N/A | #N/A | #N/A | #N/A | #N/A | #N/A | #N/A | #N/A | #N/A | #N/A | #N/A | #N/A | #N/A | #N/A | #N/A | #N/A | #N/A | #N/A
[7 empty] | 2 | 11 | 994 | 10 | 2020-02-11 | Monday | 1 | No | #N/A | #N/A | #N/A | #N/A | #N/A | #N/A | #N/A | #N/A | #N/A | #N/A | #N/A | #N/A | #N/A | #N/A | #N/A | #N/A | #N/A | #N/A | #N/A | #N/A | #N/A | #N/A | #N/A | #N/A | #N/A | #N/A | #N/A | #N/A | #N/A | #N/A | #N/A | #N/A | #N/A | #N/A | #N/A | #N/A
[7 empty] | 2 | 11 | 995 | 11 | 2020-02-11 | Monday | 1 | No | #N/A | #N/A | #N/A | #N/A | #N/A | #N/A | #N/A | #N/A | #N/A | #N/A | #N/A | #N/A | #N/A | #N/A | #N/A | #N/A | #N/A | #N/A | #N/A | #N/A | #N/A | #N/A | #N/A | #N/A | #N/A | #N/A | #N/A | #N/A | #N/A | #N/A | #N/A | #N/A | #N/A | #N/A | #N/A | #N/A
[7 empty] | 2 | 11 | 996 | 12 | 2020-02-11 | Monday | 1 | No | #N/A | #N/A | #N/A | #N/A | #N/A | #N/A | #N/A | #N/A | #N/A | #N/A | #N/A | #N/A | #N/A | #N/A | #N/A | #N/A | #N/A | #N/A | #N/A | #N/A | #N/A | #N/A | #N/A | #N/A | #N/A | #N/A | #N/A | #N/A | #N/A | #N/A | #N/A | #N/A | #N/A | #N/A | #N/A | #N/A
[7 empty] | 2 | 11 | 997 | 13 | 2020-02-11 | Monday | 1 | No | #N/A | #N/A | #N/A | #N/A | #N/A | #N/A | #N/A | #N/A | #N/A | #N/A | #N/A | #N/A | #N/A | #N/A | #N/A | #N/A | #N/A | #N/A | #N/A | #N/A | #N/A | #N/A | #N/A | #N/A | #N/A | #N/A | #N/A | #N/A | #N/A | #N/A | #N/A | #N/A | #N/A | #N/A | #N/A | #N/A
[7 empty] | 2 | 11 | 998 | 14 | 2020-02-11 | Monday | 1 | No | #N/A | #N/A | #N/A | #N/A | #N/A | #N/A | #N/A | #N/A | #N/A | #N/A | #N/A | #N/A | #N/A | #N/A | #N/A | #N/A | #N/A | #N/A | #N/A | #N/A | #N/A | #N/A | #N/A | #N/A | #N/A | #N/A | #N/A | #N/A | #N/A | #N/A | #N/A | #N/A | #N/A | #N/A | #N/A | #N/A
[7 empty] | 2 | 11 | 999 | 15 | 2020-02-11 | Monday | 1 | No | #N/A | #N/A | #N/A | #N/A | #N/A | #N/A | #N/A | #N/A | #N/A | #N/A | #N/A | #N/A | #N/A | #N/A | #N/A | #N/A | #N/A | #N/A | #N/A | #N/A | #N/A | #N/A | #N/A | #N/A | #N/A | #N/A | #N/A | #N/A | #N/A | #N/A | #N/A | #N/A | #N/A | #N/A | #N/A | #N/A
[7 empty] | 2 | 11 | 1000 | 16 | 2020-02-11 | Monday | 1 | No | #N/A | #N/A | #N/A | #N/A | #N/A | #N/A | #N/A | #N/A | #N/A | #N/A | #N/A | #N/A | #N/A | #N/A | #N/A | #N/A | #N/A | #N/A | #N/A | #N/A | #N/A | #N/A | #N/A | #N/A | #N/A | #N/A | #N/A | #N/A | #N/A | #N/A | #N/A | #N/A | #N/A | #N/A | #N/A | #N/A
[7 empty] | 2 | 11 | 1001 | 17 | 2020-02-11 | Monday | 1 | No | #N/A | #N/A | #N/A | #N/A | #N/A | #N/A | #N/A | #N/A | #N/A | #N/A | #N/A | #N/A | #N/A | #N/A | #N/A | #N/A | #N/A | #N/A | #N/A | #N/A | #N/A | #N/A | #N/A | #N/A | #N/A | #N/A | #N/A | #N/A | #N/A | #N/A | #N/A | #N/A | #N/A | #N/A | #N/A | #N/A
[7 empty] | 2 | 11 | 1002 | 18 | 2020-02-11 | Monday | 1 | No | #N/A | #N/A | #N/A | #N/A | #N/A | #N/A | #N/A | #N/A | #N/A | #N/A | #N/A | #N/A | #N/A | #N/A | #N/A | #N/A | #N/A | #N/A | #N/A | #N/A | #N/A | #N/A | #N/A | #N/A | #N/A | #N/A | #N/A | #N/A | #N/A | #N/A | #N/A | #N/A | #N/A | #N/A | #N/A | #N/A
[7 empty] | 2 | 11 | 1003 | 19 | 2020-02-11 | Monday | 1 | No | #N/A | #N/A | #N/A | #N/A | #N/A | #N/A | #N/A | #N/A | #N/A | #N/A | #N/A | #N/A | #N/A | #N/A | #N/A | #N/A | #N/A | #N/A | #N/A | #N/A | #N/A | #N/A | #N/A | #N/A | #N/A | #N/A | #N/A | #N/A | #N/A | #N/A | #N/A | #N/A | #N/A | #N/A | #N/A | #N/A
[7 empty] | 2 | 11 | 1004 | 20 | 2020-02-11 | Monday | 1 | No | #N/A | #N/A | #N/A | #N/A | #N/A | #N/A | #N/A | #N/A | #N/A | #N/A | #N/A | #N/A | #N/A | #N/A | #N/A | #N/A | #N/A | #N/A | #N/A | #N/A | #N/A | #N/A | #N/A | #N/A | #N/A | #N/A | #N/A | #N/A | #N/A | #N/A | #N/A | #N/A | #N/A | #N/A | #N/A | #N/A
[7 empty] | 2 | 11 | 1005 | 21 | 2020-02-11 | Monday | 1 | No | #N/A | #N/A | #N/A | #N/A | #N/A | #N/A | #N/A | #N/A | #N/A | #N/A | #N/A | #N/A | #N/A | #N/A | #N/A | #N/A | #N/A | #N/A | #N/A | #N/A | #N/A | #N/A | #N/A | #N/A | #N/A | #N/A | #N/A | #N/A | #N/A | #N/A | #N/A | #N/A | #N/A | #N/A | #N/A | #N/A
[7 empty] | 2 | 11 | 1006 | 22 | 2020-02-11 | Monday | 1 | No | #N/A | #N/A | #N/A | #N/A | #N/A | #N/A | #N/A | #N/A | #N/A | #N/A | #N/A | #N/A | #N/A | #N/A | #N/A | #N/A | #N/A | #N/A | #N/A | #N/A | #N/A | #N/A | #N/A | #N/A | #N/A | #N/A | #N/A | #N/A | #N/A | #N/A | #N/A | #N/A | #N/A | #N/A | #N/A | #N/A
[7 empty] | 2 | 11 | 1007 | 23 | 2020-02-11 | Monday | 1 | No | #N/A | #N/A | #N/A | #N/A | #N/A | #N/A | #N/A | #N/A | #N/A | #N/A | #N/A | #N/A | #N/A | #N/A | #N/A | #N/A | #N/A | #N/A | #N/A | #N/A | #N/A | #N/A | #N/A | #N/A | #N/A | #N/A | #N/A | #N/A | #N/A | #N/A | #N/A | #N/A | #N/A | #N/A | #N/A | #N/A
[7 empty] | 2 | 11 | 1008 | 24 | 2020-02-11 | Monday | 1 | No | #N/A | #N/A | #N/A | #N/A | #N/A | #N/A | #N/A | #N/A | #N/A | #N/A | #N/A | #N/A | #N/A | #N/A | #N/A | #N/A | #N/A | #N/A | #N/A | #N/A | #N/A | #N/A | #N/A | #N/A | #N/A | #N/A | #N/A | #N/A | #N/A | #N/A | #N/A | #N/A | #N/A | #N/A | #N/A | #N/A
[7 empty] | 2 | 12 | 1009 | 1 | 2020-02-12 | Tuesday | 2 | No | #N/A | #N/A | #N/A | #N/A | #N/A | #N/A | #N/A | #N/A | #N/A | #N/A | #N/A | #N/A | #N/A | #N/A | #N/A | #N/A | #N/A | #N/A | #N/A | #N/A | #N/A | #N/A | #N/A | #N/A | #N/A | #N/A | #N/A | #N/A | #N/A | #N/A | #N/A | #N/A | #N/A | #N/A | #N/A | #N/A
[7 empty] | 2 | 12 | 1010 | 2 | 2020-02-12 | Tuesday | 2 | No | #N/A | #N/A | #N/A | #N/A | #N/A | #N/A | #N/A | #N/A | #N/A | #N/A | #N/A | #N/A | #N/A | #N/A | #N/A | #N/A | #N/A | #N/A | #N/A | #N/A | #N/A | #N/A | #N/A | #N/A | #N/A | #N/A | #N/A | #N/A | #N/A | #N/A | #N/A | #N/A | #N/A | #N/A | #N/A | #N/A
[7 empty] | 2 | 12 | 1011 | 3 | 2020-02-12 | Tuesday | 2 | No | #N/A | #N/A | #N/A | #N/A | #N/A | #N/A | #N/A | #N/A | #N/A | #N/A | #N/A | #N/A | #N/A | #N/A | #N/A | #N/A | #N/A | #N/A | #N/A | #N/A | #N/A | #N/A | #N/A | #N/A | #N/A | #N/A | #N/A | #N/A | #N/A | #N/A | #N/A | #N/A | #N/A | #N/A | #N/A | #N/A
[7 empty] | 2 | 12 | 1012 | 4 | 2020-02-12 | Tuesday | 2 | No | #N/A | #N/A | #N/A | #N/A | #N/A | #N/A | #N/A | #N/A | #N/A | #N/A | #N/A | #N/A | #N/A | #N/A | #N/A | #N/A | #N/A | #N/A | #N/A | #N/A | #N/A | #N/A | #N/A | #N/A | #N/A | #N/A | #N/A | #N/A | #N/A | #N/A | #N/A | #N/A | #N/A | #N/A | #N/A | #N/A
[7 empty] | 2 | 12 | 1013 | 5 | 2020-02-12 | Tuesday | 2 | No | #N/A | #N/A | #N/A | #N/A | #N/A | #N/A | #N/A | #N/A | #N/A | #N/A | #N/A | #N/A | #N/A | #N/A | #N/A | #N/A | #N/A | #N/A | #N/A | #N/A | #N/A | #N/A | #N/A | #N/A | #N/A | #N/A | #N/A | #N/A | #N/A | #N/A | #N/A | #N/A | #N/A | #N/A | #N/A | #N/A
[7 empty] | 2 | 12 | 1014 | 6 | 2020-02-12 | Tuesday | 2 | No | #N/A | #N/A | #N/A | #N/A | #N/A | #N/A | #N/A | #N/A | #N/A | #N/A | #N/A | #N/A | #N/A | #N/A | #N/A | #N/A | #N/A | #N/A | #N/A | #N/A | #N/A | #N/A | #N/A | #N/A | #N/A | #N/A | #N/A | #N/A | #N/A | #N/A | #N/A | #N/A | #N/A | #N/A | #N/A | #N/A
[7 empty] | 2 | 12 | 1015 | 7 | 2020-02-12 | Tuesday | 2 | No | #N/A | #N/A | #N/A | #N/A | #N/A | #N/A | #N/A | #N/A | #N/A | #N/A | #N/A | #N/A | #N/A | #N/A | #N/A | #N/A | #N/A | #N/A | #N/A | #N/A | #N/A | #N/A | #N/A | #N/A | #N/A | #N/A | #N/A | #N/A | #N/A | #N/A | #N/A | #N/A | #N/A | #N/A | #N/A | #N/A
[7 empty] | 2 | 12 | 1016 | 8 | 2020-02-12 | Tuesday | 2 | No | #N/A | #N/A | #N/A | #N/A | #N/A | #N/A | #N/A | #N/A | #N/A | #N/A | #N/A | #N/A | #N/A | #N/A | #N/A | #N/A | #N/A | #N/A | #N/A | #N/A | #N/A | #N/A | #N/A | #N/A | #N/A | #N/A | #N/A | #N/A | #N/A | #N/A | #N/A | #N/A | #N/A | #N/A | #N/A | #N/A
[7 empty] | 2 | 12 | 1017 | 9 | 2020-02-12 | Tuesday | 2 | No | #N/A | #N/A | #N/A | #N/A | #N/A | #N/A | #N/A | #N/A | #N/A | #N/A | #N/A | #N/A | #N/A | #N/A | #N/A | #N/A | #N/A | #N/A | #N/A | #N/A | #N/A | #N/A | #N/A | #N/A | #N/A | #N/A | #N/A | #N/A | #N/A | #N/A | #N/A | #N/A | #N/A | #N/A | #N/A | #N/A
[7 empty] | 2 | 12 | 1018 | 10 | 2020-02-12 | Tuesday | 2 | No | #N/A | #N/A | #N/A | #N/A | #N/A | #N/A | #N/A | #N/A | #N/A | #N/A | #N/A | #N/A | #N/A | #N/A | #N/A | #N/A | #N/A | #N/A | #N/A | #N/A | #N/A | #N/A | #N/A | #N/A | #N/A | #N/A | #N/A | #N/A | #N/A | #N/A | #N/A | #N/A | #N/A | #N/A | #N/A | #N/A
[7 empty] | 2 | 12 | 1019 | 11 | 2020-02-12 | Tuesday | 2 | No | #N/A | #N/A | #N/A | #N/A | #N/A | #N/A | #N/A | #N/A | #N/A | #N/A | #N/A | #N/A | #N/A | #N/A | #N/A | #N/A | #N/A | #N/A | #N/A | #N/A | #N/A | #N/A | #N/A | #N/A | #N/A | #N/A | #N/A | #N/A | #N/A | #N/A | #N/A | #N/A | #N/A | #N/A | #N/A | #N/A
[7 empty] | 2 | 12 | 1020 | 12 | 2020-02-12 | Tuesday | 2 | No | #N/A | #N/A | #N/A | #N/A | #N/A | #N/A | #N/A | #N/A | #N/A | #N/A | #N/A | #N/A | #N/A | #N/A | #N/A | #N/A | #N/A | #N/A | #N/A | #N/A | #N/A | #N/A | #N/A | #N/A | #N/A | #N/A | #N/A | #N/A | #N/A | #N/A | #N/A | #N/A | #N/A | #N/A | #N/A | #N/A
[7 empty] | 2 | 12 | 1021 | 13 | 2020-02-12 | Tuesday | 2 | No | #N/A | #N/A | #N/A | #N/A | #N/A | #N/A | #N/A | #N/A | #N/A | #N/A | #N/A | #N/A | #N/A | #N/A | #N/A | #N/A | #N/A | #N/A | #N/A | #N/A | #N/A | #N/A | #N/A | #N/A | #N/A | #N/A | #N/A | #N/A | #N/A | #N/A | #N/A | #N/A | #N/A | #N/A | #N/A | #N/A
[7 empty] | 2 | 12 | 1022 | 14 | 2020-02-12 | Tuesday | 2 | No | #N/A | #N/A | #N/A | #N/A | #N/A | #N/A | #N/A | #N/A | #N/A | #N/A | #N/A | #N/A | #N/A | #N/A | #N/A | #N/A | #N/A | #N/A | #N/A | #N/A | #N/A | #N/A | #N/A | #N/A | #N/A | #N/A | #N/A | #N/A | #N/A | #N/A | #N/A | #N/A | #N/A | #N/A | #N/A | #N/A
[7 empty] | 2 | 12 | 1023 | 15 | 2020-02-12 | Tuesday | 2 | No | #N/A | #N/A | #N/A | #N/A | #N/A | #N/A | #N/A | #N/A | #N/A | #N/A | #N/A | #N/A | #N/A | #N/A | #N/A | #N/A | #N/A | #N/A | #N/A | #N/A | #N/A | #N/A | #N/A | #N/A | #N/A | #N/A | #N/A | #N/A | #N/A | #N/A | #N/A | #N/A | #N/A | #N/A | #N/A | #N/A
[7 empty] | 2 | 12 | 1024 | 16 | 2020-02-12 | Tuesday | 2 | No | #N/A | #N/A | #N/A | #N/A | #N/A | #N/A | #N/A | #N/A | #N/A | #N/A | #N/A | #N/A | #N/A | #N/A | #N/A | #N/A | #N/A | #N/A | #N/A | #N/A | #N/A | #N/A | #N/A | #N/A | #N/A | #N/A | #N/A | #N/A | #N/A | #N/A | #N/A | #N/A | #N/A | #N/A | #N/A | #N/A
[7 empty] | 2 | 12 | 1025 | 17 | 2020-02-12 | Tuesday | 2 | No | #N/A | #N/A | #N/A | #N/A | #N/A | #N/A | #N/A | #N/A | #N/A | #N/A | #N/A | #N/A | #N/A | #N/A | #N/A | #N/A | #N/A | #N/A | #N/A | #N/A | #N/A | #N/A | #N/A | #N/A | #N/A | #N/A | #N/A | #N/A | #N/A | #N/A | #N/A | #N/A | #N/A | #N/A | #N/A | #N/A
[7 empty] | 2 | 12 | 1026 | 18 | 2020-02-12 | Tuesday | 2 | No | #N/A | #N/A | #N/A | #N/A | #N/A | #N/A | #N/A | #N/A | #N/A | #N/A | #N/A | #N/A | #N/A | #N/A | #N/A | #N/A | #N/A | #N/A | #N/A | #N/A | #N/A | #N/A | #N/A | #N/A | #N/A | #N/A | #N/A | #N/A | #N/A | #N/A | #N/A | #N/A | #N/A | #N/A | #N/A | #N/A
[7 empty] | 2 | 12 | 1027 | 19 | 2020-02-12 | Tuesday | 2 | No | #N/A | #N/A | #N/A | #N/A | #N/A | #N/A | #N/A | #N/A | #N/A | #N/A | #N/A | #N/A | #N/A | #N/A | #N/A | #N/A | #N/A | #N/A | #N/A | #N/A | #N/A | #N/A | #N/A | #N/A | #N/A | #N/A | #N/A | #N/A | #N/A | #N/A | #N/A | #N/A | #N/A | #N/A | #N/A | #N/A
[7 empty] | 2 | 12 | 1028 | 20 | 2020-02-12 | Tuesday | 2 | No | #N/A | #N/A | #N/A | #N/A | #N/A | #N/A | #N/A | #N/A | #N/A | #N/A | #N/A | #N/A | #N/A | #N/A | #N/A | #N/A | #N/A | #N/A | #N/A | #N/A | #N/A | #N/A | #N/A | #N/A | #N/A | #N/A | #N/A | #N/A | #N/A | #N/A | #N/A | #N/A | #N/A | #N/A | #N/A | #N/A
[7 empty] | 2 | 12 | 1029 | 21 | 2020-02-12 | Tuesday | 2 | No | #N/A | #N/A | #N/A | #N/A | #N/A | #N/A | #N/A | #N/A | #N/A | #N/A | #N/A | #N/A | #N/A | #N/A | #N/A | #N/A | #N/A | #N/A | #N/A | #N/A | #N/A | #N/A | #N/A | #N/A | #N/A | #N/A | #N/A | #N/A | #N/A | #N/A | #N/A | #N/A | #N/A | #N/A | #N/A | #N/A
[7 empty] | 2 | 12 | 1030 | 22 | 2020-02-12 | Tuesday | 2 | No | #N/A | #N/A | #N/A | #N/A | #N/A | #N/A | #N/A | #N/A | #N/A | #N/A | #N/A | #N/A | #N/A | #N/A | #N/A | #N/A | #N/A | #N/A | #N/A | #N/A | #N/A | #N/A | #N/A | #N/A | #N/A | #N/A | #N/A | #N/A | #N/A | #N/A | #N/A | #N/A | #N/A | #N/A | #N/A | #N/A
[7 empty] | 2 | 12 | 1031 | 23 | 2020-02-12 | Tuesday | 2 | No | #N/A | #N/A | #N/A | #N/A | #N/A | #N/A | #N/A | #N/A | #N/A | #N/A | #N/A | #N/A | #N/A | #N/A | #N/A | #N/A | #N/A | #N/A | #N/A | #N/A | #N/A | #N/A | #N/A | #N/A | #N/A | #N/A | #N/A | #N/A | #N/A | #N/A | #N/A | #N/A | #N/A | #N/A | #N/A | #N/A
[7 empty] | 2 | 12 | 1032 | 24 | 2020-02-12 | Tuesday | 2 | No | #N/A | #N/A | #N/A | #N/A | #N/A | #N/A | #N/A | #N/A | #N/A | #N/A | #N/A | #N/A | #N/A | #N/A | #N/A | #N/A | #N/A | #N/A | #N/A | #N/A | #N/A | #N/A | #N/A | #N/A | #N/A | #N/A | #N/A | #N/A | #N/A | #N/A | #N/A | #N/A | #N/A | #N/A | #N/A | #N/A
[7 empty] | 2 | 13 | 1033 | 1 | 2020-02-13 | Wednesday | 3 | No | #N/A | #N/A | #N/A | #N/A | #N/A | #N/A | #N/A | #N/A | #N/A | #N/A | #N/A | #N/A | #N/A | #N/A | #N/A | #N/A | #N/A | #N/A | #N/A | #N/A | #N/A | #N/A | #N/A | #N/A | #N/A | #N/A | #N/A | #N/A | #N/A | #N/A | #N/A | #N/A | #N/A | #N/A | #N/A | #N/A
[7 empty] | 2 | 13 | 1034 | 2 | 2020-02-13 | Wednesday | 3 | No | #N/A | #N/A | #N/A | #N/A | #N/A | #N/A | #N/A | #N/A | #N/A | #N/A | #N/A | #N/A | #N/A | #N/A | #N/A | #N/A | #N/A | #N/A | #N/A | #N/A | #N/A | #N/A | #N/A | #N/A | #N/A | #N/A | #N/A | #N/A | #N/A | #N/A | #N/A | #N/A | #N/A | #N/A | #N/A | #N/A
[7 empty] | 2 | 13 | 1035 | 3 | 2020-02-13 | Wednesday | 3 | No | #N/A | #N/A | #N/A | #N/A | #N/A | #N/A | #N/A | #N/A | #N/A | #N/A | #N/A | #N/A | #N/A | #N/A | #N/A | #N/A | #N/A | #N/A | #N/A | #N/A | #N/A | #N/A | #N/A | #N/A | #N/A | #N/A | #N/A | #N/A | #N/A | #N/A | #N/A | #N/A | #N/A | #N/A | #N/A | #N/A
[7 empty] | 2 | 13 | 1036 | 4 | 2020-02-13 | Wednesday | 3 | No | #N/A | #N/A | #N/A | #N/A | #N/A | #N/A | #N/A | #N/A | #N/A | #N/A | #N/A | #N/A | #N/A | #N/A | #N/A | #N/A | #N/A | #N/A | #N/A | #N/A | #N/A | #N/A | #N/A | #N/A | #N/A | #N/A | #N/A | #N/A | #N/A | #N/A | #N/A | #N/A | #N/A | #N/A | #N/A | #N/A
[7 empty] | 2 | 13 | 1037 | 5 | 2020-02-13 | Wednesday | 3 | No | #N/A | #N/A | #N/A | #N/A | #N/A | #N/A | #N/A | #N/A | #N/A | #N/A | #N/A | #N/A | #N/A | #N/A | #N/A | #N/A | #N/A | #N/A | #N/A | #N/A | #N/A | #N/A | #N/A | #N/A | #N/A | #N/A | #N/A | #N/A | #N/A | #N/A | #N/A | #N/A | #N/A | #N/A | #N/A | #N/A
[7 empty] | 2 | 13 | 1038 | 6 | 2020-02-13 | Wednesday | 3 | No | #N/A | #N/A | #N/A | #N/A | #N/A | #N/A | #N/A | #N/A | #N/A | #N/A | #N/A | #N/A | #N/A | #N/A | #N/A | #N/A | #N/A | #N/A | #N/A | #N/A | #N/A | #N/A | #N/A | #N/A | #N/A | #N/A | #N/A | #N/A | #N/A | #N/A | #N/A | #N/A | #N/A | #N/A | #N/A | #N/A
[7 empty] | 2 | 13 | 1039 | 7 | 2020-02-13 | Wednesday | 3 | No | #N/A | #N/A | #N/A | #N/A | #N/A | #N/A | #N/A | #N/A | #N/A | #N/A | #N/A | #N/A | #N/A | #N/A | #N/A | #N/A | #N/A | #N/A | #N/A | #N/A | #N/A | #N/A | #N/A | #N/A | #N/A | #N/A | #N/A | #N/A | #N/A | #N/A | #N/A | #N/A | #N/A | #N/A | #N/A | #N/A
[7 empty] | 2 | 13 | 1040 | 8 | 2020-02-13 | Wednesday | 3 | No | #N/A | #N/A | #N/A | #N/A | #N/A | #N/A | #N/A | #N/A | #N/A | #N/A | #N/A | #N/A | #N/A | #N/A | #N/A | #N/A | #N/A | #N/A | #N/A | #N/A | #N/A | #N/A | #N/A | #N/A | #N/A | #N/A | #N/A | #N/A | #N/A | #N/A | #N/A | #N/A | #N/A | #N/A | #N/A | #N/A
[7 empty] | 2 | 13 | 1041 | 9 | 2020-02-13 | Wednesday | 3 | No | #N/A | #N/A | #N/A | #N/A | #N/A | #N/A | #N/A | #N/A | #N/A | #N/A | #N/A | #N/A | #N/A | #N/A | #N/A | #N/A | #N/A | #N/A | #N/A | #N/A | #N/A | #N/A | #N/A | #N/A | #N/A | #N/A | #N/A | #N/A | #N/A | #N/A | #N/A | #N/A | #N/A | #N/A | #N/A | #N/A
[7 empty] | 2 | 13 | 1042 | 10 | 2020-02-13 | Wednesday | 3 | No | #N/A | #N/A | #N/A | #N/A | #N/A | #N/A | #N/A | #N/A | #N/A | #N/A | #N/A | #N/A | #N/A | #N/A | #N/A | #N/A | #N/A | #N/A | #N/A | #N/A | #N/A | #N/A | #N/A | #N/A | #N/A | #N/A | #N/A | #N/A | #N/A | #N/A | #N/A | #N/A | #N/A | #N/A | #N/A | #N/A
[7 empty] | 2 | 13 | 1043 | 11 | 2020-02-13 | Wednesday | 3 | No | #N/A | #N/A | #N/A | #N/A | #N/A | #N/A | #N/A | #N/A | #N/A | #N/A | #N/A | #N/A | #N/A | #N/A | #N/A | #N/A | #N/A | #N/A | #N/A | #N/A | #N/A | #N/A | #N/A | #N/A | #N/A | #N/A | #N/A | #N/A | #N/A | #N/A | #N/A | #N/A | #N/A | #N/A | #N/A | #N/A
[7 empty] | 2 | 13 | 1044 | 12 | 2020-02-13 | Wednesday | 3 | No | #N/A | #N/A | #N/A | #N/A | #N/A | #N/A | #N/A | #N/A | #N/A | #N/A | #N/A | #N/A | #N/A | #N/A | #N/A | #N/A | #N/A | #N/A | #N/A | #N/A | #N/A | #N/A | #N/A | #N/A | #N/A | #N/A | #N/A | #N/A | #N/A | #N/A | #N/A | #N/A | #N/A | #N/A | #N/A | #N/A
[7 empty] | 2 | 13 | 1045 | 13 | 2020-02-13 | Wednesday | 3 | No | #N/A | #N/A | #N/A | #N/A | #N/A | #N/A | #N/A | #N/A | #N/A | #N/A | #N/A | #N/A | #N/A | #N/A | #N/A | #N/A | #N/A | #N/A | #N/A | #N/A | #N/A | #N/A | #N/A | #N/A | #N/A | #N/A | #N/A | #N/A | #N/A | #N/A | #N/A | #N/A | #N/A | #N/A | #N/A | #N/A
[7 empty] | 2 | 13 | 1046 | 14 | 2020-02-13 | Wednesday | 3 | No | #N/A | #N/A | #N/A | #N/A | #N/A | #N/A | #N/A | #N/A | #N/A | #N/A | #N/A | #N/A | #N/A | #N/A | #N/A | #N/A | #N/A | #N/A | #N/A | #N/A | #N/A | #N/A | #N/A | #N/A | #N/A | #N/A | #N/A | #N/A | #N/A | #N/A | #N/A | #N/A | #N/A | #N/A | #N/A | #N/A
[7 empty] | 2 | 13 | 1047 | 15 | 2020-02-13 | Wednesday | 3 | No | #N/A | #N/A | #N/A | #N/A | #N/A | #N/A | #N/A | #N/A | #N/A | #N/A | #N/A | #N/A | #N/A | #N/A | #N/A | #N/A | #N/A | #N/A | #N/A | #N/A | #N/A | #N/A | #N/A | #N/A | #N/A | #N/A | #N/A | #N/A | #N/A | #N/A | #N/A | #N/A | #N/A | #N/A | #N/A | #N/A
[7 empty] | 2 | 13 | 1048 | 16 | 2020-02-13 | Wednesday | 3 | No | #N/A | #N/A | #N/A | #N/A | #N/A | #N/A | #N/A | #N/A | #N/A | #N/A | #N/A | #N/A | #N/A | #N/A | #N/A | #N/A | #N/A | #N/A | #N/A | #N/A | #N/A | #N/A | #N/A | #N/A | #N/A | #N/A | #N/A | #N/A | #N/A | #N/A | #N/A | #N/A | #N/A | #N/A | #N/A | #N/A
[7 empty] | 2 | 13 | 1049 | 17 | 2020-02-13 | Wednesday | 3 | No | #N/A | #N/A | #N/A | #N/A | #N/A | #N/A | #N/A | #N/A | #N/A | #N/A | #N/A | #N/A | #N/A | #N/A | #N/A | #N/A | #N/A | #N/A | #N/A | #N/A | #N/A | #N/A | #N/A | #N/A | #N/A | #N/A | #N/A | #N/A | #N/A | #N/A | #N/A | #N/A | #N/A | #N/A | #N/A | #N/A
[7 empty] | 2 | 13 | 1050 | 18 | 2020-02-13 | Wednesday | 3 | No | #N/A | #N/A | #N/A | #N/A | #N/A | #N/A | #N/A | #N/A | #N/A | #N/A | #N/A | #N/A | #N/A | #N/A | #N/A | #N/A | #N/A | #N/A | #N/A | #N/A | #N/A | #N/A | #N/A | #N/A | #N/A | #N/A | #N/A | #N/A | #N/A | #N/A | #N/A | #N/A | #N/A | #N/A | #N/A | #N/A
[7 empty] | 2 | 13 | 1051 | 19 | 2020-02-13 | Wednesday | 3 | No | #N/A | #N/A | #N/A | #N/A | #N/A | #N/A | #N/A | #N/A | #N/A | #N/A | #N/A | #N/A | #N/A | #N/A | #N/A | #N/A | #N/A | #N/A | #N/A | #N/A | #N/A | #N/A | #N/A | #N/A | #N/A | #N/A | #N/A | #N/A | #N/A | #N/A | #N/A | #N/A | #N/A | #N/A | #N/A | #N/A
[7 empty] | 2 | 13 | 1052 | 20 | 2020-02-13 | Wednesday | 3 | No | #N/A | #N/A | #N/A | #N/A | #N/A | #N/A | #N/A | #N/A | #N/A | #N/A | #N/A | #N/A | #N/A | #N/A | #N/A | #N/A | #N/A | #N/A | #N/A | #N/A | #N/A | #N/A | #N/A | #N/A | #N/A | #N/A | #N/A | #N/A | #N/A | #N/A | #N/A | #N/A | #N/A | #N/A | #N/A | #N/A
[7 empty] | 2 | 13 | 1053 | 21 | 2020-02-13 | Wednesday | 3 | No | #N/A | #N/A | #N/A | #N/A | #N/A | #N/A | #N/A | #N/A | #N/A | #N/A | #N/A | #N/A | #N/A | #N/A | #N/A | #N/A | #N/A | #N/A | #N/A | #N/A | #N/A | #N/A | #N/A | #N/A | #N/A | #N/A | #N/A | #N/A | #N/A | #N/A | #N/A | #N/A | #N/A | #N/A | #N/A | #N/A
[7 empty] | 2 | 13 | 1054 | 22 | 2020-02-13 | Wednesday | 3 | No | #N/A | #N/A | #N/A | #N/A | #N/A | #N/A | #N/A | #N/A | #N/A | #N/A | #N/A | #N/A | #N/A | #N/A | #N/A | #N/A | #N/A | #N/A | #N/A | #N/A | #N/A | #N/A | #N/A | #N/A | #N/A | #N/A | #N/A | #N/A | #N/A | #N/A | #N/A | #N/A | #N/A | #N/A | #N/A | #N/A
[7 empty] | 2 | 13 | 1055 | 23 | 2020-02-13 | Wednesday | 3 | No | #N/A | #N/A | #N/A | #N/A | #N/A | #N/A | #N/A | #N/A | #N/A | #N/A | #N/A | #N/A | #N/A | #N/A | #N/A | #N/A | #N/A | #N/A | #N/A | #N/A | #N/A | #N/A | #N/A | #N/A | #N/A | #N/A | #N/A | #N/A | #N/A | #N/A | #N/A | #N/A | #N/A | #N/A | #N/A | #N/A
[7 empty] | 2 | 13 | 1056 | 24 | 2020-02-13 | Wednesday | 3 | No | #N/A | #N/A | #N/A | #N/A | #N/A | #N/A | #N/A | #N/A | #N/A | #N/A | #N/A | #N/A | #N/A | #N/A | #N/A | #N/A | #N/A | #N/A | #N/A | #N/A | #N/A | #N/A | #N/A | #N/A | #N/A | #N/A | #N/A | #N/A | #N/A | #N/A | #N/A | #N/A | #N/A | #N/A | #N/A | #N/A
[7 empty] | 2 | 14 | 1057 | 1 | 2020-02-14 | Thursday | 4 | No | #N/A | #N/A | #N/A | #N/A | #N/A | #N/A | #N/A | #N/A | #N/A | #N/A | #N/A | #N/A | #N/A | #N/A | #N/A | #N/A | #N/A | #N/A | #N/A | #N/A | #N/A | #N/A | #N/A | #N/A | #N/A | #N/A | #N/A | #N/A | #N/A | #N/A | #N/A | #N/A | #N/A | #N/A | #N/A | #N/A
[7 empty] | 2 | 14 | 1058 | 2 | 2020-02-14 | Thursday | 4 | No | #N/A | #N/A | #N/A | #N/A | #N/A | #N/A | #N/A | #N/A | #N/A | #N/A | #N/A | #N/A | #N/A | #N/A | #N/A | #N/A | #N/A | #N/A | #N/A | #N/A | #N/A | #N/A | #N/A | #N/A | #N/A | #N/A | #N/A | #N/A | #N/A | #N/A | #N/A | #N/A | #N/A | #N/A | #N/A | #N/A
[7 empty] | 2 | 14 | 1059 | 3 | 2020-02-14 | Thursday | 4 | No | #N/A | #N/A | #N/A | #N/A | #N/A | #N/A | #N/A | #N/A | #N/A | #N/A | #N/A | #N/A | #N/A | #N/A | #N/A | #N/A | #N/A | #N/A | #N/A | #N/A | #N/A | #N/A | #N/A | #N/A | #N/A | #N/A | #N/A | #N/A | #N/A | #N/A | #N/A | #N/A | #N/A | #N/A | #N/A | #N/A
[7 empty] | 2 | 14 | 1060 | 4 | 2020-02-14 | Thursday | 4 | No | #N/A | #N/A | #N/A | #N/A | #N/A | #N/A | #N/A | #N/A | #N/A | #N/A | #N/A | #N/A | #N/A | #N/A | #N/A | #N/A | #N/A | #N/A | #N/A | #N/A | #N/A | #N/A | #N/A | #N/A | #N/A | #N/A | #N/A | #N/A | #N/A | #N/A | #N/A | #N/A | #N/A | #N/A | #N/A | #N/A
[7 empty] | 2 | 14 | 1061 | 5 | 2020-02-14 | Thursday | 4 | No | #N/A | #N/A | #N/A | #N/A | #N/A | #N/A | #N/A | #N/A | #N/A | #N/A | #N/A | #N/A | #N/A | #N/A | #N/A | #N/A | #N/A | #N/A | #N/A | #N/A | #N/A | #N/A | #N/A | #N/A | #N/A | #N/A | #N/A | #N/A | #N/A | #N/A | #N/A | #N/A | #N/A | #N/A | #N/A | #N/A
[7 empty] | 2 | 14 | 1062 | 6 | 2020-02-14 | Thursday | 4 | No | #N/A | #N/A | #N/A | #N/A | #N/A | #N/A | #N/A | #N/A | #N/A | #N/A | #N/A | #N/A | #N/A | #N/A | #N/A | #N/A | #N/A | #N/A | #N/A | #N/A | #N/A | #N/A | #N/A | #N/A | #N/A | #N/A | #N/A | #N/A | #N/A | #N/A | #N/A | #N/A | #N/A | #N/A | #N/A | #N/A
[7 empty] | 2 | 14 | 1063 | 7 | 2020-02-14 | Thursday | 4 | No | #N/A | #N/A | #N/A | #N/A | #N/A | #N/A | #N/A | #N/A | #N/A | #N/A | #N/A | #N/A | #N/A | #N/A | #N/A | #N/A | #N/A | #N/A | #N/A | #N/A | #N/A | #N/A | #N/A | #N/A | #N/A | #N/A | #N/A | #N/A | #N/A | #N/A | #N/A | #N/A | #N/A | #N/A | #N/A | #N/A
[7 empty] | 2 | 14 | 1064 | 8 | 2020-02-14 | Thursday | 4 | No | #N/A | #N/A | #N/A | #N/A | #N/A | #N/A | #N/A | #N/A | #N/A | #N/A | #N/A | #N/A | #N/A | #N/A | #N/A | #N/A | #N/A | #N/A | #N/A | #N/A | #N/A | #N/A | #N/A | #N/A | #N/A | #N/A | #N/A | #N/A | #N/A | #N/A | #N/A | #N/A | #N/A | #N/A | #N/A | #N/A
[7 empty] | 2 | 14 | 1065 | 9 | 2020-02-14 | Thursday | 4 | No | #N/A | #N/A | #N/A | #N/A | #N/A | #N/A | #N/A | #N/A | #N/A | #N/A | #N/A | #N/A | #N/A | #N/A | #N/A | #N/A | #N/A | #N/A | #N/A | #N/A | #N/A | #N/A | #N/A | #N/A | #N/A | #N/A | #N/A | #N/A | #N/A | #N/A | #N/A | #N/A | #N/A | #N/A | #N/A | #N/A
[7 empty] | 2 | 14 | 1066 | 10 | 2020-02-14 | Thursday | 4 | No | #N/A | #N/A | #N/A | #N/A | #N/A | #N/A | #N/A | #N/A | #N/A | #N/A | #N/A | #N/A | #N/A | #N/A | #N/A | #N/A | #N/A | #N/A | #N/A | #N/A | #N/A | #N/A | #N/A | #N/A | #N/A | #N/A | #N/A | #N/A | #N/A | #N/A | #N/A | #N/A | #N/A | #N/A | #N/A | #N/A
[7 empty] | 2 | 14 | 1067 | 11 | 2020-02-14 | Thursday | 4 | No | #N/A | #N/A | #N/A | #N/A | #N/A | #N/A | #N/A | #N/A | #N/A | #N/A | #N/A | #N/A | #N/A | #N/A | #N/A | #N/A | #N/A | #N/A | #N/A | #N/A | #N/A | #N/A | #N/A | #N/A | #N/A | #N/A | #N/A | #N/A | #N/A | #N/A | #N/A | #N/A | #N/A | #N/A | #N/A | #N/A
[7 empty] | 2 | 14 | 1068 | 12 | 2020-02-14 | Thursday | 4 | No | #N/A | #N/A | #N/A | #N/A | #N/A | #N/A | #N/A | #N/A | #N/A | #N/A | #N/A | #N/A | #N/A | #N/A | #N/A | #N/A | #N/A | #N/A | #N/A | #N/A | #N/A | #N/A | #N/A | #N/A | #N/A | #N/A | #N/A | #N/A | #N/A | #N/A | #N/A | #N/A | #N/A | #N/A | #N/A | #N/A
[7 empty] | 2 | 14 | 1069 | 13 | 2020-02-14 | Thursday | 4 | No | #N/A | #N/A | #N/A | #N/A | #N/A | #N/A | #N/A | #N/A | #N/A | #N/A | #N/A | #N/A | #N/A | #N/A | #N/A | #N/A | #N/A | #N/A | #N/A | #N/A | #N/A | #N/A | #N/A | #N/A | #N/A | #N/A | #N/A | #N/A | #N/A | #N/A | #N/A | #N/A | #N/A | #N/A | #N/A | #N/A
[7 empty] | 2 | 14 | 1070 | 14 | 2020-02-14 | Thursday | 4 | No | #N/A | #N/A | #N/A | #N/A | #N/A | #N/A | #N/A | #N/A | #N/A | #N/A | #N/A | #N/A | #N/A | #N/A | #N/A | #N/A | #N/A | #N/A | #N/A | #N/A | #N/A | #N/A | #N/A | #N/A | #N/A | #N/A | #N/A | #N/A | #N/A | #N/A | #N/A | #N/A | #N/A | #N/A | #N/A | #N/A
[7 empty] | 2 | 14 | 1071 | 15 | 2020-02-14 | Thursday | 4 | No | #N/A | #N/A | #N/A | #N/A | #N/A | #N/A | #N/A | #N/A | #N/A | #N/A | #N/A | #N/A | #N/A | #N/A | #N/A | #N/A | #N/A | #N/A | #N/A | #N/A | #N/A | #N/A | #N/A | #N/A | #N/A | #N/A | #N/A | #N/A | #N/A | #N/A | #N/A | #N/A | #N/A | #N/A | #N/A | #N/A
[7 empty] | 2 | 14 | 1072 | 16 | 2020-02-14 | Thursday | 4 | No | #N/A | #N/A | #N/A | #N/A | #N/A | #N/A | #N/A | #N/A | #N/A | #N/A | #N/A | #N/A | #N/A | #N/A | #N/A | #N/A | #N/A | #N/A | #N/A | #N/A | #N/A | #N/A | #N/A | #N/A | #N/A | #N/A | #N/A | #N/A | #N/A | #N/A | #N/A | #N/A | #N/A | #N/A | #N/A | #N/A
[7 empty] | 2 | 14 | 1073 | 17 | 2020-02-14 | Thursday | 4 | No | #N/A | #N/A | #N/A | #N/A | #N/A | #N/A | #N/A | #N/A | #N/A | #N/A | #N/A | #N/A | #N/A | #N/A | #N/A | #N/A | #N/A | #N/A | #N/A | #N/A | #N/A | #N/A | #N/A | #N/A | #N/A | #N/A | #N/A | #N/A | #N/A | #N/A | #N/A | #N/A | #N/A | #N/A | #N/A | #N/A
[7 empty] | 2 | 14 | 1074 | 18 | 2020-02-14 | Thursday | 4 | No | #N/A | #N/A | #N/A | #N/A | #N/A | #N/A | #N/A | #N/A | #N/A | #N/A | #N/A | #N/A | #N/A | #N/A | #N/A | #N/A | #N/A | #N/A | #N/A | #N/A | #N/A | #N/A | #N/A | #N/A | #N/A | #N/A | #N/A | #N/A | #N/A | #N/A | #N/A | #N/A | #N/A | #N/A | #N/A | #N/A
[7 empty] | 2 | 14 | 1075 | 19 | 2020-02-14 | Thursday | 4 | No | #N/A | #N/A | #N/A | #N/A | #N/A | #N/A | #N/A | #N/A | #N/A | #N/A | #N/A | #N/A | #N/A | #N/A | #N/A | #N/A | #N/A | #N/A | #N/A | #N/A | #N/A | #N/A | #N/A | #N/A | #N/A | #N/A | #N/A | #N/A | #N/A | #N/A | #N/A | #N/A | #N/A | #N/A | #N/A | #N/A
[7 empty] | 2 | 14 | 1076 | 20 | 2020-02-14 | Thursday | 4 | No | #N/A | #N/A | #N/A | #N/A | #N/A | #N/A | #N/A | #N/A | #N/A | #N/A | #N/A | #N/A | #N/A | #N/A | #N/A | #N/A | #N/A | #N/A | #N/A | #N/A | #N/A | #N/A | #N/A | #N/A | #N/A | #N/A | #N/A | #N/A | #N/A | #N/A | #N/A | #N/A | #N/A | #N/A | #N/A | #N/A
[7 empty] | 2 | 14 | 1077 | 21 | 2020-02-14 | Thursday | 4 | No | #N/A | #N/A | #N/A | #N/A | #N/A | #N/A | #N/A | #N/A | #N/A | #N/A | #N/A | #N/A | #N/A | #N/A | #N/A | #N/A | #N/A | #N/A | #N/A | #N/A | #N/A | #N/A | #N/A | #N/A | #N/A | #N/A | #N/A | #N/A | #N/A | #N/A | #N/A | #N/A | #N/A | #N/A | #N/A | #N/A
[7 empty] | 2 | 14 | 1078 | 22 | 2020-02-14 | Thursday | 4 | No | #N/A | #N/A | #N/A | #N/A | #N/A | #N/A | #N/A | #N/A | #N/A | #N/A | #N/A | #N/A | #N/A | #N/A | #N/A | #N/A | #N/A | #N/A | #N/A | #N/A | #N/A | #N/A | #N/A | #N/A | #N/A | #N/A | #N/A | #N/A | #N/A | #N/A | #N/A | #N/A | #N/A | #N/A | #N/A | #N/A
[7 empty] | 2 | 14 | 1079 | 23 | 2020-02-14 | Thursday | 4 | No | #N/A | #N/A | #N/A | #N/A | #N/A | #N/A | #N/A | #N/A | #N/A | #N/A | #N/A | #N/A | #N/A | #N/A | #N/A | #N/A | #N/A | #N/A | #N/A | #N/A | #N/A | #N/A | #N/A | #N/A | #N/A | #N/A | #N/A | #N/A | #N/A | #N/A | #N/A | #N/A | #N/A | #N/A | #N/A | #N/A
[7 empty] | 2 | 14 | 1080 | 24 | 2020-02-14 | Thursday | 4 | No | #N/A | #N/A | #N/A | #N/A | #N/A | #N/A | #N/A | #N/A | #N/A | #N/A | #N/A | #N/A | #N/A | #N/A | #N/A | #N/A | #N/A | #N/A | #N/A | #N/A | #N/A | #N/A | #N/A | #N/A | #N/A | #N/A | #N/A | #N/A | #N/A | #N/A | #N/A | #N/A | #N/A | #N/A | #N/A | #N/A
[7 empty] | 2 | 15 | 1081 | 1 | 2020-02-15 | Friday | 5 | No | #N/A | #N/A | #N/A | #N/A | #N/A | #N/A | #N/A | #N/A | #N/A | #N/A | #N/A | #N/A | #N/A | #N/A | #N/A | #N/A | #N/A | #N/A | #N/A | #N/A | #N/A | #N/A | #N/A | #N/A | #N/A | #N/A | #N/A | #N/A | #N/A | #N/A | #N/A | #N/A | #N/A | #N/A | #N/A | #N/A
[7 empty] | 2 | 15 | 1082 | 2 | 2020-02-15 | Friday | 5 | No | #N/A | #N/A | #N/A | #N/A | #N/A | #N/A | #N/A | #N/A | #N/A | #N/A | #N/A | #N/A | #N/A | #N/A | #N/A | #N/A | #N/A | #N/A | #N/A | #N/A | #N/A | #N/A | #N/A | #N/A | #N/A | #N/A | #N/A | #N/A | #N/A | #N/A | #N/A | #N/A | #N/A | #N/A | #N/A | #N/A
[7 empty] | 2 | 15 | 1083 | 3 | 2020-02-15 | Friday | 5 | No | #N/A | #N/A | #N/A | #N/A | #N/A | #N/A | #N/A | #N/A | #N/A | #N/A | #N/A | #N/A | #N/A | #N/A | #N/A | #N/A | #N/A | #N/A | #N/A | #N/A | #N/A | #N/A | #N/A | #N/A | #N/A | #N/A | #N/A | #N/A | #N/A | #N/A | #N/A | #N/A | #N/A | #N/A | #N/A | #N/A
[7 empty] | 2 | 15 | 1084 | 4 | 2020-02-15 | Friday | 5 | No | #N/A | #N/A | #N/A | #N/A | #N/A | #N/A | #N/A | #N/A | #N/A | #N/A | #N/A | #N/A | #N/A | #N/A | #N/A | #N/A | #N/A | #N/A | #N/A | #N/A | #N/A | #N/A | #N/A | #N/A | #N/A | #N/A | #N/A | #N/A | #N/A | #N/A | #N/A | #N/A | #N/A | #N/A | #N/A | #N/A
[7 empty] | 2 | 15 | 1085 | 5 | 2020-02-15 | Friday | 5 | No | #N/A | #N/A | #N/A | #N/A | #N/A | #N/A | #N/A | #N/A | #N/A | #N/A | #N/A | #N/A | #N/A | #N/A | #N/A | #N/A | #N/A | #N/A | #N/A | #N/A | #N/A | #N/A | #N/A | #N/A | #N/A | #N/A | #N/A | #N/A | #N/A | #N/A | #N/A | #N/A | #N/A | #N/A | #N/A | #N/A
[7 empty] | 2 | 15 | 1086 | 6 | 2020-02-15 | Friday | 5 | No | #N/A | #N/A | #N/A | #N/A | #N/A | #N/A | #N/A | #N/A | #N/A | #N/A | #N/A | #N/A | #N/A | #N/A | #N/A | #N/A | #N/A | #N/A | #N/A | #N/A | #N/A | #N/A | #N/A | #N/A | #N/A | #N/A | #N/A | #N/A | #N/A | #N/A | #N/A | #N/A | #N/A | #N/A | #N/A | #N/A
[7 empty] | 2 | 15 | 1087 | 7 | 2020-02-15 | Friday | 5 | No | #N/A | #N/A | #N/A | #N/A | #N/A | #N/A | #N/A | #N/A | #N/A | #N/A | #N/A | #N/A | #N/A | #N/A | #N/A | #N/A | #N/A | #N/A | #N/A | #N/A | #N/A | #N/A | #N/A | #N/A | #N/A | #N/A | #N/A | #N/A | #N/A | #N/A | #N/A | #N/A | #N/A | #N/A | #N/A | #N/A
[7 empty] | 2 | 15 | 1088 | 8 | 2020-02-15 | Friday | 5 | No | #N/A | #N/A | #N/A | #N/A | #N/A | #N/A | #N/A | #N/A | #N/A | #N/A | #N/A | #N/A | #N/A | #N/A | #N/A | #N/A | #N/A | #N/A | #N/A | #N/A | #N/A | #N/A | #N/A | #N/A | #N/A | #N/A | #N/A | #N/A | #N/A | #N/A | #N/A | #N/A | #N/A | #N/A | #N/A | #N/A
[7 empty] | 2 | 15 | 1089 | 9 | 2020-02-15 | Friday | 5 | No | #N/A | #N/A | #N/A | #N/A | #N/A | #N/A | #N/A | #N/A | #N/A | #N/A | #N/A | #N/A | #N/A | #N/A | #N/A | #N/A | #N/A | #N/A | #N/A | #N/A | #N/A | #N/A | #N/A | #N/A | #N/A | #N/A | #N/A | #N/A | #N/A | #N/A | #N/A | #N/A | #N/A | #N/A | #N/A | #N/A
[7 empty] | 2 | 15 | 1090 | 10 | 2020-02-15 | Friday | 5 | No | #N/A | #N/A | #N/A | #N/A | #N/A | #N/A | #N/A | #N/A | #N/A | #N/A | #N/A | #N/A | #N/A | #N/A | #N/A | #N/A | #N/A | #N/A | #N/A | #N/A | #N/A | #N/A | #N/A | #N/A | #N/A | #N/A | #N/A | #N/A | #N/A | #N/A | #N/A | #N/A | #N/A | #N/A | #N/A | #N/A
[7 empty] | 2 | 15 | 1091 | 11 | 2020-02-15 | Friday | 5 | No | #N/A | #N/A | #N/A | #N/A | #N/A | #N/A | #N/A | #N/A | #N/A | #N/A | #N/A | #N/A | #N/A | #N/A | #N/A | #N/A | #N/A | #N/A | #N/A | #N/A | #N/A | #N/A | #N/A | #N/A | #N/A | #N/A | #N/A | #N/A | #N/A | #N/A | #N/A | #N/A | #N/A | #N/A | #N/A | #N/A
[7 empty] | 2 | 15 | 1092 | 12 | 2020-02-15 | Friday | 5 | No | #N/A | #N/A | #N/A | #N/A | #N/A | #N/A | #N/A | #N/A | #N/A | #N/A | #N/A | #N/A | #N/A | #N/A | #N/A | #N/A | #N/A | #N/A | #N/A | #N/A | #N/A | #N/A | #N/A | #N/A | #N/A | #N/A | #N/A | #N/A | #N/A | #N/A | #N/A | #N/A | #N/A | #N/A | #N/A | #N/A
[7 empty] | 2 | 15 | 1093 | 13 | 2020-02-15 | Friday | 5 | No | #N/A | #N/A | #N/A | #N/A | #N/A | #N/A | #N/A | #N/A | #N/A | #N/A | #N/A | #N/A | #N/A | #N/A | #N/A | #N/A | #N/A | #N/A | #N/A | #N/A | #N/A | #N/A | #N/A | #N/A | #N/A | #N/A | #N/A | #N/A | #N/A | #N/A | #N/A | #N/A | #N/A | #N/A | #N/A | #N/A
[7 empty] | 2 | 15 | 1094 | 14 | 2020-02-15 | Friday | 5 | No | #N/A | #N/A | #N/A | #N/A | #N/A | #N/A | #N/A | #N/A | #N/A | #N/A | #N/A | #N/A | #N/A | #N/A | #N/A | #N/A | #N/A | #N/A | #N/A | #N/A | #N/A | #N/A | #N/A | #N/A | #N/A | #N/A | #N/A | #N/A | #N/A | #N/A | #N/A | #N/A | #N/A | #N/A | #N/A | #N/A
[7 empty] | 2 | 15 | 1095 | 15 | 2020-02-15 | Friday | 5 | No | #N/A | #N/A | #N/A | #N/A | #N/A | #N/A | #N/A | #N/A | #N/A | #N/A | #N/A | #N/A | #N/A | #N/A | #N/A | #N/A | #N/A | #N/A | #N/A | #N/A | #N/A | #N/A | #N/A | #N/A | #N/A | #N/A | #N/A | #N/A | #N/A | #N/A | #N/A | #N/A | #N/A | #N/A | #N/A | #N/A
[7 empty] | 2 | 15 | 1096 | 16 | 2020-02-15 | Friday | 5 | No | #N/A | #N/A | #N/A | #N/A | #N/A | #N/A | #N/A | #N/A | #N/A | #N/A | #N/A | #N/A | #N/A | #N/A | #N/A | #N/A | #N/A | #N/A | #N/A | #N/A | #N/A | #N/A | #N/A | #N/A | #N/A | #N/A | #N/A | #N/A | #N/A | #N/A | #N/A | #N/A | #N/A | #N/A | #N/A | #N/A
[7 empty] | 2 | 15 | 1097 | 17 | 2020-02-15 | Friday | 5 | No | #N/A | #N/A | #N/A | #N/A | #N/A | #N/A | #N/A | #N/A | #N/A | #N/A | #N/A | #N/A | #N/A | #N/A | #N/A | #N/A | #N/A | #N/A | #N/A | #N/A | #N/A | #N/A | #N/A | #N/A | #N/A | #N/A | #N/A | #N/A | #N/A | #N/A | #N/A | #N/A | #N/A | #N/A | #N/A | #N/A
[7 empty] | 2 | 15 | 1098 | 18 | 2020-02-15 | Friday | 5 | No | #N/A | #N/A | #N/A | #N/A | #N/A | #N/A | #N/A | #N/A | #N/A | #N/A | #N/A | #N/A | #N/A | #N/A | #N/A | #N/A | #N/A | #N/A | #N/A | #N/A | #N/A | #N/A | #N/A | #N/A | #N/A | #N/A | #N/A | #N/A | #N/A | #N/A | #N/A | #N/A | #N/A | #N/A | #N/A | #N/A
[7 empty] | 2 | 15 | 1099 | 19 | 2020-02-15 | Friday | 5 | No | #N/A | #N/A | #N/A | #N/A | #N/A | #N/A | #N/A | #N/A | #N/A | #N/A | #N/A | #N/A | #N/A | #N/A | #N/A | #N/A | #N/A | #N/A | #N/A | #N/A | #N/A | #N/A | #N/A | #N/A | #N/A | #N/A | #N/A | #N/A | #N/A | #N/A | #N/A | #N/A | #N/A | #N/A | #N/A | #N/A
[7 empty] | 2 | 15 | 1100 | 20 | 2020-02-15 | Friday | 5 | No | #N/A | #N/A | #N/A | #N/A | #N/A | #N/A | #N/A | #N/A | #N/A | #N/A | #N/A | #N/A | #N/A | #N/A | #N/A | #N/A | #N/A | #N/A | #N/A | #N/A | #N/A | #N/A | #N/A | #N/A | #N/A | #N/A | #N/A | #N/A | #N/A | #N/A | #N/A | #N/A | #N/A | #N/A | #N/A | #N/A
[7 empty] | 2 | 15 | 1101 | 21 | 2020-02-15 | Friday | 5 | No | #N/A | #N/A | #N/A | #N/A | #N/A | #N/A | #N/A | #N/A | #N/A | #N/A | #N/A | #N/A | #N/A | #N/A | #N/A | #N/A | #N/A | #N/A | #N/A | #N/A | #N/A | #N/A | #N/A | #N/A | #N/A | #N/A | #N/A | #N/A | #N/A | #N/A | #N/A | #N/A | #N/A | #N/A | #N/A | #N/A
[7 empty] | 2 | 15 | 1102 | 22 | 2020-02-15 | Friday | 5 | No | #N/A | #N/A | #N/A | #N/A | #N/A | #N/A | #N/A | #N/A | #N/A | #N/A | #N/A | #N/A | #N/A | #N/A | #N/A | #N/A | #N/A | #N/A | #N/A | #N/A | #N/A | #N/A | #N/A | #N/A | #N/A | #N/A | #N/A | #N/A | #N/A | #N/A | #N/A | #N/A | #N/A | #N/A | #N/A | #N/A
[7 empty] | 2 | 15 | 1103 | 23 | 2020-02-15 | Friday | 5 | No | #N/A | #N/A | #N/A | #N/A | #N/A | #N/A | #N/A | #N/A | #N/A | #N/A | #N/A | #N/A | #N/A | #N/A | #N/A | #N/A | #N/A | #N/A | #N/A | #N/A | #N/A | #N/A | #N/A | #N/A | #N/A | #N/A | #N/A | #N/A | #N/A | #N/A | #N/A | #N/A | #N/A | #N/A | #N/A | #N/A
[7 empty] | 2 | 15 | 1104 | 24 | 2020-02-15 | Friday | 5 | No | #N/A | #N/A | #N/A | #N/A | #N/A | #N/A | #N/A | #N/A | #N/A | #N/A | #N/A | #N/A | #N/A | #N/A | #N/A | #N/A | #N/A | #N/A | #N/A | #N/A | #N/A | #N/A | #N/A | #N/A | #N/A | #N/A | #N/A | #N/A | #N/A | #N/A | #N/A | #N/A | #N/A | #N/A | #N/A | #N/A
[7 empty] | 2 | 16 | 1105 | 1 | 2020-02-16 | Saturday | 6 | No | #N/A | #N/A | #N/A | #N/A | #N/A | #N/A | #N/A | #N/A | #N/A | #N/A | #N/A | #N/A | #N/A | #N/A | #N/A | #N/A | #N/A | #N/A | #N/A | #N/A | #N/A | #N/A | #N/A | #N/A | #N/A | #N/A | #N/A | #N/A | #N/A | #N/A | #N/A | #N/A | #N/A | #N/A | #N/A | #N/A
[7 empty] | 2 | 16 | 1106 | 2 | 2020-02-16 | Saturday | 6 | No | #N/A | #N/A | #N/A | #N/A | #N/A | #N/A | #N/A | #N/A | #N/A | #N/A | #N/A | #N/A | #N/A | #N/A | #N/A | #N/A | #N/A | #N/A | #N/A | #N/A | #N/A | #N/A | #N/A | #N/A | #N/A | #N/A | #N/A | #N/A | #N/A | #N/A | #N/A | #N/A | #N/A | #N/A | #N/A | #N/A
[7 empty] | 2 | 16 | 1107 | 3 | 2020-02-16 | Saturday | 6 | No | #N/A | #N/A | #N/A | #N/A | #N/A | #N/A | #N/A | #N/A | #N/A | #N/A | #N/A | #N/A | #N/A | #N/A | #N/A | #N/A | #N/A | #N/A | #N/A | #N/A | #N/A | #N/A | #N/A | #N/A | #N/A | #N/A | #N/A | #N/A | #N/A | #N/A | #N/A | #N/A | #N/A | #N/A | #N/A | #N/A
[7 empty] | 2 | 16 | 1108 | 4 | 2020-02-16 | Saturday | 6 | No | #N/A | #N/A | #N/A | #N/A | #N/A | #N/A | #N/A | #N/A | #N/A | #N/A | #N/A | #N/A | #N/A | #N/A | #N/A | #N/A | #N/A | #N/A | #N/A | #N/A | #N/A | #N/A | #N/A | #N/A | #N/A | #N/A | #N/A | #N/A | #N/A | #N/A | #N/A | #N/A | #N/A | #N/A | #N/A | #N/A
[7 empty] | 2 | 16 | 1109 | 5 | 2020-02-16 | Saturday | 6 | No | #N/A | #N/A | #N/A | #N/A | #N/A | #N/A | #N/A | #N/A | #N/A | #N/A | #N/A | #N/A | #N/A | #N/A | #N/A | #N/A | #N/A | #N/A | #N/A | #N/A | #N/A | #N/A | #N/A | #N/A | #N/A | #N/A | #N/A | #N/A | #N/A | #N/A | #N/A | #N/A | #N/A | #N/A | #N/A | #N/A
[7 empty] | 2 | 16 | 1110 | 6 | 2020-02-16 | Saturday | 6 | No | #N/A | #N/A | #N/A | #N/A | #N/A | #N/A | #N/A | #N/A | #N/A | #N/A | #N/A | #N/A | #N/A | #N/A | #N/A | #N/A | #N/A | #N/A | #N/A | #N/A | #N/A | #N/A | #N/A | #N/A | #N/A | #N/A | #N/A | #N/A | #N/A | #N/A | #N/A | #N/A | #N/A | #N/A | #N/A | #N/A
[7 empty] | 2 | 16 | 1111 | 7 | 2020-02-16 | Saturday | 6 | No | #N/A | #N/A | #N/A | #N/A | #N/A | #N/A | #N/A | #N/A | #N/A | #N/A | #N/A | #N/A | #N/A | #N/A | #N/A | #N/A | #N/A | #N/A | #N/A | #N/A | #N/A | #N/A | #N/A | #N/A | #N/A | #N/A | #N/A | #N/A | #N/A | #N/A | #N/A | #N/A | #N/A | #N/A | #N/A | #N/A
[7 empty] | 2 | 16 | 1112 | 8 | 2020-02-16 | Saturday | 6 | No | #N/A | #N/A | #N/A | #N/A | #N/A | #N/A | #N/A | #N/A | #N/A | #N/A | #N/A | #N/A | #N/A | #N/A | #N/A | #N/A | #N/A | #N/A | #N/A | #N/A | #N/A | #N/A | #N/A | #N/A | #N/A | #N/A | #N/A | #N/A | #N/A | #N/A | #N/A | #N/A | #N/A | #N/A | #N/A | #N/A
[7 empty] | 2 | 16 | 1113 | 9 | 2020-02-16 | Saturday | 6 | No | #N/A | #N/A | #N/A | #N/A | #N/A | #N/A | #N/A | #N/A | #N/A | #N/A | #N/A | #N/A | #N/A | #N/A | #N/A | #N/A | #N/A | #N/A | #N/A | #N/A | #N/A | #N/A | #N/A | #N/A | #N/A | #N/A | #N/A | #N/A | #N/A | #N/A | #N/A | #N/A | #N/A | #N/A | #N/A | #N/A
[7 empty] | 2 | 16 | 1114 | 10 | 2020-02-16 | Saturday | 6 | No | #N/A | #N/A | #N/A | #N/A | #N/A | #N/A | #N/A | #N/A | #N/A | #N/A | #N/A | #N/A | #N/A | #N/A | #N/A | #N/A | #N/A | #N/A | #N/A | #N/A | #N/A | #N/A | #N/A | #N/A | #N/A | #N/A | #N/A | #N/A | #N/A | #N/A | #N/A | #N/A | #N/A | #N/A | #N/A | #N/A
[7 empty] | 2 | 16 | 1115 | 11 | 2020-02-16 | Saturday | 6 | No | #N/A | #N/A | #N/A | #N/A | #N/A | #N/A | #N/A | #N/A | #N/A | #N/A | #N/A | #N/A | #N/A | #N/A | #N/A | #N/A | #N/A | #N/A | #N/A | #N/A | #N/A | #N/A | #N/A | #N/A | #N/A | #N/A | #N/A | #N/A | #N/A | #N/A | #N/A | #N/A | #N/A | #N/A | #N/A | #N/A
[7 empty] | 2 | 16 | 1116 | 12 | 2020-02-16 | Saturday | 6 | No | #N/A | #N/A | #N/A | #N/A | #N/A | #N/A | #N/A | #N/A | #N/A | #N/A | #N/A | #N/A | #N/A | #N/A | #N/A | #N/A | #N/A | #N/A | #N/A | #N/A | #N/A | #N/A | #N/A | #N/A | #N/A | #N/A | #N/A | #N/A | #N/A | #N/A | #N/A | #N/A | #N/A | #N/A | #N/A | #N/A
[7 empty] | 2 | 16 | 1117 | 13 | 2020-02-16 | Saturday | 6 | No | #N/A | #N/A | #N/A | #N/A | #N/A | #N/A | #N/A | #N/A | #N/A | #N/A | #N/A | #N/A | #N/A | #N/A | #N/A | #N/A | #N/A | #N/A | #N/A | #N/A | #N/A | #N/A | #N/A | #N/A | #N/A | #N/A | #N/A | #N/A | #N/A | #N/A | #N/A | #N/A | #N/A | #N/A | #N/A | #N/A
[7 empty] | 2 | 16 | 1118 | 14 | 2020-02-16 | Saturday | 6 | No | #N/A | #N/A | #N/A | #N/A | #N/A | #N/A | #N/A | #N/A | #N/A | #N/A | #N/A | #N/A | #N/A | #N/A | #N/A | #N/A | #N/A | #N/A | #N/A | #N/A | #N/A | #N/A | #N/A | #N/A | #N/A | #N/A | #N/A | #N/A | #N/A | #N/A | #N/A | #N/A | #N/A | #N/A | #N/A | #N/A
[7 empty] | 2 | 16 | 1119 | 15 | 2020-02-16 | Saturday | 6 | No | #N/A | #N/A | #N/A | #N/A | #N/A | #N/A | #N/A | #N/A | #N/A | #N/A | #N/A | #N/A | #N/A | #N/A | #N/A | #N/A | #N/A | #N/A | #N/A | #N/A | #N/A | #N/A | #N/A | #N/A | #N/A | #N/A | #N/A | #N/A | #N/A | #N/A | #N/A | #N/A | #N/A | #N/A | #N/A | #N/A
[7 empty] | 2 | 16 | 1120 | 16 | 2020-02-16 | Saturday | 6 | No | #N/A | #N/A | #N/A | #N/A | #N/A | #N/A | #N/A | #N/A | #N/A | #N/A | #N/A | #N/A | #N/A | #N/A | #N/A | #N/A | #N/A | #N/A | #N/A | #N/A | #N/A | #N/A | #N/A | #N/A | #N/A | #N/A | #N/A | #N/A | #N/A | #N/A | #N/A | #N/A | #N/A | #N/A | #N/A | #N/A
[7 empty] | 2 | 16 | 1121 | 17 | 2020-02-16 | Saturday | 6 | No | #N/A | #N/A | #N/A | #N/A | #N/A | #N/A | #N/A | #N/A | #N/A | #N/A | #N/A | #N/A | #N/A | #N/A | #N/A | #N/A | #N/A | #N/A | #N/A | #N/A | #N/A | #N/A | #N/A | #N/A | #N/A | #N/A | #N/A | #N/A | #N/A | #N/A | #N/A | #N/A | #N/A | #N/A | #N/A | #N/A
[7 empty] | 2 | 16 | 1122 | 18 | 2020-02-16 | Saturday | 6 | No | #N/A | #N/A | #N/A | #N/A | #N/A | #N/A | #N/A | #N/A | #N/A | #N/A | #N/A | #N/A | #N/A | #N/A | #N/A | #N/A | #N/A | #N/A | #N/A | #N/A | #N/A | #N/A | #N/A | #N/A | #N/A | #N/A | #N/A | #N/A | #N/A | #N/A | #N/A | #N/A | #N/A | #N/A | #N/A | #N/A
[7 empty] | 2 | 16 | 1123 | 19 | 2020-02-16 | Saturday | 6 | No | #N/A | #N/A | #N/A | #N/A | #N/A | #N/A | #N/A | #N/A | #N/A | #N/A | #N/A | #N/A | #N/A | #N/A | #N/A | #N/A | #N/A | #N/A | #N/A | #N/A | #N/A | #N/A | #N/A | #N/A | #N/A | #N/A | #N/A | #N/A | #N/A | #N/A | #N/A | #N/A | #N/A | #N/A | #N/A | #N/A
[7 empty] | 2 | 16 | 1124 | 20 | 2020-02-16 | Saturday | 6 | No | #N/A | #N/A | #N/A | #N/A | #N/A | #N/A | #N/A | #N/A | #N/A | #N/A | #N/A | #N/A | #N/A | #N/A | #N/A | #N/A | #N/A | #N/A | #N/A | #N/A | #N/A | #N/A | #N/A | #N/A | #N/A | #N/A | #N/A | #N/A | #N/A | #N/A | #N/A | #N/A | #N/A | #N/A | #N/A | #N/A
[7 empty] | 2 | 16 | 1125 | 21 | 2020-02-16 | Saturday | 6 | No | #N/A | #N/A | #N/A | #N/A | #N/A | #N/A | #N/A | #N/A | #N/A | #N/A | #N/A | #N/A | #N/A | #N/A | #N/A | #N/A | #N/A | #N/A | #N/A | #N/A | #N/A | #N/A | #N/A | #N/A | #N/A | #N/A | #N/A | #N/A | #N/A | #N/A | #N/A | #N/A | #N/A | #N/A | #N/A | #N/A
[7 empty] | 2 | 16 | 1126 | 22 | 2020-02-16 | Saturday | 6 | No | #N/A | #N/A | #N/A | #N/A | #N/A | #N/A | #N/A | #N/A | #N/A | #N/A | #N/A | #N/A | #N/A | #N/A | #N/A | #N/A | #N/A | #N/A | #N/A | #N/A | #N/A | #N/A | #N/A | #N/A | #N/A | #N/A | #N/A | #N/A | #N/A | #N/A | #N/A | #N/A | #N/A | #N/A | #N/A | #N/A
[7 empty] | 2 | 16 | 1127 | 23 | 2020-02-16 | Saturday | 6 | No | #N/A | #N/A | #N/A | #N/A | #N/A | #N/A | #N/A | #N/A | #N/A | #N/A | #N/A | #N/A | #N/A | #N/A | #N/A | #N/A | #N/A | #N/A | #N/A | #N/A | #N/A | #N/A | #N/A | #N/A | #N/A | #N/A | #N/A | #N/A | #N/A | #N/A | #N/A | #N/A | #N/A | #N/A | #N/A | #N/A
[7 empty] | 2 | 16 | 1128 | 24 | 2020-02-16 | Saturday | 6 | No | #N/A | #N/A | #N/A | #N/A | #N/A | #N/A | #N/A | #N/A | #N/A | #N/A | #N/A | #N/A | #N/A | #N/A | #N/A | #N/A | #N/A | #N/A | #N/A | #N/A | #N/A | #N/A | #N/A | #N/A | #N/A | #N/A | #N/A | #N/A | #N/A | #N/A | #N/A | #N/A | #N/A | #N/A | #N/A | #N/A
[7 empty] | 2 | 17 | 1129 | 1 | 2020-02-17 | Sunday | 7 | No | #N/A | #N/A | #N/A | #N/A | #N/A | #N/A | #N/A | #N/A | #N/A | #N/A | #N/A | #N/A | #N/A | #N/A | #N/A | #N/A | #N/A | #N/A | #N/A | #N/A | #N/A | #N/A | #N/A | #N/A | #N/A | #N/A | #N/A | #N/A | #N/A | #N/A | #N/A | #N/A | #N/A | #N/A | #N/A | #N/A
[7 empty] | 2 | 17 | 1130 | 2 | 2020-02-17 | Sunday | 7 | No | #N/A | #N/A | #N/A | #N/A | #N/A | #N/A | #N/A | #N/A | #N/A | #N/A | #N/A | #N/A | #N/A | #N/A | #N/A | #N/A | #N/A | #N/A | #N/A | #N/A | #N/A | #N/A | #N/A | #N/A | #N/A | #N/A | #N/A | #N/A | #N/A | #N/A | #N/A | #N/A | #N/A | #N/A | #N/A | #N/A
[7 empty] | 2 | 17 | 1131 | 3 | 2020-02-17 | Sunday | 7 | No | #N/A | #N/A | #N/A | #N/A | #N/A | #N/A | #N/A | #N/A | #N/A | #N/A | #N/A | #N/A | #N/A | #N/A | #N/A | #N/A | #N/A | #N/A | #N/A | #N/A | #N/A | #N/A | #N/A | #N/A | #N/A | #N/A | #N/A | #N/A | #N/A | #N/A | #N/A | #N/A | #N/A | #N/A | #N/A | #N/A
[7 empty] | 2 | 17 | 1132 | 4 | 2020-02-17 | Sunday | 7 | No | #N/A | #N/A | #N/A | #N/A | #N/A | #N/A | #N/A | #N/A | #N/A | #N/A | #N/A | #N/A | #N/A | #N/A | #N/A | #N/A | #N/A | #N/A | #N/A | #N/A | #N/A | #N/A | #N/A | #N/A | #N/A | #N/A | #N/A | #N/A | #N/A | #N/A | #N/A | #N/A | #N/A | #N/A | #N/A | #N/A
[7 empty] | 2 | 17 | 1133 | 5 | 2020-02-17 | Sunday | 7 | No | #N/A | #N/A | #N/A | #N/A | #N/A | #N/A | #N/A | #N/A | #N/A | #N/A | #N/A | #N/A | #N/A | #N/A | #N/A | #N/A | #N/A | #N/A | #N/A | #N/A | #N/A | #N/A | #N/A | #N/A | #N/A | #N/A | #N/A | #N/A | #N/A | #N/A | #N/A | #N/A | #N/A | #N/A | #N/A | #N/A
[7 empty] | 2 | 17 | 1134 | 6 | 2020-02-17 | Sunday | 7 | No | #N/A | #N/A | #N/A | #N/A | #N/A | #N/A | #N/A | #N/A | #N/A | #N/A | #N/A | #N/A | #N/A | #N/A | #N/A | #N/A | #N/A | #N/A | #N/A | #N/A | #N/A | #N/A | #N/A | #N/A | #N/A | #N/A | #N/A | #N/A | #N/A | #N/A | #N/A | #N/A | #N/A | #N/A | #N/A | #N/A
[7 empty] | 2 | 17 | 1135 | 7 | 2020-02-17 | Sunday | 7 | No | #N/A | #N/A | #N/A | #N/A | #N/A | #N/A | #N/A | #N/A | #N/A | #N/A | #N/A | #N/A | #N/A | #N/A | #N/A | #N/A | #N/A | #N/A | #N/A | #N/A | #N/A | #N/A | #N/A | #N/A | #N/A | #N/A | #N/A | #N/A | #N/A | #N/A | #N/A | #N/A | #N/A | #N/A | #N/A | #N/A
[7 empty] | 2 | 17 | 1136 | 8 | 2020-02-17 | Sunday | 7 | No | #N/A | #N/A | #N/A | #N/A | #N/A | #N/A | #N/A | #N/A | #N/A | #N/A | #N/A | #N/A | #N/A | #N/A | #N/A | #N/A | #N/A | #N/A | #N/A | #N/A | #N/A | #N/A | #N/A | #N/A | #N/A | #N/A | #N/A | #N/A | #N/A | #N/A | #N/A | #N/A | #N/A | #N/A | #N/A | #N/A
[7 empty] | 2 | 17 | 1137 | 9 | 2020-02-17 | Sunday | 7 | No | #N/A | #N/A | #N/A | #N/A | #N/A | #N/A | #N/A | #N/A | #N/A | #N/A | #N/A | #N/A | #N/A | #N/A | #N/A | #N/A | #N/A | #N/A | #N/A | #N/A | #N/A | #N/A | #N/A | #N/A | #N/A | #N/A | #N/A | #N/A | #N/A | #N/A | #N/A | #N/A | #N/A | #N/A | #N/A | #N/A
[7 empty] | 2 | 17 | 1138 | 10 | 2020-02-17 | Sunday | 7 | No | #N/A | #N/A | #N/A | #N/A | #N/A | #N/A | #N/A | #N/A | #N/A | #N/A | #N/A | #N/A | #N/A | #N/A | #N/A | #N/A | #N/A | #N/A | #N/A | #N/A | #N/A | #N/A | #N/A | #N/A | #N/A | #N/A | #N/A | #N/A | #N/A | #N/A | #N/A | #N/A | #N/A | #N/A | #N/A | #N/A
[7 empty] | 2 | 17 | 1139 | 11 | 2020-02-17 | Sunday | 7 | No | #N/A | #N/A | #N/A | #N/A | #N/A | #N/A | #N/A | #N/A | #N/A | #N/A | #N/A | #N/A | #N/A | #N/A | #N/A | #N/A | #N/A | #N/A | #N/A | #N/A | #N/A | #N/A | #N/A | #N/A | #N/A | #N/A | #N/A | #N/A | #N/A | #N/A | #N/A | #N/A | #N/A | #N/A | #N/A | #N/A
[7 empty] | 2 | 17 | 1140 | 12 | 2020-02-17 | Sunday | 7 | No | #N/A | #N/A | #N/A | #N/A | #N/A | #N/A | #N/A | #N/A | #N/A | #N/A | #N/A | #N/A | #N/A | #N/A | #N/A | #N/A | #N/A | #N/A | #N/A | #N/A | #N/A | #N/A | #N/A | #N/A | #N/A | #N/A | #N/A | #N/A | #N/A | #N/A | #N/A | #N/A | #N/A | #N/A | #N/A | #N/A
[7 empty] | 2 | 17 | 1141 | 13 | 2020-02-17 | Sunday | 7 | No | #N/A | #N/A | #N/A | #N/A | #N/A | #N/A | #N/A | #N/A | #N/A | #N/A | #N/A | #N/A | #N/A | #N/A | #N/A | #N/A | #N/A | #N/A | #N/A | #N/A | #N/A | #N/A | #N/A | #N/A | #N/A | #N/A | #N/A | #N/A | #N/A | #N/A | #N/A | #N/A | #N/A | #N/A | #N/A | #N/A
[7 empty] | 2 | 17 | 1142 | 14 | 2020-02-17 | Sunday | 7 | No | #N/A | #N/A | #N/A | #N/A | #N/A | #N/A | #N/A | #N/A | #N/A | #N/A | #N/A | #N/A | #N/A | #N/A | #N/A | #N/A | #N/A | #N/A | #N/A | #N/A | #N/A | #N/A | #N/A | #N/A | #N/A | #N/A | #N/A | #N/A | #N/A | #N/A | #N/A | #N/A | #N/A | #N/A | #N/A | #N/A
[7 empty] | 2 | 17 | 1143 | 15 | 2020-02-17 | Sunday | 7 | No | #N/A | #N/A | #N/A | #N/A | #N/A | #N/A | #N/A | #N/A | #N/A | #N/A | #N/A | #N/A | #N/A | #N/A | #N/A | #N/A | #N/A | #N/A | #N/A | #N/A | #N/A | #N/A | #N/A | #N/A | #N/A | #N/A | #N/A | #N/A | #N/A | #N/A | #N/A | #N/A | #N/A | #N/A | #N/A | #N/A
[7 empty] | 2 | 17 | 1144 | 16 | 2020-02-17 | Sunday | 7 | No | #N/A | #N/A | #N/A | #N/A | #N/A | #N/A | #N/A | #N/A | #N/A | #N/A | #N/A | #N/A | #N/A | #N/A | #N/A | #N/A | #N/A | #N/A | #N/A | #N/A | #N/A | #N/A | #N/A | #N/A | #N/A | #N/A | #N/A | #N/A | #N/A | #N/A | #N/A | #N/A | #N/A | #N/A | #N/A | #N/A
[7 empty] | 2 | 17 | 1145 | 17 | 2020-02-17 | Sunday | 7 | No | #N/A | #N/A | #N/A | #N/A | #N/A | #N/A | #N/A | #N/A | #N/A | #N/A | #N/A | #N/A | #N/A | #N/A | #N/A | #N/A | #N/A | #N/A | #N/A | #N/A | #N/A | #N/A | #N/A | #N/A | #N/A | #N/A | #N/A | #N/A | #N/A | #N/A | #N/A | #N/A | #N/A | #N/A | #N/A | #N/A
[7 empty] | 2 | 17 | 1146 | 18 | 2020-02-17 | Sunday | 7 | No | #N/A | #N/A | #N/A | #N/A | #N/A | #N/A | #N/A | #N/A | #N/A | #N/A | #N/A | #N/A | #N/A | #N/A | #N/A | #N/A | #N/A | #N/A | #N/A | #N/A | #N/A | #N/A | #N/A | #N/A | #N/A | #N/A | #N/A | #N/A | #N/A | #N/A | #N/A | #N/A | #N/A | #N/A | #N/A | #N/A
[7 empty] | 2 | 17 | 1147 | 19 | 2020-02-17 | Sunday | 7 | No | #N/A | #N/A | #N/A | #N/A | #N/A | #N/A | #N/A | #N/A | #N/A | #N/A | #N/A | #N/A | #N/A | #N/A | #N/A | #N/A | #N/A | #N/A | #N/A | #N/A | #N/A | #N/A | #N/A | #N/A | #N/A | #N/A | #N/A | #N/A | #N/A | #N/A | #N/A | #N/A | #N/A | #N/A | #N/A | #N/A
[7 empty] | 2 | 17 | 1148 | 20 | 2020-02-17 | Sunday | 7 | No | #N/A | #N/A | #N/A | #N/A | #N/A | #N/A | #N/A | #N/A | #N/A | #N/A | #N/A | #N/A | #N/A | #N/A | #N/A | #N/A | #N/A | #N/A | #N/A | #N/A | #N/A | #N/A | #N/A | #N/A | #N/A | #N/A | #N/A | #N/A | #N/A | #N/A | #N/A | #N/A | #N/A | #N/A | #N/A | #N/A
[7 empty] | 2 | 17 | 1149 | 21 | 2020-02-17 | Sunday | 7 | No | #N/A | #N/A | #N/A | #N/A | #N/A | #N/A | #N/A | #N/A | #N/A | #N/A | #N/A | #N/A | #N/A | #N/A | #N/A | #N/A | #N/A | #N/A | #N/A | #N/A | #N/A | #N/A | #N/A | #N/A | #N/A | #N/A | #N/A | #N/A | #N/A | #N/A | #N/A | #N/A | #N/A | #N/A | #N/A | #N/A
[7 empty] | 2 | 17 | 1150 | 22 | 2020-02-17 | Sunday | 7 | No | #N/A | #N/A | #N/A | #N/A | #N/A | #N/A | #N/A | #N/A | #N/A | #N/A | #N/A | #N/A | #N/A | #N/A | #N/A | #N/A | #N/A | #N/A | #N/A | #N/A | #N/A | #N/A | #N/A | #N/A | #N/A | #N/A | #N/A | #N/A | #N/A | #N/A | #N/A | #N/A | #N/A | #N/A | #N/A | #N/A
[7 empty] | 2 | 17 | 1151 | 23 | 2020-02-17 | Sunday | 7 | No | #N/A | #N/A | #N/A | #N/A | #N/A | #N/A | #N/A | #N/A | #N/A | #N/A | #N/A | #N/A | #N/A | #N/A | #N/A | #N/A | #N/A | #N/A | #N/A | #N/A | #N/A | #N/A | #N/A | #N/A | #N/A | #N/A | #N/A | #N/A | #N/A | #N/A | #N/A | #N/A | #N/A | #N/A | #N/A | #N/A
[7 empty] | 2 | 17 | 1152 | 24 | 2020-02-17 | Sunday | 7 | No | #N/A | #N/A | #N/A | #N/A | #N/A | #N/A | #N/A | #N/A | #N/A | #N/A | #N/A | #N/A | #N/A | #N/A | #N/A | #N/A | #N/A | #N/A | #N/A | #N/A | #N/A | #N/A | #N/A | #N/A | #N/A | #N/A | #N/A | #N/A | #N/A | #N/A | #N/A | #N/A | #N/A | #N/A | #N/A | #N/A
[7 empty] | 2 | 18 | 1153 | 1 | 2020-02-18 | Monday | 1 | Yes | #N/A | 0 | 0 | #N/A | #N/A | #N/A | #N/A | #N/A | #N/A | #N/A | #N/A | #N/A | #N/A | #N/A | 0 | #N/A | #N/A | #N/A | #N/A | #N/A | #N/A | #N/A | #N/A | #N/A | #N/A | #N/A | #N/A | #N/A | #N/A | #N/A | #N/A | #N/A | #N/A | #N/A | #N/A | #N/A
[7 empty] | 2 | 18 | 1154 | 2 | 2020-02-18 | Monday | 1 | Yes | #N/A | 0 | 0 | #N/A | #N/A | #N/A | #N/A | #N/A | #N/A | #N/A | #N/A | #N/A | #N/A | #N/A | 0 | #N/A | #N/A | #N/A | #N/A | #N/A | #N/A | #N/A | #N/A | #N/A | #N/A | #N/A | #N/A | #N/A | #N/A | #N/A | #N/A | #N/A | #N/A | #N/A | #N/A | #N/A
[7 empty] | 2 | 18 | 1155 | 3 | 2020-02-18 | Monday | 1 | Yes | #N/A | 0 | 0 | #N/A | #N/A | #N/A | #N/A | #N/A | #N/A | #N/A | #N/A | #N/A | #N/A | #N/A | 0 | #N/A | #N/A | #N/A | #N/A | #N/A | #N/A | #N/A | #N/A | #N/A | #N/A | #N/A | #N/A | #N/A | #N/A | #N/A | #N/A | #N/A | #N/A | #N/A | #N/A | #N/A
[7 empty] | 2 | 18 | 1156 | 4 | 2020-02-18 | Monday | 1 | Yes | #N/A | 0 | 0 | #N/A | #N/A | #N/A | #N/A | #N/A | #N/A | #N/A | #N/A | #N/A | #N/A | #N/A | 0 | #N/A | #N/A | #N/A | #N/A | #N/A | #N/A | #N/A | #N/A | #N/A | #N/A | #N/A | #N/A | #N/A | #N/A | #N/A | #N/A | #N/A | #N/A | #N/A | #N/A | #N/A
[7 empty] | 2 | 18 | 1157 | 5 | 2020-02-18 | Monday | 1 | Yes | #N/A | 0 | 0 | #N/A | #N/A | #N/A | #N/A | #N/A | #N/A | #N/A | #N/A | #N/A | #N/A | #N/A | 0 | #N/A | #N/A | #N/A | #N/A | #N/A | #N/A | #N/A | #N/A | #N/A | #N/A | #N/A | #N/A | #N/A | #N/A | #N/A | #N/A | #N/A | #N/A | #N/A | #N/A | #N/A
[7 empty] | 2 | 18 | 1158 | 6 | 2020-02-18 | Monday | 1 | Yes | #N/A | 0 | 0 | #N/A | #N/A | #N/A | #N/A | #N/A | #N/A | #N/A | #N/A | #N/A | #N/A | #N/A | 0 | #N/A | #N/A | #N/A | #N/A | #N/A | #N/A | #N/A | #N/A | #N/A | #N/A | #N/A | #N/A | #N/A | #N/A | #N/A | #N/A | #N/A | #N/A | #N/A | #N/A | #N/A
[7 empty] | 2 | 18 | 1159 | 7 | 2020-02-18 | Monday | 1 | Yes | #N/A | 0 | 0 | #N/A | #N/A | #N/A | #N/A | #N/A | #N/A | #N/A | #N/A | #N/A | #N/A | #N/A | 0 | #N/A | #N/A | #N/A | #N/A | #N/A | #N/A | #N/A | #N/A | #N/A | #N/A | #N/A | #N/A | #N/A | #N/A | #N/A | #N/A | #N/A | #N/A | #N/A | #N/A | #N/A
[7 empty] | 2 | 18 | 1160 | 8 | 2020-02-18 | Monday | 1 | Yes | #N/A | 0 | 0 | #N/A | #N/A | #N/A | #N/A | #N/A | #N/A | #N/A | #N/A | #N/A | #N/A | #N/A | 0 | #N/A | #N/A | #N/A | #N/A | #N/A | #N/A | #N/A | #N/A | #N/A | #N/A | #N/A | #N/A | #N/A | #N/A | #N/A | #N/A | #N/A | #N/A | #N/A | #N/A | #N/A
[7 empty] | 2 | 18 | 1161 | 9 | 2020-02-18 | Monday | 1 | Yes | #N/A | 0 | 0 | #N/A | #N/A | #N/A | #N/A | #N/A | #N/A | #N/A | #N/A | #N/A | #N/A | #N/A | 0 | #N/A | #N/A | #N/A | #N/A | #N/A | #N/A | #N/A | #N/A | #N/A | #N/A | #N/A | #N/A | #N/A | #N/A | #N/A | #N/A | #N/A | #N/A | #N/A | #N/A | #N/A
[7 empty] | 2 | 18 | 1162 | 10 | 2020-02-18 | Monday | 1 | Yes | #N/A | 0 | 0 | #N/A | #N/A | #N/A | #N/A | #N/A | #N/A | #N/A | #N/A | #N/A | #N/A | #N/A | 0 | #N/A | #N/A | #N/A | #N/A | #N/A | #N/A | #N/A | #N/A | #N/A | #N/A | #N/A | #N/A | #N/A | #N/A | #N/A | #N/A | #N/A | #N/A | #N/A | #N/A | #N/A
[7 empty] | 2 | 18 | 1163 | 11 | 2020-02-18 | Monday | 1 | Yes | #N/A | 0 | 0 | #N/A | #N/A | #N/A | #N/A | #N/A | #N/A | #N/A | #N/A | #N/A | #N/A | #N/A | 0 | #N/A | #N/A | #N/A | #N/A | #N/A | #N/A | #N/A | #N/A | #N/A | #N/A | #N/A | #N/A | #N/A | #N/A | #N/A | #N/A | #N/A | #N/A | #N/A | #N/A | #N/A
[7 empty] | 2 | 18 | 1164 | 12 | 2020-02-18 | Monday | 1 | Yes | #N/A | 0 | 0 | #N/A | #N/A | #N/A | #N/A | #N/A | #N/A | #N/A | #N/A | #N/A | #N/A | #N/A | 0 | #N/A | #N/A | #N/A | #N/A | #N/A | #N/A | #N/A | #N/A | #N/A | #N/A | #N/A | #N/A | #N/A | #N/A | #N/A | #N/A | #N/A | #N/A | #N/A | #N/A | #N/A
[7 empty] | 2 | 18 | 1165 | 13 | 2020-02-18 | Monday | 1 | Yes | #N/A | 0 | 0 | #N/A | #N/A | #N/A | #N/A | #N/A | #N/A | #N/A | #N/A | #N/A | #N/A | #N/A | 0 | #N/A | #N/A | #N/A | #N/A | #N/A | #N/A | #N/A | #N/A | #N/A | #N/A | #N/A | #N/A | #N/A | #N/A | #N/A | #N/A | #N/A | #N/A | #N/A | #N/A | #N/A
[7 empty] | 2 | 18 | 1166 | 14 | 2020-02-18 | Monday | 1 | Yes | #N/A | 0 | 0 | #N/A | #N/A | #N/A | #N/A | #N/A | #N/A | #N/A | #N/A | #N/A | #N/A | #N/A | 0 | #N/A | #N/A | #N/A | #N/A | #N/A | #N/A | #N/A | #N/A | #N/A | #N/A | #N/A | #N/A | #N/A | #N/A | #N/A | #N/A | #N/A | #N/A | #N/A | #N/A | #N/A
[7 empty] | 2 | 18 | 1167 | 15 | 2020-02-18 | Monday | 1 | Yes | #N/A | 0 | 0 | #N/A | #N/A | #N/A | #N/A | #N/A | #N/A | #N/A | #N/A | #N/A | #N/A | #N/A | 0 | #N/A | #N/A | #N/A | #N/A | #N/A | #N/A | #N/A | #N/A | #N/A | #N/A | #N/A | #N/A | #N/A | #N/A | #N/A | #N/A | #N/A | #N/A | #N/A | #N/A | #N/A
[7 empty] | 2 | 18 | 1168 | 16 | 2020-02-18 | Monday | 1 | Yes | #N/A | 0 | 0 | #N/A | #N/A | #N/A | #N/A | #N/A | #N/A | #N/A | #N/A | #N/A | #N/A | #N/A | 0 | #N/A | #N/A | #N/A | #N/A | #N/A | #N/A | #N/A | #N/A | #N/A | #N/A | #N/A | #N/A | #N/A | #N/A | #N/A | #N/A | #N/A | #N/A | #N/A | #N/A | #N/A
[7 empty] | 2 | 18 | 1169 | 17 | 2020-02-18 | Monday | 1 | Yes | #N/A | 0 | 0 | #N/A | #N/A | #N/A | #N/A | #N/A | #N/A | #N/A | #N/A | #N/A | #N/A | #N/A | 0 | #N/A | #N/A | #N/A | #N/A | #N/A | #N/A | #N/A | #N/A | #N/A | #N/A | #N/A | #N/A | #N/A | #N/A | #N/A | #N/A | #N/A | #N/A | #N/A | #N/A | #N/A
[7 empty] | 2 | 18 | 1170 | 18 | 2020-02-18 | Monday | 1 | Yes | #N/A | 0 | 0 | #N/A | #N/A | #N/A | #N/A | #N/A | #N/A | #N/A | #N/A | #N/A | #N/A | #N/A | 0 | #N/A | #N/A | #N/A | #N/A | #N/A | #N/A | #N/A | #N/A | #N/A | #N/A | #N/A | #N/A | #N/A | #N/A | #N/A | #N/A | #N/A | #N/A | #N/A | #N/A | #N/A
[7 empty] | 2 | 18 | 1171 | 19 | 2020-02-18 | Monday | 1 | Yes | #N/A | 0 | 0 | #N/A | #N/A | #N/A | #N/A | #N/A | #N/A | #N/A | #N/A | #N/A | #N/A | #N/A | 0 | #N/A | #N/A | #N/A | #N/A | #N/A | #N/A | #N/A | #N/A | #N/A | #N/A | #N/A | #N/A | #N/A | #N/A | #N/A | #N/A | #N/A | #N/A | #N/A | #N/A | #N/A
[7 empty] | 2 | 18 | 1172 | 20 | 2020-02-18 | Monday | 1 | Yes | #N/A | 0 | 0 | #N/A | #N/A | #N/A | #N/A | #N/A | #N/A | #N/A | #N/A | #N/A | #N/A | #N/A | 0 | #N/A | #N/A | #N/A | #N/A | #N/A | #N/A | #N/A | #N/A | #N/A | #N/A | #N/A | #N/A | #N/A | #N/A | #N/A | #N/A | #N/A | #N/A | #N/A | #N/A | #N/A
[7 empty] | 2 | 18 | 1173 | 21 | 2020-02-18 | Monday | 1 | Yes | #N/A | 0 | 0 | #N/A | #N/A | #N/A | #N/A | #N/A | #N/A | #N/A | #N/A | #N/A | #N/A | #N/A | 0 | #N/A | #N/A | #N/A | #N/A | #N/A | #N/A | #N/A | #N/A | #N/A | #N/A | #N/A | #N/A | #N/A | #N/A | #N/A | #N/A | #N/A | #N/A | #N/A | #N/A | #N/A
[7 empty] | 2 | 18 | 1174 | 22 | 2020-02-18 | Monday | 1 | Yes | #N/A | 0 | 0 | #N/A | #N/A | #N/A | #N/A | #N/A | #N/A | #N/A | #N/A | #N/A | #N/A | #N/A | 0 | #N/A | #N/A | #N/A | #N/A | #N/A | #N/A | #N/A | #N/A | #N/A | #N/A | #N/A | #N/A | #N/A | #N/A | #N/A | #N/A | #N/A | #N/A | #N/A | #N/A | #N/A
[7 empty] | 2 | 18 | 1175 | 23 | 2020-02-18 | Monday | 1 | Yes | #N/A | 0 | 0 | #N/A | #N/A | #N/A | #N/A | #N/A | #N/A | #N/A | #N/A | #N/A | #N/A | #N/A | 0 | #N/A | #N/A | #N/A | #N/A | #N/A | #N/A | #N/A | #N/A | #N/A | #N/A | #N/A | #N/A | #N/A | #N/A | #N/A | #N/A | #N/A | #N/A | #N/A | #N/A | #N/A
[7 empty] | 2 | 18 | 1176 | 24 | 2020-02-18 | Monday | 1 | Yes | #N/A | 0 | 0 | #N/A | #N/A | #N/A | #N/A | #N/A | #N/A | #N/A | #N/A | #N/A | #N/A | #N/A | 0 | #N/A | #N/A | #N/A | #N/A | #N/A | #N/A | #N/A | #N/A | #N/A | #N/A | #N/A | #N/A | #N/A | #N/A | #N/A | #N/A | #N/A | #N/A | #N/A | #N/A | #N/A
[7 empty] | 2 | 19 | 1177 | 1 | 2020-02-19 | Tuesday | 2 | No | #N/A | #N/A | #N/A | #N/A | #N/A | #N/A | #N/A | #N/A | #N/A | #N/A | #N/A | #N/A | #N/A | #N/A | #N/A | #N/A | #N/A | #N/A | #N/A | #N/A | #N/A | #N/A | #N/A | #N/A | #N/A | #N/A | #N/A | #N/A | #N/A | #N/A | #N/A | #N/A | #N/A | #N/A | #N/A | #N/A
[7 empty] | 2 | 19 | 1178 | 2 | 2020-02-19 | Tuesday | 2 | No | #N/A | #N/A | #N/A | #N/A | #N/A | #N/A | #N/A | #N/A | #N/A | #N/A | #N/A | #N/A | #N/A | #N/A | #N/A | #N/A | #N/A | #N/A | #N/A | #N/A | #N/A | #N/A | #N/A | #N/A | #N/A | #N/A | #N/A | #N/A | #N/A | #N/A | #N/A | #N/A | #N/A | #N/A | #N/A | #N/A
[7 empty] | 2 | 19 | 1179 | 3 | 2020-02-19 | Tuesday | 2 | No | #N/A | #N/A | #N/A | #N/A | #N/A | #N/A | #N/A | #N/A | #N/A | #N/A | #N/A | #N/A | #N/A | #N/A | #N/A | #N/A | #N/A | #N/A | #N/A | #N/A | #N/A | #N/A | #N/A | #N/A | #N/A | #N/A | #N/A | #N/A | #N/A | #N/A | #N/A | #N/A | #N/A | #N/A | #N/A | #N/A
[7 empty] | 2 | 19 | 1180 | 4 | 2020-02-19 | Tuesday | 2 | No | #N/A | #N/A | #N/A | #N/A | #N/A | #N/A | #N/A | #N/A | #N/A | #N/A | #N/A | #N/A | #N/A | #N/A | #N/A | #N/A | #N/A | #N/A | #N/A | #N/A | #N/A | #N/A | #N/A | #N/A | #N/A | #N/A | #N/A | #N/A | #N/A | #N/A | #N/A | #N/A | #N/A | #N/A | #N/A | #N/A
[7 empty] | 2 | 19 | 1181 | 5 | 2020-02-19 | Tuesday | 2 | No | #N/A | #N/A | #N/A | #N/A | #N/A | #N/A | #N/A | #N/A | #N/A | #N/A | #N/A | #N/A | #N/A | #N/A | #N/A | #N/A | #N/A | #N/A | #N/A | #N/A | #N/A | #N/A | #N/A | #N/A | #N/A | #N/A | #N/A | #N/A | #N/A | #N/A | #N/A | #N/A | #N/A | #N/A | #N/A | #N/A
[7 empty] | 2 | 19 | 1182 | 6 | 2020-02-19 | Tuesday | 2 | No | #N/A | #N/A | #N/A | #N/A | #N/A | #N/A | #N/A | #N/A | #N/A | #N/A | #N/A | #N/A | #N/A | #N/A | #N/A | #N/A | #N/A | #N/A | #N/A | #N/A | #N/A | #N/A | #N/A | #N/A | #N/A | #N/A | #N/A | #N/A | #N/A | #N/A | #N/A | #N/A | #N/A | #N/A | #N/A | #N/A
[7 empty] | 2 | 19 | 1183 | 7 | 2020-02-19 | Tuesday | 2 | No | #N/A | #N/A | #N/A | #N/A | #N/A | #N/A | #N/A | #N/A | #N/A | #N/A | #N/A | #N/A | #N/A | #N/A | #N/A | #N/A | #N/A | #N/A | #N/A | #N/A | #N/A | #N/A | #N/A | #N/A | #N/A | #N/A | #N/A | #N/A | #N/A | #N/A | #N/A | #N/A | #N/A | #N/A | #N/A | #N/A
[7 empty] | 2 | 19 | 1184 | 8 | 2020-02-19 | Tuesday | 2 | No | #N/A | #N/A | #N/A | #N/A | #N/A | #N/A | #N/A | #N/A | #N/A | #N/A | #N/A | #N/A | #N/A | #N/A | #N/A | #N/A | #N/A | #N/A | #N/A | #N/A | #N/A | #N/A | #N/A | #N/A | #N/A | #N/A | #N/A | #N/A | #N/A | #N/A | #N/A | #N/A | #N/A | #N/A | #N/A | #N/A
[7 empty] | 2 | 19 | 1185 | 9 | 2020-02-19 | Tuesday | 2 | No | #N/A | #N/A | #N/A | #N/A | #N/A | #N/A | #N/A | #N/A | #N/A | #N/A | #N/A | #N/A | #N/A | #N/A | #N/A | #N/A | #N/A | #N/A | #N/A | #N/A | #N/A | #N/A | #N/A | #N/A | #N/A | #N/A | #N/A | #N/A | #N/A | #N/A | #N/A | #N/A | #N/A | #N/A | #N/A | #N/A
[7 empty] | 2 | 19 | 1186 | 10 | 2020-02-19 | Tuesday | 2 | No | #N/A | #N/A | #N/A | #N/A | #N/A | #N/A | #N/A | #N/A | #N/A | #N/A | #N/A | #N/A | #N/A | #N/A | #N/A | #N/A | #N/A | #N/A | #N/A | #N/A | #N/A | #N/A | #N/A | #N/A | #N/A | #N/A | #N/A | #N/A | #N/A | #N/A | #N/A | #N/A | #N/A | #N/A | #N/A | #N/A
[7 empty] | 2 | 19 | 1187 | 11 | 2020-02-19 | Tuesday | 2 | No | #N/A | #N/A | #N/A | #N/A | #N/A | #N/A | #N/A | #N/A | #N/A | #N/A | #N/A | #N/A | #N/A | #N/A | #N/A | #N/A | #N/A | #N/A | #N/A | #N/A | #N/A | #N/A | #N/A | #N/A | #N/A | #N/A | #N/A | #N/A | #N/A | #N/A | #N/A | #N/A | #N/A | #N/A | #N/A | #N/A
[7 empty] | 2 | 19 | 1188 | 12 | 2020-02-19 | Tuesday | 2 | No | #N/A | #N/A | #N/A | #N/A | #N/A | #N/A | #N/A | #N/A | #N/A | #N/A | #N/A | #N/A | #N/A | #N/A | #N/A | #N/A | #N/A | #N/A | #N/A | #N/A | #N/A | #N/A | #N/A | #N/A | #N/A | #N/A | #N/A | #N/A | #N/A | #N/A | #N/A | #N/A | #N/A | #N/A | #N/A | #N/A
[7 empty] | 2 | 19 | 1189 | 13 | 2020-02-19 | Tuesday | 2 | No | #N/A | #N/A | #N/A | #N/A | #N/A | #N/A | #N/A | #N/A | #N/A | #N/A | #N/A | #N/A | #N/A | #N/A | #N/A | #N/A | #N/A | #N/A | #N/A | #N/A | #N/A | #N/A | #N/A | #N/A | #N/A | #N/A | #N/A | #N/A | #N/A | #N/A | #N/A | #N/A | #N/A | #N/A | #N/A | #N/A
[7 empty] | 2 | 19 | 1190 | 14 | 2020-02-19 | Tuesday | 2 | No | #N/A | #N/A | #N/A | #N/A | #N/A | #N/A | #N/A | #N/A | #N/A | #N/A | #N/A | #N/A | #N/A | #N/A | #N/A | #N/A | #N/A | #N/A | #N/A | #N/A | #N/A | #N/A | #N/A | #N/A | #N/A | #N/A | #N/A | #N/A | #N/A | #N/A | #N/A | #N/A | #N/A | #N/A | #N/A | #N/A
[7 empty] | 2 | 19 | 1191 | 15 | 2020-02-19 | Tuesday | 2 | No | #N/A | #N/A | #N/A | #N/A | #N/A | #N/A | #N/A | #N/A | #N/A | #N/A | #N/A | #N/A | #N/A | #N/A | #N/A | #N/A | #N/A | #N/A | #N/A | #N/A | #N/A | #N/A | #N/A | #N/A | #N/A | #N/A | #N/A | #N/A | #N/A | #N/A | #N/A | #N/A | #N/A | #N/A | #N/A | #N/A
[7 empty] | 2 | 19 | 1192 | 16 | 2020-02-19 | Tuesday | 2 | No | #N/A | #N/A | #N/A | #N/A | #N/A | #N/A | #N/A | #N/A | #N/A | #N/A | #N/A | #N/A | #N/A | #N/A | #N/A | #N/A | #N/A | #N/A | #N/A | #N/A | #N/A | #N/A | #N/A | #N/A | #N/A | #N/A | #N/A | #N/A | #N/A | #N/A | #N/A | #N/A | #N/A | #N/A | #N/A | #N/A
[7 empty] | 2 | 19 | 1193 | 17 | 2020-02-19 | Tuesday | 2 | No | #N/A | #N/A | #N/A | #N/A | #N/A | #N/A | #N/A | #N/A | #N/A | #N/A | #N/A | #N/A | #N/A | #N/A | #N/A | #N/A | #N/A | #N/A | #N/A | #N/A | #N/A | #N/A | #N/A | #N/A | #N/A | #N/A | #N/A | #N/A | #N/A | #N/A | #N/A | #N/A | #N/A | #N/A | #N/A | #N/A
[7 empty] | 2 | 19 | 1194 | 18 | 2020-02-19 | Tuesday | 2 | No | #N/A | #N/A | #N/A | #N/A | #N/A | #N/A | #N/A | #N/A | #N/A | #N/A | #N/A | #N/A | #N/A | #N/A | #N/A | #N/A | #N/A | #N/A | #N/A | #N/A | #N/A | #N/A | #N/A | #N/A | #N/A | #N/A | #N/A | #N/A | #N/A | #N/A | #N/A | #N/A | #N/A | #N/A | #N/A | #N/A
[7 empty] | 2 | 19 | 1195 | 19 | 2020-02-19 | Tuesday | 2 | No | #N/A | #N/A | #N/A | #N/A | #N/A | #N/A | #N/A | #N/A | #N/A | #N/A | #N/A | #N/A | #N/A | #N/A | #N/A | #N/A | #N/A | #N/A | #N/A | #N/A | #N/A | #N/A | #N/A | #N/A | #N/A | #N/A | #N/A | #N/A | #N/A | #N/A | #N/A | #N/A | #N/A | #N/A | #N/A | #N/A
[7 empty] | 2 | 19 | 1196 | 20 | 2020-02-19 | Tuesday | 2 | No | #N/A | #N/A | #N/A | #N/A | #N/A | #N/A | #N/A | #N/A | #N/A | #N/A | #N/A | #N/A | #N/A | #N/A | #N/A | #N/A | #N/A | #N/A | #N/A | #N/A | #N/A | #N/A | #N/A | #N/A | #N/A | #N/A | #N/A | #N/A | #N/A | #N/A | #N/A | #N/A | #N/A | #N/A | #N/A | #N/A
[7 empty] | 2 | 19 | 1197 | 21 | 2020-02-19 | Tuesday | 2 | No | #N/A | #N/A | #N/A | #N/A | #N/A | #N/A | #N/A | #N/A | #N/A | #N/A | #N/A | #N/A | #N/A | #N/A | #N/A | #N/A | #N/A | #N/A | #N/A | #N/A | #N/A | #N/A | #N/A | #N/A | #N/A | #N/A | #N/A | #N/A | #N/A | #N/A | #N/A | #N/A | #N/A | #N/A | #N/A | #N/A
[7 empty] | 2 | 19 | 1198 | 22 | 2020-02-19 | Tuesday | 2 | No | #N/A | #N/A | #N/A | #N/A | #N/A | #N/A | #N/A | #N/A | #N/A | #N/A | #N/A | #N/A | #N/A | #N/A | #N/A | #N/A | #N/A | #N/A | #N/A | #N/A | #N/A | #N/A | #N/A | #N/A | #N/A | #N/A | #N/A | #N/A | #N/A | #N/A | #N/A | #N/A | #N/A | #N/A | #N/A | #N/A
[7 empty] | 2 | 19 | 1199 | 23 | 2020-02-19 | Tuesday | 2 | No | #N/A | #N/A | #N/A | #N/A | #N/A | #N/A | #N/A | #N/A | #N/A | #N/A | #N/A | #N/A | #N/A | #N/A | #N/A | #N/A | #N/A | #N/A | #N/A | #N/A | #N/A | #N/A | #N/A | #N/A | #N/A | #N/A | #N/A | #N/A | #N/A | #N/A | #N/A | #N/A | #N/A | #N/A | #N/A | #N/A
[7 empty] | 2 | 19 | 1200 | 24 | 2020-02-19 | Tuesday | 2 | No | #N/A | #N/A | #N/A | #N/A | #N/A | #N/A | #N/A | #N/A | #N/A | #N/A | #N/A | #N/A | #N/A | #N/A | #N/A | #N/A | #N/A | #N/A | #N/A | #N/A | #N/A | #N/A | #N/A | #N/A | #N/A | #N/A | #N/A | #N/A | #N/A | #N/A | #N/A | #N/A | #N/A | #N/A | #N/A | #N/A
[7 empty] | 2 | 20 | 1201 | 1 | 2020-02-20 | Wednesday | 3 | No | #N/A | #N/A | #N/A | #N/A | #N/A | #N/A | #N/A | #N/A | #N/A | #N/A | #N/A | #N/A | #N/A | #N/A | #N/A | #N/A | #N/A | #N/A | #N/A | #N/A | #N/A | #N/A | #N/A | #N/A | #N/A | #N/A | #N/A | #N/A | #N/A | #N/A | #N/A | #N/A | #N/A | #N/A | #N/A | #N/A
[7 empty] | 2 | 20 | 1202 | 2 | 2020-02-20 | Wednesday | 3 | No | #N/A | #N/A | #N/A | #N/A | #N/A | #N/A | #N/A | #N/A | #N/A | #N/A | #N/A | #N/A | #N/A | #N/A | #N/A | #N/A | #N/A | #N/A | #N/A | #N/A | #N/A | #N/A | #N/A | #N/A | #N/A | #N/A | #N/A | #N/A | #N/A | #N/A | #N/A | #N/A | #N/A | #N/A | #N/A | #N/A
[7 empty] | 2 | 20 | 1203 | 3 | 2020-02-20 | Wednesday | 3 | No | #N/A | #N/A | #N/A | #N/A | #N/A | #N/A | #N/A | #N/A | #N/A | #N/A | #N/A | #N/A | #N/A | #N/A | #N/A | #N/A | #N/A | #N/A | #N/A | #N/A | #N/A | #N/A | #N/A | #N/A | #N/A | #N/A | #N/A | #N/A | #N/A | #N/A | #N/A | #N/A | #N/A | #N/A | #N/A | #N/A
[7 empty] | 2 | 20 | 1204 | 4 | 2020-02-20 | Wednesday | 3 | No | #N/A | #N/A | #N/A | #N/A | #N/A | #N/A | #N/A | #N/A | #N/A | #N/A | #N/A | #N/A | #N/A | #N/A | #N/A | #N/A | #N/A | #N/A | #N/A | #N/A | #N/A | #N/A | #N/A | #N/A | #N/A | #N/A | #N/A | #N/A | #N/A | #N/A | #N/A | #N/A | #N/A | #N/A | #N/A | #N/A
[7 empty] | 2 | 20 | 1205 | 5 | 2020-02-20 | Wednesday | 3 | No | #N/A | #N/A | #N/A | #N/A | #N/A | #N/A | #N/A | #N/A | #N/A | #N/A | #N/A | #N/A | #N/A | #N/A | #N/A | #N/A | #N/A | #N/A | #N/A | #N/A | #N/A | #N/A | #N/A | #N/A | #N/A | #N/A | #N/A | #N/A | #N/A | #N/A | #N/A | #N/A | #N/A | #N/A | #N/A | #N/A
[7 empty] | 2 | 20 | 1206 | 6 | 2020-02-20 | Wednesday | 3 | No | #N/A | #N/A | #N/A | #N/A | #N/A | #N/A | #N/A | #N/A | #N/A | #N/A | #N/A | #N/A | #N/A | #N/A | #N/A | #N/A | #N/A | #N/A | #N/A | #N/A | #N/A | #N/A | #N/A | #N/A | #N/A | #N/A | #N/A | #N/A | #N/A | #N/A | #N/A | #N/A | #N/A | #N/A | #N/A | #N/A
[7 empty] | 2 | 20 | 1207 | 7 | 2020-02-20 | Wednesday | 3 | No | #N/A | #N/A | #N/A | #N/A | #N/A | #N/A | #N/A | #N/A | #N/A | #N/A | #N/A | #N/A | #N/A | #N/A | #N/A | #N/A | #N/A | #N/A | #N/A | #N/A | #N/A | #N/A | #N/A | #N/A | #N/A | #N/A | #N/A | #N/A | #N/A | #N/A | #N/A | #N/A | #N/A | #N/A | #N/A | #N/A
[7 empty] | 2 | 20 | 1208 | 8 | 2020-02-20 | Wednesday | 3 | No | #N/A | #N/A | #N/A | #N/A | #N/A | #N/A | #N/A | #N/A | #N/A | #N/A | #N/A | #N/A | #N/A | #N/A | #N/A | #N/A | #N/A | #N/A | #N/A | #N/A | #N/A | #N/A | #N/A | #N/A | #N/A | #N/A | #N/A | #N/A | #N/A | #N/A | #N/A | #N/A | #N/A | #N/A | #N/A | #N/A
[7 empty] | 2 | 20 | 1209 | 9 | 2020-02-20 | Wednesday | 3 | No | #N/A | #N/A | #N/A | #N/A | #N/A | #N/A | #N/A | #N/A | #N/A | #N/A | #N/A | #N/A | #N/A | #N/A | #N/A | #N/A | #N/A | #N/A | #N/A | #N/A | #N/A | #N/A | #N/A | #N/A | #N/A | #N/A | #N/A | #N/A | #N/A | #N/A | #N/A | #N/A | #N/A | #N/A | #N/A | #N/A
[7 empty] | 2 | 20 | 1210 | 10 | 2020-02-20 | Wednesday | 3 | No | #N/A | #N/A | #N/A | #N/A | #N/A | #N/A | #N/A | #N/A | #N/A | #N/A | #N/A | #N/A | #N/A | #N/A | #N/A | #N/A | #N/A | #N/A | #N/A | #N/A | #N/A | #N/A | #N/A | #N/A | #N/A | #N/A | #N/A | #N/A | #N/A | #N/A | #N/A | #N/A | #N/A | #N/A | #N/A | #N/A
[7 empty] | 2 | 20 | 1211 | 11 | 2020-02-20 | Wednesday | 3 | No | #N/A | #N/A | #N/A | #N/A | #N/A | #N/A | #N/A | #N/A | #N/A | #N/A | #N/A | #N/A | #N/A | #N/A | #N/A | #N/A | #N/A | #N/A | #N/A | #N/A | #N/A | #N/A | #N/A | #N/A | #N/A | #N/A | #N/A | #N/A | #N/A | #N/A | #N/A | #N/A | #N/A | #N/A | #N/A | #N/A
[7 empty] | 2 | 20 | 1212 | 12 | 2020-02-20 | Wednesday | 3 | No | #N/A | #N/A | #N/A | #N/A | #N/A | #N/A | #N/A | #N/A | #N/A | #N/A | #N/A | #N/A | #N/A | #N/A | #N/A | #N/A | #N/A | #N/A | #N/A | #N/A | #N/A | #N/A | #N/A | #N/A | #N/A | #N/A | #N/A | #N/A | #N/A | #N/A | #N/A | #N/A | #N/A | #N/A | #N/A | #N/A
[7 empty] | 2 | 20 | 1213 | 13 | 2020-02-20 | Wednesday | 3 | No | #N/A | #N/A | #N/A | #N/A | #N/A | #N/A | #N/A | #N/A | #N/A | #N/A | #N/A | #N/A | #N/A | #N/A | #N/A | #N/A | #N/A | #N/A | #N/A | #N/A | #N/A | #N/A | #N/A | #N/A | #N/A | #N/A | #N/A | #N/A | #N/A | #N/A | #N/A | #N/A | #N/A | #N/A | #N/A | #N/A
[7 empty] | 2 | 20 | 1214 | 14 | 2020-02-20 | Wednesday | 3 | No | #N/A | #N/A | #N/A | #N/A | #N/A | #N/A | #N/A | #N/A | #N/A | #N/A | #N/A | #N/A | #N/A | #N/A | #N/A | #N/A | #N/A | #N/A | #N/A | #N/A | #N/A | #N/A | #N/A | #N/A | #N/A | #N/A | #N/A | #N/A | #N/A | #N/A | #N/A | #N/A | #N/A | #N/A | #N/A | #N/A
[7 empty] | 2 | 20 | 1215 | 15 | 2020-02-20 | Wednesday | 3 | No | #N/A | #N/A | #N/A | #N/A | #N/A | #N/A | #N/A | #N/A | #N/A | #N/A | #N/A | #N/A | #N/A | #N/A | #N/A | #N/A | #N/A | #N/A | #N/A | #N/A | #N/A | #N/A | #N/A | #N/A | #N/A | #N/A | #N/A | #N/A | #N/A | #N/A | #N/A | #N/A | #N/A | #N/A | #N/A | #N/A
[7 empty] | 2 | 20 | 1216 | 16 | 2020-02-20 | Wednesday | 3 | No | #N/A | #N/A | #N/A | #N/A | #N/A | #N/A | #N/A | #N/A | #N/A | #N/A | #N/A | #N/A | #N/A | #N/A | #N/A | #N/A | #N/A | #N/A | #N/A | #N/A | #N/A | #N/A | #N/A | #N/A | #N/A | #N/A | #N/A | #N/A | #N/A | #N/A | #N/A | #N/A | #N/A | #N/A | #N/A | #N/A
[7 empty] | 2 | 20 | 1217 | 17 | 2020-02-20 | Wednesday | 3 | No | #N/A | #N/A | #N/A | #N/A | #N/A | #N/A | #N/A | #N/A | #N/A | #N/A | #N/A | #N/A | #N/A | #N/A | #N/A | #N/A | #N/A | #N/A | #N/A | #N/A | #N/A | #N/A | #N/A | #N/A | #N/A | #N/A | #N/A | #N/A | #N/A | #N/A | #N/A | #N/A | #N/A | #N/A | #N/A | #N/A
[7 empty] | 2 | 20 | 1218 | 18 | 2020-02-20 | Wednesday | 3 | No | #N/A | #N/A | #N/A | #N/A | #N/A | #N/A | #N/A | #N/A | #N/A | #N/A | #N/A | #N/A | #N/A | #N/A | #N/A | #N/A | #N/A | #N/A | #N/A | #N/A | #N/A | #N/A | #N/A | #N/A | #N/A | #N/A | #N/A | #N/A | #N/A | #N/A | #N/A | #N/A | #N/A | #N/A | #N/A | #N/A
[7 empty] | 2 | 20 | 1219 | 19 | 2020-02-20 | Wednesday | 3 | No | #N/A | #N/A | #N/A | #N/A | #N/A | #N/A | #N/A | #N/A | #N/A | #N/A | #N/A | #N/A | #N/A | #N/A | #N/A | #N/A | #N/A | #N/A | #N/A | #N/A | #N/A | #N/A | #N/A | #N/A | #N/A | #N/A | #N/A | #N/A | #N/A | #N/A | #N/A | #N/A | #N/A | #N/A | #N/A | #N/A
[7 empty] | 2 | 20 | 1220 | 20 | 2020-02-20 | Wednesday | 3 | No | #N/A | #N/A | #N/A | #N/A | #N/A | #N/A | #N/A | #N/A | #N/A | #N/A | #N/A | #N/A | #N/A | #N/A | #N/A | #N/A | #N/A | #N/A | #N/A | #N/A | #N/A | #N/A | #N/A | #N/A | #N/A | #N/A | #N/A | #N/A | #N/A | #N/A | #N/A | #N/A | #N/A | #N/A | #N/A | #N/A
[7 empty] | 2 | 20 | 1221 | 21 | 2020-02-20 | Wednesday | 3 | No | #N/A | #N/A | #N/A | #N/A | #N/A | #N/A | #N/A | #N/A | #N/A | #N/A | #N/A | #N/A | #N/A | #N/A | #N/A | #N/A | #N/A | #N/A | #N/A | #N/A | #N/A | #N/A | #N/A | #N/A | #N/A | #N/A | #N/A | #N/A | #N/A | #N/A | #N/A | #N/A | #N/A | #N/A | #N/A | #N/A
[7 empty] | 2 | 20 | 1222 | 22 | 2020-02-20 | Wednesday | 3 | No | #N/A | #N/A | #N/A | #N/A | #N/A | #N/A | #N/A | #N/A | #N/A | #N/A | #N/A | #N/A | #N/A | #N/A | #N/A | #N/A | #N/A | #N/A | #N/A | #N/A | #N/A | #N/A | #N/A | #N/A | #N/A | #N/A | #N/A | #N/A | #N/A | #N/A | #N/A | #N/A | #N/A | #N/A | #N/A | #N/A
[7 empty] | 2 | 20 | 1223 | 23 | 2020-02-20 | Wednesday | 3 | No | #N/A | #N/A | #N/A | #N/A | #N/A | #N/A | #N/A | #N/A | #N/A | #N/A | #N/A | #N/A | #N/A | #N/A | #N/A | #N/A | #N/A | #N/A | #N/A | #N/A | #N/A | #N/A | #N/A | #N/A | #N/A | #N/A | #N/A | #N/A | #N/A | #N/A | #N/A | #N/A | #N/A | #N/A | #N/A | #N/A
[7 empty] | 2 | 20 | 1224 | 24 | 2020-02-20 | Wednesday | 3 | No | #N/A | #N/A | #N/A | #N/A | #N/A | #N/A | #N/A | #N/A | #N/A | #N/A | #N/A | #N/A | #N/A | #N/A | #N/A | #N/A | #N/A | #N/A | #N/A | #N/A | #N/A | #N/A | #N/A | #N/A | #N/A | #N/A | #N/A | #N/A | #N/A | #N/A | #N/A | #N/A | #N/A | #N/A | #N/A | #N/A
[7 empty] | 2 | 21 | 1225 | 1 | 2020-02-21 | Thursday | 4 | No | #N/A | #N/A | #N/A | #N/A | #N/A | #N/A | #N/A | #N/A | #N/A | #N/A | #N/A | #N/A | #N/A | #N/A | #N/A | #N/A | #N/A | #N/A | #N/A | #N/A | #N/A | #N/A | #N/A | #N/A | #N/A | #N/A | #N/A | #N/A | #N/A | #N/A | #N/A | #N/A | #N/A | #N/A | #N/A | #N/A
[7 empty] | 2 | 21 | 1226 | 2 | 2020-02-21 | Thursday | 4 | No | #N/A | #N/A | #N/A | #N/A | #N/A | #N/A | #N/A | #N/A | #N/A | #N/A | #N/A | #N/A | #N/A | #N/A | #N/A | #N/A | #N/A | #N/A | #N/A | #N/A | #N/A | #N/A | #N/A | #N/A | #N/A | #N/A | #N/A | #N/A | #N/A | #N/A | #N/A | #N/A | #N/A | #N/A | #N/A | #N/A
[7 empty] | 2 | 21 | 1227 | 3 | 2020-02-21 | Thursday | 4 | No | #N/A | #N/A | #N/A | #N/A | #N/A | #N/A | #N/A | #N/A | #N/A | #N/A | #N/A | #N/A | #N/A | #N/A | #N/A | #N/A | #N/A | #N/A | #N/A | #N/A | #N/A | #N/A | #N/A | #N/A | #N/A | #N/A | #N/A | #N/A | #N/A | #N/A | #N/A | #N/A | #N/A | #N/A | #N/A | #N/A
[7 empty] | 2 | 21 | 1228 | 4 | 2020-02-21 | Thursday | 4 | No | #N/A | #N/A | #N/A | #N/A | #N/A | #N/A | #N/A | #N/A | #N/A | #N/A | #N/A | #N/A | #N/A | #N/A | #N/A | #N/A | #N/A | #N/A | #N/A | #N/A | #N/A | #N/A | #N/A | #N/A | #N/A | #N/A | #N/A | #N/A | #N/A | #N/A | #N/A | #N/A | #N/A | #N/A | #N/A | #N/A
[7 empty] | 2 | 21 | 1229 | 5 | 2020-02-21 | Thursday | 4 | No | #N/A | #N/A | #N/A | #N/A | #N/A | #N/A | #N/A | #N/A | #N/A | #N/A | #N/A | #N/A | #N/A | #N/A | #N/A | #N/A | #N/A | #N/A | #N/A | #N/A | #N/A | #N/A | #N/A | #N/A | #N/A | #N/A | #N/A | #N/A | #N/A | #N/A | #N/A | #N/A | #N/A | #N/A | #N/A | #N/A
[7 empty] | 2 | 21 | 1230 | 6 | 2020-02-21 | Thursday | 4 | No | #N/A | #N/A | #N/A | #N/A | #N/A | #N/A | #N/A | #N/A | #N/A | #N/A | #N/A | #N/A | #N/A | #N/A | #N/A | #N/A | #N/A | #N/A | #N/A | #N/A | #N/A | #N/A | #N/A | #N/A | #N/A | #N/A | #N/A | #N/A | #N/A | #N/A | #N/A | #N/A | #N/A | #N/A | #N/A | #N/A
[7 empty] | 2 | 21 | 1231 | 7 | 2020-02-21 | Thursday | 4 | No | #N/A | #N/A | #N/A | #N/A | #N/A | #N/A | #N/A | #N/A | #N/A | #N/A | #N/A | #N/A | #N/A | #N/A | #N/A | #N/A | #N/A | #N/A | #N/A | #N/A | #N/A | #N/A | #N/A | #N/A | #N/A | #N/A | #N/A | #N/A | #N/A | #N/A | #N/A | #N/A | #N/A | #N/A | #N/A | #N/A
[7 empty] | 2 | 21 | 1232 | 8 | 2020-02-21 | Thursday | 4 | No | #N/A | #N/A | #N/A | #N/A | #N/A | #N/A | #N/A | #N/A | #N/A | #N/A | #N/A | #N/A | #N/A | #N/A | #N/A | #N/A | #N/A | #N/A | #N/A | #N/A | #N/A | #N/A | #N/A | #N/A | #N/A | #N/A | #N/A | #N/A | #N/A | #N/A | #N/A | #N/A | #N/A | #N/A | #N/A | #N/A
[7 empty] | 2 | 21 | 1233 | 9 | 2020-02-21 | Thursday | 4 | No | #N/A | #N/A | #N/A | #N/A | #N/A | #N/A | #N/A | #N/A | #N/A | #N/A | #N/A | #N/A | #N/A | #N/A | #N/A | #N/A | #N/A | #N/A | #N/A | #N/A | #N/A | #N/A | #N/A | #N/A | #N/A | #N/A | #N/A | #N/A | #N/A | #N/A | #N/A | #N/A | #N/A | #N/A | #N/A | #N/A
[7 empty] | 2 | 21 | 1234 | 10 | 2020-02-21 | Thursday | 4 | No | #N/A | #N/A | #N/A | #N/A | #N/A | #N/A | #N/A | #N/A | #N/A | #N/A | #N/A | #N/A | #N/A | #N/A | #N/A | #N/A | #N/A | #N/A | #N/A | #N/A | #N/A | #N/A | #N/A | #N/A | #N/A | #N/A | #N/A | #N/A | #N/A | #N/A | #N/A | #N/A | #N/A | #N/A | #N/A | #N/A
[7 empty] | 2 | 21 | 1235 | 11 | 2020-02-21 | Thursday | 4 | No | #N/A | #N/A | #N/A | #N/A | #N/A | #N/A | #N/A | #N/A | #N/A | #N/A | #N/A | #N/A | #N/A | #N/A | #N/A | #N/A | #N/A | #N/A | #N/A | #N/A | #N/A | #N/A | #N/A | #N/A | #N/A | #N/A | #N/A | #N/A | #N/A | #N/A | #N/A | #N/A | #N/A | #N/A | #N/A | #N/A
[7 empty] | 2 | 21 | 1236 | 12 | 2020-02-21 | Thursday | 4 | No | #N/A | #N/A | #N/A | #N/A | #N/A | #N/A | #N/A | #N/A | #N/A | #N/A | #N/A | #N/A | #N/A | #N/A | #N/A | #N/A | #N/A | #N/A | #N/A | #N/A | #N/A | #N/A | #N/A | #N/A | #N/A | #N/A | #N/A | #N/A | #N/A | #N/A | #N/A | #N/A | #N/A | #N/A | #N/A | #N/A
[7 empty] | 2 | 21 | 1237 | 13 | 2020-02-21 | Thursday | 4 | No | #N/A | #N/A | #N/A | #N/A | #N/A | #N/A | #N/A | #N/A | #N/A | #N/A | #N/A | #N/A | #N/A | #N/A | #N/A | #N/A | #N/A | #N/A | #N/A | #N/A | #N/A | #N/A | #N/A | #N/A | #N/A | #N/A | #N/A | #N/A | #N/A | #N/A | #N/A | #N/A | #N/A | #N/A | #N/A | #N/A
[7 empty] | 2 | 21 | 1238 | 14 | 2020-02-21 | Thursday | 4 | No | #N/A | #N/A | #N/A | #N/A | #N/A | #N/A | #N/A | #N/A | #N/A | #N/A | #N/A | #N/A | #N/A | #N/A | #N/A | #N/A | #N/A | #N/A | #N/A | #N/A | #N/A | #N/A | #N/A | #N/A | #N/A | #N/A | #N/A | #N/A | #N/A | #N/A | #N/A | #N/A | #N/A | #N/A | #N/A | #N/A
[7 empty] | 2 | 21 | 1239 | 15 | 2020-02-21 | Thursday | 4 | No | #N/A | #N/A | #N/A | #N/A | #N/A | #N/A | #N/A | #N/A | #N/A | #N/A | #N/A | #N/A | #N/A | #N/A | #N/A | #N/A | #N/A | #N/A | #N/A | #N/A | #N/A | #N/A | #N/A | #N/A | #N/A | #N/A | #N/A | #N/A | #N/A | #N/A | #N/A | #N/A | #N/A | #N/A | #N/A | #N/A
[7 empty] | 2 | 21 | 1240 | 16 | 2020-02-21 | Thursday | 4 | No | #N/A | #N/A | #N/A | #N/A | #N/A | #N/A | #N/A | #N/A | #N/A | #N/A | #N/A | #N/A | #N/A | #N/A | #N/A | #N/A | #N/A | #N/A | #N/A | #N/A | #N/A | #N/A | #N/A | #N/A | #N/A | #N/A | #N/A | #N/A | #N/A | #N/A | #N/A | #N/A | #N/A | #N/A | #N/A | #N/A
[7 empty] | 2 | 21 | 1241 | 17 | 2020-02-21 | Thursday | 4 | No | #N/A | #N/A | #N/A | #N/A | #N/A | #N/A | #N/A | #N/A | #N/A | #N/A | #N/A | #N/A | #N/A | #N/A | #N/A | #N/A | #N/A | #N/A | #N/A | #N/A | #N/A | #N/A | #N/A | #N/A | #N/A | #N/A | #N/A | #N/A | #N/A | #N/A | #N/A | #N/A | #N/A | #N/A | #N/A | #N/A
[7 empty] | 2 | 21 | 1242 | 18 | 2020-02-21 | Thursday | 4 | No | #N/A | #N/A | #N/A | #N/A | #N/A | #N/A | #N/A | #N/A | #N/A | #N/A | #N/A | #N/A | #N/A | #N/A | #N/A | #N/A | #N/A | #N/A | #N/A | #N/A | #N/A | #N/A | #N/A | #N/A | #N/A | #N/A | #N/A | #N/A | #N/A | #N/A | #N/A | #N/A | #N/A | #N/A | #N/A | #N/A
[7 empty] | 2 | 21 | 1243 | 19 | 2020-02-21 | Thursday | 4 | No | #N/A | #N/A | #N/A | #N/A | #N/A | #N/A | #N/A | #N/A | #N/A | #N/A | #N/A | #N/A | #N/A | #N/A | #N/A | #N/A | #N/A | #N/A | #N/A | #N/A | #N/A | #N/A | #N/A | #N/A | #N/A | #N/A | #N/A | #N/A | #N/A | #N/A | #N/A | #N/A | #N/A | #N/A | #N/A | #N/A
[7 empty] | 2 | 21 | 1244 | 20 | 2020-02-21 | Thursday | 4 | No | #N/A | #N/A | #N/A | #N/A | #N/A | #N/A | #N/A | #N/A | #N/A | #N/A | #N/A | #N/A | #N/A | #N/A | #N/A | #N/A | #N/A | #N/A | #N/A | #N/A | #N/A | #N/A | #N/A | #N/A | #N/A | #N/A | #N/A | #N/A | #N/A | #N/A | #N/A | #N/A | #N/A | #N/A | #N/A | #N/A
[7 empty] | 2 | 21 | 1245 | 21 | 2020-02-21 | Thursday | 4 | No | #N/A | #N/A | #N/A | #N/A | #N/A | #N/A | #N/A | #N/A | #N/A | #N/A | #N/A | #N/A | #N/A | #N/A | #N/A | #N/A | #N/A | #N/A | #N/A | #N/A | #N/A | #N/A | #N/A | #N/A | #N/A | #N/A | #N/A | #N/A | #N/A | #N/A | #N/A | #N/A | #N/A | #N/A | #N/A | #N/A
[7 empty] | 2 | 21 | 1246 | 22 | 2020-02-21 | Thursday | 4 | No | #N/A | #N/A | #N/A | #N/A | #N/A | #N/A | #N/A | #N/A | #N/A | #N/A | #N/A | #N/A | #N/A | #N/A | #N/A | #N/A | #N/A | #N/A | #N/A | #N/A | #N/A | #N/A | #N/A | #N/A | #N/A | #N/A | #N/A | #N/A | #N/A | #N/A | #N/A | #N/A | #N/A | #N/A | #N/A | #N/A
[7 empty] | 2 | 21 | 1247 | 23 | 2020-02-21 | Thursday | 4 | No | #N/A | #N/A | #N/A | #N/A | #N/A | #N/A | #N/A | #N/A | #N/A | #N/A | #N/A | #N/A | #N/A | #N/A | #N/A | #N/A | #N/A | #N/A | #N/A | #N/A | #N/A | #N/A | #N/A | #N/A | #N/A | #N/A | #N/A | #N/A | #N/A | #N/A | #N/A | #N/A | #N/A | #N/A | #N/A | #N/A
[7 empty] | 2 | 21 | 1248 | 24 | 2020-02-21 | Thursday | 4 | No | #N/A | #N/A | #N/A | #N/A | #N/A | #N/A | #N/A | #N/A | #N/A | #N/A | #N/A | #N/A | #N/A | #N/A | #N/A | #N/A | #N/A | #N/A | #N/A | #N/A | #N/A | #N/A | #N/A | #N/A | #N/A | #N/A | #N/A | #N/A | #N/A | #N/A | #N/A | #N/A | #N/A | #N/A | #N/A | #N/A
[7 empty] | 2 | 22 | 1249 | 1 | 2020-02-22 | Friday | 5 | No | #N/A | #N/A | #N/A | #N/A | #N/A | #N/A | #N/A | #N/A | #N/A | #N/A | #N/A | #N/A | #N/A | #N/A | #N/A | #N/A | #N/A | #N/A | #N/A | #N/A | #N/A | #N/A | #N/A | #N/A | #N/A | #N/A | #N/A | #N/A | #N/A | #N/A | #N/A | #N/A | #N/A | #N/A | #N/A | #N/A
[7 empty] | 2 | 22 | 1250 | 2 | 2020-02-22 | Friday | 5 | No | #N/A | #N/A | #N/A | #N/A | #N/A | #N/A | #N/A | #N/A | #N/A | #N/A | #N/A | #N/A | #N/A | #N/A | #N/A | #N/A | #N/A | #N/A | #N/A | #N/A | #N/A | #N/A | #N/A | #N/A | #N/A | #N/A | #N/A | #N/A | #N/A | #N/A | #N/A | #N/A | #N/A | #N/A | #N/A | #N/A
[7 empty] | 2 | 22 | 1251 | 3 | 2020-02-22 | Friday | 5 | No | #N/A | #N/A | #N/A | #N/A | #N/A | #N/A | #N/A | #N/A | #N/A | #N/A | #N/A | #N/A | #N/A | #N/A | #N/A | #N/A | #N/A | #N/A | #N/A | #N/A | #N/A | #N/A | #N/A | #N/A | #N/A | #N/A | #N/A | #N/A | #N/A | #N/A | #N/A | #N/A | #N/A | #N/A | #N/A | #N/A
[7 empty] | 2 | 22 | 1252 | 4 | 2020-02-22 | Friday | 5 | No | #N/A | #N/A | #N/A | #N/A | #N/A | #N/A | #N/A | #N/A | #N/A | #N/A | #N/A | #N/A | #N/A | #N/A | #N/A | #N/A | #N/A | #N/A | #N/A | #N/A | #N/A | #N/A | #N/A | #N/A | #N/A | #N/A | #N/A | #N/A | #N/A | #N/A | #N/A | #N/A | #N/A | #N/A | #N/A | #N/A
[7 empty] | 2 | 22 | 1253 | 5 | 2020-02-22 | Friday | 5 | No | #N/A | #N/A | #N/A | #N/A | #N/A | #N/A | #N/A | #N/A | #N/A | #N/A | #N/A | #N/A | #N/A | #N/A | #N/A | #N/A | #N/A | #N/A | #N/A | #N/A | #N/A | #N/A | #N/A | #N/A | #N/A | #N/A | #N/A | #N/A | #N/A | #N/A | #N/A | #N/A | #N/A | #N/A | #N/A | #N/A
[7 empty] | 2 | 22 | 1254 | 6 | 2020-02-22 | Friday | 5 | No | #N/A | #N/A | #N/A | #N/A | #N/A | #N/A | #N/A | #N/A | #N/A | #N/A | #N/A | #N/A | #N/A | #N/A | #N/A | #N/A | #N/A | #N/A | #N/A | #N/A | #N/A | #N/A | #N/A | #N/A | #N/A | #N/A | #N/A | #N/A | #N/A | #N/A | #N/A | #N/A | #N/A | #N/A | #N/A | #N/A
[7 empty] | 2 | 22 | 1255 | 7 | 2020-02-22 | Friday | 5 | No | #N/A | #N/A | #N/A | #N/A | #N/A | #N/A | #N/A | #N/A | #N/A | #N/A | #N/A | #N/A | #N/A | #N/A | #N/A | #N/A | #N/A | #N/A | #N/A | #N/A | #N/A | #N/A | #N/A | #N/A | #N/A | #N/A | #N/A | #N/A | #N/A | #N/A | #N/A | #N/A | #N/A | #N/A | #N/A | #N/A
[7 empty] | 2 | 22 | 1256 | 8 | 2020-02-22 | Friday | 5 | No | #N/A | #N/A | #N/A | #N/A | #N/A | #N/A | #N/A | #N/A | #N/A | #N/A | #N/A | #N/A | #N/A | #N/A | #N/A | #N/A | #N/A | #N/A | #N/A | #N/A | #N/A | #N/A | #N/A | #N/A | #N/A | #N/A | #N/A | #N/A | #N/A | #N/A | #N/A | #N/A | #N/A | #N/A | #N/A | #N/A
[7 empty] | 2 | 22 | 1257 | 9 | 2020-02-22 | Friday | 5 | No | #N/A | #N/A | #N/A | #N/A | #N/A | #N/A | #N/A | #N/A | #N/A | #N/A | #N/A | #N/A | #N/A | #N/A | #N/A | #N/A | #N/A | #N/A | #N/A | #N/A | #N/A | #N/A | #N/A | #N/A | #N/A | #N/A | #N/A | #N/A | #N/A | #N/A | #N/A | #N/A | #N/A | #N/A | #N/A | #N/A
[7 empty] | 2 | 22 | 1258 | 10 | 2020-02-22 | Friday | 5 | No | #N/A | #N/A | #N/A | #N/A | #N/A | #N/A | #N/A | #N/A | #N/A | #N/A | #N/A | #N/A | #N/A | #N/A | #N/A | #N/A | #N/A | #N/A | #N/A | #N/A | #N/A | #N/A | #N/A | #N/A | #N/A | #N/A | #N/A | #N/A | #N/A | #N/A | #N/A | #N/A | #N/A | #N/A | #N/A | #N/A
[7 empty] | 2 | 22 | 1259 | 11 | 2020-02-22 | Friday | 5 | No | #N/A | #N/A | #N/A | #N/A | #N/A | #N/A | #N/A | #N/A | #N/A | #N/A | #N/A | #N/A | #N/A | #N/A | #N/A | #N/A | #N/A | #N/A | #N/A | #N/A | #N/A | #N/A | #N/A | #N/A | #N/A | #N/A | #N/A | #N/A | #N/A | #N/A | #N/A | #N/A | #N/A | #N/A | #N/A | #N/A
[7 empty] | 2 | 22 | 1260 | 12 | 2020-02-22 | Friday | 5 | No | #N/A | #N/A | #N/A | #N/A | #N/A | #N/A | #N/A | #N/A | #N/A | #N/A | #N/A | #N/A | #N/A | #N/A | #N/A | #N/A | #N/A | #N/A | #N/A | #N/A | #N/A | #N/A | #N/A | #N/A | #N/A | #N/A | #N/A | #N/A | #N/A | #N/A | #N/A | #N/A | #N/A | #N/A | #N/A | #N/A
[7 empty] | 2 | 22 | 1261 | 13 | 2020-02-22 | Friday | 5 | No | #N/A | #N/A | #N/A | #N/A | #N/A | #N/A | #N/A | #N/A | #N/A | #N/A | #N/A | #N/A | #N/A | #N/A | #N/A | #N/A | #N/A | #N/A | #N/A | #N/A | #N/A | #N/A | #N/A | #N/A | #N/A | #N/A | #N/A | #N/A | #N/A | #N/A | #N/A | #N/A | #N/A | #N/A | #N/A | #N/A
[7 empty] | 2 | 22 | 1262 | 14 | 2020-02-22 | Friday | 5 | No | #N/A | #N/A | #N/A | #N/A | #N/A | #N/A | #N/A | #N/A | #N/A | #N/A | #N/A | #N/A | #N/A | #N/A | #N/A | #N/A | #N/A | #N/A | #N/A | #N/A | #N/A | #N/A | #N/A | #N/A | #N/A | #N/A | #N/A | #N/A | #N/A | #N/A | #N/A | #N/A | #N/A | #N/A | #N/A | #N/A
[7 empty] | 2 | 22 | 1263 | 15 | 2020-02-22 | Friday | 5 | No | #N/A | #N/A | #N/A | #N/A | #N/A | #N/A | #N/A | #N/A | #N/A | #N/A | #N/A | #N/A | #N/A | #N/A | #N/A | #N/A | #N/A | #N/A | #N/A | #N/A | #N/A | #N/A | #N/A | #N/A | #N/A | #N/A | #N/A | #N/A | #N/A | #N/A | #N/A | #N/A | #N/A | #N/A | #N/A | #N/A
[7 empty] | 2 | 22 | 1264 | 16 | 2020-02-22 | Friday | 5 | No | #N/A | #N/A | #N/A | #N/A | #N/A | #N/A | #N/A | #N/A | #N/A | #N/A | #N/A | #N/A | #N/A | #N/A | #N/A | #N/A | #N/A | #N/A | #N/A | #N/A | #N/A | #N/A | #N/A | #N/A | #N/A | #N/A | #N/A | #N/A | #N/A | #N/A | #N/A | #N/A | #N/A | #N/A | #N/A | #N/A
[7 empty] | 2 | 22 | 1265 | 17 | 2020-02-22 | Friday | 5 | No | #N/A | #N/A | #N/A | #N/A | #N/A | #N/A | #N/A | #N/A | #N/A | #N/A | #N/A | #N/A | #N/A | #N/A | #N/A | #N/A | #N/A | #N/A | #N/A | #N/A | #N/A | #N/A | #N/A | #N/A | #N/A | #N/A | #N/A | #N/A | #N/A | #N/A | #N/A | #N/A | #N/A | #N/A | #N/A | #N/A
[7 empty] | 2 | 22 | 1266 | 18 | 2020-02-22 | Friday | 5 | No | #N/A | #N/A | #N/A | #N/A | #N/A | #N/A | #N/A | #N/A | #N/A | #N/A | #N/A | #N/A | #N/A | #N/A | #N/A | #N/A | #N/A | #N/A | #N/A | #N/A | #N/A | #N/A | #N/A | #N/A | #N/A | #N/A | #N/A | #N/A | #N/A | #N/A | #N/A | #N/A | #N/A | #N/A | #N/A | #N/A
[7 empty] | 2 | 22 | 1267 | 19 | 2020-02-22 | Friday | 5 | No | #N/A | #N/A | #N/A | #N/A | #N/A | #N/A | #N/A | #N/A | #N/A | #N/A | #N/A | #N/A | #N/A | #N/A | #N/A | #N/A | #N/A | #N/A | #N/A | #N/A | #N/A | #N/A | #N/A | #N/A | #N/A | #N/A | #N/A | #N/A | #N/A | #N/A | #N/A | #N/A | #N/A | #N/A | #N/A | #N/A
[7 empty] | 2 | 22 | 1268 | 20 | 2020-02-22 | Friday | 5 | No | #N/A | #N/A | #N/A | #N/A | #N/A | #N/A | #N/A | #N/A | #N/A | #N/A | #N/A | #N/A | #N/A | #N/A | #N/A | #N/A | #N/A | #N/A | #N/A | #N/A | #N/A | #N/A | #N/A | #N/A | #N/A | #N/A | #N/A | #N/A | #N/A | #N/A | #N/A | #N/A | #N/A | #N/A | #N/A | #N/A
[7 empty] | 2 | 22 | 1269 | 21 | 2020-02-22 | Friday | 5 | No | #N/A | #N/A | #N/A | #N/A | #N/A | #N/A | #N/A | #N/A | #N/A | #N/A | #N/A | #N/A | #N/A | #N/A | #N/A | #N/A | #N/A | #N/A | #N/A | #N/A | #N/A | #N/A | #N/A | #N/A | #N/A | #N/A | #N/A | #N/A | #N/A | #N/A | #N/A | #N/A | #N/A | #N/A | #N/A | #N/A
[7 empty] | 2 | 22 | 1270 | 22 | 2020-02-22 | Friday | 5 | No | #N/A | #N/A | #N/A | #N/A | #N/A | #N/A | #N/A | #N/A | #N/A | #N/A | #N/A | #N/A | #N/A | #N/A | #N/A | #N/A | #N/A | #N/A | #N/A | #N/A | #N/A | #N/A | #N/A | #N/A | #N/A | #N/A | #N/A | #N/A | #N/A | #N/A | #N/A | #N/A | #N/A | #N/A | #N/A | #N/A
[7 empty] | 2 | 22 | 1271 | 23 | 2020-02-22 | Friday | 5 | No | #N/A | #N/A | #N/A | #N/A | #N/A | #N/A | #N/A | #N/A | #N/A | #N/A | #N/A | #N/A | #N/A | #N/A | #N/A | #N/A | #N/A | #N/A | #N/A | #N/A | #N/A | #N/A | #N/A | #N/A | #N/A | #N/A | #N/A | #N/A | #N/A | #N/A | #N/A | #N/A | #N/A | #N/A | #N/A | #N/A
[7 empty] | 2 | 22 | 1272 | 24 | 2020-02-22 | Friday | 5 | No | #N/A | #N/A | #N/A | #N/A | #N/A | #N/A | #N/A | #N/A | #N/A | #N/A | #N/A | #N/A | #N/A | #N/A | #N/A | #N/A | #N/A | #N/A | #N/A | #N/A | #N/A | #N/A | #N/A | #N/A | #N/A | #N/A | #N/A | #N/A | #N/A | #N/A | #N/A | #N/A | #N/A | #N/A | #N/A | #N/A
[7 empty] | 2 | 23 | 1273 | 1 | 2020-02-23 | Saturday | 6 | No | #N/A | #N/A | #N/A | #N/A | #N/A | #N/A | #N/A | #N/A | #N/A | #N/A | #N/A | #N/A | #N/A | #N/A | #N/A | #N/A | #N/A | #N/A | #N/A | #N/A | #N/A | #N/A | #N/A | #N/A | #N/A | #N/A | #N/A | #N/A | #N/A | #N/A | #N/A | #N/A | #N/A | #N/A | #N/A | #N/A
[7 empty] | 2 | 23 | 1274 | 2 | 2020-02-23 | Saturday | 6 | No | #N/A | #N/A | #N/A | #N/A | #N/A | #N/A | #N/A | #N/A | #N/A | #N/A | #N/A | #N/A | #N/A | #N/A | #N/A | #N/A | #N/A | #N/A | #N/A | #N/A | #N/A | #N/A | #N/A | #N/A | #N/A | #N/A | #N/A | #N/A | #N/A | #N/A | #N/A | #N/A | #N/A | #N/A | #N/A | #N/A
[7 empty] | 2 | 23 | 1275 | 3 | 2020-02-23 | Saturday | 6 | No | #N/A | #N/A | #N/A | #N/A | #N/A | #N/A | #N/A | #N/A | #N/A | #N/A | #N/A | #N/A | #N/A | #N/A | #N/A | #N/A | #N/A | #N/A | #N/A | #N/A | #N/A | #N/A | #N/A | #N/A | #N/A | #N/A | #N/A | #N/A | #N/A | #N/A | #N/A | #N/A | #N/A | #N/A | #N/A | #N/A
[7 empty] | 2 | 23 | 1276 | 4 | 2020-02-23 | Saturday | 6 | No | #N/A | #N/A | #N/A | #N/A | #N/A | #N/A | #N/A | #N/A | #N/A | #N/A | #N/A | #N/A | #N/A | #N/A | #N/A | #N/A | #N/A | #N/A | #N/A | #N/A | #N/A | #N/A | #N/A | #N/A | #N/A | #N/A | #N/A | #N/A | #N/A | #N/A | #N/A | #N/A | #N/A | #N/A | #N/A | #N/A
[7 empty] | 2 | 23 | 1277 | 5 | 2020-02-23 | Saturday | 6 | No | #N/A | #N/A | #N/A | #N/A | #N/A | #N/A | #N/A | #N/A | #N/A | #N/A | #N/A | #N/A | #N/A | #N/A | #N/A | #N/A | #N/A | #N/A | #N/A | #N/A | #N/A | #N/A | #N/A | #N/A | #N/A | #N/A | #N/A | #N/A | #N/A | #N/A | #N/A | #N/A | #N/A | #N/A | #N/A | #N/A
[7 empty] | 2 | 23 | 1278 | 6 | 2020-02-23 | Saturday | 6 | No | #N/A | #N/A | #N/A | #N/A | #N/A | #N/A | #N/A | #N/A | #N/A | #N/A | #N/A | #N/A | #N/A | #N/A | #N/A | #N/A | #N/A | #N/A | #N/A | #N/A | #N/A | #N/A | #N/A | #N/A | #N/A | #N/A | #N/A | #N/A | #N/A | #N/A | #N/A | #N/A | #N/A | #N/A | #N/A | #N/A
[7 empty] | 2 | 23 | 1279 | 7 | 2020-02-23 | Saturday | 6 | No | #N/A | #N/A | #N/A | #N/A | #N/A | #N/A | #N/A | #N/A | #N/A | #N/A | #N/A | #N/A | #N/A | #N/A | #N/A | #N/A | #N/A | #N/A | #N/A | #N/A | #N/A | #N/A | #N/A | #N/A | #N/A | #N/A | #N/A | #N/A | #N/A | #N/A | #N/A | #N/A | #N/A | #N/A | #N/A | #N/A
[7 empty] | 2 | 23 | 1280 | 8 | 2020-02-23 | Saturday | 6 | No | #N/A | #N/A | #N/A | #N/A | #N/A | #N/A | #N/A | #N/A | #N/A | #N/A | #N/A | #N/A | #N/A | #N/A | #N/A | #N/A | #N/A | #N/A | #N/A | #N/A | #N/A | #N/A | #N/A | #N/A | #N/A | #N/A | #N/A | #N/A | #N/A | #N/A | #N/A | #N/A | #N/A | #N/A | #N/A | #N/A
[7 empty] | 2 | 23 | 1281 | 9 | 2020-02-23 | Saturday | 6 | No | #N/A | #N/A | #N/A | #N/A | #N/A | #N/A | #N/A | #N/A | #N/A | #N/A | #N/A | #N/A | #N/A | #N/A | #N/A | #N/A | #N/A | #N/A | #N/A | #N/A | #N/A | #N/A | #N/A | #N/A | #N/A | #N/A | #N/A | #N/A | #N/A | #N/A | #N/A | #N/A | #N/A | #N/A | #N/A | #N/A
[7 empty] | 2 | 23 | 1282 | 10 | 2020-02-23 | Saturday | 6 | No | #N/A | #N/A | #N/A | #N/A | #N/A | #N/A | #N/A | #N/A | #N/A | #N/A | #N/A | #N/A | #N/A | #N/A | #N/A | #N/A | #N/A | #N/A | #N/A | #N/A | #N/A | #N/A | #N/A | #N/A | #N/A | #N/A | #N/A | #N/A | #N/A | #N/A | #N/A | #N/A | #N/A | #N/A | #N/A | #N/A
[7 empty] | 2 | 23 | 1283 | 11 | 2020-02-23 | Saturday | 6 | No | #N/A | #N/A | #N/A | #N/A | #N/A | #N/A | #N/A | #N/A | #N/A | #N/A | #N/A | #N/A | #N/A | #N/A | #N/A | #N/A | #N/A | #N/A | #N/A | #N/A | #N/A | #N/A | #N/A | #N/A | #N/A | #N/A | #N/A | #N/A | #N/A | #N/A | #N/A | #N/A | #N/A | #N/A | #N/A | #N/A
[7 empty] | 2 | 23 | 1284 | 12 | 2020-02-23 | Saturday | 6 | No | #N/A | #N/A | #N/A | #N/A | #N/A | #N/A | #N/A | #N/A | #N/A | #N/A | #N/A | #N/A | #N/A | #N/A | #N/A | #N/A | #N/A | #N/A | #N/A | #N/A | #N/A | #N/A | #N/A | #N/A | #N/A | #N/A | #N/A | #N/A | #N/A | #N/A | #N/A | #N/A | #N/A | #N/A | #N/A | #N/A
[7 empty] | 2 | 23 | 1285 | 13 | 2020-02-23 | Saturday | 6 | No | #N/A | #N/A | #N/A | #N/A | #N/A | #N/A | #N/A | #N/A | #N/A | #N/A | #N/A | #N/A | #N/A | #N/A | #N/A | #N/A | #N/A | #N/A | #N/A | #N/A | #N/A | #N/A | #N/A | #N/A | #N/A | #N/A | #N/A | #N/A | #N/A | #N/A | #N/A | #N/A | #N/A | #N/A | #N/A | #N/A
[7 empty] | 2 | 23 | 1286 | 14 | 2020-02-23 | Saturday | 6 | No | #N/A | #N/A | #N/A | #N/A | #N/A | #N/A | #N/A | #N/A | #N/A | #N/A | #N/A | #N/A | #N/A | #N/A | #N/A | #N/A | #N/A | #N/A | #N/A | #N/A | #N/A | #N/A | #N/A | #N/A | #N/A | #N/A | #N/A | #N/A | #N/A | #N/A | #N/A | #N/A | #N/A | #N/A | #N/A | #N/A
[7 empty] | 2 | 23 | 1287 | 15 | 2020-02-23 | Saturday | 6 | No | #N/A | #N/A | #N/A | #N/A | #N/A | #N/A | #N/A | #N/A | #N/A | #N/A | #N/A | #N/A | #N/A | #N/A | #N/A | #N/A | #N/A | #N/A | #N/A | #N/A | #N/A | #N/A | #N/A | #N/A | #N/A | #N/A | #N/A | #N/A | #N/A | #N/A | #N/A | #N/A | #N/A | #N/A | #N/A | #N/A
[7 empty] | 2 | 23 | 1288 | 16 | 2020-02-23 | Saturday | 6 | No | #N/A | #N/A | #N/A | #N/A | #N/A | #N/A | #N/A | #N/A | #N/A | #N/A | #N/A | #N/A | #N/A | #N/A | #N/A | #N/A | #N/A | #N/A | #N/A | #N/A | #N/A | #N/A | #N/A | #N/A | #N/A | #N/A | #N/A | #N/A | #N/A | #N/A | #N/A | #N/A | #N/A | #N/A | #N/A | #N/A
[7 empty] | 2 | 23 | 1289 | 17 | 2020-02-23 | Saturday | 6 | No | #N/A | #N/A | #N/A | #N/A | #N/A | #N/A | #N/A | #N/A | #N/A | #N/A | #N/A | #N/A | #N/A | #N/A | #N/A | #N/A | #N/A | #N/A | #N/A | #N/A | #N/A | #N/A | #N/A | #N/A | #N/A | #N/A | #N/A | #N/A | #N/A | #N/A | #N/A | #N/A | #N/A | #N/A | #N/A | #N/A
[7 empty] | 2 | 23 | 1290 | 18 | 2020-02-23 | Saturday | 6 | No | #N/A | #N/A | #N/A | #N/A | #N/A | #N/A | #N/A | #N/A | #N/A | #N/A | #N/A | #N/A | #N/A | #N/A | #N/A | #N/A | #N/A | #N/A | #N/A | #N/A | #N/A | #N/A | #N/A | #N/A | #N/A | #N/A | #N/A | #N/A | #N/A | #N/A | #N/A | #N/A | #N/A | #N/A | #N/A | #N/A
[7 empty] | 2 | 23 | 1291 | 19 | 2020-02-23 | Saturday | 6 | No | #N/A | #N/A | #N/A | #N/A | #N/A | #N/A | #N/A | #N/A | #N/A | #N/A | #N/A | #N/A | #N/A | #N/A | #N/A | #N/A | #N/A | #N/A | #N/A | #N/A | #N/A | #N/A | #N/A | #N/A | #N/A | #N/A | #N/A | #N/A | #N/A | #N/A | #N/A | #N/A | #N/A | #N/A | #N/A | #N/A
[7 empty] | 2 | 23 | 1292 | 20 | 2020-02-23 | Saturday | 6 | No | #N/A | #N/A | #N/A | #N/A | #N/A | #N/A | #N/A | #N/A | #N/A | #N/A | #N/A | #N/A | #N/A | #N/A | #N/A | #N/A | #N/A | #N/A | #N/A | #N/A | #N/A | #N/A | #N/A | #N/A | #N/A | #N/A | #N/A | #N/A | #N/A | #N/A | #N/A | #N/A | #N/A | #N/A | #N/A | #N/A
[7 empty] | 2 | 23 | 1293 | 21 | 2020-02-23 | Saturday | 6 | No | #N/A | #N/A | #N/A | #N/A | #N/A | #N/A | #N/A | #N/A | #N/A | #N/A | #N/A | #N/A | #N/A | #N/A | #N/A | #N/A | #N/A | #N/A | #N/A | #N/A | #N/A | #N/A | #N/A | #N/A | #N/A | #N/A | #N/A | #N/A | #N/A | #N/A | #N/A | #N/A | #N/A | #N/A | #N/A | #N/A
[7 empty] | 2 | 23 | 1294 | 22 | 2020-02-23 | Saturday | 6 | No | #N/A | #N/A | #N/A | #N/A | #N/A | #N/A | #N/A | #N/A | #N/A | #N/A | #N/A | #N/A | #N/A | #N/A | #N/A | #N/A | #N/A | #N/A | #N/A | #N/A | #N/A | #N/A | #N/A | #N/A | #N/A | #N/A | #N/A | #N/A | #N/A | #N/A | #N/A | #N/A | #N/A | #N/A | #N/A | #N/A
[7 empty] | 2 | 23 | 1295 | 23 | 2020-02-23 | Saturday | 6 | No | #N/A | #N/A | #N/A | #N/A | #N/A | #N/A | #N/A | #N/A | #N/A | #N/A | #N/A | #N/A | #N/A | #N/A | #N/A | #N/A | #N/A | #N/A | #N/A | #N/A | #N/A | #N/A | #N/A | #N/A | #N/A | #N/A | #N/A | #N/A | #N/A | #N/A | #N/A | #N/A | #N/A | #N/A | #N/A | #N/A
[7 empty] | 2 | 23 | 1296 | 24 | 2020-02-23 | Saturday | 6 | No | #N/A | #N/A | #N/A | #N/A | #N/A | #N/A | #N/A | #N/A | #N/A | #N/A | #N/A | #N/A | #N/A | #N/A | #N/A | #N/A | #N/A | #N/A | #N/A | #N/A | #N/A | #N/A | #N/A | #N/A | #N/A | #N/A | #N/A | #N/A | #N/A | #N/A | #N/A | #N/A | #N/A | #N/A | #N/A | #N/A
[7 empty] | 2 | 24 | 1297 | 1 | 2020-02-24 | Sunday | 7 | No | #N/A | #N/A | #N/A | #N/A | #N/A | #N/A | #N/A | #N/A | #N/A | #N/A | #N/A | #N/A | #N/A | #N/A | #N/A | #N/A | #N/A | #N/A | #N/A | #N/A | #N/A | #N/A | #N/A | #N/A | #N/A | #N/A | #N/A | #N/A | #N/A | #N/A | #N/A | #N/A | #N/A | #N/A | #N/A | #N/A
[7 empty] | 2 | 24 | 1298 | 2 | 2020-02-24 | Sunday | 7 | No | #N/A | #N/A | #N/A | #N/A | #N/A | #N/A | #N/A | #N/A | #N/A | #N/A | #N/A | #N/A | #N/A | #N/A | #N/A | #N/A | #N/A | #N/A | #N/A | #N/A | #N/A | #N/A | #N/A | #N/A | #N/A | #N/A | #N/A | #N/A | #N/A | #N/A | #N/A | #N/A | #N/A | #N/A | #N/A | #N/A
[7 empty] | 2 | 24 | 1299 | 3 | 2020-02-24 | Sunday | 7 | No | #N/A | #N/A | #N/A | #N/A | #N/A | #N/A | #N/A | #N/A | #N/A | #N/A | #N/A | #N/A | #N/A | #N/A | #N/A | #N/A | #N/A | #N/A | #N/A | #N/A | #N/A | #N/A | #N/A | #N/A | #N/A | #N/A | #N/A | #N/A | #N/A | #N/A | #N/A | #N/A | #N/A | #N/A | #N/A | #N/A
[7 empty] | 2 | 24 | 1300 | 4 | 2020-02-24 | Sunday | 7 | No | #N/A | #N/A | #N/A | #N/A | #N/A | #N/A | #N/A | #N/A | #N/A | #N/A | #N/A | #N/A | #N/A | #N/A | #N/A | #N/A | #N/A | #N/A | #N/A | #N/A | #N/A | #N/A | #N/A | #N/A | #N/A | #N/A | #N/A | #N/A | #N/A | #N/A | #N/A | #N/A | #N/A | #N/A | #N/A | #N/A
[7 empty] | 2 | 24 | 1301 | 5 | 2020-02-24 | Sunday | 7 | No | #N/A | #N/A | #N/A | #N/A | #N/A | #N/A | #N/A | #N/A | #N/A | #N/A | #N/A | #N/A | #N/A | #N/A | #N/A | #N/A | #N/A | #N/A | #N/A | #N/A | #N/A | #N/A | #N/A | #N/A | #N/A | #N/A | #N/A | #N/A | #N/A | #N/A | #N/A | #N/A | #N/A | #N/A | #N/A | #N/A
[7 empty] | 2 | 24 | 1302 | 6 | 2020-02-24 | Sunday | 7 | No | #N/A | #N/A | #N/A | #N/A | #N/A | #N/A | #N/A | #N/A | #N/A | #N/A | #N/A | #N/A | #N/A | #N/A | #N/A | #N/A | #N/A | #N/A | #N/A | #N/A | #N/A | #N/A | #N/A | #N/A | #N/A | #N/A | #N/A | #N/A | #N/A | #N/A | #N/A | #N/A | #N/A | #N/A | #N/A | #N/A
[7 empty] | 2 | 24 | 1303 | 7 | 2020-02-24 | Sunday | 7 | No | #N/A | #N/A | #N/A | #N/A | #N/A | #N/A | #N/A | #N/A | #N/A | #N/A | #N/A | #N/A | #N/A | #N/A | #N/A | #N/A | #N/A | #N/A | #N/A | #N/A | #N/A | #N/A | #N/A | #N/A | #N/A | #N/A | #N/A | #N/A | #N/A | #N/A | #N/A | #N/A | #N/A | #N/A | #N/A | #N/A
[7 empty] | 2 | 24 | 1304 | 8 | 2020-02-24 | Sunday | 7 | No | #N/A | #N/A | #N/A | #N/A | #N/A | #N/A | #N/A | #N/A | #N/A | #N/A | #N/A | #N/A | #N/A | #N/A | #N/A | #N/A | #N/A | #N/A | #N/A | #N/A | #N/A | #N/A | #N/A | #N/A | #N/A | #N/A | #N/A | #N/A | #N/A | #N/A | #N/A | #N/A | #N/A | #N/A | #N/A | #N/A
[7 empty] | 2 | 24 | 1305 | 9 | 2020-02-24 | Sunday | 7 | No | #N/A | #N/A | #N/A | #N/A | #N/A | #N/A | #N/A | #N/A | #N/A | #N/A | #N/A | #N/A | #N/A | #N/A | #N/A | #N/A | #N/A | #N/A | #N/A | #N/A | #N/A | #N/A | #N/A | #N/A | #N/A | #N/A | #N/A | #N/A | #N/A | #N/A | #N/A | #N/A | #N/A | #N/A | #N/A | #N/A
[7 empty] | 2 | 24 | 1306 | 10 | 2020-02-24 | Sunday | 7 | No | #N/A | #N/A | #N/A | #N/A | #N/A | #N/A | #N/A | #N/A | #N/A | #N/A | #N/A | #N/A | #N/A | #N/A | #N/A | #N/A | #N/A | #N/A | #N/A | #N/A | #N/A | #N/A | #N/A | #N/A | #N/A | #N/A | #N/A | #N/A | #N/A | #N/A | #N/A | #N/A | #N/A | #N/A | #N/A | #N/A
[7 empty] | 2 | 24 | 1307 | 11 | 2020-02-24 | Sunday | 7 | No | #N/A | #N/A | #N/A | #N/A | #N/A | #N/A | #N/A | #N/A | #N/A | #N/A | #N/A | #N/A | #N/A | #N/A | #N/A | #N/A | #N/A | #N/A | #N/A | #N/A | #N/A | #N/A | #N/A | #N/A | #N/A | #N/A | #N/A | #N/A | #N/A | #N/A | #N/A | #N/A | #N/A | #N/A | #N/A | #N/A
[7 empty] | 2 | 24 | 1308 | 12 | 2020-02-24 | Sunday | 7 | No | #N/A | #N/A | #N/A | #N/A | #N/A | #N/A | #N/A | #N/A | #N/A | #N/A | #N/A | #N/A | #N/A | #N/A | #N/A | #N/A | #N/A | #N/A | #N/A | #N/A | #N/A | #N/A | #N/A | #N/A | #N/A | #N/A | #N/A | #N/A | #N/A | #N/A | #N/A | #N/A | #N/A | #N/A | #N/A | #N/A
[7 empty] | 2 | 24 | 1309 | 13 | 2020-02-24 | Sunday | 7 | No | #N/A | #N/A | #N/A | #N/A | #N/A | #N/A | #N/A | #N/A | #N/A | #N/A | #N/A | #N/A | #N/A | #N/A | #N/A | #N/A | #N/A | #N/A | #N/A | #N/A | #N/A | #N/A | #N/A | #N/A | #N/A | #N/A | #N/A | #N/A | #N/A | #N/A | #N/A | #N/A | #N/A | #N/A | #N/A | #N/A
[7 empty] | 2 | 24 | 1310 | 14 | 2020-02-24 | Sunday | 7 | No | #N/A | #N/A | #N/A | #N/A | #N/A | #N/A | #N/A | #N/A | #N/A | #N/A | #N/A | #N/A | #N/A | #N/A | #N/A | #N/A | #N/A | #N/A | #N/A | #N/A | #N/A | #N/A | #N/A | #N/A | #N/A | #N/A | #N/A | #N/A | #N/A | #N/A | #N/A | #N/A | #N/A | #N/A | #N/A | #N/A
[7 empty] | 2 | 24 | 1311 | 15 | 2020-02-24 | Sunday | 7 | No | #N/A | #N/A | #N/A | #N/A | #N/A | #N/A | #N/A | #N/A | #N/A | #N/A | #N/A | #N/A | #N/A | #N/A | #N/A | #N/A | #N/A | #N/A | #N/A | #N/A | #N/A | #N/A | #N/A | #N/A | #N/A | #N/A | #N/A | #N/A | #N/A | #N/A | #N/A | #N/A | #N/A | #N/A | #N/A | #N/A
[7 empty] | 2 | 24 | 1312 | 16 | 2020-02-24 | Sunday | 7 | No | #N/A | #N/A | #N/A | #N/A | #N/A | #N/A | #N/A | #N/A | #N/A | #N/A | #N/A | #N/A | #N/A | #N/A | #N/A | #N/A | #N/A | #N/A | #N/A | #N/A | #N/A | #N/A | #N/A | #N/A | #N/A | #N/A | #N/A | #N/A | #N/A | #N/A | #N/A | #N/A | #N/A | #N/A | #N/A | #N/A
[7 empty] | 2 | 24 | 1313 | 17 | 2020-02-24 | Sunday | 7 | No | #N/A | #N/A | #N/A | #N/A | #N/A | #N/A | #N/A | #N/A | #N/A | #N/A | #N/A | #N/A | #N/A | #N/A | #N/A | #N/A | #N/A | #N/A | #N/A | #N/A | #N/A | #N/A | #N/A | #N/A | #N/A | #N/A | #N/A | #N/A | #N/A | #N/A | #N/A | #N/A | #N/A | #N/A | #N/A | #N/A
[7 empty] | 2 | 24 | 1314 | 18 | 2020-02-24 | Sunday | 7 | No | #N/A | #N/A | #N/A | #N/A | #N/A | #N/A | #N/A | #N/A | #N/A | #N/A | #N/A | #N/A | #N/A | #N/A | #N/A | #N/A | #N/A | #N/A | #N/A | #N/A | #N/A | #N/A | #N/A | #N/A | #N/A | #N/A | #N/A | #N/A | #N/A | #N/A | #N/A | #N/A | #N/A | #N/A | #N/A | #N/A
[7 empty] | 2 | 24 | 1315 | 19 | 2020-02-24 | Sunday | 7 | No | #N/A | #N/A | #N/A | #N/A | #N/A | #N/A | #N/A | #N/A | #N/A | #N/A | #N/A | #N/A | #N/A | #N/A | #N/A | #N/A | #N/A | #N/A | #N/A | #N/A | #N/A | #N/A | #N/A | #N/A | #N/A | #N/A | #N/A | #N/A | #N/A | #N/A | #N/A | #N/A | #N/A | #N/A | #N/A | #N/A
[7 empty] | 2 | 24 | 1316 | 20 | 2020-02-24 | Sunday | 7 | No | #N/A | #N/A | #N/A | #N/A | #N/A | #N/A | #N/A | #N/A | #N/A | #N/A | #N/A | #N/A | #N/A | #N/A | #N/A | #N/A | #N/A | #N/A | #N/A | #N/A | #N/A | #N/A | #N/A | #N/A | #N/A | #N/A | #N/A | #N/A | #N/A | #N/A | #N/A | #N/A | #N/A | #N/A | #N/A | #N/A
[7 empty] | 2 | 24 | 1317 | 21 | 2020-02-24 | Sunday | 7 | No | #N/A | #N/A | #N/A | #N/A | #N/A | #N/A | #N/A | #N/A | #N/A | #N/A | #N/A | #N/A | #N/A | #N/A | #N/A | #N/A | #N/A | #N/A | #N/A | #N/A | #N/A | #N/A | #N/A | #N/A | #N/A | #N/A | #N/A | #N/A | #N/A | #N/A | #N/A | #N/A | #N/A | #N/A | #N/A | #N/A
[7 empty] | 2 | 24 | 1318 | 22 | 2020-02-24 | Sunday | 7 | No | #N/A | #N/A | #N/A | #N/A | #N/A | #N/A | #N/A | #N/A | #N/A | #N/A | #N/A | #N/A | #N/A | #N/A | #N/A | #N/A | #N/A | #N/A | #N/A | #N/A | #N/A | #N/A | #N/A | #N/A | #N/A | #N/A | #N/A | #N/A | #N/A | #N/A | #N/A | #N/A | #N/A | #N/A | #N/A | #N/A
[7 empty] | 2 | 24 | 1319 | 23 | 2020-02-24 | Sunday | 7 | No | #N/A | #N/A | #N/A | #N/A | #N/A | #N/A | #N/A | #N/A | #N/A | #N/A | #N/A | #N/A | #N/A | #N/A | #N/A | #N/A | #N/A | #N/A | #N/A | #N/A | #N/A | #N/A | #N/A | #N/A | #N/A | #N/A | #N/A | #N/A | #N/A | #N/A | #N/A | #N/A | #N/A | #N/A | #N/A | #N/A
[7 empty] | 2 | 24 | 1320 | 24 | 2020-02-24 | Sunday | 7 | No | #N/A | #N/A | #N/A | #N/A | #N/A | #N/A | #N/A | #N/A | #N/A | #N/A | #N/A | #N/A | #N/A | #N/A | #N/A | #N/A | #N/A | #N/A | #N/A | #N/A | #N/A | #N/A | #N/A | #N/A | #N/A | #N/A | #N/A | #N/A | #N/A | #N/A | #N/A | #N/A | #N/A | #N/A | #N/A | #N/A
[7 empty] | 2 | 25 | 1321 | 1 | 2020-02-25 | Monday | 1 | No | #N/A | #N/A | #N/A | #N/A | #N/A | #N/A | #N/A | #N/A | #N/A | #N/A | #N/A | #N/A | #N/A | #N/A | #N/A | #N/A | #N/A | #N/A | #N/A | #N/A | #N/A | #N/A | #N/A | #N/A | #N/A | #N/A | #N/A | #N/A | #N/A | #N/A | #N/A | #N/A | #N/A | #N/A | #N/A | #N/A
[7 empty] | 2 | 25 | 1322 | 2 | 2020-02-25 | Monday | 1 | No | #N/A | #N/A | #N/A | #N/A | #N/A | #N/A | #N/A | #N/A | #N/A | #N/A | #N/A | #N/A | #N/A | #N/A | #N/A | #N/A | #N/A | #N/A | #N/A | #N/A | #N/A | #N/A | #N/A | #N/A | #N/A | #N/A | #N/A | #N/A | #N/A | #N/A | #N/A | #N/A | #N/A | #N/A | #N/A | #N/A
[7 empty] | 2 | 25 | 1323 | 3 | 2020-02-25 | Monday | 1 | No | #N/A | #N/A | #N/A | #N/A | #N/A | #N/A | #N/A | #N/A | #N/A | #N/A | #N/A | #N/A | #N/A | #N/A | #N/A | #N/A | #N/A | #N/A | #N/A | #N/A | #N/A | #N/A | #N/A | #N/A | #N/A | #N/A | #N/A | #N/A | #N/A | #N/A | #N/A | #N/A | #N/A | #N/A | #N/A | #N/A
[7 empty] | 2 | 25 | 1324 | 4 | 2020-02-25 | Monday | 1 | No | #N/A | #N/A | #N/A | #N/A | #N/A | #N/A | #N/A | #N/A | #N/A | #N/A | #N/A | #N/A | #N/A | #N/A | #N/A | #N/A | #N/A | #N/A | #N/A | #N/A | #N/A | #N/A | #N/A | #N/A | #N/A | #N/A | #N/A | #N/A | #N/A | #N/A | #N/A | #N/A | #N/A | #N/A | #N/A | #N/A
[7 empty] | 2 | 25 | 1325 | 5 | 2020-02-25 | Monday | 1 | No | #N/A | #N/A | #N/A | #N/A | #N/A | #N/A | #N/A | #N/A | #N/A | #N/A | #N/A | #N/A | #N/A | #N/A | #N/A | #N/A | #N/A | #N/A | #N/A | #N/A | #N/A | #N/A | #N/A | #N/A | #N/A | #N/A | #N/A | #N/A | #N/A | #N/A | #N/A | #N/A | #N/A | #N/A | #N/A | #N/A
[7 empty] | 2 | 25 | 1326 | 6 | 2020-02-25 | Monday | 1 | No | #N/A | #N/A | #N/A | #N/A | #N/A | #N/A | #N/A | #N/A | #N/A | #N/A | #N/A | #N/A | #N/A | #N/A | #N/A | #N/A | #N/A | #N/A | #N/A | #N/A | #N/A | #N/A | #N/A | #N/A | #N/A | #N/A | #N/A | #N/A | #N/A | #N/A | #N/A | #N/A | #N/A | #N/A | #N/A | #N/A
[7 empty] | 2 | 25 | 1327 | 7 | 2020-02-25 | Monday | 1 | No | #N/A | #N/A | #N/A | #N/A | #N/A | #N/A | #N/A | #N/A | #N/A | #N/A | #N/A | #N/A | #N/A | #N/A | #N/A | #N/A | #N/A | #N/A | #N/A | #N/A | #N/A | #N/A | #N/A | #N/A | #N/A | #N/A | #N/A | #N/A | #N/A | #N/A | #N/A | #N/A | #N/A | #N/A | #N/A | #N/A
[7 empty] | 2 | 25 | 1328 | 8 | 2020-02-25 | Monday | 1 | No | #N/A | #N/A | #N/A | #N/A | #N/A | #N/A | #N/A | #N/A | #N/A | #N/A | #N/A | #N/A | #N/A | #N/A | #N/A | #N/A | #N/A | #N/A | #N/A | #N/A | #N/A | #N/A | #N/A | #N/A | #N/A | #N/A | #N/A | #N/A | #N/A | #N/A | #N/A | #N/A | #N/A | #N/A | #N/A | #N/A
[7 empty] | 2 | 25 | 1329 | 9 | 2020-02-25 | Monday | 1 | No | #N/A | #N/A | #N/A | #N/A | #N/A | #N/A | #N/A | #N/A | #N/A | #N/A | #N/A | #N/A | #N/A | #N/A | #N/A | #N/A | #N/A | #N/A | #N/A | #N/A | #N/A | #N/A | #N/A | #N/A | #N/A | #N/A | #N/A | #N/A | #N/A | #N/A | #N/A | #N/A | #N/A | #N/A | #N/A | #N/A
[7 empty] | 2 | 25 | 1330 | 10 | 2020-02-25 | Monday | 1 | No | #N/A | #N/A | #N/A | #N/A | #N/A | #N/A | #N/A | #N/A | #N/A | #N/A | #N/A | #N/A | #N/A | #N/A | #N/A | #N/A | #N/A | #N/A | #N/A | #N/A | #N/A | #N/A | #N/A | #N/A | #N/A | #N/A | #N/A | #N/A | #N/A | #N/A | #N/A | #N/A | #N/A | #N/A | #N/A | #N/A
[7 empty] | 2 | 25 | 1331 | 11 | 2020-02-25 | Monday | 1 | No | #N/A | #N/A | #N/A | #N/A | #N/A | #N/A | #N/A | #N/A | #N/A | #N/A | #N/A | #N/A | #N/A | #N/A | #N/A | #N/A | #N/A | #N/A | #N/A | #N/A | #N/A | #N/A | #N/A | #N/A | #N/A | #N/A | #N/A | #N/A | #N/A | #N/A | #N/A | #N/A | #N/A | #N/A | #N/A | #N/A
[7 empty] | 2 | 25 | 1332 | 12 | 2020-02-25 | Monday | 1 | No | #N/A | #N/A | #N/A | #N/A | #N/A | #N/A | #N/A | #N/A | #N/A | #N/A | #N/A | #N/A | #N/A | #N/A | #N/A | #N/A | #N/A | #N/A | #N/A | #N/A | #N/A | #N/A | #N/A | #N/A | #N/A | #N/A | #N/A | #N/A | #N/A | #N/A | #N/A | #N/A | #N/A | #N/A | #N/A | #N/A
[7 empty] | 2 | 25 | 1333 | 13 | 2020-02-25 | Monday | 1 | No | #N/A | #N/A | #N/A | #N/A | #N/A | #N/A | #N/A | #N/A | #N/A | #N/A | #N/A | #N/A | #N/A | #N/A | #N/A | #N/A | #N/A | #N/A | #N/A | #N/A | #N/A | #N/A | #N/A | #N/A | #N/A | #N/A | #N/A | #N/A | #N/A | #N/A | #N/A | #N/A | #N/A | #N/A | #N/A | #N/A
[7 empty] | 2 | 25 | 1334 | 14 | 2020-02-25 | Monday | 1 | No | #N/A | #N/A | #N/A | #N/A | #N/A | #N/A | #N/A | #N/A | #N/A | #N/A | #N/A | #N/A | #N/A | #N/A | #N/A | #N/A | #N/A | #N/A | #N/A | #N/A | #N/A | #N/A | #N/A | #N/A | #N/A | #N/A | #N/A | #N/A | #N/A | #N/A | #N/A | #N/A | #N/A | #N/A | #N/A | #N/A
[7 empty] | 2 | 25 | 1335 | 15 | 2020-02-25 | Monday | 1 | No | #N/A | #N/A | #N/A | #N/A | #N/A | #N/A | #N/A | #N/A | #N/A | #N/A | #N/A | #N/A | #N/A | #N/A | #N/A | #N/A | #N/A | #N/A | #N/A | #N/A | #N/A | #N/A | #N/A | #N/A | #N/A | #N/A | #N/A | #N/A | #N/A | #N/A | #N/A | #N/A | #N/A | #N/A | #N/A | #N/A
[7 empty] | 2 | 25 | 1336 | 16 | 2020-02-25 | Monday | 1 | No | #N/A | #N/A | #N/A | #N/A | #N/A | #N/A | #N/A | #N/A | #N/A | #N/A | #N/A | #N/A | #N/A | #N/A | #N/A | #N/A | #N/A | #N/A | #N/A | #N/A | #N/A | #N/A | #N/A | #N/A | #N/A | #N/A | #N/A | #N/A | #N/A | #N/A | #N/A | #N/A | #N/A | #N/A | #N/A | #N/A
[7 empty] | 2 | 25 | 1337 | 17 | 2020-02-25 | Monday | 1 | No | #N/A | #N/A | #N/A | #N/A | #N/A | #N/A | #N/A | #N/A | #N/A | #N/A | #N/A | #N/A | #N/A | #N/A | #N/A | #N/A | #N/A | #N/A | #N/A | #N/A | #N/A | #N/A | #N/A | #N/A | #N/A | #N/A | #N/A | #N/A | #N/A | #N/A | #N/A | #N/A | #N/A | #N/A | #N/A | #N/A
[7 empty] | 2 | 25 | 1338 | 18 | 2020-02-25 | Monday | 1 | No | #N/A | #N/A | #N/A | #N/A | #N/A | #N/A | #N/A | #N/A | #N/A | #N/A | #N/A | #N/A | #N/A | #N/A | #N/A | #N/A | #N/A | #N/A | #N/A | #N/A | #N/A | #N/A | #N/A | #N/A | #N/A | #N/A | #N/A | #N/A | #N/A | #N/A | #N/A | #N/A | #N/A | #N/A | #N/A | #N/A
[7 empty] | 2 | 25 | 1339 | 19 | 2020-02-25 | Monday | 1 | No | #N/A | #N/A | #N/A | #N/A | #N/A | #N/A | #N/A | #N/A | #N/A | #N/A | #N/A | #N/A | #N/A | #N/A | #N/A | #N/A | #N/A | #N/A | #N/A | #N/A | #N/A | #N/A | #N/A | #N/A | #N/A | #N/A | #N/A | #N/A | #N/A | #N/A | #N/A | #N/A | #N/A | #N/A | #N/A | #N/A
[7 empty] | 2 | 25 | 1340 | 20 | 2020-02-25 | Monday | 1 | No | #N/A | #N/A | #N/A | #N/A | #N/A | #N/A | #N/A | #N/A | #N/A | #N/A | #N/A | #N/A | #N/A | #N/A | #N/A | #N/A | #N/A | #N/A | #N/A | #N/A | #N/A | #N/A | #N/A | #N/A | #N/A | #N/A | #N/A | #N/A | #N/A | #N/A | #N/A | #N/A | #N/A | #N/A | #N/A | #N/A
[7 empty] | 2 | 25 | 1341 | 21 | 2020-02-25 | Monday | 1 | No | #N/A | #N/A | #N/A | #N/A | #N/A | #N/A | #N/A | #N/A | #N/A | #N/A | #N/A | #N/A | #N/A | #N/A | #N/A | #N/A | #N/A | #N/A | #N/A | #N/A | #N/A | #N/A | #N/A | #N/A | #N/A | #N/A | #N/A | #N/A | #N/A | #N/A | #N/A | #N/A | #N/A | #N/A | #N/A | #N/A
[7 empty] | 2 | 25 | 1342 | 22 | 2020-02-25 | Monday | 1 | No | #N/A | #N/A | #N/A | #N/A | #N/A | #N/A | #N/A | #N/A | #N/A | #N/A | #N/A | #N/A | #N/A | #N/A | #N/A | #N/A | #N/A | #N/A | #N/A | #N/A | #N/A | #N/A | #N/A | #N/A | #N/A | #N/A | #N/A | #N/A | #N/A | #N/A | #N/A | #N/A | #N/A | #N/A | #N/A | #N/A
[7 empty] | 2 | 25 | 1343 | 23 | 2020-02-25 | Monday | 1 | No | #N/A | #N/A | #N/A | #N/A | #N/A | #N/A | #N/A | #N/A | #N/A | #N/A | #N/A | #N/A | #N/A | #N/A | #N/A | #N/A | #N/A | #N/A | #N/A | #N/A | #N/A | #N/A | #N/A | #N/A | #N/A | #N/A | #N/A | #N/A | #N/A | #N/A | #N/A | #N/A | #N/A | #N/A | #N/A | #N/A
[7 empty] | 2 | 25 | 1344 | 24 | 2020-02-25 | Monday | 1 | No | #N/A | #N/A | #N/A | #N/A | #N/A | #N/A | #N/A | #N/A | #N/A | #N/A | #N/A | #N/A | #N/A | #N/A | #N/A | #N/A | #N/A | #N/A | #N/A | #N/A | #N/A | #N/A | #N/A | #N/A | #N/A | #N/A | #N/A | #N/A | #N/A | #N/A | #N/A | #N/A | #N/A | #N/A | #N/A | #N/A
[7 empty] | 2 | 26 | 1345 | 1 | 2020-02-26 | Tuesday | 2 | No | #N/A | #N/A | #N/A | #N/A | #N/A | #N/A | #N/A | #N/A | #N/A | #N/A | #N/A | #N/A | #N/A | #N/A | #N/A | #N/A | #N/A | #N/A | #N/A | #N/A | #N/A | #N/A | #N/A | #N/A | #N/A | #N/A | #N/A | #N/A | #N/A | #N/A | #N/A | #N/A | #N/A | #N/A | #N/A | #N/A
[7 empty] | 2 | 26 | 1346 | 2 | 2020-02-26 | Tuesday | 2 | No | #N/A | #N/A | #N/A | #N/A | #N/A | #N/A | #N/A | #N/A | #N/A | #N/A | #N/A | #N/A | #N/A | #N/A | #N/A | #N/A | #N/A | #N/A | #N/A | #N/A | #N/A | #N/A | #N/A | #N/A | #N/A | #N/A | #N/A | #N/A | #N/A | #N/A | #N/A | #N/A | #N/A | #N/A | #N/A | #N/A
[7 empty] | 2 | 26 | 1347 | 3 | 2020-02-26 | Tuesday | 2 | No | #N/A | #N/A | #N/A | #N/A | #N/A | #N/A | #N/A | #N/A | #N/A | #N/A | #N/A | #N/A | #N/A | #N/A | #N/A | #N/A | #N/A | #N/A | #N/A | #N/A | #N/A | #N/A | #N/A | #N/A | #N/A | #N/A | #N/A | #N/A | #N/A | #N/A | #N/A | #N/A | #N/A | #N/A | #N/A | #N/A
[7 empty] | 2 | 26 | 1348 | 4 | 2020-02-26 | Tuesday | 2 | No | #N/A | #N/A | #N/A | #N/A | #N/A | #N/A | #N/A | #N/A | #N/A | #N/A | #N/A | #N/A | #N/A | #N/A | #N/A | #N/A | #N/A | #N/A | #N/A | #N/A | #N/A | #N/A | #N/A | #N/A | #N/A | #N/A | #N/A | #N/A | #N/A | #N/A | #N/A | #N/A | #N/A | #N/A | #N/A | #N/A
[7 empty] | 2 | 26 | 1349 | 5 | 2020-02-26 | Tuesday | 2 | No | #N/A | #N/A | #N/A | #N/A | #N/A | #N/A | #N/A | #N/A | #N/A | #N/A | #N/A | #N/A | #N/A | #N/A | #N/A | #N/A | #N/A | #N/A | #N/A | #N/A | #N/A | #N/A | #N/A | #N/A | #N/A | #N/A | #N/A | #N/A | #N/A | #N/A | #N/A | #N/A | #N/A | #N/A | #N/A | #N/A
[7 empty] | 2 | 26 | 1350 | 6 | 2020-02-26 | Tuesday | 2 | No | #N/A | #N/A | #N/A | #N/A | #N/A | #N/A | #N/A | #N/A | #N/A | #N/A | #N/A | #N/A | #N/A | #N/A | #N/A | #N/A | #N/A | #N/A | #N/A | #N/A | #N/A | #N/A | #N/A | #N/A | #N/A | #N/A | #N/A | #N/A | #N/A | #N/A | #N/A | #N/A | #N/A | #N/A | #N/A | #N/A
[7 empty] | 2 | 26 | 1351 | 7 | 2020-02-26 | Tuesday | 2 | No | #N/A | #N/A | #N/A | #N/A | #N/A | #N/A | #N/A | #N/A | #N/A | #N/A | #N/A | #N/A | #N/A | #N/A | #N/A | #N/A | #N/A | #N/A | #N/A | #N/A | #N/A | #N/A | #N/A | #N/A | #N/A | #N/A | #N/A | #N/A | #N/A | #N/A | #N/A | #N/A | #N/A | #N/A | #N/A | #N/A
[7 empty] | 2 | 26 | 1352 | 8 | 2020-02-26 | Tuesday | 2 | No | #N/A | #N/A | #N/A | #N/A | #N/A | #N/A | #N/A | #N/A | #N/A | #N/A | #N/A | #N/A | #N/A | #N/A | #N/A | #N/A | #N/A | #N/A | #N/A | #N/A | #N/A | #N/A | #N/A | #N/A | #N/A | #N/A | #N/A | #N/A | #N/A | #N/A | #N/A | #N/A | #N/A | #N/A | #N/A | #N/A
[7 empty] | 2 | 26 | 1353 | 9 | 2020-02-26 | Tuesday | 2 | No | #N/A | #N/A | #N/A | #N/A | #N/A | #N/A | #N/A | #N/A | #N/A | #N/A | #N/A | #N/A | #N/A | #N/A | #N/A | #N/A | #N/A | #N/A | #N/A | #N/A | #N/A | #N/A | #N/A | #N/A | #N/A | #N/A | #N/A | #N/A | #N/A | #N/A | #N/A | #N/A | #N/A | #N/A | #N/A | #N/A
[7 empty] | 2 | 26 | 1354 | 10 | 2020-02-26 | Tuesday | 2 | No | #N/A | #N/A | #N/A | #N/A | #N/A | #N/A | #N/A | #N/A | #N/A | #N/A | #N/A | #N/A | #N/A | #N/A | #N/A | #N/A | #N/A | #N/A | #N/A | #N/A | #N/A | #N/A | #N/A | #N/A | #N/A | #N/A | #N/A | #N/A | #N/A | #N/A | #N/A | #N/A | #N/A | #N/A | #N/A | #N/A
[7 empty] | 2 | 26 | 1355 | 11 | 2020-02-26 | Tuesday | 2 | No | #N/A | #N/A | #N/A | #N/A | #N/A | #N/A | #N/A | #N/A | #N/A | #N/A | #N/A | #N/A | #N/A | #N/A | #N/A | #N/A | #N/A | #N/A | #N/A | #N/A | #N/A | #N/A | #N/A | #N/A | #N/A | #N/A | #N/A | #N/A | #N/A | #N/A | #N/A | #N/A | #N/A | #N/A | #N/A | #N/A
[7 empty] | 2 | 26 | 1356 | 12 | 2020-02-26 | Tuesday | 2 | No | #N/A | #N/A | #N/A | #N/A | #N/A | #N/A | #N/A | #N/A | #N/A | #N/A | #N/A | #N/A | #N/A | #N/A | #N/A | #N/A | #N/A | #N/A | #N/A | #N/A | #N/A | #N/A | #N/A | #N/A | #N/A | #N/A | #N/A | #N/A | #N/A | #N/A | #N/A | #N/A | #N/A | #N/A | #N/A | #N/A
[7 empty] | 2 | 26 | 1357 | 13 | 2020-02-26 | Tuesday | 2 | No | #N/A | #N/A | #N/A | #N/A | #N/A | #N/A | #N/A | #N/A | #N/A | #N/A | #N/A | #N/A | #N/A | #N/A | #N/A | #N/A | #N/A | #N/A | #N/A | #N/A | #N/A | #N/A | #N/A | #N/A | #N/A | #N/A | #N/A | #N/A | #N/A | #N/A | #N/A | #N/A | #N/A | #N/A | #N/A | #N/A
[7 empty] | 2 | 26 | 1358 | 14 | 2020-02-26 | Tuesday | 2 | No | #N/A | #N/A | #N/A | #N/A | #N/A | #N/A | #N/A | #N/A | #N/A | #N/A | #N/A | #N/A | #N/A | #N/A | #N/A | #N/A | #N/A | #N/A | #N/A | #N/A | #N/A | #N/A | #N/A | #N/A | #N/A | #N/A | #N/A | #N/A | #N/A | #N/A | #N/A | #N/A | #N/A | #N/A | #N/A | #N/A
[7 empty] | 2 | 26 | 1359 | 15 | 2020-02-26 | Tuesday | 2 | No | #N/A | #N/A | #N/A | #N/A | #N/A | #N/A | #N/A | #N/A | #N/A | #N/A | #N/A | #N/A | #N/A | #N/A | #N/A | #N/A | #N/A | #N/A | #N/A | #N/A | #N/A | #N/A | #N/A | #N/A | #N/A | #N/A | #N/A | #N/A | #N/A | #N/A | #N/A | #N/A | #N/A | #N/A | #N/A | #N/A
[7 empty] | 2 | 26 | 1360 | 16 | 2020-02-26 | Tuesday | 2 | No | #N/A | #N/A | #N/A | #N/A | #N/A | #N/A | #N/A | #N/A | #N/A | #N/A | #N/A | #N/A | #N/A | #N/A | #N/A | #N/A | #N/A | #N/A | #N/A | #N/A | #N/A | #N/A | #N/A | #N/A | #N/A | #N/A | #N/A | #N/A | #N/A | #N/A | #N/A | #N/A | #N/A | #N/A | #N/A | #N/A
[7 empty] | 2 | 26 | 1361 | 17 | 2020-02-26 | Tuesday | 2 | No | #N/A | #N/A | #N/A | #N/A | #N/A | #N/A | #N/A | #N/A | #N/A | #N/A | #N/A | #N/A | #N/A | #N/A | #N/A | #N/A | #N/A | #N/A | #N/A | #N/A | #N/A | #N/A | #N/A | #N/A | #N/A | #N/A | #N/A | #N/A | #N/A | #N/A | #N/A | #N/A | #N/A | #N/A | #N/A | #N/A
[7 empty] | 2 | 26 | 1362 | 18 | 2020-02-26 | Tuesday | 2 | No | #N/A | #N/A | #N/A | #N/A | #N/A | #N/A | #N/A | #N/A | #N/A | #N/A | #N/A | #N/A | #N/A | #N/A | #N/A | #N/A | #N/A | #N/A | #N/A | #N/A | #N/A | #N/A | #N/A | #N/A | #N/A | #N/A | #N/A | #N/A | #N/A | #N/A | #N/A | #N/A | #N/A | #N/A | #N/A | #N/A
[7 empty] | 2 | 26 | 1363 | 19 | 2020-02-26 | Tuesday | 2 | No | #N/A | #N/A | #N/A | #N/A | #N/A | #N/A | #N/A | #N/A | #N/A | #N/A | #N/A | #N/A | #N/A | #N/A | #N/A | #N/A | #N/A | #N/A | #N/A | #N/A | #N/A | #N/A | #N/A | #N/A | #N/A | #N/A | #N/A | #N/A | #N/A | #N/A | #N/A | #N/A | #N/A | #N/A | #N/A | #N/A
[7 empty] | 2 | 26 | 1364 | 20 | 2020-02-26 | Tuesday | 2 | No | #N/A | #N/A | #N/A | #N/A | #N/A | #N/A | #N/A | #N/A | #N/A | #N/A | #N/A | #N/A | #N/A | #N/A | #N/A | #N/A | #N/A | #N/A | #N/A | #N/A | #N/A | #N/A | #N/A | #N/A | #N/A | #N/A | #N/A | #N/A | #N/A | #N/A | #N/A | #N/A | #N/A | #N/A | #N/A | #N/A
[7 empty] | 2 | 26 | 1365 | 21 | 2020-02-26 | Tuesday | 2 | No | #N/A | #N/A | #N/A | #N/A | #N/A | #N/A | #N/A | #N/A | #N/A | #N/A | #N/A | #N/A | #N/A | #N/A | #N/A | #N/A | #N/A | #N/A | #N/A | #N/A | #N/A | #N/A | #N/A | #N/A | #N/A | #N/A | #N/A | #N/A | #N/A | #N/A | #N/A | #N/A | #N/A | #N/A | #N/A | #N/A
[7 empty] | 2 | 26 | 1366 | 22 | 2020-02-26 | Tuesday | 2 | No | #N/A | #N/A | #N/A | #N/A | #N/A | #N/A | #N/A | #N/A | #N/A | #N/A | #N/A | #N/A | #N/A | #N/A | #N/A | #N/A | #N/A | #N/A | #N/A | #N/A | #N/A | #N/A | #N/A | #N/A | #N/A | #N/A | #N/A | #N/A | #N/A | #N/A | #N/A | #N/A | #N/A | #N/A | #N/A | #N/A
[7 empty] | 2 | 26 | 1367 | 23 | 2020-02-26 | Tuesday | 2 | No | #N/A | #N/A | #N/A | #N/A | #N/A | #N/A | #N/A | #N/A | #N/A | #N/A | #N/A | #N/A | #N/A | #N/A | #N/A | #N/A | #N/A | #N/A | #N/A | #N/A | #N/A | #N/A | #N/A | #N/A | #N/A | #N/A | #N/A | #N/A | #N/A | #N/A | #N/A | #N/A | #N/A | #N/A | #N/A | #N/A
[7 empty] | 2 | 26 | 1368 | 24 | 2020-02-26 | Tuesday | 2 | No | #N/A | #N/A | #N/A | #N/A | #N/A | #N/A | #N/A | #N/A | #N/A | #N/A | #N/A | #N/A | #N/A | #N/A | #N/A | #N/A | #N/A | #N/A | #N/A | #N/A | #N/A | #N/A | #N/A | #N/A | #N/A | #N/A | #N/A | #N/A | #N/A | #N/A | #N/A | #N/A | #N/A | #N/A | #N/A | #N/A
[7 empty] | 2 | 27 | 1369 | 1 | 2020-02-27 | Wednesday | 3 | No | #N/A | #N/A | #N/A | #N/A | #N/A | #N/A | #N/A | #N/A | #N/A | #N/A | #N/A | #N/A | #N/A | #N/A | #N/A | #N/A | #N/A | #N/A | #N/A | #N/A | #N/A | #N/A | #N/A | #N/A | #N/A | #N/A | #N/A | #N/A | #N/A | #N/A | #N/A | #N/A | #N/A | #N/A | #N/A | #N/A
[7 empty] | 2 | 27 | 1370 | 2 | 2020-02-27 | Wednesday | 3 | No | #N/A | #N/A | #N/A | #N/A | #N/A | #N/A | #N/A | #N/A | #N/A | #N/A | #N/A | #N/A | #N/A | #N/A | #N/A | #N/A | #N/A | #N/A | #N/A | #N/A | #N/A | #N/A | #N/A | #N/A | #N/A | #N/A | #N/A | #N/A | #N/A | #N/A | #N/A | #N/A | #N/A | #N/A | #N/A | #N/A
[7 empty] | 2 | 27 | 1371 | 3 | 2020-02-27 | Wednesday | 3 | No | #N/A | #N/A | #N/A | #N/A | #N/A | #N/A | #N/A | #N/A | #N/A | #N/A | #N/A | #N/A | #N/A | #N/A | #N/A | #N/A | #N/A | #N/A | #N/A | #N/A | #N/A | #N/A | #N/A | #N/A | #N/A | #N/A | #N/A | #N/A | #N/A | #N/A | #N/A | #N/A | #N/A | #N/A | #N/A | #N/A
[7 empty] | 2 | 27 | 1372 | 4 | 2020-02-27 | Wednesday | 3 | No | #N/A | #N/A | #N/A | #N/A | #N/A | #N/A | #N/A | #N/A | #N/A | #N/A | #N/A | #N/A | #N/A | #N/A | #N/A | #N/A | #N/A | #N/A | #N/A | #N/A | #N/A | #N/A | #N/A | #N/A | #N/A | #N/A | #N/A | #N/A | #N/A | #N/A | #N/A | #N/A | #N/A | #N/A | #N/A | #N/A
[7 empty] | 2 | 27 | 1373 | 5 | 2020-02-27 | Wednesday | 3 | No | #N/A | #N/A | #N/A | #N/A | #N/A | #N/A | #N/A | #N/A | #N/A | #N/A | #N/A | #N/A | #N/A | #N/A | #N/A | #N/A | #N/A | #N/A | #N/A | #N/A | #N/A | #N/A | #N/A | #N/A | #N/A | #N/A | #N/A | #N/A | #N/A | #N/A | #N/A | #N/A | #N/A | #N/A | #N/A | #N/A
[7 empty] | 2 | 27 | 1374 | 6 | 2020-02-27 | Wednesday | 3 | No | #N/A | #N/A | #N/A | #N/A | #N/A | #N/A | #N/A | #N/A | #N/A | #N/A | #N/A | #N/A | #N/A | #N/A | #N/A | #N/A | #N/A | #N/A | #N/A | #N/A | #N/A | #N/A | #N/A | #N/A | #N/A | #N/A | #N/A | #N/A | #N/A | #N/A | #N/A | #N/A | #N/A | #N/A | #N/A | #N/A
[7 empty] | 2 | 27 | 1375 | 7 | 2020-02-27 | Wednesday | 3 | No | #N/A | #N/A | #N/A | #N/A | #N/A | #N/A | #N/A | #N/A | #N/A | #N/A | #N/A | #N/A | #N/A | #N/A | #N/A | #N/A | #N/A | #N/A | #N/A | #N/A | #N/A | #N/A | #N/A | #N/A | #N/A | #N/A | #N/A | #N/A | #N/A | #N/A | #N/A | #N/A | #N/A | #N/A | #N/A | #N/A
[7 empty] | 2 | 27 | 1376 | 8 | 2020-02-27 | Wednesday | 3 | No | #N/A | #N/A | #N/A | #N/A | #N/A | #N/A | #N/A | #N/A | #N/A | #N/A | #N/A | #N/A | #N/A | #N/A | #N/A | #N/A | #N/A | #N/A | #N/A | #N/A | #N/A | #N/A | #N/A | #N/A | #N/A | #N/A | #N/A | #N/A | #N/A | #N/A | #N/A | #N/A | #N/A | #N/A | #N/A | #N/A
[7 empty] | 2 | 27 | 1377 | 9 | 2020-02-27 | Wednesday | 3 | No | #N/A | #N/A | #N/A | #N/A | #N/A | #N/A | #N/A | #N/A | #N/A | #N/A | #N/A | #N/A | #N/A | #N/A | #N/A | #N/A | #N/A | #N/A | #N/A | #N/A | #N/A | #N/A | #N/A | #N/A | #N/A | #N/A | #N/A | #N/A | #N/A | #N/A | #N/A | #N/A | #N/A | #N/A | #N/A | #N/A
[7 empty] | 2 | 27 | 1378 | 10 | 2020-02-27 | Wednesday | 3 | No | #N/A | #N/A | #N/A | #N/A | #N/A | #N/A | #N/A | #N/A | #N/A | #N/A | #N/A | #N/A | #N/A | #N/A | #N/A | #N/A | #N/A | #N/A | #N/A | #N/A | #N/A | #N/A | #N/A | #N/A | #N/A | #N/A | #N/A | #N/A | #N/A | #N/A | #N/A | #N/A | #N/A | #N/A | #N/A | #N/A
[7 empty] | 2 | 27 | 1379 | 11 | 2020-02-27 | Wednesday | 3 | No | #N/A | #N/A | #N/A | #N/A | #N/A | #N/A | #N/A | #N/A | #N/A | #N/A | #N/A | #N/A | #N/A | #N/A | #N/A | #N/A | #N/A | #N/A | #N/A | #N/A | #N/A | #N/A | #N/A | #N/A | #N/A | #N/A | #N/A | #N/A | #N/A | #N/A | #N/A | #N/A | #N/A | #N/A | #N/A | #N/A
[7 empty] | 2 | 27 | 1380 | 12 | 2020-02-27 | Wednesday | 3 | No | #N/A | #N/A | #N/A | #N/A | #N/A | #N/A | #N/A | #N/A | #N/A | #N/A | #N/A | #N/A | #N/A | #N/A | #N/A | #N/A | #N/A | #N/A | #N/A | #N/A | #N/A | #N/A | #N/A | #N/A | #N/A | #N/A | #N/A | #N/A | #N/A | #N/A | #N/A | #N/A | #N/A | #N/A | #N/A | #N/A
[7 empty] | 2 | 27 | 1381 | 13 | 2020-02-27 | Wednesday | 3 | No | #N/A | #N/A | #N/A | #N/A | #N/A | #N/A | #N/A | #N/A | #N/A | #N/A | #N/A | #N/A | #N/A | #N/A | #N/A | #N/A | #N/A | #N/A | #N/A | #N/A | #N/A | #N/A | #N/A | #N/A | #N/A | #N/A | #N/A | #N/A | #N/A | #N/A | #N/A | #N/A | #N/A | #N/A | #N/A | #N/A
[7 empty] | 2 | 27 | 1382 | 14 | 2020-02-27 | Wednesday | 3 | No | #N/A | #N/A | #N/A | #N/A | #N/A | #N/A | #N/A | #N/A | #N/A | #N/A | #N/A | #N/A | #N/A | #N/A | #N/A | #N/A | #N/A | #N/A | #N/A | #N/A | #N/A | #N/A | #N/A | #N/A | #N/A | #N/A | #N/A | #N/A | #N/A | #N/A | #N/A | #N/A | #N/A | #N/A | #N/A | #N/A
[7 empty] | 2 | 27 | 1383 | 15 | 2020-02-27 | Wednesday | 3 | No | #N/A | #N/A | #N/A | #N/A | #N/A | #N/A | #N/A | #N/A | #N/A | #N/A | #N/A | #N/A | #N/A | #N/A | #N/A | #N/A | #N/A | #N/A | #N/A | #N/A | #N/A | #N/A | #N/A | #N/A | #N/A | #N/A | #N/A | #N/A | #N/A | #N/A | #N/A | #N/A | #N/A | #N/A | #N/A | #N/A
[7 empty] | 2 | 27 | 1384 | 16 | 2020-02-27 | Wednesday | 3 | No | #N/A | #N/A | #N/A | #N/A | #N/A | #N/A | #N/A | #N/A | #N/A | #N/A | #N/A | #N/A | #N/A | #N/A | #N/A | #N/A | #N/A | #N/A | #N/A | #N/A | #N/A | #N/A | #N/A | #N/A | #N/A | #N/A | #N/A | #N/A | #N/A | #N/A | #N/A | #N/A | #N/A | #N/A | #N/A | #N/A
[7 empty] | 2 | 27 | 1385 | 17 | 2020-02-27 | Wednesday | 3 | No | #N/A | #N/A | #N/A | #N/A | #N/A | #N/A | #N/A | #N/A | #N/A | #N/A | #N/A | #N/A | #N/A | #N/A | #N/A | #N/A | #N/A | #N/A | #N/A | #N/A | #N/A | #N/A | #N/A | #N/A | #N/A | #N/A | #N/A | #N/A | #N/A | #N/A | #N/A | #N/A | #N/A | #N/A | #N/A | #N/A
[7 empty] | 2 | 27 | 1386 | 18 | 2020-02-27 | Wednesday | 3 | No | #N/A | #N/A | #N/A | #N/A | #N/A | #N/A | #N/A | #N/A | #N/A | #N/A | #N/A | #N/A | #N/A | #N/A | #N/A | #N/A | #N/A | #N/A | #N/A | #N/A | #N/A | #N/A | #N/A | #N/A | #N/A | #N/A | #N/A | #N/A | #N/A | #N/A | #N/A | #N/A | #N/A | #N/A | #N/A | #N/A
[7 empty] | 2 | 27 | 1387 | 19 | 2020-02-27 | Wednesday | 3 | No | #N/A | #N/A | #N/A | #N/A | #N/A | #N/A | #N/A | #N/A | #N/A | #N/A | #N/A | #N/A | #N/A | #N/A | #N/A | #N/A | #N/A | #N/A | #N/A | #N/A | #N/A | #N/A | #N/A | #N/A | #N/A | #N/A | #N/A | #N/A | #N/A | #N/A | #N/A | #N/A | #N/A | #N/A | #N/A | #N/A
[7 empty] | 2 | 27 | 1388 | 20 | 2020-02-27 | Wednesday | 3 | No | #N/A | #N/A | #N/A | #N/A | #N/A | #N/A | #N/A | #N/A | #N/A | #N/A | #N/A | #N/A | #N/A | #N/A | #N/A | #N/A | #N/A | #N/A | #N/A | #N/A | #N/A | #N/A | #N/A | #N/A | #N/A | #N/A | #N/A | #N/A | #N/A | #N/A | #N/A | #N/A | #N/A | #N/A | #N/A | #N/A
[7 empty] | 2 | 27 | 1389 | 21 | 2020-02-27 | Wednesday | 3 | No | #N/A | #N/A | #N/A | #N/A | #N/A | #N/A | #N/A | #N/A | #N/A | #N/A | #N/A | #N/A | #N/A | #N/A | #N/A | #N/A | #N/A | #N/A | #N/A | #N/A | #N/A | #N/A | #N/A | #N/A | #N/A | #N/A | #N/A | #N/A | #N/A | #N/A | #N/A | #N/A | #N/A | #N/A | #N/A | #N/A
[7 empty] | 2 | 27 | 1390 | 22 | 2020-02-27 | Wednesday | 3 | No | #N/A | #N/A | #N/A | #N/A | #N/A | #N/A | #N/A | #N/A | #N/A | #N/A | #N/A | #N/A | #N/A | #N/A | #N/A | #N/A | #N/A | #N/A | #N/A | #N/A | #N/A | #N/A | #N/A | #N/A | #N/A | #N/A | #N/A | #N/A | #N/A | #N/A | #N/A | #N/A | #N/A | #N/A | #N/A | #N/A
[7 empty] | 2 | 27 | 1391 | 23 | 2020-02-27 | Wednesday | 3 | No | #N/A | #N/A | #N/A | #N/A | #N/A | #N/A | #N/A | #N/A | #N/A | #N/A | #N/A | #N/A | #N/A | #N/A | #N/A | #N/A | #N/A | #N/A | #N/A | #N/A | #N/A | #N/A | #N/A | #N/A | #N/A | #N/A | #N/A | #N/A | #N/A | #N/A | #N/A | #N/A | #N/A | #N/A | #N/A | #N/A
[7 empty] | 2 | 27 | 1392 | 24 | 2020-02-27 | Wednesday | 3 | No | #N/A | #N/A | #N/A | #N/A | #N/A | #N/A | #N/A | #N/A | #N/A | #N/A | #N/A | #N/A | #N/A | #N/A | #N/A | #N/A | #N/A | #N/A | #N/A | #N/A | #N/A | #N/A | #N/A | #N/A | #N/A | #N/A | #N/A | #N/A | #N/A | #N/A | #N/A | #N/A | #N/A | #N/A | #N/A | #N/A
[7 empty] | 2 | 28 | 1393 | 1 | 2020-02-28 | Thursday | 4 | No | #N/A | #N/A | #N/A | #N/A | #N/A | #N/A | #N/A | #N/A | #N/A | #N/A | #N/A | #N/A | #N/A | #N/A | #N/A | #N/A | #N/A | #N/A | #N/A | #N/A | #N/A | #N/A | #N/A | #N/A | #N/A | #N/A | #N/A | #N/A | #N/A | #N/A | #N/A | #N/A | #N/A | #N/A | #N/A | #N/A
[7 empty] | 2 | 28 | 1394 | 2 | 2020-02-28 | Thursday | 4 | No | #N/A | #N/A | #N/A | #N/A | #N/A | #N/A | #N/A | #N/A | #N/A | #N/A | #N/A | #N/A | #N/A | #N/A | #N/A | #N/A | #N/A | #N/A | #N/A | #N/A | #N/A | #N/A | #N/A | #N/A | #N/A | #N/A | #N/A | #N/A | #N/A | #N/A | #N/A | #N/A | #N/A | #N/A | #N/A | #N/A
[7 empty] | 2 | 28 | 1395 | 3 | 2020-02-28 | Thursday | 4 | No | #N/A | #N/A | #N/A | #N/A | #N/A | #N/A | #N/A | #N/A | #N/A | #N/A | #N/A | #N/A | #N/A | #N/A | #N/A | #N/A | #N/A | #N/A | #N/A | #N/A | #N/A | #N/A | #N/A | #N/A | #N/A | #N/A | #N/A | #N/A | #N/A | #N/A | #N/A | #N/A | #N/A | #N/A | #N/A | #N/A
[7 empty] | 2 | 28 | 1396 | 4 | 2020-02-28 | Thursday | 4 | No | #N/A | #N/A | #N/A | #N/A | #N/A | #N/A | #N/A | #N/A | #N/A | #N/A | #N/A | #N/A | #N/A | #N/A | #N/A | #N/A | #N/A | #N/A | #N/A | #N/A | #N/A | #N/A | #N/A | #N/A | #N/A | #N/A | #N/A | #N/A | #N/A | #N/A | #N/A | #N/A | #N/A | #N/A | #N/A | #N/A
[7 empty] | 2 | 28 | 1397 | 5 | 2020-02-28 | Thursday | 4 | No | #N/A | #N/A | #N/A | #N/A | #N/A | #N/A | #N/A | #N/A | #N/A | #N/A | #N/A | #N/A | #N/A | #N/A | #N/A | #N/A | #N/A | #N/A | #N/A | #N/A | #N/A | #N/A | #N/A | #N/A | #N/A | #N/A | #N/A | #N/A | #N/A | #N/A | #N/A | #N/A | #N/A | #N/A | #N/A | #N/A
[7 empty] | 2 | 28 | 1398 | 6 | 2020-02-28 | Thursday | 4 | No | #N/A | #N/A | #N/A | #N/A | #N/A | #N/A | #N/A | #N/A | #N/A | #N/A | #N/A | #N/A | #N/A | #N/A | #N/A | #N/A | #N/A | #N/A | #N/A | #N/A | #N/A | #N/A | #N/A | #N/A | #N/A | #N/A | #N/A | #N/A | #N/A | #N/A | #N/A | #N/A | #N/A | #N/A | #N/A | #N/A
[7 empty] | 2 | 28 | 1399 | 7 | 2020-02-28 | Thursday | 4 | No | #N/A | #N/A | #N/A | #N/A | #N/A | #N/A | #N/A | #N/A | #N/A | #N/A | #N/A | #N/A | #N/A | #N/A | #N/A | #N/A | #N/A | #N/A | #N/A | #N/A | #N/A | #N/A | #N/A | #N/A | #N/A | #N/A | #N/A | #N/A | #N/A | #N/A | #N/A | #N/A | #N/A | #N/A | #N/A | #N/A
[7 empty] | 2 | 28 | 1400 | 8 | 2020-02-28 | Thursday | 4 | No | #N/A | #N/A | #N/A | #N/A | #N/A | #N/A | #N/A | #N/A | #N/A | #N/A | #N/A | #N/A | #N/A | #N/A | #N/A | #N/A | #N/A | #N/A | #N/A | #N/A | #N/A | #N/A | #N/A | #N/A | #N/A | #N/A | #N/A | #N/A | #N/A | #N/A | #N/A | #N/A | #N/A | #N/A | #N/A | #N/A
[7 empty] | 2 | 28 | 1401 | 9 | 2020-02-28 | Thursday | 4 | No | #N/A | #N/A | #N/A | #N/A | #N/A | #N/A | #N/A | #N/A | #N/A | #N/A | #N/A | #N/A | #N/A | #N/A | #N/A | #N/A | #N/A | #N/A | #N/A | #N/A | #N/A | #N/A | #N/A | #N/A | #N/A | #N/A | #N/A | #N/A | #N/A | #N/A | #N/A | #N/A | #N/A | #N/A | #N/A | #N/A
[7 empty] | 2 | 28 | 1402 | 10 | 2020-02-28 | Thursday | 4 | No | #N/A | #N/A | #N/A | #N/A | #N/A | #N/A | #N/A | #N/A | #N/A | #N/A | #N/A | #N/A | #N/A | #N/A | #N/A | #N/A | #N/A | #N/A | #N/A | #N/A | #N/A | #N/A | #N/A | #N/A | #N/A | #N/A | #N/A | #N/A | #N/A | #N/A | #N/A | #N/A | #N/A | #N/A | #N/A | #N/A
[7 empty] | 2 | 28 | 1403 | 11 | 2020-02-28 | Thursday | 4 | No | #N/A | #N/A | #N/A | #N/A | #N/A | #N/A | #N/A | #N/A | #N/A | #N/A | #N/A | #N/A | #N/A | #N/A | #N/A | #N/A | #N/A | #N/A | #N/A | #N/A | #N/A | #N/A | #N/A | #N/A | #N/A | #N/A | #N/A | #N/A | #N/A | #N/A | #N/A | #N/A | #N/A | #N/A | #N/A | #N/A
[7 empty] | 2 | 28 | 1404 | 12 | 2020-02-28 | Thursday | 4 | No | #N/A | #N/A | #N/A | #N/A | #N/A | #N/A | #N/A | #N/A | #N/A | #N/A | #N/A | #N/A | #N/A | #N/A | #N/A | #N/A | #N/A | #N/A | #N/A | #N/A | #N/A | #N/A | #N/A | #N/A | #N/A | #N/A | #N/A | #N/A | #N/A | #N/A | #N/A | #N/A | #N/A | #N/A | #N/A | #N/A
[7 empty] | 2 | 28 | 1405 | 13 | 2020-02-28 | Thursday | 4 | No | #N/A | #N/A | #N/A | #N/A | #N/A | #N/A | #N/A | #N/A | #N/A | #N/A | #N/A | #N/A | #N/A | #N/A | #N/A | #N/A | #N/A | #N/A | #N/A | #N/A | #N/A | #N/A | #N/A | #N/A | #N/A | #N/A | #N/A | #N/A | #N/A | #N/A | #N/A | #N/A | #N/A | #N/A | #N/A | #N/A
[7 empty] | 2 | 28 | 1406 | 14 | 2020-02-28 | Thursday | 4 | No | #N/A | #N/A | #N/A | #N/A | #N/A | #N/A | #N/A | #N/A | #N/A | #N/A | #N/A | #N/A | #N/A | #N/A | #N/A | #N/A | #N/A | #N/A | #N/A | #N/A | #N/A | #N/A | #N/A | #N/A | #N/A | #N/A | #N/A | #N/A | #N/A | #N/A | #N/A | #N/A | #N/A | #N/A | #N/A | #N/A
[7 empty] | 2 | 28 | 1407 | 15 | 2020-02-28 | Thursday | 4 | No | #N/A | #N/A | #N/A | #N/A | #N/A | #N/A | #N/A | #N/A | #N/A | #N/A | #N/A | #N/A | #N/A | #N/A | #N/A | #N/A | #N/A | #N/A | #N/A | #N/A | #N/A | #N/A | #N/A | #N/A | #N/A | #N/A | #N/A | #N/A | #N/A | #N/A | #N/A | #N/A | #N/A | #N/A | #N/A | #N/A
[7 empty] | 2 | 28 | 1408 | 16 | 2020-02-28 | Thursday | 4 | No | #N/A | #N/A | #N/A | #N/A | #N/A | #N/A | #N/A | #N/A | #N/A | #N/A | #N/A | #N/A | #N/A | #N/A | #N/A | #N/A | #N/A | #N/A | #N/A | #N/A | #N/A | #N/A | #N/A | #N/A | #N/A | #N/A | #N/A | #N/A | #N/A | #N/A | #N/A | #N/A | #N/A | #N/A | #N/A | #N/A
[7 empty] | 2 | 28 | 1409 | 17 | 2020-02-28 | Thursday | 4 | No | #N/A | #N/A | #N/A | #N/A | #N/A | #N/A | #N/A | #N/A | #N/A | #N/A | #N/A | #N/A | #N/A | #N/A | #N/A | #N/A | #N/A | #N/A | #N/A | #N/A | #N/A | #N/A | #N/A | #N/A | #N/A | #N/A | #N/A | #N/A | #N/A | #N/A | #N/A | #N/A | #N/A | #N/A | #N/A | #N/A
[7 empty] | 2 | 28 | 1410 | 18 | 2020-02-28 | Thursday | 4 | No | #N/A | #N/A | #N/A | #N/A | #N/A | #N/A | #N/A | #N/A | #N/A | #N/A | #N/A | #N/A | #N/A | #N/A | #N/A | #N/A | #N/A | #N/A | #N/A | #N/A | #N/A | #N/A | #N/A | #N/A | #N/A | #N/A | #N/A | #N/A | #N/A | #N/A | #N/A | #N/A | #N/A | #N/A | #N/A | #N/A
[7 empty] | 2 | 28 | 1411 | 19 | 2020-02-28 | Thursday | 4 | No | #N/A | #N/A | #N/A | #N/A | #N/A | #N/A | #N/A | #N/A | #N/A | #N/A | #N/A | #N/A | #N/A | #N/A | #N/A | #N/A | #N/A | #N/A | #N/A | #N/A | #N/A | #N/A | #N/A | #N/A | #N/A | #N/A | #N/A | #N/A | #N/A | #N/A | #N/A | #N/A | #N/A | #N/A | #N/A | #N/A
[7 empty] | 2 | 28 | 1412 | 20 | 2020-02-28 | Thursday | 4 | No | #N/A | #N/A | #N/A | #N/A | #N/A | #N/A | #N/A | #N/A | #N/A | #N/A | #N/A | #N/A | #N/A | #N/A | #N/A | #N/A | #N/A | #N/A | #N/A | #N/A | #N/A | #N/A | #N/A | #N/A | #N/A | #N/A | #N/A | #N/A | #N/A | #N/A | #N/A | #N/A | #N/A | #N/A | #N/A | #N/A
[7 empty] | 2 | 28 | 1413 | 21 | 2020-02-28 | Thursday | 4 | No | #N/A | #N/A | #N/A | #N/A | #N/A | #N/A | #N/A | #N/A | #N/A | #N/A | #N/A | #N/A | #N/A | #N/A | #N/A | #N/A | #N/A | #N/A | #N/A | #N/A | #N/A | #N/A | #N/A | #N/A | #N/A | #N/A | #N/A | #N/A | #N/A | #N/A | #N/A | #N/A | #N/A | #N/A | #N/A | #N/A
[7 empty] | 2 | 28 | 1414 | 22 | 2020-02-28 | Thursday | 4 | No | #N/A | #N/A | #N/A | #N/A | #N/A | #N/A | #N/A | #N/A | #N/A | #N/A | #N/A | #N/A | #N/A | #N/A | #N/A | #N/A | #N/A | #N/A | #N/A | #N/A | #N/A | #N/A | #N/A | #N/A | #N/A | #N/A | #N/A | #N/A | #N/A | #N/A | #N/A | #N/A | #N/A | #N/A | #N/A | #N/A
[7 empty] | 2 | 28 | 1415 | 23 | 2020-02-28 | Thursday | 4 | No | #N/A | #N/A | #N/A | #N/A | #N/A | #N/A | #N/A | #N/A | #N/A | #N/A | #N/A | #N/A | #N/A | #N/A | #N/A | #N/A | #N/A | #N/A | #N/A | #N/A | #N/A | #N/A | #N/A | #N/A | #N/A | #N/A | #N/A | #N/A | #N/A | #N/A | #N/A | #N/A | #N/A | #N/A | #N/A | #N/A
[7 empty] | 2 | 28 | 1416 | 24 | 2020-02-28 | Thursday | 4 | No | #N/A | #N/A | #N/A | #N/A | #N/A | #N/A | #N/A | #N/A | #N/A | #N/A | #N/A | #N/A | #N/A | #N/A | #N/A | #N/A | #N/A | #N/A | #N/A | #N/A | #N/A | #N/A | #N/A | #N/A | #N/A | #N/A | #N/A | #N/A | #N/A | #N/A | #N/A | #N/A | #N/A | #N/A | #N/A | #N/A
[7 empty] | 3 | 1 | 1417 | 1 | 2020-03-01 | Friday | 5 | No | #N/A | #N/A | #N/A | #N/A | #N/A | #N/A | #N/A | #N/A | #N/A | #N/A | #N/A | #N/A | #N/A | #N/A | #N/A | #N/A | #N/A | #N/A | #N/A | #N/A | #N/A | #N/A | #N/A | #N/A | #N/A | #N/A | #N/A | #N/A | #N/A | #N/A | #N/A | #N/A | #N/A | #N/A | #N/A | #N/A
[7 empty] | 3 | 1 | 1418 | 2 | 2020-03-01 | Friday | 5 | No | #N/A | #N/A | #N/A | #N/A | #N/A | #N/A | #N/A | #N/A | #N/A | #N/A | #N/A | #N/A | #N/A | #N/A | #N/A | #N/A | #N/A | #N/A | #N/A | #N/A | #N/A | #N/A | #N/A | #N/A | #N/A | #N/A | #N/A | #N/A | #N/A | #N/A | #N/A | #N/A | #N/A | #N/A | #N/A | #N/A
[7 empty] | 3 | 1 | 1419 | 3 | 2020-03-01 | Friday | 5 | No | #N/A | #N/A | #N/A | #N/A | #N/A | #N/A | #N/A | #N/A | #N/A | #N/A | #N/A | #N/A | #N/A | #N/A | #N/A | #N/A | #N/A | #N/A | #N/A | #N/A | #N/A | #N/A | #N/A | #N/A | #N/A | #N/A | #N/A | #N/A | #N/A | #N/A | #N/A | #N/A | #N/A | #N/A | #N/A | #N/A
[7 empty] | 3 | 1 | 1420 | 4 | 2020-03-01 | Friday | 5 | No | #N/A | #N/A | #N/A | #N/A | #N/A | #N/A | #N/A | #N/A | #N/A | #N/A | #N/A | #N/A | #N/A | #N/A | #N/A | #N/A | #N/A | #N/A | #N/A | #N/A | #N/A | #N/A | #N/A | #N/A | #N/A | #N/A | #N/A | #N/A | #N/A | #N/A | #N/A | #N/A | #N/A | #N/A | #N/A | #N/A
[7 empty] | 3 | 1 | 1421 | 5 | 2020-03-01 | Friday | 5 | No | #N/A | #N/A | #N/A | #N/A | #N/A | #N/A | #N/A | #N/A | #N/A | #N/A | #N/A | #N/A | #N/A | #N/A | #N/A | #N/A | #N/A | #N/A | #N/A | #N/A | #N/A | #N/A | #N/A | #N/A | #N/A | #N/A | #N/A | #N/A | #N/A | #N/A | #N/A | #N/A | #N/A | #N/A | #N/A | #N/A
[7 empty] | 3 | 1 | 1422 | 6 | 2020-03-01 | Friday | 5 | No | #N/A | #N/A | #N/A | #N/A | #N/A | #N/A | #N/A | #N/A | #N/A | #N/A | #N/A | #N/A | #N/A | #N/A | #N/A | #N/A | #N/A | #N/A | #N/A | #N/A | #N/A | #N/A | #N/A | #N/A | #N/A | #N/A | #N/A | #N/A | #N/A | #N/A | #N/A | #N/A | #N/A | #N/A | #N/A | #N/A
[7 empty] | 3 | 1 | 1423 | 7 | 2020-03-01 | Friday | 5 | No | #N/A | #N/A | #N/A | #N/A | #N/A | #N/A | #N/A | #N/A | #N/A | #N/A | #N/A | #N/A | #N/A | #N/A | #N/A | #N/A | #N/A | #N/A | #N/A | #N/A | #N/A | #N/A | #N/A | #N/A | #N/A | #N/A | #N/A | #N/A | #N/A | #N/A | #N/A | #N/A | #N/A | #N/A | #N/A | #N/A
[7 empty] | 3 | 1 | 1424 | 8 | 2020-03-01 | Friday | 5 | No | #N/A | #N/A | #N/A | #N/A | #N/A | #N/A | #N/A | #N/A | #N/A | #N/A | #N/A | #N/A | #N/A | #N/A | #N/A | #N/A | #N/A | #N/A | #N/A | #N/A | #N/A | #N/A | #N/A | #N/A | #N/A | #N/A | #N/A | #N/A | #N/A | #N/A | #N/A | #N/A | #N/A | #N/A | #N/A | #N/A
[7 empty] | 3 | 1 | 1425 | 9 | 2020-03-01 | Friday | 5 | No | #N/A | #N/A | #N/A | #N/A | #N/A | #N/A | #N/A | #N/A | #N/A | #N/A | #N/A | #N/A | #N/A | #N/A | #N/A | #N/A | #N/A | #N/A | #N/A | #N/A | #N/A | #N/A | #N/A | #N/A | #N/A | #N/A | #N/A | #N/A | #N/A | #N/A | #N/A | #N/A | #N/A | #N/A | #N/A | #N/A
[7 empty] | 3 | 1 | 1426 | 10 | 2020-03-01 | Friday | 5 | No | #N/A | #N/A | #N/A | #N/A | #N/A | #N/A | #N/A | #N/A | #N/A | #N/A | #N/A | #N/A | #N/A | #N/A | #N/A | #N/A | #N/A | #N/A | #N/A | #N/A | #N/A | #N/A | #N/A | #N/A | #N/A | #N/A | #N/A | #N/A | #N/A | #N/A | #N/A | #N/A | #N/A | #N/A | #N/A | #N/A
[7 empty] | 3 | 1 | 1427 | 11 | 2020-03-01 | Friday | 5 | No | #N/A | #N/A | #N/A | #N/A | #N/A | #N/A | #N/A | #N/A | #N/A | #N/A | #N/A | #N/A | #N/A | #N/A | #N/A | #N/A | #N/A | #N/A | #N/A | #N/A | #N/A | #N/A | #N/A | #N/A | #N/A | #N/A | #N/A | #N/A | #N/A | #N/A | #N/A | #N/A | #N/A | #N/A | #N/A | #N/A
[7 empty] | 3 | 1 | 1428 | 12 | 2020-03-01 | Friday | 5 | No | #N/A | #N/A | #N/A | #N/A | #N/A | #N/A | #N/A | #N/A | #N/A | #N/A | #N/A | #N/A | #N/A | #N/A | #N/A | #N/A | #N/A | #N/A | #N/A | #N/A | #N/A | #N/A | #N/A | #N/A | #N/A | #N/A | #N/A | #N/A | #N/A | #N/A | #N/A | #N/A | #N/A | #N/A | #N/A | #N/A
[7 empty] | 3 | 1 | 1429 | 13 | 2020-03-01 | Friday | 5 | No | #N/A | #N/A | #N/A | #N/A | #N/A | #N/A | #N/A | #N/A | #N/A | #N/A | #N/A | #N/A | #N/A | #N/A | #N/A | #N/A | #N/A | #N/A | #N/A | #N/A | #N/A | #N/A | #N/A | #N/A | #N/A | #N/A | #N/A | #N/A | #N/A | #N/A | #N/A | #N/A | #N/A | #N/A | #N/A | #N/A
[7 empty] | 3 | 1 | 1430 | 14 | 2020-03-01 | Friday | 5 | No | #N/A | #N/A | #N/A | #N/A | #N/A | #N/A | #N/A | #N/A | #N/A | #N/A | #N/A | #N/A | #N/A | #N/A | #N/A | #N/A | #N/A | #N/A | #N/A | #N/A | #N/A | #N/A | #N/A | #N/A | #N/A | #N/A | #N/A | #N/A | #N/A | #N/A | #N/A | #N/A | #N/A | #N/A | #N/A | #N/A
[7 empty] | 3 | 1 | 1431 | 15 | 2020-03-01 | Friday | 5 | No | #N/A | #N/A | #N/A | #N/A | #N/A | #N/A | #N/A | #N/A | #N/A | #N/A | #N/A | #N/A | #N/A | #N/A | #N/A | #N/A | #N/A | #N/A | #N/A | #N/A | #N/A | #N/A | #N/A | #N/A | #N/A | #N/A | #N/A | #N/A | #N/A | #N/A | #N/A | #N/A | #N/A | #N/A | #N/A | #N/A
[7 empty] | 3 | 1 | 1432 | 16 | 2020-03-01 | Friday | 5 | No | #N/A | #N/A | #N/A | #N/A | #N/A | #N/A | #N/A | #N/A | #N/A | #N/A | #N/A | #N/A | #N/A | #N/A | #N/A | #N/A | #N/A | #N/A | #N/A | #N/A | #N/A | #N/A | #N/A | #N/A | #N/A | #N/A | #N/A | #N/A | #N/A | #N/A | #N/A | #N/A | #N/A | #N/A | #N/A | #N/A
[7 empty] | 3 | 1 | 1433 | 17 | 2020-03-01 | Friday | 5 | No | #N/A | #N/A | #N/A | #N/A | #N/A | #N/A | #N/A | #N/A | #N/A | #N/A | #N/A | #N/A | #N/A | #N/A | #N/A | #N/A | #N/A | #N/A | #N/A | #N/A | #N/A | #N/A | #N/A | #N/A | #N/A | #N/A | #N/A | #N/A | #N/A | #N/A | #N/A | #N/A | #N/A | #N/A | #N/A | #N/A
[7 empty] | 3 | 1 | 1434 | 18 | 2020-03-01 | Friday | 5 | No | #N/A | #N/A | #N/A | #N/A | #N/A | #N/A | #N/A | #N/A | #N/A | #N/A | #N/A | #N/A | #N/A | #N/A | #N/A | #N/A | #N/A | #N/A | #N/A | #N/A | #N/A | #N/A | #N/A | #N/A | #N/A | #N/A | #N/A | #N/A | #N/A | #N/A | #N/A | #N/A | #N/A | #N/A | #N/A | #N/A
[7 empty] | 3 | 1 | 1435 | 19 | 2020-03-01 | Friday | 5 | No | #N/A | #N/A | #N/A | #N/A | #N/A | #N/A | #N/A | #N/A | #N/A | #N/A | #N/A | #N/A | #N/A | #N/A | #N/A | #N/A | #N/A | #N/A | #N/A | #N/A | #N/A | #N/A | #N/A | #N/A | #N/A | #N/A | #N/A | #N/A | #N/A | #N/A | #N/A | #N/A | #N/A | #N/A | #N/A | #N/A
[7 empty] | 3 | 1 | 1436 | 20 | 2020-03-01 | Friday | 5 | No | #N/A | #N/A | #N/A | #N/A | #N/A | #N/A | #N/A | #N/A | #N/A | #N/A | #N/A | #N/A | #N/A | #N/A | #N/A | #N/A | #N/A | #N/A | #N/A | #N/A | #N/A | #N/A | #N/A | #N/A | #N/A | #N/A | #N/A | #N/A | #N/A | #N/A | #N/A | #N/A | #N/A | #N/A | #N/A | #N/A
[7 empty] | 3 | 1 | 1437 | 21 | 2020-03-01 | Friday | 5 | No | #N/A | #N/A | #N/A | #N/A | #N/A | #N/A | #N/A | #N/A | #N/A | #N/A | #N/A | #N/A | #N/A | #N/A | #N/A | #N/A | #N/A | #N/A | #N/A | #N/A | #N/A | #N/A | #N/A | #N/A | #N/A | #N/A | #N/A | #N/A | #N/A | #N/A | #N/A | #N/A | #N/A | #N/A | #N/A | #N/A
[7 empty] | 3 | 1 | 1438 | 22 | 2020-03-01 | Friday | 5 | No | #N/A | #N/A | #N/A | #N/A | #N/A | #N/A | #N/A | #N/A | #N/A | #N/A | #N/A | #N/A | #N/A | #N/A | #N/A | #N/A | #N/A | #N/A | #N/A | #N/A | #N/A | #N/A | #N/A | #N/A | #N/A | #N/A | #N/A | #N/A | #N/A | #N/A | #N/A | #N/A | #N/A | #N/A | #N/A | #N/A
[7 empty] | 3 | 1 | 1439 | 23 | 2020-03-01 | Friday | 5 | No | #N/A | #N/A | #N/A | #N/A | #N/A | #N/A | #N/A | #N/A | #N/A | #N/A | #N/A | #N/A | #N/A | #N/A | #N/A | #N/A | #N/A | #N/A | #N/A | #N/A | #N/A | #N/A | #N/A | #N/A | #N/A | #N/A | #N/A | #N/A | #N/A | #N/A | #N/A | #N/A | #N/A | #N/A | #N/A | #N/A
[7 empty] | 3 | 1 | 1440 | 24 | 2020-03-01 | Friday | 5 | No | #N/A | #N/A | #N/A | #N/A | #N/A | #N/A | #N/A | #N/A | #N/A | #N/A | #N/A | #N/A | #N/A | #N/A | #N/A | #N/A | #N/A | #N/A | #N/A | #N/A | #N/A | #N/A | #N/A | #N/A | #N/A | #N/A | #N/A | #N/A | #N/A | #N/A | #N/A | #N/A | #N/A | #N/A | #N/A | #N/A
[7 empty] | 3 | 2 | 1441 | 1 | 2020-03-02 | Saturday | 6 | No | #N/A | #N/A | #N/A | #N/A | #N/A | #N/A | #N/A | #N/A | #N/A | #N/A | #N/A | #N/A | #N/A | #N/A | #N/A | #N/A | #N/A | #N/A | #N/A | #N/A | #N/A | #N/A | #N/A | #N/A | #N/A | #N/A | #N/A | #N/A | #N/A | #N/A | #N/A | #N/A | #N/A | #N/A | #N/A | #N/A
[7 empty] | 3 | 2 | 1442 | 2 | 2020-03-02 | Saturday | 6 | No | #N/A | #N/A | #N/A | #N/A | #N/A | #N/A | #N/A | #N/A | #N/A | #N/A | #N/A | #N/A | #N/A | #N/A | #N/A | #N/A | #N/A | #N/A | #N/A | #N/A | #N/A | #N/A | #N/A | #N/A | #N/A | #N/A | #N/A | #N/A | #N/A | #N/A | #N/A | #N/A | #N/A | #N/A | #N/A | #N/A
[7 empty] | 3 | 2 | 1443 | 3 | 2020-03-02 | Saturday | 6 | No | #N/A | #N/A | #N/A | #N/A | #N/A | #N/A | #N/A | #N/A | #N/A | #N/A | #N/A | #N/A | #N/A | #N/A | #N/A | #N/A | #N/A | #N/A | #N/A | #N/A | #N/A | #N/A | #N/A | #N/A | #N/A | #N/A | #N/A | #N/A | #N/A | #N/A | #N/A | #N/A | #N/A | #N/A | #N/A | #N/A
[7 empty] | 3 | 2 | 1444 | 4 | 2020-03-02 | Saturday | 6 | No | #N/A | #N/A | #N/A | #N/A | #N/A | #N/A | #N/A | #N/A | #N/A | #N/A | #N/A | #N/A | #N/A | #N/A | #N/A | #N/A | #N/A | #N/A | #N/A | #N/A | #N/A | #N/A | #N/A | #N/A | #N/A | #N/A | #N/A | #N/A | #N/A | #N/A | #N/A | #N/A | #N/A | #N/A | #N/A | #N/A
[7 empty] | 3 | 2 | 1445 | 5 | 2020-03-02 | Saturday | 6 | No | #N/A | #N/A | #N/A | #N/A | #N/A | #N/A | #N/A | #N/A | #N/A | #N/A | #N/A | #N/A | #N/A | #N/A | #N/A | #N/A | #N/A | #N/A | #N/A | #N/A | #N/A | #N/A | #N/A | #N/A | #N/A | #N/A | #N/A | #N/A | #N/A | #N/A | #N/A | #N/A | #N/A | #N/A | #N/A | #N/A
[7 empty] | 3 | 2 | 1446 | 6 | 2020-03-02 | Saturday | 6 | No | #N/A | #N/A | #N/A | #N/A | #N/A | #N/A | #N/A | #N/A | #N/A | #N/A | #N/A | #N/A | #N/A | #N/A | #N/A | #N/A | #N/A | #N/A | #N/A | #N/A | #N/A | #N/A | #N/A | #N/A | #N/A | #N/A | #N/A | #N/A | #N/A | #N/A | #N/A | #N/A | #N/A | #N/A | #N/A | #N/A
[7 empty] | 3 | 2 | 1447 | 7 | 2020-03-02 | Saturday | 6 | No | #N/A | #N/A | #N/A | #N/A | #N/A | #N/A | #N/A | #N/A | #N/A | #N/A | #N/A | #N/A | #N/A | #N/A | #N/A | #N/A | #N/A | #N/A | #N/A | #N/A | #N/A | #N/A | #N/A | #N/A | #N/A | #N/A | #N/A | #N/A | #N/A | #N/A | #N/A | #N/A | #N/A | #N/A | #N/A | #N/A
[7 empty] | 3 | 2 | 1448 | 8 | 2020-03-02 | Saturday | 6 | No | #N/A | #N/A | #N/A | #N/A | #N/A | #N/A | #N/A | #N/A | #N/A | #N/A | #N/A | #N/A | #N/A | #N/A | #N/A | #N/A | #N/A | #N/A | #N/A | #N/A | #N/A | #N/A | #N/A | #N/A | #N/A | #N/A | #N/A | #N/A | #N/A | #N/A | #N/A | #N/A | #N/A | #N/A | #N/A | #N/A
[7 empty] | 3 | 2 | 1449 | 9 | 2020-03-02 | Saturday | 6 | No | #N/A | #N/A | #N/A | #N/A | #N/A | #N/A | #N/A | #N/A | #N/A | #N/A | #N/A | #N/A | #N/A | #N/A | #N/A | #N/A | #N/A | #N/A | #N/A | #N/A | #N/A | #N/A | #N/A | #N/A | #N/A | #N/A | #N/A | #N/A | #N/A | #N/A | #N/A | #N/A | #N/A | #N/A | #N/A | #N/A
[7 empty] | 3 | 2 | 1450 | 10 | 2020-03-02 | Saturday | 6 | No | #N/A | #N/A | #N/A | #N/A | #N/A | #N/A | #N/A | #N/A | #N/A | #N/A | #N/A | #N/A | #N/A | #N/A | #N/A | #N/A | #N/A | #N/A | #N/A | #N/A | #N/A | #N/A | #N/A | #N/A | #N/A | #N/A | #N/A | #N/A | #N/A | #N/A | #N/A | #N/A | #N/A | #N/A | #N/A | #N/A
[7 empty] | 3 | 2 | 1451 | 11 | 2020-03-02 | Saturday | 6 | No | #N/A | #N/A | #N/A | #N/A | #N/A | #N/A | #N/A | #N/A | #N/A | #N/A | #N/A | #N/A | #N/A | #N/A | #N/A | #N/A | #N/A | #N/A | #N/A | #N/A | #N/A | #N/A | #N/A | #N/A | #N/A | #N/A | #N/A | #N/A | #N/A | #N/A | #N/A | #N/A | #N/A | #N/A | #N/A | #N/A
[7 empty] | 3 | 2 | 1452 | 12 | 2020-03-02 | Saturday | 6 | No | #N/A | #N/A | #N/A | #N/A | #N/A | #N/A | #N/A | #N/A | #N/A | #N/A | #N/A | #N/A | #N/A | #N/A | #N/A | #N/A | #N/A | #N/A | #N/A | #N/A | #N/A | #N/A | #N/A | #N/A | #N/A | #N/A | #N/A | #N/A | #N/A | #N/A | #N/A | #N/A | #N/A | #N/A | #N/A | #N/A
[7 empty] | 3 | 2 | 1453 | 13 | 2020-03-02 | Saturday | 6 | No | #N/A | #N/A | #N/A | #N/A | #N/A | #N/A | #N/A | #N/A | #N/A | #N/A | #N/A | #N/A | #N/A | #N/A | #N/A | #N/A | #N/A | #N/A | #N/A | #N/A | #N/A | #N/A | #N/A | #N/A | #N/A | #N/A | #N/A | #N/A | #N/A | #N/A | #N/A | #N/A | #N/A | #N/A | #N/A | #N/A
[7 empty] | 3 | 2 | 1454 | 14 | 2020-03-02 | Saturday | 6 | No | #N/A | #N/A | #N/A | #N/A | #N/A | #N/A | #N/A | #N/A | #N/A | #N/A | #N/A | #N/A | #N/A | #N/A | #N/A | #N/A | #N/A | #N/A | #N/A | #N/A | #N/A | #N/A | #N/A | #N/A | #N/A | #N/A | #N/A | #N/A | #N/A | #N/A | #N/A | #N/A | #N/A | #N/A | #N/A | #N/A
[7 empty] | 3 | 2 | 1455 | 15 | 2020-03-02 | Saturday | 6 | No | #N/A | #N/A | #N/A | #N/A | #N/A | #N/A | #N/A | #N/A | #N/A | #N/A | #N/A | #N/A | #N/A | #N/A | #N/A | #N/A | #N/A | #N/A | #N/A | #N/A | #N/A | #N/A | #N/A | #N/A | #N/A | #N/A | #N/A | #N/A | #N/A | #N/A | #N/A | #N/A | #N/A | #N/A | #N/A | #N/A
[7 empty] | 3 | 2 | 1456 | 16 | 2020-03-02 | Saturday | 6 | No | #N/A | #N/A | #N/A | #N/A | #N/A | #N/A | #N/A | #N/A | #N/A | #N/A | #N/A | #N/A | #N/A | #N/A | #N/A | #N/A | #N/A | #N/A | #N/A | #N/A | #N/A | #N/A | #N/A | #N/A | #N/A | #N/A | #N/A | #N/A | #N/A | #N/A | #N/A | #N/A | #N/A | #N/A | #N/A | #N/A
[7 empty] | 3 | 2 | 1457 | 17 | 2020-03-02 | Saturday | 6 | No | #N/A | #N/A | #N/A | #N/A | #N/A | #N/A | #N/A | #N/A | #N/A | #N/A | #N/A | #N/A | #N/A | #N/A | #N/A | #N/A | #N/A | #N/A | #N/A | #N/A | #N/A | #N/A | #N/A | #N/A | #N/A | #N/A | #N/A | #N/A | #N/A | #N/A | #N/A | #N/A | #N/A | #N/A | #N/A | #N/A
[7 empty] | 3 | 2 | 1458 | 18 | 2020-03-02 | Saturday | 6 | No | #N/A | #N/A | #N/A | #N/A | #N/A | #N/A | #N/A | #N/A | #N/A | #N/A | #N/A | #N/A | #N/A | #N/A | #N/A | #N/A | #N/A | #N/A | #N/A | #N/A | #N/A | #N/A | #N/A | #N/A | #N/A | #N/A | #N/A | #N/A | #N/A | #N/A | #N/A | #N/A | #N/A | #N/A | #N/A | #N/A
[7 empty] | 3 | 2 | 1459 | 19 | 2020-03-02 | Saturday | 6 | No | #N/A | #N/A | #N/A | #N/A | #N/A | #N/A | #N/A | #N/A | #N/A | #N/A | #N/A | #N/A | #N/A | #N/A | #N/A | #N/A | #N/A | #N/A | #N/A | #N/A | #N/A | #N/A | #N/A | #N/A | #N/A | #N/A | #N/A | #N/A | #N/A | #N/A | #N/A | #N/A | #N/A | #N/A | #N/A | #N/A
[7 empty] | 3 | 2 | 1460 | 20 | 2020-03-02 | Saturday | 6 | No | #N/A | #N/A | #N/A | #N/A | #N/A | #N/A | #N/A | #N/A | #N/A | #N/A | #N/A | #N/A | #N/A | #N/A | #N/A | #N/A | #N/A | #N/A | #N/A | #N/A | #N/A | #N/A | #N/A | #N/A | #N/A | #N/A | #N/A | #N/A | #N/A | #N/A | #N/A | #N/A | #N/A | #N/A | #N/A | #N/A
[7 empty] | 3 | 2 | 1461 | 21 | 2020-03-02 | Saturday | 6 | No | #N/A | #N/A | #N/A | #N/A | #N/A | #N/A | #N/A | #N/A | #N/A | #N/A | #N/A | #N/A | #N/A | #N/A | #N/A | #N/A | #N/A | #N/A | #N/A | #N/A | #N/A | #N/A | #N/A | #N/A | #N/A | #N/A | #N/A | #N/A | #N/A | #N/A | #N/A | #N/A | #N/A | #N/A | #N/A | #N/A
[7 empty] | 3 | 2 | 1462 | 22 | 2020-03-02 | Saturday | 6 | No | #N/A | #N/A | #N/A | #N/A | #N/A | #N/A | #N/A | #N/A | #N/A | #N/A | #N/A | #N/A | #N/A | #N/A | #N/A | #N/A | #N/A | #N/A | #N/A | #N/A | #N/A | #N/A | #N/A | #N/A | #N/A | #N/A | #N/A | #N/A | #N/A | #N/A | #N/A | #N/A | #N/A | #N/A | #N/A | #N/A
[7 empty] | 3 | 2 | 1463 | 23 | 2020-03-02 | Saturday | 6 | No | #N/A | #N/A | #N/A | #N/A | #N/A | #N/A | #N/A | #N/A | #N/A | #N/A | #N/A | #N/A | #N/A | #N/A | #N/A | #N/A | #N/A | #N/A | #N/A | #N/A | #N/A | #N/A | #N/A | #N/A | #N/A | #N/A | #N/A | #N/A | #N/A | #N/A | #N/A | #N/A | #N/A | #N/A | #N/A | #N/A
[7 empty] | 3 | 2 | 1464 | 24 | 2020-03-02 | Saturday | 6 | No | #N/A | #N/A | #N/A | #N/A | #N/A | #N/A | #N/A | #N/A | #N/A | #N/A | #N/A | #N/A | #N/A | #N/A | #N/A | #N/A | #N/A | #N/A | #N/A | #N/A | #N/A | #N/A | #N/A | #N/A | #N/A | #N/A | #N/A | #N/A | #N/A | #N/A | #N/A | #N/A | #N/A | #N/A | #N/A | #N/A
[7 empty] | 3 | 3 | 1465 | 1 | 2020-03-03 | Sunday | 7 | No | #N/A | #N/A | #N/A | #N/A | #N/A | #N/A | #N/A | #N/A | #N/A | #N/A | #N/A | #N/A | #N/A | #N/A | #N/A | #N/A | #N/A | #N/A | #N/A | #N/A | #N/A | #N/A | #N/A | #N/A | #N/A | #N/A | #N/A | #N/A | #N/A | #N/A | #N/A | #N/A | #N/A | #N/A | #N/A | #N/A
[7 empty] | 3 | 3 | 1466 | 2 | 2020-03-03 | Sunday | 7 | No | #N/A | #N/A | #N/A | #N/A | #N/A | #N/A | #N/A | #N/A | #N/A | #N/A | #N/A | #N/A | #N/A | #N/A | #N/A | #N/A | #N/A | #N/A | #N/A | #N/A | #N/A | #N/A | #N/A | #N/A | #N/A | #N/A | #N/A | #N/A | #N/A | #N/A | #N/A | #N/A | #N/A | #N/A | #N/A | #N/A
[7 empty] | 3 | 3 | 1467 | 3 | 2020-03-03 | Sunday | 7 | No | #N/A | #N/A | #N/A | #N/A | #N/A | #N/A | #N/A | #N/A | #N/A | #N/A | #N/A | #N/A | #N/A | #N/A | #N/A | #N/A | #N/A | #N/A | #N/A | #N/A | #N/A | #N/A | #N/A | #N/A | #N/A | #N/A | #N/A | #N/A | #N/A | #N/A | #N/A | #N/A | #N/A | #N/A | #N/A | #N/A
[7 empty] | 3 | 3 | 1468 | 4 | 2020-03-03 | Sunday | 7 | No | #N/A | #N/A | #N/A | #N/A | #N/A | #N/A | #N/A | #N/A | #N/A | #N/A | #N/A | #N/A | #N/A | #N/A | #N/A | #N/A | #N/A | #N/A | #N/A | #N/A | #N/A | #N/A | #N/A | #N/A | #N/A | #N/A | #N/A | #N/A | #N/A | #N/A | #N/A | #N/A | #N/A | #N/A | #N/A | #N/A
[7 empty] | 3 | 3 | 1469 | 5 | 2020-03-03 | Sunday | 7 | No | #N/A | #N/A | #N/A | #N/A | #N/A | #N/A | #N/A | #N/A | #N/A | #N/A | #N/A | #N/A | #N/A | #N/A | #N/A | #N/A | #N/A | #N/A | #N/A | #N/A | #N/A | #N/A | #N/A | #N/A | #N/A | #N/A | #N/A | #N/A | #N/A | #N/A | #N/A | #N/A | #N/A | #N/A | #N/A | #N/A
[7 empty] | 3 | 3 | 1470 | 6 | 2020-03-03 | Sunday | 7 | No | #N/A | #N/A | #N/A | #N/A | #N/A | #N/A | #N/A | #N/A | #N/A | #N/A | #N/A | #N/A | #N/A | #N/A | #N/A | #N/A | #N/A | #N/A | #N/A | #N/A | #N/A | #N/A | #N/A | #N/A | #N/A | #N/A | #N/A | #N/A | #N/A | #N/A | #N/A | #N/A | #N/A | #N/A | #N/A | #N/A
[7 empty] | 3 | 3 | 1471 | 7 | 2020-03-03 | Sunday | 7 | No | #N/A | #N/A | #N/A | #N/A | #N/A | #N/A | #N/A | #N/A | #N/A | #N/A | #N/A | #N/A | #N/A | #N/A | #N/A | #N/A | #N/A | #N/A | #N/A | #N/A | #N/A | #N/A | #N/A | #N/A | #N/A | #N/A | #N/A | #N/A | #N/A | #N/A | #N/A | #N/A | #N/A | #N/A | #N/A | #N/A
[7 empty] | 3 | 3 | 1472 | 8 | 2020-03-03 | Sunday | 7 | No | #N/A | #N/A | #N/A | #N/A | #N/A | #N/A | #N/A | #N/A | #N/A | #N/A | #N/A | #N/A | #N/A | #N/A | #N/A | #N/A | #N/A | #N/A | #N/A | #N/A | #N/A | #N/A | #N/A | #N/A | #N/A | #N/A | #N/A | #N/A | #N/A | #N/A | #N/A | #N/A | #N/A | #N/A | #N/A | #N/A
[7 empty] | 3 | 3 | 1473 | 9 | 2020-03-03 | Sunday | 7 | No | #N/A | #N/A | #N/A | #N/A | #N/A | #N/A | #N/A | #N/A | #N/A | #N/A | #N/A | #N/A | #N/A | #N/A | #N/A | #N/A | #N/A | #N/A | #N/A | #N/A | #N/A | #N/A | #N/A | #N/A | #N/A | #N/A | #N/A | #N/A | #N/A | #N/A | #N/A | #N/A | #N/A | #N/A | #N/A | #N/A
[7 empty] | 3 | 3 | 1474 | 10 | 2020-03-03 | Sunday | 7 | No | #N/A | #N/A | #N/A | #N/A | #N/A | #N/A | #N/A | #N/A | #N/A | #N/A | #N/A | #N/A | #N/A | #N/A | #N/A | #N/A | #N/A | #N/A | #N/A | #N/A | #N/A | #N/A | #N/A | #N/A | #N/A | #N/A | #N/A | #N/A | #N/A | #N/A | #N/A | #N/A | #N/A | #N/A | #N/A | #N/A
[7 empty] | 3 | 3 | 1475 | 11 | 2020-03-03 | Sunday | 7 | No | #N/A | #N/A | #N/A | #N/A | #N/A | #N/A | #N/A | #N/A | #N/A | #N/A | #N/A | #N/A | #N/A | #N/A | #N/A | #N/A | #N/A | #N/A | #N/A | #N/A | #N/A | #N/A | #N/A | #N/A | #N/A | #N/A | #N/A | #N/A | #N/A | #N/A | #N/A | #N/A | #N/A | #N/A | #N/A | #N/A
[7 empty] | 3 | 3 | 1476 | 12 | 2020-03-03 | Sunday | 7 | No | #N/A | #N/A | #N/A | #N/A | #N/A | #N/A | #N/A | #N/A | #N/A | #N/A | #N/A | #N/A | #N/A | #N/A | #N/A | #N/A | #N/A | #N/A | #N/A | #N/A | #N/A | #N/A | #N/A | #N/A | #N/A | #N/A | #N/A | #N/A | #N/A | #N/A | #N/A | #N/A | #N/A | #N/A | #N/A | #N/A
[7 empty] | 3 | 3 | 1477 | 13 | 2020-03-03 | Sunday | 7 | No | #N/A | #N/A | #N/A | #N/A | #N/A | #N/A | #N/A | #N/A | #N/A | #N/A | #N/A | #N/A | #N/A | #N/A | #N/A | #N/A | #N/A | #N/A | #N/A | #N/A | #N/A | #N/A | #N/A | #N/A | #N/A | #N/A | #N/A | #N/A | #N/A | #N/A | #N/A | #N/A | #N/A | #N/A | #N/A | #N/A
[7 empty] | 3 | 3 | 1478 | 14 | 2020-03-03 | Sunday | 7 | No | #N/A | #N/A | #N/A | #N/A | #N/A | #N/A | #N/A | #N/A | #N/A | #N/A | #N/A | #N/A | #N/A | #N/A | #N/A | #N/A | #N/A | #N/A | #N/A | #N/A | #N/A | #N/A | #N/A | #N/A | #N/A | #N/A | #N/A | #N/A | #N/A | #N/A | #N/A | #N/A | #N/A | #N/A | #N/A | #N/A
[7 empty] | 3 | 3 | 1479 | 15 | 2020-03-03 | Sunday | 7 | No | #N/A | #N/A | #N/A | #N/A | #N/A | #N/A | #N/A | #N/A | #N/A | #N/A | #N/A | #N/A | #N/A | #N/A | #N/A | #N/A | #N/A | #N/A | #N/A | #N/A | #N/A | #N/A | #N/A | #N/A | #N/A | #N/A | #N/A | #N/A | #N/A | #N/A | #N/A | #N/A | #N/A | #N/A | #N/A | #N/A
[7 empty] | 3 | 3 | 1480 | 16 | 2020-03-03 | Sunday | 7 | No | #N/A | #N/A | #N/A | #N/A | #N/A | #N/A | #N/A | #N/A | #N/A | #N/A | #N/A | #N/A | #N/A | #N/A | #N/A | #N/A | #N/A | #N/A | #N/A | #N/A | #N/A | #N/A | #N/A | #N/A | #N/A | #N/A | #N/A | #N/A | #N/A | #N/A | #N/A | #N/A | #N/A | #N/A | #N/A | #N/A
[7 empty] | 3 | 3 | 1481 | 17 | 2020-03-03 | Sunday | 7 | No | #N/A | #N/A | #N/A | #N/A | #N/A | #N/A | #N/A | #N/A | #N/A | #N/A | #N/A | #N/A | #N/A | #N/A | #N/A | #N/A | #N/A | #N/A | #N/A | #N/A | #N/A | #N/A | #N/A | #N/A | #N/A | #N/A | #N/A | #N/A | #N/A | #N/A | #N/A | #N/A | #N/A | #N/A | #N/A | #N/A
[7 empty] | 3 | 3 | 1482 | 18 | 2020-03-03 | Sunday | 7 | No | #N/A | #N/A | #N/A | #N/A | #N/A | #N/A | #N/A | #N/A | #N/A | #N/A | #N/A | #N/A | #N/A | #N/A | #N/A | #N/A | #N/A | #N/A | #N/A | #N/A | #N/A | #N/A | #N/A | #N/A | #N/A | #N/A | #N/A | #N/A | #N/A | #N/A | #N/A | #N/A | #N/A | #N/A | #N/A | #N/A
[7 empty] | 3 | 3 | 1483 | 19 | 2020-03-03 | Sunday | 7 | No | #N/A | #N/A | #N/A | #N/A | #N/A | #N/A | #N/A | #N/A | #N/A | #N/A | #N/A | #N/A | #N/A | #N/A | #N/A | #N/A | #N/A | #N/A | #N/A | #N/A | #N/A | #N/A | #N/A | #N/A | #N/A | #N/A | #N/A | #N/A | #N/A | #N/A | #N/A | #N/A | #N/A | #N/A | #N/A | #N/A
[7 empty] | 3 | 3 | 1484 | 20 | 2020-03-03 | Sunday | 7 | No | #N/A | #N/A | #N/A | #N/A | #N/A | #N/A | #N/A | #N/A | #N/A | #N/A | #N/A | #N/A | #N/A | #N/A | #N/A | #N/A | #N/A | #N/A | #N/A | #N/A | #N/A | #N/A | #N/A | #N/A | #N/A | #N/A | #N/A | #N/A | #N/A | #N/A | #N/A | #N/A | #N/A | #N/A | #N/A | #N/A
[7 empty] | 3 | 3 | 1485 | 21 | 2020-03-03 | Sunday | 7 | No | #N/A | #N/A | #N/A | #N/A | #N/A | #N/A | #N/A | #N/A | #N/A | #N/A | #N/A | #N/A | #N/A | #N/A | #N/A | #N/A | #N/A | #N/A | #N/A | #N/A | #N/A | #N/A | #N/A | #N/A | #N/A | #N/A | #N/A | #N/A | #N/A | #N/A | #N/A | #N/A | #N/A | #N/A | #N/A | #N/A
[7 empty] | 3 | 3 | 1486 | 22 | 2020-03-03 | Sunday | 7 | No | #N/A | #N/A | #N/A | #N/A | #N/A | #N/A | #N/A | #N/A | #N/A | #N/A | #N/A | #N/A | #N/A | #N/A | #N/A | #N/A | #N/A | #N/A | #N/A | #N/A | #N/A | #N/A | #N/A | #N/A | #N/A | #N/A | #N/A | #N/A | #N/A | #N/A | #N/A | #N/A | #N/A | #N/A | #N/A | #N/A
[7 empty] | 3 | 3 | 1487 | 23 | 2020-03-03 | Sunday | 7 | No | #N/A | #N/A | #N/A | #N/A | #N/A | #N/A | #N/A | #N/A | #N/A | #N/A | #N/A | #N/A | #N/A | #N/A | #N/A | #N/A | #N/A | #N/A | #N/A | #N/A | #N/A | #N/A | #N/A | #N/A | #N/A | #N/A | #N/A | #N/A | #N/A | #N/A | #N/A | #N/A | #N/A | #N/A | #N/A | #N/A
[7 empty] | 3 | 3 | 1488 | 24 | 2020-03-03 | Sunday | 7 | No | #N/A | #N/A | #N/A | #N/A | #N/A | #N/A | #N/A | #N/A | #N/A | #N/A | #N/A | #N/A | #N/A | #N/A | #N/A | #N/A | #N/A | #N/A | #N/A | #N/A | #N/A | #N/A | #N/A | #N/A | #N/A | #N/A | #N/A | #N/A | #N/A | #N/A | #N/A | #N/A | #N/A | #N/A | #N/A | #N/A
[7 empty] | 3 | 4 | 1489 | 1 | 2020-03-04 | Monday | 1 | No | #N/A | #N/A | #N/A | #N/A | #N/A | #N/A | #N/A | #N/A | #N/A | #N/A | #N/A | #N/A | #N/A | #N/A | #N/A | #N/A | #N/A | #N/A | #N/A | #N/A | #N/A | #N/A | #N/A | #N/A | #N/A | #N/A | #N/A | #N/A | #N/A | #N/A | #N/A | #N/A | #N/A | #N/A | #N/A | #N/A
[7 empty] | 3 | 4 | 1490 | 2 | 2020-03-04 | Monday | 1 | No | #N/A | #N/A | #N/A | #N/A | #N/A | #N/A | #N/A | #N/A | #N/A | #N/A | #N/A | #N/A | #N/A | #N/A | #N/A | #N/A | #N/A | #N/A | #N/A | #N/A | #N/A | #N/A | #N/A | #N/A | #N/A | #N/A | #N/A | #N/A | #N/A | #N/A | #N/A | #N/A | #N/A | #N/A | #N/A | #N/A
[7 empty] | 3 | 4 | 1491 | 3 | 2020-03-04 | Monday | 1 | No | #N/A | #N/A | #N/A | #N/A | #N/A | #N/A | #N/A | #N/A | #N/A | #N/A | #N/A | #N/A | #N/A | #N/A | #N/A | #N/A | #N/A | #N/A | #N/A | #N/A | #N/A | #N/A | #N/A | #N/A | #N/A | #N/A | #N/A | #N/A | #N/A | #N/A | #N/A | #N/A | #N/A | #N/A | #N/A | #N/A
[7 empty] | 3 | 4 | 1492 | 4 | 2020-03-04 | Monday | 1 | No | #N/A | #N/A | #N/A | #N/A | #N/A | #N/A | #N/A | #N/A | #N/A | #N/A | #N/A | #N/A | #N/A | #N/A | #N/A | #N/A | #N/A | #N/A | #N/A | #N/A | #N/A | #N/A | #N/A | #N/A | #N/A | #N/A | #N/A | #N/A | #N/A | #N/A | #N/A | #N/A | #N/A | #N/A | #N/A | #N/A
[7 empty] | 3 | 4 | 1493 | 5 | 2020-03-04 | Monday | 1 | No | #N/A | #N/A | #N/A | #N/A | #N/A | #N/A | #N/A | #N/A | #N/A | #N/A | #N/A | #N/A | #N/A | #N/A | #N/A | #N/A | #N/A | #N/A | #N/A | #N/A | #N/A | #N/A | #N/A | #N/A | #N/A | #N/A | #N/A | #N/A | #N/A | #N/A | #N/A | #N/A | #N/A | #N/A | #N/A | #N/A
[7 empty] | 3 | 4 | 1494 | 6 | 2020-03-04 | Monday | 1 | No | #N/A | #N/A | #N/A | #N/A | #N/A | #N/A | #N/A | #N/A | #N/A | #N/A | #N/A | #N/A | #N/A | #N/A | #N/A | #N/A | #N/A | #N/A | #N/A | #N/A | #N/A | #N/A | #N/A | #N/A | #N/A | #N/A | #N/A | #N/A | #N/A | #N/A | #N/A | #N/A | #N/A | #N/A | #N/A | #N/A
[7 empty] | 3 | 4 | 1495 | 7 | 2020-03-04 | Monday | 1 | No | #N/A | #N/A | #N/A | #N/A | #N/A | #N/A | #N/A | #N/A | #N/A | #N/A | #N/A | #N/A | #N/A | #N/A | #N/A | #N/A | #N/A | #N/A | #N/A | #N/A | #N/A | #N/A | #N/A | #N/A | #N/A | #N/A | #N/A | #N/A | #N/A | #N/A | #N/A | #N/A | #N/A | #N/A | #N/A | #N/A
[7 empty] | 3 | 4 | 1496 | 8 | 2020-03-04 | Monday | 1 | No | #N/A | #N/A | #N/A | #N/A | #N/A | #N/A | #N/A | #N/A | #N/A | #N/A | #N/A | #N/A | #N/A | #N/A | #N/A | #N/A | #N/A | #N/A | #N/A | #N/A | #N/A | #N/A | #N/A | #N/A | #N/A | #N/A | #N/A | #N/A | #N/A | #N/A | #N/A | #N/A | #N/A | #N/A | #N/A | #N/A
[7 empty] | 3 | 4 | 1497 | 9 | 2020-03-04 | Monday | 1 | No | #N/A | #N/A | #N/A | #N/A | #N/A | #N/A | #N/A | #N/A | #N/A | #N/A | #N/A | #N/A | #N/A | #N/A | #N/A | #N/A | #N/A | #N/A | #N/A | #N/A | #N/A | #N/A | #N/A | #N/A | #N/A | #N/A | #N/A | #N/A | #N/A | #N/A | #N/A | #N/A | #N/A | #N/A | #N/A | #N/A
[7 empty] | 3 | 4 | 1498 | 10 | 2020-03-04 | Monday | 1 | No | #N/A | #N/A | #N/A | #N/A | #N/A | #N/A | #N/A | #N/A | #N/A | #N/A | #N/A | #N/A | #N/A | #N/A | #N/A | #N/A | #N/A | #N/A | #N/A | #N/A | #N/A | #N/A | #N/A | #N/A | #N/A | #N/A | #N/A | #N/A | #N/A | #N/A | #N/A | #N/A | #N/A | #N/A | #N/A | #N/A
[7 empty] | 3 | 4 | 1499 | 11 | 2020-03-04 | Monday | 1 | No | #N/A | #N/A | #N/A | #N/A | #N/A | #N/A | #N/A | #N/A | #N/A | #N/A | #N/A | #N/A | #N/A | #N/A | #N/A | #N/A | #N/A | #N/A | #N/A | #N/A | #N/A | #N/A | #N/A | #N/A | #N/A | #N/A | #N/A | #N/A | #N/A | #N/A | #N/A | #N/A | #N/A | #N/A | #N/A | #N/A
[7 empty] | 3 | 4 | 1500 | 12 | 2020-03-04 | Monday | 1 | No | #N/A | #N/A | #N/A | #N/A | #N/A | #N/A | #N/A | #N/A | #N/A | #N/A | #N/A | #N/A | #N/A | #N/A | #N/A | #N/A | #N/A | #N/A | #N/A | #N/A | #N/A | #N/A | #N/A | #N/A | #N/A | #N/A | #N/A | #N/A | #N/A | #N/A | #N/A | #N/A | #N/A | #N/A | #N/A | #N/A
[7 empty] | 3 | 4 | 1501 | 13 | 2020-03-04 | Monday | 1 | No | #N/A | #N/A | #N/A | #N/A | #N/A | #N/A | #N/A | #N/A | #N/A | #N/A | #N/A | #N/A | #N/A | #N/A | #N/A | #N/A | #N/A | #N/A | #N/A | #N/A | #N/A | #N/A | #N/A | #N/A | #N/A | #N/A | #N/A | #N/A | #N/A | #N/A | #N/A | #N/A | #N/A | #N/A | #N/A | #N/A
[7 empty] | 3 | 4 | 1502 | 14 | 2020-03-04 | Monday | 1 | No | #N/A | #N/A | #N/A | #N/A | #N/A | #N/A | #N/A | #N/A | #N/A | #N/A | #N/A | #N/A | #N/A | #N/A | #N/A | #N/A | #N/A | #N/A | #N/A | #N/A | #N/A | #N/A | #N/A | #N/A | #N/A | #N/A | #N/A | #N/A | #N/A | #N/A | #N/A | #N/A | #N/A | #N/A | #N/A | #N/A
[7 empty] | 3 | 4 | 1503 | 15 | 2020-03-04 | Monday | 1 | No | #N/A | #N/A | #N/A | #N/A | #N/A | #N/A | #N/A | #N/A | #N/A | #N/A | #N/A | #N/A | #N/A | #N/A | #N/A | #N/A | #N/A | #N/A | #N/A | #N/A | #N/A | #N/A | #N/A | #N/A | #N/A | #N/A | #N/A | #N/A | #N/A | #N/A | #N/A | #N/A | #N/A | #N/A | #N/A | #N/A
[7 empty] | 3 | 4 | 1504 | 16 | 2020-03-04 | Monday | 1 | No | #N/A | #N/A | #N/A | #N/A | #N/A | #N/A | #N/A | #N/A | #N/A | #N/A | #N/A | #N/A | #N/A | #N/A | #N/A | #N/A | #N/A | #N/A | #N/A | #N/A | #N/A | #N/A | #N/A | #N/A | #N/A | #N/A | #N/A | #N/A | #N/A | #N/A | #N/A | #N/A | #N/A | #N/A | #N/A | #N/A
[7 empty] | 3 | 4 | 1505 | 17 | 2020-03-04 | Monday | 1 | No | #N/A | #N/A | #N/A | #N/A | #N/A | #N/A | #N/A | #N/A | #N/A | #N/A | #N/A | #N/A | #N/A | #N/A | #N/A | #N/A | #N/A | #N/A | #N/A | #N/A | #N/A | #N/A | #N/A | #N/A | #N/A | #N/A | #N/A | #N/A | #N/A | #N/A | #N/A | #N/A | #N/A | #N/A | #N/A | #N/A
[7 empty] | 3 | 4 | 1506 | 18 | 2020-03-04 | Monday | 1 | No | #N/A | #N/A | #N/A | #N/A | #N/A | #N/A | #N/A | #N/A | #N/A | #N/A | #N/A | #N/A | #N/A | #N/A | #N/A | #N/A | #N/A | #N/A | #N/A | #N/A | #N/A | #N/A | #N/A | #N/A | #N/A | #N/A | #N/A | #N/A | #N/A | #N/A | #N/A | #N/A | #N/A | #N/A | #N/A | #N/A
[7 empty] | 3 | 4 | 1507 | 19 | 2020-03-04 | Monday | 1 | No | #N/A | #N/A | #N/A | #N/A | #N/A | #N/A | #N/A | #N/A | #N/A | #N/A | #N/A | #N/A | #N/A | #N/A | #N/A | #N/A | #N/A | #N/A | #N/A | #N/A | #N/A | #N/A | #N/A | #N/A | #N/A | #N/A | #N/A | #N/A | #N/A | #N/A | #N/A | #N/A | #N/A | #N/A | #N/A | #N/A
[7 empty] | 3 | 4 | 1508 | 20 | 2020-03-04 | Monday | 1 | No | #N/A | #N/A | #N/A | #N/A | #N/A | #N/A | #N/A | #N/A | #N/A | #N/A | #N/A | #N/A | #N/A | #N/A | #N/A | #N/A | #N/A | #N/A | #N/A | #N/A | #N/A | #N/A | #N/A | #N/A | #N/A | #N/A | #N/A | #N/A | #N/A | #N/A | #N/A | #N/A | #N/A | #N/A | #N/A | #N/A
[7 empty] | 3 | 4 | 1509 | 21 | 2020-03-04 | Monday | 1 | No | #N/A | #N/A | #N/A | #N/A | #N/A | #N/A | #N/A | #N/A | #N/A | #N/A | #N/A | #N/A | #N/A | #N/A | #N/A | #N/A | #N/A | #N/A | #N/A | #N/A | #N/A | #N/A | #N/A | #N/A | #N/A | #N/A | #N/A | #N/A | #N/A | #N/A | #N/A | #N/A | #N/A | #N/A | #N/A | #N/A
[7 empty] | 3 | 4 | 1510 | 22 | 2020-03-04 | Monday | 1 | No | #N/A | #N/A | #N/A | #N/A | #N/A | #N/A | #N/A | #N/A | #N/A | #N/A | #N/A | #N/A | #N/A | #N/A | #N/A | #N/A | #N/A | #N/A | #N/A | #N/A | #N/A | #N/A | #N/A | #N/A | #N/A | #N/A | #N/A | #N/A | #N/A | #N/A | #N/A | #N/A | #N/A | #N/A | #N/A | #N/A
[7 empty] | 3 | 4 | 1511 | 23 | 2020-03-04 | Monday | 1 | No | #N/A | #N/A | #N/A | #N/A | #N/A | #N/A | #N/A | #N/A | #N/A | #N/A | #N/A | #N/A | #N/A | #N/A | #N/A | #N/A | #N/A | #N/A | #N/A | #N/A | #N/A | #N/A | #N/A | #N/A | #N/A | #N/A | #N/A | #N/A | #N/A | #N/A | #N/A | #N/A | #N/A | #N/A | #N/A | #N/A
[7 empty] | 3 | 4 | 1512 | 24 | 2020-03-04 | Monday | 1 | No | #N/A | #N/A | #N/A | #N/A | #N/A | #N/A | #N/A | #N/A | #N/A | #N/A | #N/A | #N/A | #N/A | #N/A | #N/A | #N/A | #N/A | #N/A | #N/A | #N/A | #N/A | #N/A | #N/A | #N/A | #N/A | #N/A | #N/A | #N/A | #N/A | #N/A | #N/A | #N/A | #N/A | #N/A | #N/A | #N/A
[7 empty] | 3 | 5 | 1513 | 1 | 2020-03-05 | Tuesday | 2 | No | #N/A | #N/A | #N/A | #N/A | #N/A | #N/A | #N/A | #N/A | #N/A | #N/A | #N/A | #N/A | #N/A | #N/A | #N/A | #N/A | #N/A | #N/A | #N/A | #N/A | #N/A | #N/A | #N/A | #N/A | #N/A | #N/A | #N/A | #N/A | #N/A | #N/A | #N/A | #N/A | #N/A | #N/A | #N/A | #N/A
[7 empty] | 3 | 5 | 1514 | 2 | 2020-03-05 | Tuesday | 2 | No | #N/A | #N/A | #N/A | #N/A | #N/A | #N/A | #N/A | #N/A | #N/A | #N/A | #N/A | #N/A | #N/A | #N/A | #N/A | #N/A | #N/A | #N/A | #N/A | #N/A | #N/A | #N/A | #N/A | #N/A | #N/A | #N/A | #N/A | #N/A | #N/A | #N/A | #N/A | #N/A | #N/A | #N/A | #N/A | #N/A
[7 empty] | 3 | 5 | 1515 | 3 | 2020-03-05 | Tuesday | 2 | No | #N/A | #N/A | #N/A | #N/A | #N/A | #N/A | #N/A | #N/A | #N/A | #N/A | #N/A | #N/A | #N/A | #N/A | #N/A | #N/A | #N/A | #N/A | #N/A | #N/A | #N/A | #N/A | #N/A | #N/A | #N/A | #N/A | #N/A | #N/A | #N/A | #N/A | #N/A | #N/A | #N/A | #N/A | #N/A | #N/A
[7 empty] | 3 | 5 | 1516 | 4 | 2020-03-05 | Tuesday | 2 | No | #N/A | #N/A | #N/A | #N/A | #N/A | #N/A | #N/A | #N/A | #N/A | #N/A | #N/A | #N/A | #N/A | #N/A | #N/A | #N/A | #N/A | #N/A | #N/A | #N/A | #N/A | #N/A | #N/A | #N/A | #N/A | #N/A | #N/A | #N/A | #N/A | #N/A | #N/A | #N/A | #N/A | #N/A | #N/A | #N/A
[7 empty] | 3 | 5 | 1517 | 5 | 2020-03-05 | Tuesday | 2 | No | #N/A | #N/A | #N/A | #N/A | #N/A | #N/A | #N/A | #N/A | #N/A | #N/A | #N/A | #N/A | #N/A | #N/A | #N/A | #N/A | #N/A | #N/A | #N/A | #N/A | #N/A | #N/A | #N/A | #N/A | #N/A | #N/A | #N/A | #N/A | #N/A | #N/A | #N/A | #N/A | #N/A | #N/A | #N/A | #N/A
[7 empty] | 3 | 5 | 1518 | 6 | 2020-03-05 | Tuesday | 2 | No | #N/A | #N/A | #N/A | #N/A | #N/A | #N/A | #N/A | #N/A | #N/A | #N/A | #N/A | #N/A | #N/A | #N/A | #N/A | #N/A | #N/A | #N/A | #N/A | #N/A | #N/A | #N/A | #N/A | #N/A | #N/A | #N/A | #N/A | #N/A | #N/A | #N/A | #N/A | #N/A | #N/A | #N/A | #N/A | #N/A
[7 empty] | 3 | 5 | 1519 | 7 | 2020-03-05 | Tuesday | 2 | No | #N/A | #N/A | #N/A | #N/A | #N/A | #N/A | #N/A | #N/A | #N/A | #N/A | #N/A | #N/A | #N/A | #N/A | #N/A | #N/A | #N/A | #N/A | #N/A | #N/A | #N/A | #N/A | #N/A | #N/A | #N/A | #N/A | #N/A | #N/A | #N/A | #N/A | #N/A | #N/A | #N/A | #N/A | #N/A | #N/A
[7 empty] | 3 | 5 | 1520 | 8 | 2020-03-05 | Tuesday | 2 | No | #N/A | #N/A | #N/A | #N/A | #N/A | #N/A | #N/A | #N/A | #N/A | #N/A | #N/A | #N/A | #N/A | #N/A | #N/A | #N/A | #N/A | #N/A | #N/A | #N/A | #N/A | #N/A | #N/A | #N/A | #N/A | #N/A | #N/A | #N/A | #N/A | #N/A | #N/A | #N/A | #N/A | #N/A | #N/A | #N/A
[7 empty] | 3 | 5 | 1521 | 9 | 2020-03-05 | Tuesday | 2 | No | #N/A | #N/A | #N/A | #N/A | #N/A | #N/A | #N/A | #N/A | #N/A | #N/A | #N/A | #N/A | #N/A | #N/A | #N/A | #N/A | #N/A | #N/A | #N/A | #N/A | #N/A | #N/A | #N/A | #N/A | #N/A | #N/A | #N/A | #N/A | #N/A | #N/A | #N/A | #N/A | #N/A | #N/A | #N/A | #N/A
[7 empty] | 3 | 5 | 1522 | 10 | 2020-03-05 | Tuesday | 2 | No | #N/A | #N/A | #N/A | #N/A | #N/A | #N/A | #N/A | #N/A | #N/A | #N/A | #N/A | #N/A | #N/A | #N/A | #N/A | #N/A | #N/A | #N/A | #N/A | #N/A | #N/A | #N/A | #N/A | #N/A | #N/A | #N/A | #N/A | #N/A | #N/A | #N/A | #N/A | #N/A | #N/A | #N/A | #N/A | #N/A
[7 empty] | 3 | 5 | 1523 | 11 | 2020-03-05 | Tuesday | 2 | No | #N/A | #N/A | #N/A | #N/A | #N/A | #N/A | #N/A | #N/A | #N/A | #N/A | #N/A | #N/A | #N/A | #N/A | #N/A | #N/A | #N/A | #N/A | #N/A | #N/A | #N/A | #N/A | #N/A | #N/A | #N/A | #N/A | #N/A | #N/A | #N/A | #N/A | #N/A | #N/A | #N/A | #N/A | #N/A | #N/A
[7 empty] | 3 | 5 | 1524 | 12 | 2020-03-05 | Tuesday | 2 | No | #N/A | #N/A | #N/A | #N/A | #N/A | #N/A | #N/A | #N/A | #N/A | #N/A | #N/A | #N/A | #N/A | #N/A | #N/A | #N/A | #N/A | #N/A | #N/A | #N/A | #N/A | #N/A | #N/A | #N/A | #N/A | #N/A | #N/A | #N/A | #N/A | #N/A | #N/A | #N/A | #N/A | #N/A | #N/A | #N/A
[7 empty] | 3 | 5 | 1525 | 13 | 2020-03-05 | Tuesday | 2 | No | #N/A | #N/A | #N/A | #N/A | #N/A | #N/A | #N/A | #N/A | #N/A | #N/A | #N/A | #N/A | #N/A | #N/A | #N/A | #N/A | #N/A | #N/A | #N/A | #N/A | #N/A | #N/A | #N/A | #N/A | #N/A | #N/A | #N/A | #N/A | #N/A | #N/A | #N/A | #N/A | #N/A | #N/A | #N/A | #N/A
[7 empty] | 3 | 5 | 1526 | 14 | 2020-03-05 | Tuesday | 2 | No | #N/A | #N/A | #N/A | #N/A | #N/A | #N/A | #N/A | #N/A | #N/A | #N/A | #N/A | #N/A | #N/A | #N/A | #N/A | #N/A | #N/A | #N/A | #N/A | #N/A | #N/A | #N/A | #N/A | #N/A | #N/A | #N/A | #N/A | #N/A | #N/A | #N/A | #N/A | #N/A | #N/A | #N/A | #N/A | #N/A
[7 empty] | 3 | 5 | 1527 | 15 | 2020-03-05 | Tuesday | 2 | No | #N/A | #N/A | #N/A | #N/A | #N/A | #N/A | #N/A | #N/A | #N/A | #N/A | #N/A | #N/A | #N/A | #N/A | #N/A | #N/A | #N/A | #N/A | #N/A | #N/A | #N/A | #N/A | #N/A | #N/A | #N/A | #N/A | #N/A | #N/A | #N/A | #N/A | #N/A | #N/A | #N/A | #N/A | #N/A | #N/A
[7 empty] | 3 | 5 | 1528 | 16 | 2020-03-05 | Tuesday | 2 | No | #N/A | #N/A | #N/A | #N/A | #N/A | #N/A | #N/A | #N/A | #N/A | #N/A | #N/A | #N/A | #N/A | #N/A | #N/A | #N/A | #N/A | #N/A | #N/A | #N/A | #N/A | #N/A | #N/A | #N/A | #N/A | #N/A | #N/A | #N/A | #N/A | #N/A | #N/A | #N/A | #N/A | #N/A | #N/A | #N/A
[7 empty] | 3 | 5 | 1529 | 17 | 2020-03-05 | Tuesday | 2 | No | #N/A | #N/A | #N/A | #N/A | #N/A | #N/A | #N/A | #N/A | #N/A | #N/A | #N/A | #N/A | #N/A | #N/A | #N/A | #N/A | #N/A | #N/A | #N/A | #N/A | #N/A | #N/A | #N/A | #N/A | #N/A | #N/A | #N/A | #N/A | #N/A | #N/A | #N/A | #N/A | #N/A | #N/A | #N/A | #N/A
[7 empty] | 3 | 5 | 1530 | 18 | 2020-03-05 | Tuesday | 2 | No | #N/A | #N/A | #N/A | #N/A | #N/A | #N/A | #N/A | #N/A | #N/A | #N/A | #N/A | #N/A | #N/A | #N/A | #N/A | #N/A | #N/A | #N/A | #N/A | #N/A | #N/A | #N/A | #N/A | #N/A | #N/A | #N/A | #N/A | #N/A | #N/A | #N/A | #N/A | #N/A | #N/A | #N/A | #N/A | #N/A
[7 empty] | 3 | 5 | 1531 | 19 | 2020-03-05 | Tuesday | 2 | No | #N/A | #N/A | #N/A | #N/A | #N/A | #N/A | #N/A | #N/A | #N/A | #N/A | #N/A | #N/A | #N/A | #N/A | #N/A | #N/A | #N/A | #N/A | #N/A | #N/A | #N/A | #N/A | #N/A | #N/A | #N/A | #N/A | #N/A | #N/A | #N/A | #N/A | #N/A | #N/A | #N/A | #N/A | #N/A | #N/A
[7 empty] | 3 | 5 | 1532 | 20 | 2020-03-05 | Tuesday | 2 | No | #N/A | #N/A | #N/A | #N/A | #N/A | #N/A | #N/A | #N/A | #N/A | #N/A | #N/A | #N/A | #N/A | #N/A | #N/A | #N/A | #N/A | #N/A | #N/A | #N/A | #N/A | #N/A | #N/A | #N/A | #N/A | #N/A | #N/A | #N/A | #N/A | #N/A | #N/A | #N/A | #N/A | #N/A | #N/A | #N/A
[7 empty] | 3 | 5 | 1533 | 21 | 2020-03-05 | Tuesday | 2 | No | #N/A | #N/A | #N/A | #N/A | #N/A | #N/A | #N/A | #N/A | #N/A | #N/A | #N/A | #N/A | #N/A | #N/A | #N/A | #N/A | #N/A | #N/A | #N/A | #N/A | #N/A | #N/A | #N/A | #N/A | #N/A | #N/A | #N/A | #N/A | #N/A | #N/A | #N/A | #N/A | #N/A | #N/A | #N/A | #N/A
[7 empty] | 3 | 5 | 1534 | 22 | 2020-03-05 | Tuesday | 2 | No | #N/A | #N/A | #N/A | #N/A | #N/A | #N/A | #N/A | #N/A | #N/A | #N/A | #N/A | #N/A | #N/A | #N/A | #N/A | #N/A | #N/A | #N/A | #N/A | #N/A | #N/A | #N/A | #N/A | #N/A | #N/A | #N/A | #N/A | #N/A | #N/A | #N/A | #N/A | #N/A | #N/A | #N/A | #N/A | #N/A
[7 empty] | 3 | 5 | 1535 | 23 | 2020-03-05 | Tuesday | 2 | No | #N/A | #N/A | #N/A | #N/A | #N/A | #N/A | #N/A | #N/A | #N/A | #N/A | #N/A | #N/A | #N/A | #N/A | #N/A | #N/A | #N/A | #N/A | #N/A | #N/A | #N/A | #N/A | #N/A | #N/A | #N/A | #N/A | #N/A | #N/A | #N/A | #N/A | #N/A | #N/A | #N/A | #N/A | #N/A | #N/A
[7 empty] | 3 | 5 | 1536 | 24 | 2020-03-05 | Tuesday | 2 | No | #N/A | #N/A | #N/A | #N/A | #N/A | #N/A | #N/A | #N/A | #N/A | #N/A | #N/A | #N/A | #N/A | #N/A | #N/A | #N/A | #N/A | #N/A | #N/A | #N/A | #N/A | #N/A | #N/A | #N/A | #N/A | #N/A | #N/A | #N/A | #N/A | #N/A | #N/A | #N/A | #N/A | #N/A | #N/A | #N/A
[7 empty] | 3 | 6 | 1537 | 1 | 2020-03-06 | Wednesday | 3 | No | #N/A | #N/A | #N/A | #N/A | #N/A | #N/A | #N/A | #N/A | #N/A | #N/A | #N/A | #N/A | #N/A | #N/A | #N/A | #N/A | #N/A | #N/A | #N/A | #N/A | #N/A | #N/A | #N/A | #N/A | #N/A | #N/A | #N/A | #N/A | #N/A | #N/A | #N/A | #N/A | #N/A | #N/A | #N/A | #N/A
[7 empty] | 3 | 6 | 1538 | 2 | 2020-03-06 | Wednesday | 3 | No | #N/A | #N/A | #N/A | #N/A | #N/A | #N/A | #N/A | #N/A | #N/A | #N/A | #N/A | #N/A | #N/A | #N/A | #N/A | #N/A | #N/A | #N/A | #N/A | #N/A | #N/A | #N/A | #N/A | #N/A | #N/A | #N/A | #N/A | #N/A | #N/A | #N/A | #N/A | #N/A | #N/A | #N/A | #N/A | #N/A
[7 empty] | 3 | 6 | 1539 | 3 | 2020-03-06 | Wednesday | 3 | No | #N/A | #N/A | #N/A | #N/A | #N/A | #N/A | #N/A | #N/A | #N/A | #N/A | #N/A | #N/A | #N/A | #N/A | #N/A | #N/A | #N/A | #N/A | #N/A | #N/A | #N/A | #N/A | #N/A | #N/A | #N/A | #N/A | #N/A | #N/A | #N/A | #N/A | #N/A | #N/A | #N/A | #N/A | #N/A | #N/A
[7 empty] | 3 | 6 | 1540 | 4 | 2020-03-06 | Wednesday | 3 | No | #N/A | #N/A | #N/A | #N/A | #N/A | #N/A | #N/A | #N/A | #N/A | #N/A | #N/A | #N/A | #N/A | #N/A | #N/A | #N/A | #N/A | #N/A | #N/A | #N/A | #N/A | #N/A | #N/A | #N/A | #N/A | #N/A | #N/A | #N/A | #N/A | #N/A | #N/A | #N/A | #N/A | #N/A | #N/A | #N/A
[7 empty] | 3 | 6 | 1541 | 5 | 2020-03-06 | Wednesday | 3 | No | #N/A | #N/A | #N/A | #N/A | #N/A | #N/A | #N/A | #N/A | #N/A | #N/A | #N/A | #N/A | #N/A | #N/A | #N/A | #N/A | #N/A | #N/A | #N/A | #N/A | #N/A | #N/A | #N/A | #N/A | #N/A | #N/A | #N/A | #N/A | #N/A | #N/A | #N/A | #N/A | #N/A | #N/A | #N/A | #N/A
[7 empty] | 3 | 6 | 1542 | 6 | 2020-03-06 | Wednesday | 3 | No | #N/A | #N/A | #N/A | #N/A | #N/A | #N/A | #N/A | #N/A | #N/A | #N/A | #N/A | #N/A | #N/A | #N/A | #N/A | #N/A | #N/A | #N/A | #N/A | #N/A | #N/A | #N/A | #N/A | #N/A | #N/A | #N/A | #N/A | #N/A | #N/A | #N/A | #N/A | #N/A | #N/A | #N/A | #N/A | #N/A
[7 empty] | 3 | 6 | 1543 | 7 | 2020-03-06 | Wednesday | 3 | No | #N/A | #N/A | #N/A | #N/A | #N/A | #N/A | #N/A | #N/A | #N/A | #N/A | #N/A | #N/A | #N/A | #N/A | #N/A | #N/A | #N/A | #N/A | #N/A | #N/A | #N/A | #N/A | #N/A | #N/A | #N/A | #N/A | #N/A | #N/A | #N/A | #N/A | #N/A | #N/A | #N/A | #N/A | #N/A | #N/A
[7 empty] | 3 | 6 | 1544 | 8 | 2020-03-06 | Wednesday | 3 | No | #N/A | #N/A | #N/A | #N/A | #N/A | #N/A | #N/A | #N/A | #N/A | #N/A | #N/A | #N/A | #N/A | #N/A | #N/A | #N/A | #N/A | #N/A | #N/A | #N/A | #N/A | #N/A | #N/A | #N/A | #N/A | #N/A | #N/A | #N/A | #N/A | #N/A | #N/A | #N/A | #N/A | #N/A | #N/A | #N/A
[7 empty] | 3 | 6 | 1545 | 9 | 2020-03-06 | Wednesday | 3 | No | #N/A | #N/A | #N/A | #N/A | #N/A | #N/A | #N/A | #N/A | #N/A | #N/A | #N/A | #N/A | #N/A | #N/A | #N/A | #N/A | #N/A | #N/A | #N/A | #N/A | #N/A | #N/A | #N/A | #N/A | #N/A | #N/A | #N/A | #N/A | #N/A | #N/A | #N/A | #N/A | #N/A | #N/A | #N/A | #N/A
[7 empty] | 3 | 6 | 1546 | 10 | 2020-03-06 | Wednesday | 3 | No | #N/A | #N/A | #N/A | #N/A | #N/A | #N/A | #N/A | #N/A | #N/A | #N/A | #N/A | #N/A | #N/A | #N/A | #N/A | #N/A | #N/A | #N/A | #N/A | #N/A | #N/A | #N/A | #N/A | #N/A | #N/A | #N/A | #N/A | #N/A | #N/A | #N/A | #N/A | #N/A | #N/A | #N/A | #N/A | #N/A
[7 empty] | 3 | 6 | 1547 | 11 | 2020-03-06 | Wednesday | 3 | No | #N/A | #N/A | #N/A | #N/A | #N/A | #N/A | #N/A | #N/A | #N/A | #N/A | #N/A | #N/A | #N/A | #N/A | #N/A | #N/A | #N/A | #N/A | #N/A | #N/A | #N/A | #N/A | #N/A | #N/A | #N/A | #N/A | #N/A | #N/A | #N/A | #N/A | #N/A | #N/A | #N/A | #N/A | #N/A | #N/A
[7 empty] | 3 | 6 | 1548 | 12 | 2020-03-06 | Wednesday | 3 | No | #N/A | #N/A | #N/A | #N/A | #N/A | #N/A | #N/A | #N/A | #N/A | #N/A | #N/A | #N/A | #N/A | #N/A | #N/A | #N/A | #N/A | #N/A | #N/A | #N/A | #N/A | #N/A | #N/A | #N/A | #N/A | #N/A | #N/A | #N/A | #N/A | #N/A | #N/A | #N/A | #N/A | #N/A | #N/A | #N/A
[7 empty] | 3 | 6 | 1549 | 13 | 2020-03-06 | Wednesday | 3 | No | #N/A | #N/A | #N/A | #N/A | #N/A | #N/A | #N/A | #N/A | #N/A | #N/A | #N/A | #N/A | #N/A | #N/A | #N/A | #N/A | #N/A | #N/A | #N/A | #N/A | #N/A | #N/A | #N/A | #N/A | #N/A | #N/A | #N/A | #N/A | #N/A | #N/A | #N/A | #N/A | #N/A | #N/A | #N/A | #N/A
[7 empty] | 3 | 6 | 1550 | 14 | 2020-03-06 | Wednesday | 3 | No | #N/A | #N/A | #N/A | #N/A | #N/A | #N/A | #N/A | #N/A | #N/A | #N/A | #N/A | #N/A | #N/A | #N/A | #N/A | #N/A | #N/A | #N/A | #N/A | #N/A | #N/A | #N/A | #N/A | #N/A | #N/A | #N/A | #N/A | #N/A | #N/A | #N/A | #N/A | #N/A | #N/A | #N/A | #N/A | #N/A
[7 empty] | 3 | 6 | 1551 | 15 | 2020-03-06 | Wednesday | 3 | No | #N/A | #N/A | #N/A | #N/A | #N/A | #N/A | #N/A | #N/A | #N/A | #N/A | #N/A | #N/A | #N/A | #N/A | #N/A | #N/A | #N/A | #N/A | #N/A | #N/A | #N/A | #N/A | #N/A | #N/A | #N/A | #N/A | #N/A | #N/A | #N/A | #N/A | #N/A | #N/A | #N/A | #N/A | #N/A | #N/A
[7 empty] | 3 | 6 | 1552 | 16 | 2020-03-06 | Wednesday | 3 | No | #N/A | #N/A | #N/A | #N/A | #N/A | #N/A | #N/A | #N/A | #N/A | #N/A | #N/A | #N/A | #N/A | #N/A | #N/A | #N/A | #N/A | #N/A | #N/A | #N/A | #N/A | #N/A | #N/A | #N/A | #N/A | #N/A | #N/A | #N/A | #N/A | #N/A | #N/A | #N/A | #N/A | #N/A | #N/A | #N/A
[7 empty] | 3 | 6 | 1553 | 17 | 2020-03-06 | Wednesday | 3 | No | #N/A | #N/A | #N/A | #N/A | #N/A | #N/A | #N/A | #N/A | #N/A | #N/A | #N/A | #N/A | #N/A | #N/A | #N/A | #N/A | #N/A | #N/A | #N/A | #N/A | #N/A | #N/A | #N/A | #N/A | #N/A | #N/A | #N/A | #N/A | #N/A | #N/A | #N/A | #N/A | #N/A | #N/A | #N/A | #N/A
[7 empty] | 3 | 6 | 1554 | 18 | 2020-03-06 | Wednesday | 3 | No | #N/A | #N/A | #N/A | #N/A | #N/A | #N/A | #N/A | #N/A | #N/A | #N/A | #N/A | #N/A | #N/A | #N/A | #N/A | #N/A | #N/A | #N/A | #N/A | #N/A | #N/A | #N/A | #N/A | #N/A | #N/A | #N/A | #N/A | #N/A | #N/A | #N/A | #N/A | #N/A | #N/A | #N/A | #N/A | #N/A
[7 empty] | 3 | 6 | 1555 | 19 | 2020-03-06 | Wednesday | 3 | No | #N/A | #N/A | #N/A | #N/A | #N/A | #N/A | #N/A | #N/A | #N/A | #N/A | #N/A | #N/A | #N/A | #N/A | #N/A | #N/A | #N/A | #N/A | #N/A | #N/A | #N/A | #N/A | #N/A | #N/A | #N/A | #N/A | #N/A | #N/A | #N/A | #N/A | #N/A | #N/A | #N/A | #N/A | #N/A | #N/A
[7 empty] | 3 | 6 | 1556 | 20 | 2020-03-06 | Wednesday | 3 | No | #N/A | #N/A | #N/A | #N/A | #N/A | #N/A | #N/A | #N/A | #N/A | #N/A | #N/A | #N/A | #N/A | #N/A | #N/A | #N/A | #N/A | #N/A | #N/A | #N/A | #N/A | #N/A | #N/A | #N/A | #N/A | #N/A | #N/A | #N/A | #N/A | #N/A | #N/A | #N/A | #N/A | #N/A | #N/A | #N/A
[7 empty] | 3 | 6 | 1557 | 21 | 2020-03-06 | Wednesday | 3 | No | #N/A | #N/A | #N/A | #N/A | #N/A | #N/A | #N/A | #N/A | #N/A | #N/A | #N/A | #N/A | #N/A | #N/A | #N/A | #N/A | #N/A | #N/A | #N/A | #N/A | #N/A | #N/A | #N/A | #N/A | #N/A | #N/A | #N/A | #N/A | #N/A | #N/A | #N/A | #N/A | #N/A | #N/A | #N/A | #N/A
[7 empty] | 3 | 6 | 1558 | 22 | 2020-03-06 | Wednesday | 3 | No | #N/A | #N/A | #N/A | #N/A | #N/A | #N/A | #N/A | #N/A | #N/A | #N/A | #N/A | #N/A | #N/A | #N/A | #N/A | #N/A | #N/A | #N/A | #N/A | #N/A | #N/A | #N/A | #N/A | #N/A | #N/A | #N/A | #N/A | #N/A | #N/A | #N/A | #N/A | #N/A | #N/A | #N/A | #N/A | #N/A
[7 empty] | 3 | 6 | 1559 | 23 | 2020-03-06 | Wednesday | 3 | No | #N/A | #N/A | #N/A | #N/A | #N/A | #N/A | #N/A | #N/A | #N/A | #N/A | #N/A | #N/A | #N/A | #N/A | #N/A | #N/A | #N/A | #N/A | #N/A | #N/A | #N/A | #N/A | #N/A | #N/A | #N/A | #N/A | #N/A | #N/A | #N/A | #N/A | #N/A | #N/A | #N/A | #N/A | #N/A | #N/A
[7 empty] | 3 | 6 | 1560 | 24 | 2020-03-06 | Wednesday | 3 | No | #N/A | #N/A | #N/A | #N/A | #N/A | #N/A | #N/A | #N/A | #N/A | #N/A | #N/A | #N/A | #N/A | #N/A | #N/A | #N/A | #N/A | #N/A | #N/A | #N/A | #N/A | #N/A | #N/A | #N/A | #N/A | #N/A | #N/A | #N/A | #N/A | #N/A | #N/A | #N/A | #N/A | #N/A | #N/A | #N/A
[7 empty] | 3 | 7 | 1561 | 1 | 2020-03-07 | Thursday | 4 | No | #N/A | #N/A | #N/A | #N/A | #N/A | #N/A | #N/A | #N/A | #N/A | #N/A | #N/A | #N/A | #N/A | #N/A | #N/A | #N/A | #N/A | #N/A | #N/A | #N/A | #N/A | #N/A | #N/A | #N/A | #N/A | #N/A | #N/A | #N/A | #N/A | #N/A | #N/A | #N/A | #N/A | #N/A | #N/A | #N/A
[7 empty] | 3 | 7 | 1562 | 2 | 2020-03-07 | Thursday | 4 | No | #N/A | #N/A | #N/A | #N/A | #N/A | #N/A | #N/A | #N/A | #N/A | #N/A | #N/A | #N/A | #N/A | #N/A | #N/A | #N/A | #N/A | #N/A | #N/A | #N/A | #N/A | #N/A | #N/A | #N/A | #N/A | #N/A | #N/A | #N/A | #N/A | #N/A | #N/A | #N/A | #N/A | #N/A | #N/A | #N/A
[7 empty] | 3 | 7 | 1563 | 3 | 2020-03-07 | Thursday | 4 | No | #N/A | #N/A | #N/A | #N/A | #N/A | #N/A | #N/A | #N/A | #N/A | #N/A | #N/A | #N/A | #N/A | #N/A | #N/A | #N/A | #N/A | #N/A | #N/A | #N/A | #N/A | #N/A | #N/A | #N/A | #N/A | #N/A | #N/A | #N/A | #N/A | #N/A | #N/A | #N/A | #N/A | #N/A | #N/A | #N/A
[7 empty] | 3 | 7 | 1564 | 4 | 2020-03-07 | Thursday | 4 | No | #N/A | #N/A | #N/A | #N/A | #N/A | #N/A | #N/A | #N/A | #N/A | #N/A | #N/A | #N/A | #N/A | #N/A | #N/A | #N/A | #N/A | #N/A | #N/A | #N/A | #N/A | #N/A | #N/A | #N/A | #N/A | #N/A | #N/A | #N/A | #N/A | #N/A | #N/A | #N/A | #N/A | #N/A | #N/A | #N/A
[7 empty] | 3 | 7 | 1565 | 5 | 2020-03-07 | Thursday | 4 | No | #N/A | #N/A | #N/A | #N/A | #N/A | #N/A | #N/A | #N/A | #N/A | #N/A | #N/A | #N/A | #N/A | #N/A | #N/A | #N/A | #N/A | #N/A | #N/A | #N/A | #N/A | #N/A | #N/A | #N/A | #N/A | #N/A | #N/A | #N/A | #N/A | #N/A | #N/A | #N/A | #N/A | #N/A | #N/A | #N/A
[7 empty] | 3 | 7 | 1566 | 6 | 2020-03-07 | Thursday | 4 | No | #N/A | #N/A | #N/A | #N/A | #N/A | #N/A | #N/A | #N/A | #N/A | #N/A | #N/A | #N/A | #N/A | #N/A | #N/A | #N/A | #N/A | #N/A | #N/A | #N/A | #N/A | #N/A | #N/A | #N/A | #N/A | #N/A | #N/A | #N/A | #N/A | #N/A | #N/A | #N/A | #N/A | #N/A | #N/A | #N/A
[7 empty] | 3 | 7 | 1567 | 7 | 2020-03-07 | Thursday | 4 | No | #N/A | #N/A | #N/A | #N/A | #N/A | #N/A | #N/A | #N/A | #N/A | #N/A | #N/A | #N/A | #N/A | #N/A | #N/A | #N/A | #N/A | #N/A | #N/A | #N/A | #N/A | #N/A | #N/A | #N/A | #N/A | #N/A | #N/A | #N/A | #N/A | #N/A | #N/A | #N/A | #N/A | #N/A | #N/A | #N/A
[7 empty] | 3 | 7 | 1568 | 8 | 2020-03-07 | Thursday | 4 | No | #N/A | #N/A | #N/A | #N/A | #N/A | #N/A | #N/A | #N/A | #N/A | #N/A | #N/A | #N/A | #N/A | #N/A | #N/A | #N/A | #N/A | #N/A | #N/A | #N/A | #N/A | #N/A | #N/A | #N/A | #N/A | #N/A | #N/A | #N/A | #N/A | #N/A | #N/A | #N/A | #N/A | #N/A | #N/A | #N/A
[7 empty] | 3 | 7 | 1569 | 9 | 2020-03-07 | Thursday | 4 | No | #N/A | #N/A | #N/A | #N/A | #N/A | #N/A | #N/A | #N/A | #N/A | #N/A | #N/A | #N/A | #N/A | #N/A | #N/A | #N/A | #N/A | #N/A | #N/A | #N/A | #N/A | #N/A | #N/A | #N/A | #N/A | #N/A | #N/A | #N/A | #N/A | #N/A | #N/A | #N/A | #N/A | #N/A | #N/A | #N/A
[7 empty] | 3 | 7 | 1570 | 10 | 2020-03-07 | Thursday | 4 | No | #N/A | #N/A | #N/A | #N/A | #N/A | #N/A | #N/A | #N/A | #N/A | #N/A | #N/A | #N/A | #N/A | #N/A | #N/A | #N/A | #N/A | #N/A | #N/A | #N/A | #N/A | #N/A | #N/A | #N/A | #N/A | #N/A | #N/A | #N/A | #N/A | #N/A | #N/A | #N/A | #N/A | #N/A | #N/A | #N/A
[7 empty] | 3 | 7 | 1571 | 11 | 2020-03-07 | Thursday | 4 | No | #N/A | #N/A | #N/A | #N/A | #N/A | #N/A | #N/A | #N/A | #N/A | #N/A | #N/A | #N/A | #N/A | #N/A | #N/A | #N/A | #N/A | #N/A | #N/A | #N/A | #N/A | #N/A | #N/A | #N/A | #N/A | #N/A | #N/A | #N/A | #N/A | #N/A | #N/A | #N/A | #N/A | #N/A | #N/A | #N/A
[7 empty] | 3 | 7 | 1572 | 12 | 2020-03-07 | Thursday | 4 | No | #N/A | #N/A | #N/A | #N/A | #N/A | #N/A | #N/A | #N/A | #N/A | #N/A | #N/A | #N/A | #N/A | #N/A | #N/A | #N/A | #N/A | #N/A | #N/A | #N/A | #N/A | #N/A | #N/A | #N/A | #N/A | #N/A | #N/A | #N/A | #N/A | #N/A | #N/A | #N/A | #N/A | #N/A | #N/A | #N/A
[7 empty] | 3 | 7 | 1573 | 13 | 2020-03-07 | Thursday | 4 | No | #N/A | #N/A | #N/A | #N/A | #N/A | #N/A | #N/A | #N/A | #N/A | #N/A | #N/A | #N/A | #N/A | #N/A | #N/A | #N/A | #N/A | #N/A | #N/A | #N/A | #N/A | #N/A | #N/A | #N/A | #N/A | #N/A | #N/A | #N/A | #N/A | #N/A | #N/A | #N/A | #N/A | #N/A | #N/A | #N/A
[7 empty] | 3 | 7 | 1574 | 14 | 2020-03-07 | Thursday | 4 | No | #N/A | #N/A | #N/A | #N/A | #N/A | #N/A | #N/A | #N/A | #N/A | #N/A | #N/A | #N/A | #N/A | #N/A | #N/A | #N/A | #N/A | #N/A | #N/A | #N/A | #N/A | #N/A | #N/A | #N/A | #N/A | #N/A | #N/A | #N/A | #N/A | #N/A | #N/A | #N/A | #N/A | #N/A | #N/A | #N/A
[7 empty] | 3 | 7 | 1575 | 15 | 2020-03-07 | Thursday | 4 | No | #N/A | #N/A | #N/A | #N/A | #N/A | #N/A | #N/A | #N/A | #N/A | #N/A | #N/A | #N/A | #N/A | #N/A | #N/A | #N/A | #N/A | #N/A | #N/A | #N/A | #N/A | #N/A | #N/A | #N/A | #N/A | #N/A | #N/A | #N/A | #N/A | #N/A | #N/A | #N/A | #N/A | #N/A | #N/A | #N/A
[7 empty] | 3 | 7 | 1576 | 16 | 2020-03-07 | Thursday | 4 | No | #N/A | #N/A | #N/A | #N/A | #N/A | #N/A | #N/A | #N/A | #N/A | #N/A | #N/A | #N/A | #N/A | #N/A | #N/A | #N/A | #N/A | #N/A | #N/A | #N/A | #N/A | #N/A | #N/A | #N/A | #N/A | #N/A | #N/A | #N/A | #N/A | #N/A | #N/A | #N/A | #N/A | #N/A | #N/A | #N/A
[7 empty] | 3 | 7 | 1577 | 17 | 2020-03-07 | Thursday | 4 | No | #N/A | #N/A | #N/A | #N/A | #N/A | #N/A | #N/A | #N/A | #N/A | #N/A | #N/A | #N/A | #N/A | #N/A | #N/A | #N/A | #N/A | #N/A | #N/A | #N/A | #N/A | #N/A | #N/A | #N/A | #N/A | #N/A | #N/A | #N/A | #N/A | #N/A | #N/A | #N/A | #N/A | #N/A | #N/A | #N/A
[7 empty] | 3 | 7 | 1578 | 18 | 2020-03-07 | Thursday | 4 | No | #N/A | #N/A | #N/A | #N/A | #N/A | #N/A | #N/A | #N/A | #N/A | #N/A | #N/A | #N/A | #N/A | #N/A | #N/A | #N/A | #N/A | #N/A | #N/A | #N/A | #N/A | #N/A | #N/A | #N/A | #N/A | #N/A | #N/A | #N/A | #N/A | #N/A | #N/A | #N/A | #N/A | #N/A | #N/A | #N/A
[7 empty] | 3 | 7 | 1579 | 19 | 2020-03-07 | Thursday | 4 | No | #N/A | #N/A | #N/A | #N/A | #N/A | #N/A | #N/A | #N/A | #N/A | #N/A | #N/A | #N/A | #N/A | #N/A | #N/A | #N/A | #N/A | #N/A | #N/A | #N/A | #N/A | #N/A | #N/A | #N/A | #N/A | #N/A | #N/A | #N/A | #N/A | #N/A | #N/A | #N/A | #N/A | #N/A | #N/A | #N/A
[7 empty] | 3 | 7 | 1580 | 20 | 2020-03-07 | Thursday | 4 | No | #N/A | #N/A | #N/A | #N/A | #N/A | #N/A | #N/A | #N/A | #N/A | #N/A | #N/A | #N/A | #N/A | #N/A | #N/A | #N/A | #N/A | #N/A | #N/A | #N/A | #N/A | #N/A | #N/A | #N/A | #N/A | #N/A | #N/A | #N/A | #N/A | #N/A | #N/A | #N/A | #N/A | #N/A | #N/A | #N/A
[7 empty] | 3 | 7 | 1581 | 21 | 2020-03-07 | Thursday | 4 | No | #N/A | #N/A | #N/A | #N/A | #N/A | #N/A | #N/A | #N/A | #N/A | #N/A | #N/A | #N/A | #N/A | #N/A | #N/A | #N/A | #N/A | #N/A | #N/A | #N/A | #N/A | #N/A | #N/A | #N/A | #N/A | #N/A | #N/A | #N/A | #N/A | #N/A | #N/A | #N/A | #N/A | #N/A | #N/A | #N/A
[7 empty] | 3 | 7 | 1582 | 22 | 2020-03-07 | Thursday | 4 | No | #N/A | #N/A | #N/A | #N/A | #N/A | #N/A | #N/A | #N/A | #N/A | #N/A | #N/A | #N/A | #N/A | #N/A | #N/A | #N/A | #N/A | #N/A | #N/A | #N/A | #N/A | #N/A | #N/A | #N/A | #N/A | #N/A | #N/A | #N/A | #N/A | #N/A | #N/A | #N/A | #N/A | #N/A | #N/A | #N/A
[7 empty] | 3 | 7 | 1583 | 23 | 2020-03-07 | Thursday | 4 | No | #N/A | #N/A | #N/A | #N/A | #N/A | #N/A | #N/A | #N/A | #N/A | #N/A | #N/A | #N/A | #N/A | #N/A | #N/A | #N/A | #N/A | #N/A | #N/A | #N/A | #N/A | #N/A | #N/A | #N/A | #N/A | #N/A | #N/A | #N/A | #N/A | #N/A | #N/A | #N/A | #N/A | #N/A | #N/A | #N/A
[7 empty] | 3 | 7 | 1584 | 24 | 2020-03-07 | Thursday | 4 | No | #N/A | #N/A | #N/A | #N/A | #N/A | #N/A | #N/A | #N/A | #N/A | #N/A | #N/A | #N/A | #N/A | #N/A | #N/A | #N/A | #N/A | #N/A | #N/A | #N/A | #N/A | #N/A | #N/A | #N/A | #N/A | #N/A | #N/A | #N/A | #N/A | #N/A | #N/A | #N/A | #N/A | #N/A | #N/A | #N/A
[7 empty] | 3 | 8 | 1585 | 1 | 2020-03-08 | Friday | 5 | No | #N/A | #N/A | #N/A | #N/A | #N/A | #N/A | #N/A | #N/A | #N/A | #N/A | #N/A | #N/A | #N/A | #N/A | #N/A | #N/A | #N/A | #N/A | #N/A | #N/A | #N/A | #N/A | #N/A | #N/A | #N/A | #N/A | #N/A | #N/A | #N/A | #N/A | #N/A | #N/A | #N/A | #N/A | #N/A | #N/A
[7 empty] | 3 | 8 | 1586 | 2 | 2020-03-08 | Friday | 5 | No | #N/A | #N/A | #N/A | #N/A | #N/A | #N/A | #N/A | #N/A | #N/A | #N/A | #N/A | #N/A | #N/A | #N/A | #N/A | #N/A | #N/A | #N/A | #N/A | #N/A | #N/A | #N/A | #N/A | #N/A | #N/A | #N/A | #N/A | #N/A | #N/A | #N/A | #N/A | #N/A | #N/A | #N/A | #N/A | #N/A
[7 empty] | 3 | 8 | 1587 | 3 | 2020-03-08 | Friday | 5 | No | #N/A | #N/A | #N/A | #N/A | #N/A | #N/A | #N/A | #N/A | #N/A | #N/A | #N/A | #N/A | #N/A | #N/A | #N/A | #N/A | #N/A | #N/A | #N/A | #N/A | #N/A | #N/A | #N/A | #N/A | #N/A | #N/A | #N/A | #N/A | #N/A | #N/A | #N/A | #N/A | #N/A | #N/A | #N/A | #N/A
[7 empty] | 3 | 8 | 1588 | 4 | 2020-03-08 | Friday | 5 | No | #N/A | #N/A | #N/A | #N/A | #N/A | #N/A | #N/A | #N/A | #N/A | #N/A | #N/A | #N/A | #N/A | #N/A | #N/A | #N/A | #N/A | #N/A | #N/A | #N/A | #N/A | #N/A | #N/A | #N/A | #N/A | #N/A | #N/A | #N/A | #N/A | #N/A | #N/A | #N/A | #N/A | #N/A | #N/A | #N/A
[7 empty] | 3 | 8 | 1589 | 5 | 2020-03-08 | Friday | 5 | No | #N/A | #N/A | #N/A | #N/A | #N/A | #N/A | #N/A | #N/A | #N/A | #N/A | #N/A | #N/A | #N/A | #N/A | #N/A | #N/A | #N/A | #N/A | #N/A | #N/A | #N/A | #N/A | #N/A | #N/A | #N/A | #N/A | #N/A | #N/A | #N/A | #N/A | #N/A | #N/A | #N/A | #N/A | #N/A | #N/A
[7 empty] | 3 | 8 | 1590 | 6 | 2020-03-08 | Friday | 5 | No | #N/A | #N/A | #N/A | #N/A | #N/A | #N/A | #N/A | #N/A | #N/A | #N/A | #N/A | #N/A | #N/A | #N/A | #N/A | #N/A | #N/A | #N/A | #N/A | #N/A | #N/A | #N/A | #N/A | #N/A | #N/A | #N/A | #N/A | #N/A | #N/A | #N/A | #N/A | #N/A | #N/A | #N/A | #N/A | #N/A
[7 empty] | 3 | 8 | 1591 | 7 | 2020-03-08 | Friday | 5 | No | #N/A | #N/A | #N/A | #N/A | #N/A | #N/A | #N/A | #N/A | #N/A | #N/A | #N/A | #N/A | #N/A | #N/A | #N/A | #N/A | #N/A | #N/A | #N/A | #N/A | #N/A | #N/A | #N/A | #N/A | #N/A | #N/A | #N/A | #N/A | #N/A | #N/A | #N/A | #N/A | #N/A | #N/A | #N/A | #N/A
[7 empty] | 3 | 8 | 1592 | 8 | 2020-03-08 | Friday | 5 | No | #N/A | #N/A | #N/A | #N/A | #N/A | #N/A | #N/A | #N/A | #N/A | #N/A | #N/A | #N/A | #N/A | #N/A | #N/A | #N/A | #N/A | #N/A | #N/A | #N/A | #N/A | #N/A | #N/A | #N/A | #N/A | #N/A | #N/A | #N/A | #N/A | #N/A | #N/A | #N/A | #N/A | #N/A | #N/A | #N/A
[7 empty] | 3 | 8 | 1593 | 9 | 2020-03-08 | Friday | 5 | No | #N/A | #N/A | #N/A | #N/A | #N/A | #N/A | #N/A | #N/A | #N/A | #N/A | #N/A | #N/A | #N/A | #N/A | #N/A | #N/A | #N/A | #N/A | #N/A | #N/A | #N/A | #N/A | #N/A | #N/A | #N/A | #N/A | #N/A | #N/A | #N/A | #N/A | #N/A | #N/A | #N/A | #N/A | #N/A | #N/A
[7 empty] | 3 | 8 | 1594 | 10 | 2020-03-08 | Friday | 5 | No | #N/A | #N/A | #N/A | #N/A | #N/A | #N/A | #N/A | #N/A | #N/A | #N/A | #N/A | #N/A | #N/A | #N/A | #N/A | #N/A | #N/A | #N/A | #N/A | #N/A | #N/A | #N/A | #N/A | #N/A | #N/A | #N/A | #N/A | #N/A | #N/A | #N/A | #N/A | #N/A | #N/A | #N/A | #N/A | #N/A
[7 empty] | 3 | 8 | 1595 | 11 | 2020-03-08 | Friday | 5 | No | #N/A | #N/A | #N/A | #N/A | #N/A | #N/A | #N/A | #N/A | #N/A | #N/A | #N/A | #N/A | #N/A | #N/A | #N/A | #N/A | #N/A | #N/A | #N/A | #N/A | #N/A | #N/A | #N/A | #N/A | #N/A | #N/A | #N/A | #N/A | #N/A | #N/A | #N/A | #N/A | #N/A | #N/A | #N/A | #N/A
[7 empty] | 3 | 8 | 1596 | 12 | 2020-03-08 | Friday | 5 | No | #N/A | #N/A | #N/A | #N/A | #N/A | #N/A | #N/A | #N/A | #N/A | #N/A | #N/A | #N/A | #N/A | #N/A | #N/A | #N/A | #N/A | #N/A | #N/A | #N/A | #N/A | #N/A | #N/A | #N/A | #N/A | #N/A | #N/A | #N/A | #N/A | #N/A | #N/A | #N/A | #N/A | #N/A | #N/A | #N/A
[7 empty] | 3 | 8 | 1597 | 13 | 2020-03-08 | Friday | 5 | No | #N/A | #N/A | #N/A | #N/A | #N/A | #N/A | #N/A | #N/A | #N/A | #N/A | #N/A | #N/A | #N/A | #N/A | #N/A | #N/A | #N/A | #N/A | #N/A | #N/A | #N/A | #N/A | #N/A | #N/A | #N/A | #N/A | #N/A | #N/A | #N/A | #N/A | #N/A | #N/A | #N/A | #N/A | #N/A | #N/A
[7 empty] | 3 | 8 | 1598 | 14 | 2020-03-08 | Friday | 5 | No | #N/A | #N/A | #N/A | #N/A | #N/A | #N/A | #N/A | #N/A | #N/A | #N/A | #N/A | #N/A | #N/A | #N/A | #N/A | #N/A | #N/A | #N/A | #N/A | #N/A | #N/A | #N/A | #N/A | #N/A | #N/A | #N/A | #N/A | #N/A | #N/A | #N/A | #N/A | #N/A | #N/A | #N/A | #N/A | #N/A
[7 empty] | 3 | 8 | 1599 | 15 | 2020-03-08 | Friday | 5 | No | #N/A | #N/A | #N/A | #N/A | #N/A | #N/A | #N/A | #N/A | #N/A | #N/A | #N/A | #N/A | #N/A | #N/A | #N/A | #N/A | #N/A | #N/A | #N/A | #N/A | #N/A | #N/A | #N/A | #N/A | #N/A | #N/A | #N/A | #N/A | #N/A | #N/A | #N/A | #N/A | #N/A | #N/A | #N/A | #N/A
[7 empty] | 3 | 8 | 1600 | 16 | 2020-03-08 | Friday | 5 | No | #N/A | #N/A | #N/A | #N/A | #N/A | #N/A | #N/A | #N/A | #N/A | #N/A | #N/A | #N/A | #N/A | #N/A | #N/A | #N/A | #N/A | #N/A | #N/A | #N/A | #N/A | #N/A | #N/A | #N/A | #N/A | #N/A | #N/A | #N/A | #N/A | #N/A | #N/A | #N/A | #N/A | #N/A | #N/A | #N/A
[7 empty] | 3 | 8 | 1601 | 17 | 2020-03-08 | Friday | 5 | No | #N/A | #N/A | #N/A | #N/A | #N/A | #N/A | #N/A | #N/A | #N/A | #N/A | #N/A | #N/A | #N/A | #N/A | #N/A | #N/A | #N/A | #N/A | #N/A | #N/A | #N/A | #N/A | #N/A | #N/A | #N/A | #N/A | #N/A | #N/A | #N/A | #N/A | #N/A | #N/A | #N/A | #N/A | #N/A | #N/A
[7 empty] | 3 | 8 | 1602 | 18 | 2020-03-08 | Friday | 5 | No | #N/A | #N/A | #N/A | #N/A | #N/A | #N/A | #N/A | #N/A | #N/A | #N/A | #N/A | #N/A | #N/A | #N/A | #N/A | #N/A | #N/A | #N/A | #N/A | #N/A | #N/A | #N/A | #N/A | #N/A | #N/A | #N/A | #N/A | #N/A | #N/A | #N/A | #N/A | #N/A | #N/A | #N/A | #N/A | #N/A
[7 empty] | 3 | 8 | 1603 | 19 | 2020-03-08 | Friday | 5 | No | #N/A | #N/A | #N/A | #N/A | #N/A | #N/A | #N/A | #N/A | #N/A | #N/A | #N/A | #N/A | #N/A | #N/A | #N/A | #N/A | #N/A | #N/A | #N/A | #N/A | #N/A | #N/A | #N/A | #N/A | #N/A | #N/A | #N/A | #N/A | #N/A | #N/A | #N/A | #N/A | #N/A | #N/A | #N/A | #N/A
[7 empty] | 3 | 8 | 1604 | 20 | 2020-03-08 | Friday | 5 | No | #N/A | #N/A | #N/A | #N/A | #N/A | #N/A | #N/A | #N/A | #N/A | #N/A | #N/A | #N/A | #N/A | #N/A | #N/A | #N/A | #N/A | #N/A | #N/A | #N/A | #N/A | #N/A | #N/A | #N/A | #N/A | #N/A | #N/A | #N/A | #N/A | #N/A | #N/A | #N/A | #N/A | #N/A | #N/A | #N/A
[7 empty] | 3 | 8 | 1605 | 21 | 2020-03-08 | Friday | 5 | No | #N/A | #N/A | #N/A | #N/A | #N/A | #N/A | #N/A | #N/A | #N/A | #N/A | #N/A | #N/A | #N/A | #N/A | #N/A | #N/A | #N/A | #N/A | #N/A | #N/A | #N/A | #N/A | #N/A | #N/A | #N/A | #N/A | #N/A | #N/A | #N/A | #N/A | #N/A | #N/A | #N/A | #N/A | #N/A | #N/A
[7 empty] | 3 | 8 | 1606 | 22 | 2020-03-08 | Friday | 5 | No | #N/A | #N/A | #N/A | #N/A | #N/A | #N/A | #N/A | #N/A | #N/A | #N/A | #N/A | #N/A | #N/A | #N/A | #N/A | #N/A | #N/A | #N/A | #N/A | #N/A | #N/A | #N/A | #N/A | #N/A | #N/A | #N/A | #N/A | #N/A | #N/A | #N/A | #N/A | #N/A | #N/A | #N/A | #N/A | #N/A
[7 empty] | 3 | 8 | 1607 | 23 | 2020-03-08 | Friday | 5 | No | #N/A | #N/A | #N/A | #N/A | #N/A | #N/A | #N/A | #N/A | #N/A | #N/A | #N/A | #N/A | #N/A | #N/A | #N/A | #N/A | #N/A | #N/A | #N/A | #N/A | #N/A | #N/A | #N/A | #N/A | #N/A | #N/A | #N/A | #N/A | #N/A | #N/A | #N/A | #N/A | #N/A | #N/A | #N/A | #N/A
[7 empty] | 3 | 8 | 1608 | 24 | 2020-03-08 | Friday | 5 | No | #N/A | #N/A | #N/A | #N/A | #N/A | #N/A | #N/A | #N/A | #N/A | #N/A | #N/A | #N/A | #N/A | #N/A | #N/A | #N/A | #N/A | #N/A | #N/A | #N/A | #N/A | #N/A | #N/A | #N/A | #N/A | #N/A | #N/A | #N/A | #N/A | #N/A | #N/A | #N/A | #N/A | #N/A | #N/A | #N/A
[7 empty] | 3 | 9 | 1609 | 1 | 2020-03-09 | Saturday | 6 | No | #N/A | #N/A | #N/A | #N/A | #N/A | #N/A | #N/A | #N/A | #N/A | #N/A | #N/A | #N/A | #N/A | #N/A | #N/A | #N/A | #N/A | #N/A | #N/A | #N/A | #N/A | #N/A | #N/A | #N/A | #N/A | #N/A | #N/A | #N/A | #N/A | #N/A | #N/A | #N/A | #N/A | #N/A | #N/A | #N/A
[7 empty] | 3 | 9 | 1610 | 2 | 2020-03-09 | Saturday | 6 | No | #N/A | #N/A | #N/A | #N/A | #N/A | #N/A | #N/A | #N/A | #N/A | #N/A | #N/A | #N/A | #N/A | #N/A | #N/A | #N/A | #N/A | #N/A | #N/A | #N/A | #N/A | #N/A | #N/A | #N/A | #N/A | #N/A | #N/A | #N/A | #N/A | #N/A | #N/A | #N/A | #N/A | #N/A | #N/A | #N/A
[7 empty] | 3 | 9 | 1611 | 3 | 2020-03-09 | Saturday | 6 | No | #N/A | #N/A | #N/A | #N/A | #N/A | #N/A | #N/A | #N/A | #N/A | #N/A | #N/A | #N/A | #N/A | #N/A | #N/A | #N/A | #N/A | #N/A | #N/A | #N/A | #N/A | #N/A | #N/A | #N/A | #N/A | #N/A | #N/A | #N/A | #N/A | #N/A | #N/A | #N/A | #N/A | #N/A | #N/A | #N/A
[7 empty] | 3 | 9 | 1612 | 4 | 2020-03-09 | Saturday | 6 | No | #N/A | #N/A | #N/A | #N/A | #N/A | #N/A | #N/A | #N/A | #N/A | #N/A | #N/A | #N/A | #N/A | #N/A | #N/A | #N/A | #N/A | #N/A | #N/A | #N/A | #N/A | #N/A | #N/A | #N/A | #N/A | #N/A | #N/A | #N/A | #N/A | #N/A | #N/A | #N/A | #N/A | #N/A | #N/A | #N/A
[7 empty] | 3 | 9 | 1613 | 5 | 2020-03-09 | Saturday | 6 | No | #N/A | #N/A | #N/A | #N/A | #N/A | #N/A | #N/A | #N/A | #N/A | #N/A | #N/A | #N/A | #N/A | #N/A | #N/A | #N/A | #N/A | #N/A | #N/A | #N/A | #N/A | #N/A | #N/A | #N/A | #N/A | #N/A | #N/A | #N/A | #N/A | #N/A | #N/A | #N/A | #N/A | #N/A | #N/A | #N/A
[7 empty] | 3 | 9 | 1614 | 6 | 2020-03-09 | Saturday | 6 | No | #N/A | #N/A | #N/A | #N/A | #N/A | #N/A | #N/A | #N/A | #N/A | #N/A | #N/A | #N/A | #N/A | #N/A | #N/A | #N/A | #N/A | #N/A | #N/A | #N/A | #N/A | #N/A | #N/A | #N/A | #N/A | #N/A | #N/A | #N/A | #N/A | #N/A | #N/A | #N/A | #N/A | #N/A | #N/A | #N/A
[7 empty] | 3 | 9 | 1615 | 7 | 2020-03-09 | Saturday | 6 | No | #N/A | #N/A | #N/A | #N/A | #N/A | #N/A | #N/A | #N/A | #N/A | #N/A | #N/A | #N/A | #N/A | #N/A | #N/A | #N/A | #N/A | #N/A | #N/A | #N/A | #N/A | #N/A | #N/A | #N/A | #N/A | #N/A | #N/A | #N/A | #N/A | #N/A | #N/A | #N/A | #N/A | #N/A | #N/A | #N/A
[7 empty] | 3 | 9 | 1616 | 8 | 2020-03-09 | Saturday | 6 | No | #N/A | #N/A | #N/A | #N/A | #N/A | #N/A | #N/A | #N/A | #N/A | #N/A | #N/A | #N/A | #N/A | #N/A | #N/A | #N/A | #N/A | #N/A | #N/A | #N/A | #N/A | #N/A | #N/A | #N/A | #N/A | #N/A | #N/A | #N/A | #N/A | #N/A | #N/A | #N/A | #N/A | #N/A | #N/A | #N/A
[7 empty] | 3 | 9 | 1617 | 9 | 2020-03-09 | Saturday | 6 | No | #N/A | #N/A | #N/A | #N/A | #N/A | #N/A | #N/A | #N/A | #N/A | #N/A | #N/A | #N/A | #N/A | #N/A | #N/A | #N/A | #N/A | #N/A | #N/A | #N/A | #N/A | #N/A | #N/A | #N/A | #N/A | #N/A | #N/A | #N/A | #N/A | #N/A | #N/A | #N/A | #N/A | #N/A | #N/A | #N/A
[7 empty] | 3 | 9 | 1618 | 10 | 2020-03-09 | Saturday | 6 | No | #N/A | #N/A | #N/A | #N/A | #N/A | #N/A | #N/A | #N/A | #N/A | #N/A | #N/A | #N/A | #N/A | #N/A | #N/A | #N/A | #N/A | #N/A | #N/A | #N/A | #N/A | #N/A | #N/A | #N/A | #N/A | #N/A | #N/A | #N/A | #N/A | #N/A | #N/A | #N/A | #N/A | #N/A | #N/A | #N/A
[7 empty] | 3 | 9 | 1619 | 11 | 2020-03-09 | Saturday | 6 | No | #N/A | #N/A | #N/A | #N/A | #N/A | #N/A | #N/A | #N/A | #N/A | #N/A | #N/A | #N/A | #N/A | #N/A | #N/A | #N/A | #N/A | #N/A | #N/A | #N/A | #N/A | #N/A | #N/A | #N/A | #N/A | #N/A | #N/A | #N/A | #N/A | #N/A | #N/A | #N/A | #N/A | #N/A | #N/A | #N/A
[7 empty] | 3 | 9 | 1620 | 12 | 2020-03-09 | Saturday | 6 | No | #N/A | #N/A | #N/A | #N/A | #N/A | #N/A | #N/A | #N/A | #N/A | #N/A | #N/A | #N/A | #N/A | #N/A | #N/A | #N/A | #N/A | #N/A | #N/A | #N/A | #N/A | #N/A | #N/A | #N/A | #N/A | #N/A | #N/A | #N/A | #N/A | #N/A | #N/A | #N/A | #N/A | #N/A | #N/A | #N/A
[7 empty] | 3 | 9 | 1621 | 13 | 2020-03-09 | Saturday | 6 | No | #N/A | #N/A | #N/A | #N/A | #N/A | #N/A | #N/A | #N/A | #N/A | #N/A | #N/A | #N/A | #N/A | #N/A | #N/A | #N/A | #N/A | #N/A | #N/A | #N/A | #N/A | #N/A | #N/A | #N/A | #N/A | #N/A | #N/A | #N/A | #N/A | #N/A | #N/A | #N/A | #N/A | #N/A | #N/A | #N/A
[7 empty] | 3 | 9 | 1622 | 14 | 2020-03-09 | Saturday | 6 | No | #N/A | #N/A | #N/A | #N/A | #N/A | #N/A | #N/A | #N/A | #N/A | #N/A | #N/A | #N/A | #N/A | #N/A | #N/A | #N/A | #N/A | #N/A | #N/A | #N/A | #N/A | #N/A | #N/A | #N/A | #N/A | #N/A | #N/A | #N/A | #N/A | #N/A | #N/A | #N/A | #N/A | #N/A | #N/A | #N/A
[7 empty] | 3 | 9 | 1623 | 15 | 2020-03-09 | Saturday | 6 | No | #N/A | #N/A | #N/A | #N/A | #N/A | #N/A | #N/A | #N/A | #N/A | #N/A | #N/A | #N/A | #N/A | #N/A | #N/A | #N/A | #N/A | #N/A | #N/A | #N/A | #N/A | #N/A | #N/A | #N/A | #N/A | #N/A | #N/A | #N/A | #N/A | #N/A | #N/A | #N/A | #N/A | #N/A | #N/A | #N/A
[7 empty] | 3 | 9 | 1624 | 16 | 2020-03-09 | Saturday | 6 | No | #N/A | #N/A | #N/A | #N/A | #N/A | #N/A | #N/A | #N/A | #N/A | #N/A | #N/A | #N/A | #N/A | #N/A | #N/A | #N/A | #N/A | #N/A | #N/A | #N/A | #N/A | #N/A | #N/A | #N/A | #N/A | #N/A | #N/A | #N/A | #N/A | #N/A | #N/A | #N/A | #N/A | #N/A | #N/A | #N/A
[7 empty] | 3 | 9 | 1625 | 17 | 2020-03-09 | Saturday | 6 | No | #N/A | #N/A | #N/A | #N/A | #N/A | #N/A | #N/A | #N/A | #N/A | #N/A | #N/A | #N/A | #N/A | #N/A | #N/A | #N/A | #N/A | #N/A | #N/A | #N/A | #N/A | #N/A | #N/A | #N/A | #N/A | #N/A | #N/A | #N/A | #N/A | #N/A | #N/A | #N/A | #N/A | #N/A | #N/A | #N/A
[7 empty] | 3 | 9 | 1626 | 18 | 2020-03-09 | Saturday | 6 | No | #N/A | #N/A | #N/A | #N/A | #N/A | #N/A | #N/A | #N/A | #N/A | #N/A | #N/A | #N/A | #N/A | #N/A | #N/A | #N/A | #N/A | #N/A | #N/A | #N/A | #N/A | #N/A | #N/A | #N/A | #N/A | #N/A | #N/A | #N/A | #N/A | #N/A | #N/A | #N/A | #N/A | #N/A | #N/A | #N/A
[7 empty] | 3 | 9 | 1627 | 19 | 2020-03-09 | Saturday | 6 | No | #N/A | #N/A | #N/A | #N/A | #N/A | #N/A | #N/A | #N/A | #N/A | #N/A | #N/A | #N/A | #N/A | #N/A | #N/A | #N/A | #N/A | #N/A | #N/A | #N/A | #N/A | #N/A | #N/A | #N/A | #N/A | #N/A | #N/A | #N/A | #N/A | #N/A | #N/A | #N/A | #N/A | #N/A | #N/A | #N/A
[7 empty] | 3 | 9 | 1628 | 20 | 2020-03-09 | Saturday | 6 | No | #N/A | #N/A | #N/A | #N/A | #N/A | #N/A | #N/A | #N/A | #N/A | #N/A | #N/A | #N/A | #N/A | #N/A | #N/A | #N/A | #N/A | #N/A | #N/A | #N/A | #N/A | #N/A | #N/A | #N/A | #N/A | #N/A | #N/A | #N/A | #N/A | #N/A | #N/A | #N/A | #N/A | #N/A | #N/A | #N/A
[7 empty] | 3 | 9 | 1629 | 21 | 2020-03-09 | Saturday | 6 | No | #N/A | #N/A | #N/A | #N/A | #N/A | #N/A | #N/A | #N/A | #N/A | #N/A | #N/A | #N/A | #N/A | #N/A | #N/A | #N/A | #N/A | #N/A | #N/A | #N/A | #N/A | #N/A | #N/A | #N/A | #N/A | #N/A | #N/A | #N/A | #N/A | #N/A | #N/A | #N/A | #N/A | #N/A | #N/A | #N/A
[7 empty] | 3 | 9 | 1630 | 22 | 2020-03-09 | Saturday | 6 | No | #N/A | #N/A | #N/A | #N/A | #N/A | #N/A | #N/A | #N/A | #N/A | #N/A | #N/A | #N/A | #N/A | #N/A | #N/A | #N/A | #N/A | #N/A | #N/A | #N/A | #N/A | #N/A | #N/A | #N/A | #N/A | #N/A | #N/A | #N/A | #N/A | #N/A | #N/A | #N/A | #N/A | #N/A | #N/A | #N/A
[7 empty] | 3 | 9 | 1631 | 23 | 2020-03-09 | Saturday | 6 | No | #N/A | #N/A | #N/A | #N/A | #N/A | #N/A | #N/A | #N/A | #N/A | #N/A | #N/A | #N/A | #N/A | #N/A | #N/A | #N/A | #N/A | #N/A | #N/A | #N/A | #N/A | #N/A | #N/A | #N/A | #N/A | #N/A | #N/A | #N/A | #N/A | #N/A | #N/A | #N/A | #N/A | #N/A | #N/A | #N/A
[7 empty] | 3 | 9 | 1632 | 24 | 2020-03-09 | Saturday | 6 | No | #N/A | #N/A | #N/A | #N/A | #N/A | #N/A | #N/A | #N/A | #N/A | #N/A | #N/A | #N/A | #N/A | #N/A | #N/A | #N/A | #N/A | #N/A | #N/A | #N/A | #N/A | #N/A | #N/A | #N/A | #N/A | #N/A | #N/A | #N/A | #N/A | #N/A | #N/A | #N/A | #N/A | #N/A | #N/A | #N/A
[7 empty] | 3 | 10 | 1633 | 1 | 2020-03-10 | Sunday | 7 | No | #N/A | #N/A | #N/A | #N/A | #N/A | #N/A | #N/A | #N/A | #N/A | #N/A | #N/A | #N/A | #N/A | #N/A | #N/A | #N/A | #N/A | #N/A | #N/A | #N/A | #N/A | #N/A | #N/A | #N/A | #N/A | #N/A | #N/A | #N/A | #N/A | #N/A | #N/A | #N/A | #N/A | #N/A | #N/A | #N/A
[7 empty] | 3 | 10 | 1634 | 2 | 2020-03-10 | Sunday | 7 | No | #N/A | #N/A | #N/A | #N/A | #N/A | #N/A | #N/A | #N/A | #N/A | #N/A | #N/A | #N/A | #N/A | #N/A | #N/A | #N/A | #N/A | #N/A | #N/A | #N/A | #N/A | #N/A | #N/A | #N/A | #N/A | #N/A | #N/A | #N/A | #N/A | #N/A | #N/A | #N/A | #N/A | #N/A | #N/A | #N/A
[7 empty] | 3 | 10 | 1635 | 3 | 2020-03-10 | Sunday | 7 | No | #N/A | #N/A | #N/A | #N/A | #N/A | #N/A | #N/A | #N/A | #N/A | #N/A | #N/A | #N/A | #N/A | #N/A | #N/A | #N/A | #N/A | #N/A | #N/A | #N/A | #N/A | #N/A | #N/A | #N/A | #N/A | #N/A | #N/A | #N/A | #N/A | #N/A | #N/A | #N/A | #N/A | #N/A | #N/A | #N/A
[7 empty] | 3 | 10 | 1636 | 4 | 2020-03-10 | Sunday | 7 | No | #N/A | #N/A | #N/A | #N/A | #N/A | #N/A | #N/A | #N/A | #N/A | #N/A | #N/A | #N/A | #N/A | #N/A | #N/A | #N/A | #N/A | #N/A | #N/A | #N/A | #N/A | #N/A | #N/A | #N/A | #N/A | #N/A | #N/A | #N/A | #N/A | #N/A | #N/A | #N/A | #N/A | #N/A | #N/A | #N/A
[7 empty] | 3 | 10 | 1637 | 5 | 2020-03-10 | Sunday | 7 | No | #N/A | #N/A | #N/A | #N/A | #N/A | #N/A | #N/A | #N/A | #N/A | #N/A | #N/A | #N/A | #N/A | #N/A | #N/A | #N/A | #N/A | #N/A | #N/A | #N/A | #N/A | #N/A | #N/A | #N/A | #N/A | #N/A | #N/A | #N/A | #N/A | #N/A | #N/A | #N/A | #N/A | #N/A | #N/A | #N/A
[7 empty] | 3 | 10 | 1638 | 6 | 2020-03-10 | Sunday | 7 | No | #N/A | #N/A | #N/A | #N/A | #N/A | #N/A | #N/A | #N/A | #N/A | #N/A | #N/A | #N/A | #N/A | #N/A | #N/A | #N/A | #N/A | #N/A | #N/A | #N/A | #N/A | #N/A | #N/A | #N/A | #N/A | #N/A | #N/A | #N/A | #N/A | #N/A | #N/A | #N/A | #N/A | #N/A | #N/A | #N/A
[7 empty] | 3 | 10 | 1639 | 7 | 2020-03-10 | Sunday | 7 | No | #N/A | #N/A | #N/A | #N/A | #N/A | #N/A | #N/A | #N/A | #N/A | #N/A | #N/A | #N/A | #N/A | #N/A | #N/A | #N/A | #N/A | #N/A | #N/A | #N/A | #N/A | #N/A | #N/A | #N/A | #N/A | #N/A | #N/A | #N/A | #N/A | #N/A | #N/A | #N/A | #N/A | #N/A | #N/A | #N/A
[7 empty] | 3 | 10 | 1640 | 8 | 2020-03-10 | Sunday | 7 | No | #N/A | #N/A | #N/A | #N/A | #N/A | #N/A | #N/A | #N/A | #N/A | #N/A | #N/A | #N/A | #N/A | #N/A | #N/A | #N/A | #N/A | #N/A | #N/A | #N/A | #N/A | #N/A | #N/A | #N/A | #N/A | #N/A | #N/A | #N/A | #N/A | #N/A | #N/A | #N/A | #N/A | #N/A | #N/A | #N/A
[7 empty] | 3 | 10 | 1641 | 9 | 2020-03-10 | Sunday | 7 | No | #N/A | #N/A | #N/A | #N/A | #N/A | #N/A | #N/A | #N/A | #N/A | #N/A | #N/A | #N/A | #N/A | #N/A | #N/A | #N/A | #N/A | #N/A | #N/A | #N/A | #N/A | #N/A | #N/A | #N/A | #N/A | #N/A | #N/A | #N/A | #N/A | #N/A | #N/A | #N/A | #N/A | #N/A | #N/A | #N/A
[7 empty] | 3 | 10 | 1642 | 10 | 2020-03-10 | Sunday | 7 | No | #N/A | #N/A | #N/A | #N/A | #N/A | #N/A | #N/A | #N/A | #N/A | #N/A | #N/A | #N/A | #N/A | #N/A | #N/A | #N/A | #N/A | #N/A | #N/A | #N/A | #N/A | #N/A | #N/A | #N/A | #N/A | #N/A | #N/A | #N/A | #N/A | #N/A | #N/A | #N/A | #N/A | #N/A | #N/A | #N/A
[7 empty] | 3 | 10 | 1643 | 11 | 2020-03-10 | Sunday | 7 | No | #N/A | #N/A | #N/A | #N/A | #N/A | #N/A | #N/A | #N/A | #N/A | #N/A | #N/A | #N/A | #N/A | #N/A | #N/A | #N/A | #N/A | #N/A | #N/A | #N/A | #N/A | #N/A | #N/A | #N/A | #N/A | #N/A | #N/A | #N/A | #N/A | #N/A | #N/A | #N/A | #N/A | #N/A | #N/A | #N/A
[7 empty] | 3 | 10 | 1644 | 12 | 2020-03-10 | Sunday | 7 | No | #N/A | #N/A | #N/A | #N/A | #N/A | #N/A | #N/A | #N/A | #N/A | #N/A | #N/A | #N/A | #N/A | #N/A | #N/A | #N/A | #N/A | #N/A | #N/A | #N/A | #N/A | #N/A | #N/A | #N/A | #N/A | #N/A | #N/A | #N/A | #N/A | #N/A | #N/A | #N/A | #N/A | #N/A | #N/A | #N/A
[7 empty] | 3 | 10 | 1645 | 13 | 2020-03-10 | Sunday | 7 | No | #N/A | #N/A | #N/A | #N/A | #N/A | #N/A | #N/A | #N/A | #N/A | #N/A | #N/A | #N/A | #N/A | #N/A | #N/A | #N/A | #N/A | #N/A | #N/A | #N/A | #N/A | #N/A | #N/A | #N/A | #N/A | #N/A | #N/A | #N/A | #N/A | #N/A | #N/A | #N/A | #N/A | #N/A | #N/A | #N/A
[7 empty] | 3 | 10 | 1646 | 14 | 2020-03-10 | Sunday | 7 | No | #N/A | #N/A | #N/A | #N/A | #N/A | #N/A | #N/A | #N/A | #N/A | #N/A | #N/A | #N/A | #N/A | #N/A | #N/A | #N/A | #N/A | #N/A | #N/A | #N/A | #N/A | #N/A | #N/A | #N/A | #N/A | #N/A | #N/A | #N/A | #N/A | #N/A | #N/A | #N/A | #N/A | #N/A | #N/A | #N/A
[7 empty] | 3 | 10 | 1647 | 15 | 2020-03-10 | Sunday | 7 | No | #N/A | #N/A | #N/A | #N/A | #N/A | #N/A | #N/A | #N/A | #N/A | #N/A | #N/A | #N/A | #N/A | #N/A | #N/A | #N/A | #N/A | #N/A | #N/A | #N/A | #N/A | #N/A | #N/A | #N/A | #N/A | #N/A | #N/A | #N/A | #N/A | #N/A | #N/A | #N/A | #N/A | #N/A | #N/A | #N/A
[7 empty] | 3 | 10 | 1648 | 16 | 2020-03-10 | Sunday | 7 | No | #N/A | #N/A | #N/A | #N/A | #N/A | #N/A | #N/A | #N/A | #N/A | #N/A | #N/A | #N/A | #N/A | #N/A | #N/A | #N/A | #N/A | #N/A | #N/A | #N/A | #N/A | #N/A | #N/A | #N/A | #N/A | #N/A | #N/A | #N/A | #N/A | #N/A | #N/A | #N/A | #N/A | #N/A | #N/A | #N/A
[7 empty] | 3 | 10 | 1649 | 17 | 2020-03-10 | Sunday | 7 | No | #N/A | #N/A | #N/A | #N/A | #N/A | #N/A | #N/A | #N/A | #N/A | #N/A | #N/A | #N/A | #N/A | #N/A | #N/A | #N/A | #N/A | #N/A | #N/A | #N/A | #N/A | #N/A | #N/A | #N/A | #N/A | #N/A | #N/A | #N/A | #N/A | #N/A | #N/A | #N/A | #N/A | #N/A | #N/A | #N/A
[7 empty] | 3 | 10 | 1650 | 18 | 2020-03-10 | Sunday | 7 | No | #N/A | #N/A | #N/A | #N/A | #N/A | #N/A | #N/A | #N/A | #N/A | #N/A | #N/A | #N/A | #N/A | #N/A | #N/A | #N/A | #N/A | #N/A | #N/A | #N/A | #N/A | #N/A | #N/A | #N/A | #N/A | #N/A | #N/A | #N/A | #N/A | #N/A | #N/A | #N/A | #N/A | #N/A | #N/A | #N/A
[7 empty] | 3 | 10 | 1651 | 19 | 2020-03-10 | Sunday | 7 | No | #N/A | #N/A | #N/A | #N/A | #N/A | #N/A | #N/A | #N/A | #N/A | #N/A | #N/A | #N/A | #N/A | #N/A | #N/A | #N/A | #N/A | #N/A | #N/A | #N/A | #N/A | #N/A | #N/A | #N/A | #N/A | #N/A | #N/A | #N/A | #N/A | #N/A | #N/A | #N/A | #N/A | #N/A | #N/A | #N/A
[7 empty] | 3 | 10 | 1652 | 20 | 2020-03-10 | Sunday | 7 | No | #N/A | #N/A | #N/A | #N/A | #N/A | #N/A | #N/A | #N/A | #N/A | #N/A | #N/A | #N/A | #N/A | #N/A | #N/A | #N/A | #N/A | #N/A | #N/A | #N/A | #N/A | #N/A | #N/A | #N/A | #N/A | #N/A | #N/A | #N/A | #N/A | #N/A | #N/A | #N/A | #N/A | #N/A | #N/A | #N/A
[7 empty] | 3 | 10 | 1653 | 21 | 2020-03-10 | Sunday | 7 | No | #N/A | #N/A | #N/A | #N/A | #N/A | #N/A | #N/A | #N/A | #N/A | #N/A | #N/A | #N/A | #N/A | #N/A | #N/A | #N/A | #N/A | #N/A | #N/A | #N/A | #N/A | #N/A | #N/A | #N/A | #N/A | #N/A | #N/A | #N/A | #N/A | #N/A | #N/A | #N/A | #N/A | #N/A | #N/A | #N/A
[7 empty] | 3 | 10 | 1654 | 22 | 2020-03-10 | Sunday | 7 | No | #N/A | #N/A | #N/A | #N/A | #N/A | #N/A | #N/A | #N/A | #N/A | #N/A | #N/A | #N/A | #N/A | #N/A | #N/A | #N/A | #N/A | #N/A | #N/A | #N/A | #N/A | #N/A | #N/A | #N/A | #N/A | #N/A | #N/A | #N/A | #N/A | #N/A | #N/A | #N/A | #N/A | #N/A | #N/A | #N/A
[7 empty] | 3 | 10 | 1655 | 23 | 2020-03-10 | Sunday | 7 | No | #N/A | #N/A | #N/A | #N/A | #N/A | #N/A | #N/A | #N/A | #N/A | #N/A | #N/A | #N/A | #N/A | #N/A | #N/A | #N/A | #N/A | #N/A | #N/A | #N/A | #N/A | #N/A | #N/A | #N/A | #N/A | #N/A | #N/A | #N/A | #N/A | #N/A | #N/A | #N/A | #N/A | #N/A | #N/A | #N/A
[7 empty] | 3 | 10 | 1656 | 24 | 2020-03-10 | Sunday | 7 | No | #N/A | #N/A | #N/A | #N/A | #N/A | #N/A | #N/A | #N/A | #N/A | #N/A | #N/A | #N/A | #N/A | #N/A | #N/A | #N/A | #N/A | #N/A | #N/A | #N/A | #N/A | #N/A | #N/A | #N/A | #N/A | #N/A | #N/A | #N/A | #N/A | #N/A | #N/A | #N/A | #N/A | #N/A | #N/A | #N/A
[7 empty] | 3 | 11 | 1657 | 1 | 2020-03-11 | Monday | 1 | No | #N/A | #N/A | #N/A | #N/A | #N/A | #N/A | #N/A | #N/A | #N/A | #N/A | #N/A | #N/A | #N/A | #N/A | #N/A | #N/A | #N/A | #N/A | #N/A | #N/A | #N/A | #N/A | #N/A | #N/A | #N/A | #N/A | #N/A | #N/A | #N/A | #N/A | #N/A | #N/A | #N/A | #N/A | #N/A | #N/A
[7 empty] | 3 | 11 | 1658 | 2 | 2020-03-11 | Monday | 1 | No | #N/A | #N/A | #N/A | #N/A | #N/A | #N/A | #N/A | #N/A | #N/A | #N/A | #N/A | #N/A | #N/A | #N/A | #N/A | #N/A | #N/A | #N/A | #N/A | #N/A | #N/A | #N/A | #N/A | #N/A | #N/A | #N/A | #N/A | #N/A | #N/A | #N/A | #N/A | #N/A | #N/A | #N/A | #N/A | #N/A
[7 empty] | 3 | 11 | 1659 | 3 | 2020-03-11 | Monday | 1 | No | #N/A | #N/A | #N/A | #N/A | #N/A | #N/A | #N/A | #N/A | #N/A | #N/A | #N/A | #N/A | #N/A | #N/A | #N/A | #N/A | #N/A | #N/A | #N/A | #N/A | #N/A | #N/A | #N/A | #N/A | #N/A | #N/A | #N/A | #N/A | #N/A | #N/A | #N/A | #N/A | #N/A | #N/A | #N/A | #N/A
[7 empty] | 3 | 11 | 1660 | 4 | 2020-03-11 | Monday | 1 | No | #N/A | #N/A | #N/A | #N/A | #N/A | #N/A | #N/A | #N/A | #N/A | #N/A | #N/A | #N/A | #N/A | #N/A | #N/A | #N/A | #N/A | #N/A | #N/A | #N/A | #N/A | #N/A | #N/A | #N/A | #N/A | #N/A | #N/A | #N/A | #N/A | #N/A | #N/A | #N/A | #N/A | #N/A | #N/A | #N/A
[7 empty] | 3 | 11 | 1661 | 5 | 2020-03-11 | Monday | 1 | No | #N/A | #N/A | #N/A | #N/A | #N/A | #N/A | #N/A | #N/A | #N/A | #N/A | #N/A | #N/A | #N/A | #N/A | #N/A | #N/A | #N/A | #N/A | #N/A | #N/A | #N/A | #N/A | #N/A | #N/A | #N/A | #N/A | #N/A | #N/A | #N/A | #N/A | #N/A | #N/A | #N/A | #N/A | #N/A | #N/A
[7 empty] | 3 | 11 | 1662 | 6 | 2020-03-11 | Monday | 1 | No | #N/A | #N/A | #N/A | #N/A | #N/A | #N/A | #N/A | #N/A | #N/A | #N/A | #N/A | #N/A | #N/A | #N/A | #N/A | #N/A | #N/A | #N/A | #N/A | #N/A | #N/A | #N/A | #N/A | #N/A | #N/A | #N/A | #N/A | #N/A | #N/A | #N/A | #N/A | #N/A | #N/A | #N/A | #N/A | #N/A
[7 empty] | 3 | 11 | 1663 | 7 | 2020-03-11 | Monday | 1 | No | #N/A | #N/A | #N/A | #N/A | #N/A | #N/A | #N/A | #N/A | #N/A | #N/A | #N/A | #N/A | #N/A | #N/A | #N/A | #N/A | #N/A | #N/A | #N/A | #N/A | #N/A | #N/A | #N/A | #N/A | #N/A | #N/A | #N/A | #N/A | #N/A | #N/A | #N/A | #N/A | #N/A | #N/A | #N/A | #N/A
[7 empty] | 3 | 11 | 1664 | 8 | 2020-03-11 | Monday | 1 | No | #N/A | #N/A | #N/A | #N/A | #N/A | #N/A | #N/A | #N/A | #N/A | #N/A | #N/A | #N/A | #N/A | #N/A | #N/A | #N/A | #N/A | #N/A | #N/A | #N/A | #N/A | #N/A | #N/A | #N/A | #N/A | #N/A | #N/A | #N/A | #N/A | #N/A | #N/A | #N/A | #N/A | #N/A | #N/A | #N/A
[7 empty] | 3 | 11 | 1665 | 9 | 2020-03-11 | Monday | 1 | No | #N/A | #N/A | #N/A | #N/A | #N/A | #N/A | #N/A | #N/A | #N/A | #N/A | #N/A | #N/A | #N/A | #N/A | #N/A | #N/A | #N/A | #N/A | #N/A | #N/A | #N/A | #N/A | #N/A | #N/A | #N/A | #N/A | #N/A | #N/A | #N/A | #N/A | #N/A | #N/A | #N/A | #N/A | #N/A | #N/A
[7 empty] | 3 | 11 | 1666 | 10 | 2020-03-11 | Monday | 1 | No | #N/A | #N/A | #N/A | #N/A | #N/A | #N/A | #N/A | #N/A | #N/A | #N/A | #N/A | #N/A | #N/A | #N/A | #N/A | #N/A | #N/A | #N/A | #N/A | #N/A | #N/A | #N/A | #N/A | #N/A | #N/A | #N/A | #N/A | #N/A | #N/A | #N/A | #N/A | #N/A | #N/A | #N/A | #N/A | #N/A
[7 empty] | 3 | 11 | 1667 | 11 | 2020-03-11 | Monday | 1 | No | #N/A | #N/A | #N/A | #N/A | #N/A | #N/A | #N/A | #N/A | #N/A | #N/A | #N/A | #N/A | #N/A | #N/A | #N/A | #N/A | #N/A | #N/A | #N/A | #N/A | #N/A | #N/A | #N/A | #N/A | #N/A | #N/A | #N/A | #N/A | #N/A | #N/A | #N/A | #N/A | #N/A | #N/A | #N/A | #N/A
[7 empty] | 3 | 11 | 1668 | 12 | 2020-03-11 | Monday | 1 | No | #N/A | #N/A | #N/A | #N/A | #N/A | #N/A | #N/A | #N/A | #N/A | #N/A | #N/A | #N/A | #N/A | #N/A | #N/A | #N/A | #N/A | #N/A | #N/A | #N/A | #N/A | #N/A | #N/A | #N/A | #N/A | #N/A | #N/A | #N/A | #N/A | #N/A | #N/A | #N/A | #N/A | #N/A | #N/A | #N/A
[7 empty] | 3 | 11 | 1669 | 13 | 2020-03-11 | Monday | 1 | No | #N/A | #N/A | #N/A | #N/A | #N/A | #N/A | #N/A | #N/A | #N/A | #N/A | #N/A | #N/A | #N/A | #N/A | #N/A | #N/A | #N/A | #N/A | #N/A | #N/A | #N/A | #N/A | #N/A | #N/A | #N/A | #N/A | #N/A | #N/A | #N/A | #N/A | #N/A | #N/A | #N/A | #N/A | #N/A | #N/A
[7 empty] | 3 | 11 | 1670 | 14 | 2020-03-11 | Monday | 1 | No | #N/A | #N/A | #N/A | #N/A | #N/A | #N/A | #N/A | #N/A | #N/A | #N/A | #N/A | #N/A | #N/A | #N/A | #N/A | #N/A | #N/A | #N/A | #N/A | #N/A | #N/A | #N/A | #N/A | #N/A | #N/A | #N/A | #N/A | #N/A | #N/A | #N/A | #N/A | #N/A | #N/A | #N/A | #N/A | #N/A
[7 empty] | 3 | 11 | 1671 | 15 | 2020-03-11 | Monday | 1 | No | #N/A | #N/A | #N/A | #N/A | #N/A | #N/A | #N/A | #N/A | #N/A | #N/A | #N/A | #N/A | #N/A | #N/A | #N/A | #N/A | #N/A | #N/A | #N/A | #N/A | #N/A | #N/A | #N/A | #N/A | #N/A | #N/A | #N/A | #N/A | #N/A | #N/A | #N/A | #N/A | #N/A | #N/A | #N/A | #N/A
[7 empty] | 3 | 11 | 1672 | 16 | 2020-03-11 | Monday | 1 | No | #N/A | #N/A | #N/A | #N/A | #N/A | #N/A | #N/A | #N/A | #N/A | #N/A | #N/A | #N/A | #N/A | #N/A | #N/A | #N/A | #N/A | #N/A | #N/A | #N/A | #N/A | #N/A | #N/A | #N/A | #N/A | #N/A | #N/A | #N/A | #N/A | #N/A | #N/A | #N/A | #N/A | #N/A | #N/A | #N/A
[7 empty] | 3 | 11 | 1673 | 17 | 2020-03-11 | Monday | 1 | No | #N/A | #N/A | #N/A | #N/A | #N/A | #N/A | #N/A | #N/A | #N/A | #N/A | #N/A | #N/A | #N/A | #N/A | #N/A | #N/A | #N/A | #N/A | #N/A | #N/A | #N/A | #N/A | #N/A | #N/A | #N/A | #N/A | #N/A | #N/A | #N/A | #N/A | #N/A | #N/A | #N/A | #N/A | #N/A | #N/A
[7 empty] | 3 | 11 | 1674 | 18 | 2020-03-11 | Monday | 1 | No | #N/A | #N/A | #N/A | #N/A | #N/A | #N/A | #N/A | #N/A | #N/A | #N/A | #N/A | #N/A | #N/A | #N/A | #N/A | #N/A | #N/A | #N/A | #N/A | #N/A | #N/A | #N/A | #N/A | #N/A | #N/A | #N/A | #N/A | #N/A | #N/A | #N/A | #N/A | #N/A | #N/A | #N/A | #N/A | #N/A
[7 empty] | 3 | 11 | 1675 | 19 | 2020-03-11 | Monday | 1 | No | #N/A | #N/A | #N/A | #N/A | #N/A | #N/A | #N/A | #N/A | #N/A | #N/A | #N/A | #N/A | #N/A | #N/A | #N/A | #N/A | #N/A | #N/A | #N/A | #N/A | #N/A | #N/A | #N/A | #N/A | #N/A | #N/A | #N/A | #N/A | #N/A | #N/A | #N/A | #N/A | #N/A | #N/A | #N/A | #N/A
[7 empty] | 3 | 11 | 1676 | 20 | 2020-03-11 | Monday | 1 | No | #N/A | #N/A | #N/A | #N/A | #N/A | #N/A | #N/A | #N/A | #N/A | #N/A | #N/A | #N/A | #N/A | #N/A | #N/A | #N/A | #N/A | #N/A | #N/A | #N/A | #N/A | #N/A | #N/A | #N/A | #N/A | #N/A | #N/A | #N/A | #N/A | #N/A | #N/A | #N/A | #N/A | #N/A | #N/A | #N/A
[7 empty] | 3 | 11 | 1677 | 21 | 2020-03-11 | Monday | 1 | No | #N/A | #N/A | #N/A | #N/A | #N/A | #N/A | #N/A | #N/A | #N/A | #N/A | #N/A | #N/A | #N/A | #N/A | #N/A | #N/A | #N/A | #N/A | #N/A | #N/A | #N/A | #N/A | #N/A | #N/A | #N/A | #N/A | #N/A | #N/A | #N/A | #N/A | #N/A | #N/A | #N/A | #N/A | #N/A | #N/A
[7 empty] | 3 | 11 | 1678 | 22 | 2020-03-11 | Monday | 1 | No | #N/A | #N/A | #N/A | #N/A | #N/A | #N/A | #N/A | #N/A | #N/A | #N/A | #N/A | #N/A | #N/A | #N/A | #N/A | #N/A | #N/A | #N/A | #N/A | #N/A | #N/A | #N/A | #N/A | #N/A | #N/A | #N/A | #N/A | #N/A | #N/A | #N/A | #N/A | #N/A | #N/A | #N/A | #N/A | #N/A
[7 empty] | 3 | 11 | 1679 | 23 | 2020-03-11 | Monday | 1 | No | #N/A | #N/A | #N/A | #N/A | #N/A | #N/A | #N/A | #N/A | #N/A | #N/A | #N/A | #N/A | #N/A | #N/A | #N/A | #N/A | #N/A | #N/A | #N/A | #N/A | #N/A | #N/A | #N/A | #N/A | #N/A | #N/A | #N/A | #N/A | #N/A | #N/A | #N/A | #N/A | #N/A | #N/A | #N/A | #N/A
[7 empty] | 3 | 11 | 1680 | 24 | 2020-03-11 | Monday | 1 | No | #N/A | #N/A | #N/A | #N/A | #N/A | #N/A | #N/A | #N/A | #N/A | #N/A | #N/A | #N/A | #N/A | #N/A | #N/A | #N/A | #N/A | #N/A | #N/A | #N/A | #N/A | #N/A | #N/A | #N/A | #N/A | #N/A | #N/A | #N/A | #N/A | #N/A | #N/A | #N/A | #N/A | #N/A | #N/A | #N/A
[7 empty] | 3 | 12 | 1681 | 1 | 2020-03-12 | Tuesday | 2 | No | #N/A | #N/A | #N/A | #N/A | #N/A | #N/A | #N/A | #N/A | #N/A | #N/A | #N/A | #N/A | #N/A | #N/A | #N/A | #N/A | #N/A | #N/A | #N/A | #N/A | #N/A | #N/A | #N/A | #N/A | #N/A | #N/A | #N/A | #N/A | #N/A | #N/A | #N/A | #N/A | #N/A | #N/A | #N/A | #N/A
[7 empty] | 3 | 12 | 1682 | 2 | 2020-03-12 | Tuesday | 2 | No | #N/A | #N/A | #N/A | #N/A | #N/A | #N/A | #N/A | #N/A | #N/A | #N/A | #N/A | #N/A | #N/A | #N/A | #N/A | #N/A | #N/A | #N/A | #N/A | #N/A | #N/A | #N/A | #N/A | #N/A | #N/A | #N/A | #N/A | #N/A | #N/A | #N/A | #N/A | #N/A | #N/A | #N/A | #N/A | #N/A
[7 empty] | 3 | 12 | 1683 | 3 | 2020-03-12 | Tuesday | 2 | No | #N/A | #N/A | #N/A | #N/A | #N/A | #N/A | #N/A | #N/A | #N/A | #N/A | #N/A | #N/A | #N/A | #N/A | #N/A | #N/A | #N/A | #N/A | #N/A | #N/A | #N/A | #N/A | #N/A | #N/A | #N/A | #N/A | #N/A | #N/A | #N/A | #N/A | #N/A | #N/A | #N/A | #N/A | #N/A | #N/A
[7 empty] | 3 | 12 | 1684 | 4 | 2020-03-12 | Tuesday | 2 | No | #N/A | #N/A | #N/A | #N/A | #N/A | #N/A | #N/A | #N/A | #N/A | #N/A | #N/A | #N/A | #N/A | #N/A | #N/A | #N/A | #N/A | #N/A | #N/A | #N/A | #N/A | #N/A | #N/A | #N/A | #N/A | #N/A | #N/A | #N/A | #N/A | #N/A | #N/A | #N/A | #N/A | #N/A | #N/A | #N/A
[7 empty] | 3 | 12 | 1685 | 5 | 2020-03-12 | Tuesday | 2 | No | #N/A | #N/A | #N/A | #N/A | #N/A | #N/A | #N/A | #N/A | #N/A | #N/A | #N/A | #N/A | #N/A | #N/A | #N/A | #N/A | #N/A | #N/A | #N/A | #N/A | #N/A | #N/A | #N/A | #N/A | #N/A | #N/A | #N/A | #N/A | #N/A | #N/A | #N/A | #N/A | #N/A | #N/A | #N/A | #N/A
[7 empty] | 3 | 12 | 1686 | 6 | 2020-03-12 | Tuesday | 2 | No | #N/A | #N/A | #N/A | #N/A | #N/A | #N/A | #N/A | #N/A | #N/A | #N/A | #N/A | #N/A | #N/A | #N/A | #N/A | #N/A | #N/A | #N/A | #N/A | #N/A | #N/A | #N/A | #N/A | #N/A | #N/A | #N/A | #N/A | #N/A | #N/A | #N/A | #N/A | #N/A | #N/A | #N/A | #N/A | #N/A
[7 empty] | 3 | 12 | 1687 | 7 | 2020-03-12 | Tuesday | 2 | No | #N/A | #N/A | #N/A | #N/A | #N/A | #N/A | #N/A | #N/A | #N/A | #N/A | #N/A | #N/A | #N/A | #N/A | #N/A | #N/A | #N/A | #N/A | #N/A | #N/A | #N/A | #N/A | #N/A | #N/A | #N/A | #N/A | #N/A | #N/A | #N/A | #N/A | #N/A | #N/A | #N/A | #N/A | #N/A | #N/A
[7 empty] | 3 | 12 | 1688 | 8 | 2020-03-12 | Tuesday | 2 | No | #N/A | #N/A | #N/A | #N/A | #N/A | #N/A | #N/A | #N/A | #N/A | #N/A | #N/A | #N/A | #N/A | #N/A | #N/A | #N/A | #N/A | #N/A | #N/A | #N/A | #N/A | #N/A | #N/A | #N/A | #N/A | #N/A | #N/A | #N/A | #N/A | #N/A | #N/A | #N/A | #N/A | #N/A | #N/A | #N/A
[7 empty] | 3 | 12 | 1689 | 9 | 2020-03-12 | Tuesday | 2 | No | #N/A | #N/A | #N/A | #N/A | #N/A | #N/A | #N/A | #N/A | #N/A | #N/A | #N/A | #N/A | #N/A | #N/A | #N/A | #N/A | #N/A | #N/A | #N/A | #N/A | #N/A | #N/A | #N/A | #N/A | #N/A | #N/A | #N/A | #N/A | #N/A | #N/A | #N/A | #N/A | #N/A | #N/A | #N/A | #N/A
[7 empty] | 3 | 12 | 1690 | 10 | 2020-03-12 | Tuesday | 2 | No | #N/A | #N/A | #N/A | #N/A | #N/A | #N/A | #N/A | #N/A | #N/A | #N/A | #N/A | #N/A | #N/A | #N/A | #N/A | #N/A | #N/A | #N/A | #N/A | #N/A | #N/A | #N/A | #N/A | #N/A | #N/A | #N/A | #N/A | #N/A | #N/A | #N/A | #N/A | #N/A | #N/A | #N/A | #N/A | #N/A
[7 empty] | 3 | 12 | 1691 | 11 | 2020-03-12 | Tuesday | 2 | No | #N/A | #N/A | #N/A | #N/A | #N/A | #N/A | #N/A | #N/A | #N/A | #N/A | #N/A | #N/A | #N/A | #N/A | #N/A | #N/A | #N/A | #N/A | #N/A | #N/A | #N/A | #N/A | #N/A | #N/A | #N/A | #N/A | #N/A | #N/A | #N/A | #N/A | #N/A | #N/A | #N/A | #N/A | #N/A | #N/A
[7 empty] | 3 | 12 | 1692 | 12 | 2020-03-12 | Tuesday | 2 | No | #N/A | #N/A | #N/A | #N/A | #N/A | #N/A | #N/A | #N/A | #N/A | #N/A | #N/A | #N/A | #N/A | #N/A | #N/A | #N/A | #N/A | #N/A | #N/A | #N/A | #N/A | #N/A | #N/A | #N/A | #N/A | #N/A | #N/A | #N/A | #N/A | #N/A | #N/A | #N/A | #N/A | #N/A | #N/A | #N/A
[7 empty] | 3 | 12 | 1693 | 13 | 2020-03-12 | Tuesday | 2 | No | #N/A | #N/A | #N/A | #N/A | #N/A | #N/A | #N/A | #N/A | #N/A | #N/A | #N/A | #N/A | #N/A | #N/A | #N/A | #N/A | #N/A | #N/A | #N/A | #N/A | #N/A | #N/A | #N/A | #N/A | #N/A | #N/A | #N/A | #N/A | #N/A | #N/A | #N/A | #N/A | #N/A | #N/A | #N/A | #N/A
[7 empty] | 3 | 12 | 1694 | 14 | 2020-03-12 | Tuesday | 2 | No | #N/A | #N/A | #N/A | #N/A | #N/A | #N/A | #N/A | #N/A | #N/A | #N/A | #N/A | #N/A | #N/A | #N/A | #N/A | #N/A | #N/A | #N/A | #N/A | #N/A | #N/A | #N/A | #N/A | #N/A | #N/A | #N/A | #N/A | #N/A | #N/A | #N/A | #N/A | #N/A | #N/A | #N/A | #N/A | #N/A
[7 empty] | 3 | 12 | 1695 | 15 | 2020-03-12 | Tuesday | 2 | No | #N/A | #N/A | #N/A | #N/A | #N/A | #N/A | #N/A | #N/A | #N/A | #N/A | #N/A | #N/A | #N/A | #N/A | #N/A | #N/A | #N/A | #N/A | #N/A | #N/A | #N/A | #N/A | #N/A | #N/A | #N/A | #N/A | #N/A | #N/A | #N/A | #N/A | #N/A | #N/A | #N/A | #N/A | #N/A | #N/A
[7 empty] | 3 | 12 | 1696 | 16 | 2020-03-12 | Tuesday | 2 | No | #N/A | #N/A | #N/A | #N/A | #N/A | #N/A | #N/A | #N/A | #N/A | #N/A | #N/A | #N/A | #N/A | #N/A | #N/A | #N/A | #N/A | #N/A | #N/A | #N/A | #N/A | #N/A | #N/A | #N/A | #N/A | #N/A | #N/A | #N/A | #N/A | #N/A | #N/A | #N/A | #N/A | #N/A | #N/A | #N/A
[7 empty] | 3 | 12 | 1697 | 17 | 2020-03-12 | Tuesday | 2 | No | #N/A | #N/A | #N/A | #N/A | #N/A | #N/A | #N/A | #N/A | #N/A | #N/A | #N/A | #N/A | #N/A | #N/A | #N/A | #N/A | #N/A | #N/A | #N/A | #N/A | #N/A | #N/A | #N/A | #N/A | #N/A | #N/A | #N/A | #N/A | #N/A | #N/A | #N/A | #N/A | #N/A | #N/A | #N/A | #N/A
[7 empty] | 3 | 12 | 1698 | 18 | 2020-03-12 | Tuesday | 2 | No | #N/A | #N/A | #N/A | #N/A | #N/A | #N/A | #N/A | #N/A | #N/A | #N/A | #N/A | #N/A | #N/A | #N/A | #N/A | #N/A | #N/A | #N/A | #N/A | #N/A | #N/A | #N/A | #N/A | #N/A | #N/A | #N/A | #N/A | #N/A | #N/A | #N/A | #N/A | #N/A | #N/A | #N/A | #N/A | #N/A
[7 empty] | 3 | 12 | 1699 | 19 | 2020-03-12 | Tuesday | 2 | No | #N/A | #N/A | #N/A | #N/A | #N/A | #N/A | #N/A | #N/A | #N/A | #N/A | #N/A | #N/A | #N/A | #N/A | #N/A | #N/A | #N/A | #N/A | #N/A | #N/A | #N/A | #N/A | #N/A | #N/A | #N/A | #N/A | #N/A | #N/A | #N/A | #N/A | #N/A | #N/A | #N/A | #N/A | #N/A | #N/A
[7 empty] | 3 | 12 | 1700 | 20 | 2020-03-12 | Tuesday | 2 | No | #N/A | #N/A | #N/A | #N/A | #N/A | #N/A | #N/A | #N/A | #N/A | #N/A | #N/A | #N/A | #N/A | #N/A | #N/A | #N/A | #N/A | #N/A | #N/A | #N/A | #N/A | #N/A | #N/A | #N/A | #N/A | #N/A | #N/A | #N/A | #N/A | #N/A | #N/A | #N/A | #N/A | #N/A | #N/A | #N/A
[7 empty] | 3 | 12 | 1701 | 21 | 2020-03-12 | Tuesday | 2 | No | #N/A | #N/A | #N/A | #N/A | #N/A | #N/A | #N/A | #N/A | #N/A | #N/A | #N/A | #N/A | #N/A | #N/A | #N/A | #N/A | #N/A | #N/A | #N/A | #N/A | #N/A | #N/A | #N/A | #N/A | #N/A | #N/A | #N/A | #N/A | #N/A | #N/A | #N/A | #N/A | #N/A | #N/A | #N/A | #N/A
[7 empty] | 3 | 12 | 1702 | 22 | 2020-03-12 | Tuesday | 2 | No | #N/A | #N/A | #N/A | #N/A | #N/A | #N/A | #N/A | #N/A | #N/A | #N/A | #N/A | #N/A | #N/A | #N/A | #N/A | #N/A | #N/A | #N/A | #N/A | #N/A | #N/A | #N/A | #N/A | #N/A | #N/A | #N/A | #N/A | #N/A | #N/A | #N/A | #N/A | #N/A | #N/A | #N/A | #N/A | #N/A
[7 empty] | 3 | 12 | 1703 | 23 | 2020-03-12 | Tuesday | 2 | No | #N/A | #N/A | #N/A | #N/A | #N/A | #N/A | #N/A | #N/A | #N/A | #N/A | #N/A | #N/A | #N/A | #N/A | #N/A | #N/A | #N/A | #N/A | #N/A | #N/A | #N/A | #N/A | #N/A | #N/A | #N/A | #N/A | #N/A | #N/A | #N/A | #N/A | #N/A | #N/A | #N/A | #N/A | #N/A | #N/A
[7 empty] | 3 | 12 | 1704 | 24 | 2020-03-12 | Tuesday | 2 | No | #N/A | #N/A | #N/A | #N/A | #N/A | #N/A | #N/A | #N/A | #N/A | #N/A | #N/A | #N/A | #N/A | #N/A | #N/A | #N/A | #N/A | #N/A | #N/A | #N/A | #N/A | #N/A | #N/A | #N/A | #N/A | #N/A | #N/A | #N/A | #N/A | #N/A | #N/A | #N/A | #N/A | #N/A | #N/A | #N/A
[7 empty] | 3 | 13 | 1705 | 1 | 2020-03-13 | Wednesday | 3 | No | #N/A | #N/A | #N/A | #N/A | #N/A | #N/A | #N/A | #N/A | #N/A | #N/A | #N/A | #N/A | #N/A | #N/A | #N/A | #N/A | #N/A | #N/A | #N/A | #N/A | #N/A | #N/A | #N/A | #N/A | #N/A | #N/A | #N/A | #N/A | #N/A | #N/A | #N/A | #N/A | #N/A | #N/A | #N/A | #N/A
[7 empty] | 3 | 13 | 1706 | 2 | 2020-03-13 | Wednesday | 3 | No | #N/A | #N/A | #N/A | #N/A | #N/A | #N/A | #N/A | #N/A | #N/A | #N/A | #N/A | #N/A | #N/A | #N/A | #N/A | #N/A | #N/A | #N/A | #N/A | #N/A | #N/A | #N/A | #N/A | #N/A | #N/A | #N/A | #N/A | #N/A | #N/A | #N/A | #N/A | #N/A | #N/A | #N/A | #N/A | #N/A
[7 empty] | 3 | 13 | 1707 | 3 | 2020-03-13 | Wednesday | 3 | No | #N/A | #N/A | #N/A | #N/A | #N/A | #N/A | #N/A | #N/A | #N/A | #N/A | #N/A | #N/A | #N/A | #N/A | #N/A | #N/A | #N/A | #N/A | #N/A | #N/A | #N/A | #N/A | #N/A | #N/A | #N/A | #N/A | #N/A | #N/A | #N/A | #N/A | #N/A | #N/A | #N/A | #N/A | #N/A | #N/A
[7 empty] | 3 | 13 | 1708 | 4 | 2020-03-13 | Wednesday | 3 | No | #N/A | #N/A | #N/A | #N/A | #N/A | #N/A | #N/A | #N/A | #N/A | #N/A | #N/A | #N/A | #N/A | #N/A | #N/A | #N/A | #N/A | #N/A | #N/A | #N/A | #N/A | #N/A | #N/A | #N/A | #N/A | #N/A | #N/A | #N/A | #N/A | #N/A | #N/A | #N/A | #N/A | #N/A | #N/A | #N/A
[7 empty] | 3 | 13 | 1709 | 5 | 2020-03-13 | Wednesday | 3 | No | #N/A | #N/A | #N/A | #N/A | #N/A | #N/A | #N/A | #N/A | #N/A | #N/A | #N/A | #N/A | #N/A | #N/A | #N/A | #N/A | #N/A | #N/A | #N/A | #N/A | #N/A | #N/A | #N/A | #N/A | #N/A | #N/A | #N/A | #N/A | #N/A | #N/A | #N/A | #N/A | #N/A | #N/A | #N/A | #N/A
[7 empty] | 3 | 13 | 1710 | 6 | 2020-03-13 | Wednesday | 3 | No | #N/A | #N/A | #N/A | #N/A | #N/A | #N/A | #N/A | #N/A | #N/A | #N/A | #N/A | #N/A | #N/A | #N/A | #N/A | #N/A | #N/A | #N/A | #N/A | #N/A | #N/A | #N/A | #N/A | #N/A | #N/A | #N/A | #N/A | #N/A | #N/A | #N/A | #N/A | #N/A | #N/A | #N/A | #N/A | #N/A
[7 empty] | 3 | 13 | 1711 | 7 | 2020-03-13 | Wednesday | 3 | No | #N/A | #N/A | #N/A | #N/A | #N/A | #N/A | #N/A | #N/A | #N/A | #N/A | #N/A | #N/A | #N/A | #N/A | #N/A | #N/A | #N/A | #N/A | #N/A | #N/A | #N/A | #N/A | #N/A | #N/A | #N/A | #N/A | #N/A | #N/A | #N/A | #N/A | #N/A | #N/A | #N/A | #N/A | #N/A | #N/A
[7 empty] | 3 | 13 | 1712 | 8 | 2020-03-13 | Wednesday | 3 | No | #N/A | #N/A | #N/A | #N/A | #N/A | #N/A | #N/A | #N/A | #N/A | #N/A | #N/A | #N/A | #N/A | #N/A | #N/A | #N/A | #N/A | #N/A | #N/A | #N/A | #N/A | #N/A | #N/A | #N/A | #N/A | #N/A | #N/A | #N/A | #N/A | #N/A | #N/A | #N/A | #N/A | #N/A | #N/A | #N/A
[7 empty] | 3 | 13 | 1713 | 9 | 2020-03-13 | Wednesday | 3 | No | #N/A | #N/A | #N/A | #N/A | #N/A | #N/A | #N/A | #N/A | #N/A | #N/A | #N/A | #N/A | #N/A | #N/A | #N/A | #N/A | #N/A | #N/A | #N/A | #N/A | #N/A | #N/A | #N/A | #N/A | #N/A | #N/A | #N/A | #N/A | #N/A | #N/A | #N/A | #N/A | #N/A | #N/A | #N/A | #N/A
[7 empty] | 3 | 13 | 1714 | 10 | 2020-03-13 | Wednesday | 3 | No | #N/A | #N/A | #N/A | #N/A | #N/A | #N/A | #N/A | #N/A | #N/A | #N/A | #N/A | #N/A | #N/A | #N/A | #N/A | #N/A | #N/A | #N/A | #N/A | #N/A | #N/A | #N/A | #N/A | #N/A | #N/A | #N/A | #N/A | #N/A | #N/A | #N/A | #N/A | #N/A | #N/A | #N/A | #N/A | #N/A
[7 empty] | 3 | 13 | 1715 | 11 | 2020-03-13 | Wednesday | 3 | No | #N/A | #N/A | #N/A | #N/A | #N/A | #N/A | #N/A | #N/A | #N/A | #N/A | #N/A | #N/A | #N/A | #N/A | #N/A | #N/A | #N/A | #N/A | #N/A | #N/A | #N/A | #N/A | #N/A | #N/A | #N/A | #N/A | #N/A | #N/A | #N/A | #N/A | #N/A | #N/A | #N/A | #N/A | #N/A | #N/A
[7 empty] | 3 | 13 | 1716 | 12 | 2020-03-13 | Wednesday | 3 | No | #N/A | #N/A | #N/A | #N/A | #N/A | #N/A | #N/A | #N/A | #N/A | #N/A | #N/A | #N/A | #N/A | #N/A | #N/A | #N/A | #N/A | #N/A | #N/A | #N/A | #N/A | #N/A | #N/A | #N/A | #N/A | #N/A | #N/A | #N/A | #N/A | #N/A | #N/A | #N/A | #N/A | #N/A | #N/A | #N/A
[7 empty] | 3 | 13 | 1717 | 13 | 2020-03-13 | Wednesday | 3 | No | #N/A | #N/A | #N/A | #N/A | #N/A | #N/A | #N/A | #N/A | #N/A | #N/A | #N/A | #N/A | #N/A | #N/A | #N/A | #N/A | #N/A | #N/A | #N/A | #N/A | #N/A | #N/A | #N/A | #N/A | #N/A | #N/A | #N/A | #N/A | #N/A | #N/A | #N/A | #N/A | #N/A | #N/A | #N/A | #N/A
[7 empty] | 3 | 13 | 1718 | 14 | 2020-03-13 | Wednesday | 3 | No | #N/A | #N/A | #N/A | #N/A | #N/A | #N/A | #N/A | #N/A | #N/A | #N/A | #N/A | #N/A | #N/A | #N/A | #N/A | #N/A | #N/A | #N/A | #N/A | #N/A | #N/A | #N/A | #N/A | #N/A | #N/A | #N/A | #N/A | #N/A | #N/A | #N/A | #N/A | #N/A | #N/A | #N/A | #N/A | #N/A
[7 empty] | 3 | 13 | 1719 | 15 | 2020-03-13 | Wednesday | 3 | No | #N/A | #N/A | #N/A | #N/A | #N/A | #N/A | #N/A | #N/A | #N/A | #N/A | #N/A | #N/A | #N/A | #N/A | #N/A | #N/A | #N/A | #N/A | #N/A | #N/A | #N/A | #N/A | #N/A | #N/A | #N/A | #N/A | #N/A | #N/A | #N/A | #N/A | #N/A | #N/A | #N/A | #N/A | #N/A | #N/A
[7 empty] | 3 | 13 | 1720 | 16 | 2020-03-13 | Wednesday | 3 | No | #N/A | #N/A | #N/A | #N/A | #N/A | #N/A | #N/A | #N/A | #N/A | #N/A | #N/A | #N/A | #N/A | #N/A | #N/A | #N/A | #N/A | #N/A | #N/A | #N/A | #N/A | #N/A | #N/A | #N/A | #N/A | #N/A | #N/A | #N/A | #N/A | #N/A | #N/A | #N/A | #N/A | #N/A | #N/A | #N/A
[7 empty] | 3 | 13 | 1721 | 17 | 2020-03-13 | Wednesday | 3 | No | #N/A | #N/A | #N/A | #N/A | #N/A | #N/A | #N/A | #N/A | #N/A | #N/A | #N/A | #N/A | #N/A | #N/A | #N/A | #N/A | #N/A | #N/A | #N/A | #N/A | #N/A | #N/A | #N/A | #N/A | #N/A | #N/A | #N/A | #N/A | #N/A | #N/A | #N/A | #N/A | #N/A | #N/A | #N/A | #N/A
[7 empty] | 3 | 13 | 1722 | 18 | 2020-03-13 | Wednesday | 3 | No | #N/A | #N/A | #N/A | #N/A | #N/A | #N/A | #N/A | #N/A | #N/A | #N/A | #N/A | #N/A | #N/A | #N/A | #N/A | #N/A | #N/A | #N/A | #N/A | #N/A | #N/A | #N/A | #N/A | #N/A | #N/A | #N/A | #N/A | #N/A | #N/A | #N/A | #N/A | #N/A | #N/A | #N/A | #N/A | #N/A
[7 empty] | 3 | 13 | 1723 | 19 | 2020-03-13 | Wednesday | 3 | No | #N/A | #N/A | #N/A | #N/A | #N/A | #N/A | #N/A | #N/A | #N/A | #N/A | #N/A | #N/A | #N/A | #N/A | #N/A | #N/A | #N/A | #N/A | #N/A | #N/A | #N/A | #N/A | #N/A | #N/A | #N/A | #N/A | #N/A | #N/A | #N/A | #N/A | #N/A | #N/A | #N/A | #N/A | #N/A | #N/A
[7 empty] | 3 | 13 | 1724 | 20 | 2020-03-13 | Wednesday | 3 | No | #N/A | #N/A | #N/A | #N/A | #N/A | #N/A | #N/A | #N/A | #N/A | #N/A | #N/A | #N/A | #N/A | #N/A | #N/A | #N/A | #N/A | #N/A | #N/A | #N/A | #N/A | #N/A | #N/A | #N/A | #N/A | #N/A | #N/A | #N/A | #N/A | #N/A | #N/A | #N/A | #N/A | #N/A | #N/A | #N/A
[7 empty] | 3 | 13 | 1725 | 21 | 2020-03-13 | Wednesday | 3 | No | #N/A | #N/A | #N/A | #N/A | #N/A | #N/A | #N/A | #N/A | #N/A | #N/A | #N/A | #N/A | #N/A | #N/A | #N/A | #N/A | #N/A | #N/A | #N/A | #N/A | #N/A | #N/A | #N/A | #N/A | #N/A | #N/A | #N/A | #N/A | #N/A | #N/A | #N/A | #N/A | #N/A | #N/A | #N/A | #N/A
[7 empty] | 3 | 13 | 1726 | 22 | 2020-03-13 | Wednesday | 3 | No | #N/A | #N/A | #N/A | #N/A | #N/A | #N/A | #N/A | #N/A | #N/A | #N/A | #N/A | #N/A | #N/A | #N/A | #N/A | #N/A | #N/A | #N/A | #N/A | #N/A | #N/A | #N/A | #N/A | #N/A | #N/A | #N/A | #N/A | #N/A | #N/A | #N/A | #N/A | #N/A | #N/A | #N/A | #N/A | #N/A
[7 empty] | 3 | 13 | 1727 | 23 | 2020-03-13 | Wednesday | 3 | No | #N/A | #N/A | #N/A | #N/A | #N/A | #N/A | #N/A | #N/A | #N/A | #N/A | #N/A | #N/A | #N/A | #N/A | #N/A | #N/A | #N/A | #N/A | #N/A | #N/A | #N/A | #N/A | #N/A | #N/A | #N/A | #N/A | #N/A | #N/A | #N/A | #N/A | #N/A | #N/A | #N/A | #N/A | #N/A | #N/A
[7 empty] | 3 | 13 | 1728 | 24 | 2020-03-13 | Wednesday | 3 | No | #N/A | #N/A | #N/A | #N/A | #N/A | #N/A | #N/A | #N/A | #N/A | #N/A | #N/A | #N/A | #N/A | #N/A | #N/A | #N/A | #N/A | #N/A | #N/A | #N/A | #N/A | #N/A | #N/A | #N/A | #N/A | #N/A | #N/A | #N/A | #N/A | #N/A | #N/A | #N/A | #N/A | #N/A | #N/A | #N/A
[7 empty] | 3 | 14 | 1729 | 1 | 2020-03-14 | Thursday | 4 | No | #N/A | #N/A | #N/A | #N/A | #N/A | #N/A | #N/A | #N/A | #N/A | #N/A | #N/A | #N/A | #N/A | #N/A | #N/A | #N/A | #N/A | #N/A | #N/A | #N/A | #N/A | #N/A | #N/A | #N/A | #N/A | #N/A | #N/A | #N/A | #N/A | #N/A | #N/A | #N/A | #N/A | #N/A | #N/A | #N/A
[7 empty] | 3 | 14 | 1730 | 2 | 2020-03-14 | Thursday | 4 | No | #N/A | #N/A | #N/A | #N/A | #N/A | #N/A | #N/A | #N/A | #N/A | #N/A | #N/A | #N/A | #N/A | #N/A | #N/A | #N/A | #N/A | #N/A | #N/A | #N/A | #N/A | #N/A | #N/A | #N/A | #N/A | #N/A | #N/A | #N/A | #N/A | #N/A | #N/A | #N/A | #N/A | #N/A | #N/A | #N/A
[7 empty] | 3 | 14 | 1731 | 3 | 2020-03-14 | Thursday | 4 | No | #N/A | #N/A | #N/A | #N/A | #N/A | #N/A | #N/A | #N/A | #N/A | #N/A | #N/A | #N/A | #N/A | #N/A | #N/A | #N/A | #N/A | #N/A | #N/A | #N/A | #N/A | #N/A | #N/A | #N/A | #N/A | #N/A | #N/A | #N/A | #N/A | #N/A | #N/A | #N/A | #N/A | #N/A | #N/A | #N/A
[7 empty] | 3 | 14 | 1732 | 4 | 2020-03-14 | Thursday | 4 | No | #N/A | #N/A | #N/A | #N/A | #N/A | #N/A | #N/A | #N/A | #N/A | #N/A | #N/A | #N/A | #N/A | #N/A | #N/A | #N/A | #N/A | #N/A | #N/A | #N/A | #N/A | #N/A | #N/A | #N/A | #N/A | #N/A | #N/A | #N/A | #N/A | #N/A | #N/A | #N/A | #N/A | #N/A | #N/A | #N/A
[7 empty] | 3 | 14 | 1733 | 5 | 2020-03-14 | Thursday | 4 | No | #N/A | #N/A | #N/A | #N/A | #N/A | #N/A | #N/A | #N/A | #N/A | #N/A | #N/A | #N/A | #N/A | #N/A | #N/A | #N/A | #N/A | #N/A | #N/A | #N/A | #N/A | #N/A | #N/A | #N/A | #N/A | #N/A | #N/A | #N/A | #N/A | #N/A | #N/A | #N/A | #N/A | #N/A | #N/A | #N/A
[7 empty] | 3 | 14 | 1734 | 6 | 2020-03-14 | Thursday | 4 | No | #N/A | #N/A | #N/A | #N/A | #N/A | #N/A | #N/A | #N/A | #N/A | #N/A | #N/A | #N/A | #N/A | #N/A | #N/A | #N/A | #N/A | #N/A | #N/A | #N/A | #N/A | #N/A | #N/A | #N/A | #N/A | #N/A | #N/A | #N/A | #N/A | #N/A | #N/A | #N/A | #N/A | #N/A | #N/A | #N/A
[7 empty] | 3 | 14 | 1735 | 7 | 2020-03-14 | Thursday | 4 | No | #N/A | #N/A | #N/A | #N/A | #N/A | #N/A | #N/A | #N/A | #N/A | #N/A | #N/A | #N/A | #N/A | #N/A | #N/A | #N/A | #N/A | #N/A | #N/A | #N/A | #N/A | #N/A | #N/A | #N/A | #N/A | #N/A | #N/A | #N/A | #N/A | #N/A | #N/A | #N/A | #N/A | #N/A | #N/A | #N/A
[7 empty] | 3 | 14 | 1736 | 8 | 2020-03-14 | Thursday | 4 | No | #N/A | #N/A | #N/A | #N/A | #N/A | #N/A | #N/A | #N/A | #N/A | #N/A | #N/A | #N/A | #N/A | #N/A | #N/A | #N/A | #N/A | #N/A | #N/A | #N/A | #N/A | #N/A | #N/A | #N/A | #N/A | #N/A | #N/A | #N/A | #N/A | #N/A | #N/A | #N/A | #N/A | #N/A | #N/A | #N/A
[7 empty] | 3 | 14 | 1737 | 9 | 2020-03-14 | Thursday | 4 | No | #N/A | #N/A | #N/A | #N/A | #N/A | #N/A | #N/A | #N/A | #N/A | #N/A | #N/A | #N/A | #N/A | #N/A | #N/A | #N/A | #N/A | #N/A | #N/A | #N/A | #N/A | #N/A | #N/A | #N/A | #N/A | #N/A | #N/A | #N/A | #N/A | #N/A | #N/A | #N/A | #N/A | #N/A | #N/A | #N/A
[7 empty] | 3 | 14 | 1738 | 10 | 2020-03-14 | Thursday | 4 | No | #N/A | #N/A | #N/A | #N/A | #N/A | #N/A | #N/A | #N/A | #N/A | #N/A | #N/A | #N/A | #N/A | #N/A | #N/A | #N/A | #N/A | #N/A | #N/A | #N/A | #N/A | #N/A | #N/A | #N/A | #N/A | #N/A | #N/A | #N/A | #N/A | #N/A | #N/A | #N/A | #N/A | #N/A | #N/A | #N/A
[7 empty] | 3 | 14 | 1739 | 11 | 2020-03-14 | Thursday | 4 | No | #N/A | #N/A | #N/A | #N/A | #N/A | #N/A | #N/A | #N/A | #N/A | #N/A | #N/A | #N/A | #N/A | #N/A | #N/A | #N/A | #N/A | #N/A | #N/A | #N/A | #N/A | #N/A | #N/A | #N/A | #N/A | #N/A | #N/A | #N/A | #N/A | #N/A | #N/A | #N/A | #N/A | #N/A | #N/A | #N/A
[7 empty] | 3 | 14 | 1740 | 12 | 2020-03-14 | Thursday | 4 | No | #N/A | #N/A | #N/A | #N/A | #N/A | #N/A | #N/A | #N/A | #N/A | #N/A | #N/A | #N/A | #N/A | #N/A | #N/A | #N/A | #N/A | #N/A | #N/A | #N/A | #N/A | #N/A | #N/A | #N/A | #N/A | #N/A | #N/A | #N/A | #N/A | #N/A | #N/A | #N/A | #N/A | #N/A | #N/A | #N/A
[7 empty] | 3 | 14 | 1741 | 13 | 2020-03-14 | Thursday | 4 | No | #N/A | #N/A | #N/A | #N/A | #N/A | #N/A | #N/A | #N/A | #N/A | #N/A | #N/A | #N/A | #N/A | #N/A | #N/A | #N/A | #N/A | #N/A | #N/A | #N/A | #N/A | #N/A | #N/A | #N/A | #N/A | #N/A | #N/A | #N/A | #N/A | #N/A | #N/A | #N/A | #N/A | #N/A | #N/A | #N/A
[7 empty] | 3 | 14 | 1742 | 14 | 2020-03-14 | Thursday | 4 | No | #N/A | #N/A | #N/A | #N/A | #N/A | #N/A | #N/A | #N/A | #N/A | #N/A | #N/A | #N/A | #N/A | #N/A | #N/A | #N/A | #N/A | #N/A | #N/A | #N/A | #N/A | #N/A | #N/A | #N/A | #N/A | #N/A | #N/A | #N/A | #N/A | #N/A | #N/A | #N/A | #N/A | #N/A | #N/A | #N/A
[7 empty] | 3 | 14 | 1743 | 15 | 2020-03-14 | Thursday | 4 | No | #N/A | #N/A | #N/A | #N/A | #N/A | #N/A | #N/A | #N/A | #N/A | #N/A | #N/A | #N/A | #N/A | #N/A | #N/A | #N/A | #N/A | #N/A | #N/A | #N/A | #N/A | #N/A | #N/A | #N/A | #N/A | #N/A | #N/A | #N/A | #N/A | #N/A | #N/A | #N/A | #N/A | #N/A | #N/A | #N/A
[7 empty] | 3 | 14 | 1744 | 16 | 2020-03-14 | Thursday | 4 | No | #N/A | #N/A | #N/A | #N/A | #N/A | #N/A | #N/A | #N/A | #N/A | #N/A | #N/A | #N/A | #N/A | #N/A | #N/A | #N/A | #N/A | #N/A | #N/A | #N/A | #N/A | #N/A | #N/A | #N/A | #N/A | #N/A | #N/A | #N/A | #N/A | #N/A | #N/A | #N/A | #N/A | #N/A | #N/A | #N/A
[7 empty] | 3 | 14 | 1745 | 17 | 2020-03-14 | Thursday | 4 | No | #N/A | #N/A | #N/A | #N/A | #N/A | #N/A | #N/A | #N/A | #N/A | #N/A | #N/A | #N/A | #N/A | #N/A | #N/A | #N/A | #N/A | #N/A | #N/A | #N/A | #N/A | #N/A | #N/A | #N/A | #N/A | #N/A | #N/A | #N/A | #N/A | #N/A | #N/A | #N/A | #N/A | #N/A | #N/A | #N/A
[7 empty] | 3 | 14 | 1746 | 18 | 2020-03-14 | Thursday | 4 | No | #N/A | #N/A | #N/A | #N/A | #N/A | #N/A | #N/A | #N/A | #N/A | #N/A | #N/A | #N/A | #N/A | #N/A | #N/A | #N/A | #N/A | #N/A | #N/A | #N/A | #N/A | #N/A | #N/A | #N/A | #N/A | #N/A | #N/A | #N/A | #N/A | #N/A | #N/A | #N/A | #N/A | #N/A | #N/A | #N/A
[7 empty] | 3 | 14 | 1747 | 19 | 2020-03-14 | Thursday | 4 | No | #N/A | #N/A | #N/A | #N/A | #N/A | #N/A | #N/A | #N/A | #N/A | #N/A | #N/A | #N/A | #N/A | #N/A | #N/A | #N/A | #N/A | #N/A | #N/A | #N/A | #N/A | #N/A | #N/A | #N/A | #N/A | #N/A | #N/A | #N/A | #N/A | #N/A | #N/A | #N/A | #N/A | #N/A | #N/A | #N/A
[7 empty] | 3 | 14 | 1748 | 20 | 2020-03-14 | Thursday | 4 | No | #N/A | #N/A | #N/A | #N/A | #N/A | #N/A | #N/A | #N/A | #N/A | #N/A | #N/A | #N/A | #N/A | #N/A | #N/A | #N/A | #N/A | #N/A | #N/A | #N/A | #N/A | #N/A | #N/A | #N/A | #N/A | #N/A | #N/A | #N/A | #N/A | #N/A | #N/A | #N/A | #N/A | #N/A | #N/A | #N/A
[7 empty] | 3 | 14 | 1749 | 21 | 2020-03-14 | Thursday | 4 | No | #N/A | #N/A | #N/A | #N/A | #N/A | #N/A | #N/A | #N/A | #N/A | #N/A | #N/A | #N/A | #N/A | #N/A | #N/A | #N/A | #N/A | #N/A | #N/A | #N/A | #N/A | #N/A | #N/A | #N/A | #N/A | #N/A | #N/A | #N/A | #N/A | #N/A | #N/A | #N/A | #N/A | #N/A | #N/A | #N/A
[7 empty] | 3 | 14 | 1750 | 22 | 2020-03-14 | Thursday | 4 | No | #N/A | #N/A | #N/A | #N/A | #N/A | #N/A | #N/A | #N/A | #N/A | #N/A | #N/A | #N/A | #N/A | #N/A | #N/A | #N/A | #N/A | #N/A | #N/A | #N/A | #N/A | #N/A | #N/A | #N/A | #N/A | #N/A | #N/A | #N/A | #N/A | #N/A | #N/A | #N/A | #N/A | #N/A | #N/A | #N/A
[7 empty] | 3 | 14 | 1751 | 23 | 2020-03-14 | Thursday | 4 | No | #N/A | #N/A | #N/A | #N/A | #N/A | #N/A | #N/A | #N/A | #N/A | #N/A | #N/A | #N/A | #N/A | #N/A | #N/A | #N/A | #N/A | #N/A | #N/A | #N/A | #N/A | #N/A | #N/A | #N/A | #N/A | #N/A | #N/A | #N/A | #N/A | #N/A | #N/A | #N/A | #N/A | #N/A | #N/A | #N/A
[7 empty] | 3 | 14 | 1752 | 24 | 2020-03-14 | Thursday | 4 | No | #N/A | #N/A | #N/A | #N/A | #N/A | #N/A | #N/A | #N/A | #N/A | #N/A | #N/A | #N/A | #N/A | #N/A | #N/A | #N/A | #N/A | #N/A | #N/A | #N/A | #N/A | #N/A | #N/A | #N/A | #N/A | #N/A | #N/A | #N/A | #N/A | #N/A | #N/A | #N/A | #N/A | #N/A | #N/A | #N/A
[7 empty] | 3 | 15 | 1753 | 1 | 2020-03-15 | Friday | 5 | No | #N/A | #N/A | #N/A | #N/A | #N/A | #N/A | #N/A | #N/A | #N/A | #N/A | #N/A | #N/A | #N/A | #N/A | #N/A | #N/A | #N/A | #N/A | #N/A | #N/A | #N/A | #N/A | #N/A | #N/A | #N/A | #N/A | #N/A | #N/A | #N/A | #N/A | #N/A | #N/A | #N/A | #N/A | #N/A | #N/A
[7 empty] | 3 | 15 | 1754 | 2 | 2020-03-15 | Friday | 5 | No | #N/A | #N/A | #N/A | #N/A | #N/A | #N/A | #N/A | #N/A | #N/A | #N/A | #N/A | #N/A | #N/A | #N/A | #N/A | #N/A | #N/A | #N/A | #N/A | #N/A | #N/A | #N/A | #N/A | #N/A | #N/A | #N/A | #N/A | #N/A | #N/A | #N/A | #N/A | #N/A | #N/A | #N/A | #N/A | #N/A
[7 empty] | 3 | 15 | 1755 | 3 | 2020-03-15 | Friday | 5 | No | #N/A | #N/A | #N/A | #N/A | #N/A | #N/A | #N/A | #N/A | #N/A | #N/A | #N/A | #N/A | #N/A | #N/A | #N/A | #N/A | #N/A | #N/A | #N/A | #N/A | #N/A | #N/A | #N/A | #N/A | #N/A | #N/A | #N/A | #N/A | #N/A | #N/A | #N/A | #N/A | #N/A | #N/A | #N/A | #N/A
[7 empty] | 3 | 15 | 1756 | 4 | 2020-03-15 | Friday | 5 | No | #N/A | #N/A | #N/A | #N/A | #N/A | #N/A | #N/A | #N/A | #N/A | #N/A | #N/A | #N/A | #N/A | #N/A | #N/A | #N/A | #N/A | #N/A | #N/A | #N/A | #N/A | #N/A | #N/A | #N/A | #N/A | #N/A | #N/A | #N/A | #N/A | #N/A | #N/A | #N/A | #N/A | #N/A | #N/A | #N/A
[7 empty] | 3 | 15 | 1757 | 5 | 2020-03-15 | Friday | 5 | No | #N/A | #N/A | #N/A | #N/A | #N/A | #N/A | #N/A | #N/A | #N/A | #N/A | #N/A | #N/A | #N/A | #N/A | #N/A | #N/A | #N/A | #N/A | #N/A | #N/A | #N/A | #N/A | #N/A | #N/A | #N/A | #N/A | #N/A | #N/A | #N/A | #N/A | #N/A | #N/A | #N/A | #N/A | #N/A | #N/A
[7 empty] | 3 | 15 | 1758 | 6 | 2020-03-15 | Friday | 5 | No | #N/A | #N/A | #N/A | #N/A | #N/A | #N/A | #N/A | #N/A | #N/A | #N/A | #N/A | #N/A | #N/A | #N/A | #N/A | #N/A | #N/A | #N/A | #N/A | #N/A | #N/A | #N/A | #N/A | #N/A | #N/A | #N/A | #N/A | #N/A | #N/A | #N/A | #N/A | #N/A | #N/A | #N/A | #N/A | #N/A
[7 empty] | 3 | 15 | 1759 | 7 | 2020-03-15 | Friday | 5 | No | #N/A | #N/A | #N/A | #N/A | #N/A | #N/A | #N/A | #N/A | #N/A | #N/A | #N/A | #N/A | #N/A | #N/A | #N/A | #N/A | #N/A | #N/A | #N/A | #N/A | #N/A | #N/A | #N/A | #N/A | #N/A | #N/A | #N/A | #N/A | #N/A | #N/A | #N/A | #N/A | #N/A | #N/A | #N/A | #N/A
[7 empty] | 3 | 15 | 1760 | 8 | 2020-03-15 | Friday | 5 | No | #N/A | #N/A | #N/A | #N/A | #N/A | #N/A | #N/A | #N/A | #N/A | #N/A | #N/A | #N/A | #N/A | #N/A | #N/A | #N/A | #N/A | #N/A | #N/A | #N/A | #N/A | #N/A | #N/A | #N/A | #N/A | #N/A | #N/A | #N/A | #N/A | #N/A | #N/A | #N/A | #N/A | #N/A | #N/A | #N/A
[7 empty] | 3 | 15 | 1761 | 9 | 2020-03-15 | Friday | 5 | No | #N/A | #N/A | #N/A | #N/A | #N/A | #N/A | #N/A | #N/A | #N/A | #N/A | #N/A | #N/A | #N/A | #N/A | #N/A | #N/A | #N/A | #N/A | #N/A | #N/A | #N/A | #N/A | #N/A | #N/A | #N/A | #N/A | #N/A | #N/A | #N/A | #N/A | #N/A | #N/A | #N/A | #N/A | #N/A | #N/A
[7 empty] | 3 | 15 | 1762 | 10 | 2020-03-15 | Friday | 5 | No | #N/A | #N/A | #N/A | #N/A | #N/A | #N/A | #N/A | #N/A | #N/A | #N/A | #N/A | #N/A | #N/A | #N/A | #N/A | #N/A | #N/A | #N/A | #N/A | #N/A | #N/A | #N/A | #N/A | #N/A | #N/A | #N/A | #N/A | #N/A | #N/A | #N/A | #N/A | #N/A | #N/A | #N/A | #N/A | #N/A
[7 empty] | 3 | 15 | 1763 | 11 | 2020-03-15 | Friday | 5 | No | #N/A | #N/A | #N/A | #N/A | #N/A | #N/A | #N/A | #N/A | #N/A | #N/A | #N/A | #N/A | #N/A | #N/A | #N/A | #N/A | #N/A | #N/A | #N/A | #N/A | #N/A | #N/A | #N/A | #N/A | #N/A | #N/A | #N/A | #N/A | #N/A | #N/A | #N/A | #N/A | #N/A | #N/A | #N/A | #N/A
[7 empty] | 3 | 15 | 1764 | 12 | 2020-03-15 | Friday | 5 | No | #N/A | #N/A | #N/A | #N/A | #N/A | #N/A | #N/A | #N/A | #N/A | #N/A | #N/A | #N/A | #N/A | #N/A | #N/A | #N/A | #N/A | #N/A | #N/A | #N/A | #N/A | #N/A | #N/A | #N/A | #N/A | #N/A | #N/A | #N/A | #N/A | #N/A | #N/A | #N/A | #N/A | #N/A | #N/A | #N/A
[7 empty] | 3 | 15 | 1765 | 13 | 2020-03-15 | Friday | 5 | No | #N/A | #N/A | #N/A | #N/A | #N/A | #N/A | #N/A | #N/A | #N/A | #N/A | #N/A | #N/A | #N/A | #N/A | #N/A | #N/A | #N/A | #N/A | #N/A | #N/A | #N/A | #N/A | #N/A | #N/A | #N/A | #N/A | #N/A | #N/A | #N/A | #N/A | #N/A | #N/A | #N/A | #N/A | #N/A | #N/A
[7 empty] | 3 | 15 | 1766 | 14 | 2020-03-15 | Friday | 5 | No | #N/A | #N/A | #N/A | #N/A | #N/A | #N/A | #N/A | #N/A | #N/A | #N/A | #N/A | #N/A | #N/A | #N/A | #N/A | #N/A | #N/A | #N/A | #N/A | #N/A | #N/A | #N/A | #N/A | #N/A | #N/A | #N/A | #N/A | #N/A | #N/A | #N/A | #N/A | #N/A | #N/A | #N/A | #N/A | #N/A
[7 empty] | 3 | 15 | 1767 | 15 | 2020-03-15 | Friday | 5 | No | #N/A | #N/A | #N/A | #N/A | #N/A | #N/A | #N/A | #N/A | #N/A | #N/A | #N/A | #N/A | #N/A | #N/A | #N/A | #N/A | #N/A | #N/A | #N/A | #N/A | #N/A | #N/A | #N/A | #N/A | #N/A | #N/A | #N/A | #N/A | #N/A | #N/A | #N/A | #N/A | #N/A | #N/A | #N/A | #N/A
[7 empty] | 3 | 15 | 1768 | 16 | 2020-03-15 | Friday | 5 | No | #N/A | #N/A | #N/A | #N/A | #N/A | #N/A | #N/A | #N/A | #N/A | #N/A | #N/A | #N/A | #N/A | #N/A | #N/A | #N/A | #N/A | #N/A | #N/A | #N/A | #N/A | #N/A | #N/A | #N/A | #N/A | #N/A | #N/A | #N/A | #N/A | #N/A | #N/A | #N/A | #N/A | #N/A | #N/A | #N/A
[7 empty] | 3 | 15 | 1769 | 17 | 2020-03-15 | Friday | 5 | No | #N/A | #N/A | #N/A | #N/A | #N/A | #N/A | #N/A | #N/A | #N/A | #N/A | #N/A | #N/A | #N/A | #N/A | #N/A | #N/A | #N/A | #N/A | #N/A | #N/A | #N/A | #N/A | #N/A | #N/A | #N/A | #N/A | #N/A | #N/A | #N/A | #N/A | #N/A | #N/A | #N/A | #N/A | #N/A | #N/A
[7 empty] | 3 | 15 | 1770 | 18 | 2020-03-15 | Friday | 5 | No | #N/A | #N/A | #N/A | #N/A | #N/A | #N/A | #N/A | #N/A | #N/A | #N/A | #N/A | #N/A | #N/A | #N/A | #N/A | #N/A | #N/A | #N/A | #N/A | #N/A | #N/A | #N/A | #N/A | #N/A | #N/A | #N/A | #N/A | #N/A | #N/A | #N/A | #N/A | #N/A | #N/A | #N/A | #N/A | #N/A
[7 empty] | 3 | 15 | 1771 | 19 | 2020-03-15 | Friday | 5 | No | #N/A | #N/A | #N/A | #N/A | #N/A | #N/A | #N/A | #N/A | #N/A | #N/A | #N/A | #N/A | #N/A | #N/A | #N/A | #N/A | #N/A | #N/A | #N/A | #N/A | #N/A | #N/A | #N/A | #N/A | #N/A | #N/A | #N/A | #N/A | #N/A | #N/A | #N/A | #N/A | #N/A | #N/A | #N/A | #N/A
[7 empty] | 3 | 15 | 1772 | 20 | 2020-03-15 | Friday | 5 | No | #N/A | #N/A | #N/A | #N/A | #N/A | #N/A | #N/A | #N/A | #N/A | #N/A | #N/A | #N/A | #N/A | #N/A | #N/A | #N/A | #N/A | #N/A | #N/A | #N/A | #N/A | #N/A | #N/A | #N/A | #N/A | #N/A | #N/A | #N/A | #N/A | #N/A | #N/A | #N/A | #N/A | #N/A | #N/A | #N/A
[7 empty] | 3 | 15 | 1773 | 21 | 2020-03-15 | Friday | 5 | No | #N/A | #N/A | #N/A | #N/A | #N/A | #N/A | #N/A | #N/A | #N/A | #N/A | #N/A | #N/A | #N/A | #N/A | #N/A | #N/A | #N/A | #N/A | #N/A | #N/A | #N/A | #N/A | #N/A | #N/A | #N/A | #N/A | #N/A | #N/A | #N/A | #N/A | #N/A | #N/A | #N/A | #N/A | #N/A | #N/A
[7 empty] | 3 | 15 | 1774 | 22 | 2020-03-15 | Friday | 5 | No | #N/A | #N/A | #N/A | #N/A | #N/A | #N/A | #N/A | #N/A | #N/A | #N/A | #N/A | #N/A | #N/A | #N/A | #N/A | #N/A | #N/A | #N/A | #N/A | #N/A | #N/A | #N/A | #N/A | #N/A | #N/A | #N/A | #N/A | #N/A | #N/A | #N/A | #N/A | #N/A | #N/A | #N/A | #N/A | #N/A
[7 empty] | 3 | 15 | 1775 | 23 | 2020-03-15 | Friday | 5 | No | #N/A | #N/A | #N/A | #N/A | #N/A | #N/A | #N/A | #N/A | #N/A | #N/A | #N/A | #N/A | #N/A | #N/A | #N/A | #N/A | #N/A | #N/A | #N/A | #N/A | #N/A | #N/A | #N/A | #N/A | #N/A | #N/A | #N/A | #N/A | #N/A | #N/A | #N/A | #N/A | #N/A | #N/A | #N/A | #N/A
[7 empty] | 3 | 15 | 1776 | 24 | 2020-03-15 | Friday | 5 | No | #N/A | #N/A | #N/A | #N/A | #N/A | #N/A | #N/A | #N/A | #N/A | #N/A | #N/A | #N/A | #N/A | #N/A | #N/A | #N/A | #N/A | #N/A | #N/A | #N/A | #N/A | #N/A | #N/A | #N/A | #N/A | #N/A | #N/A | #N/A | #N/A | #N/A | #N/A | #N/A | #N/A | #N/A | #N/A | #N/A
[7 empty] | 3 | 16 | 1777 | 1 | 2020-03-16 | Saturday | 6 | No | #N/A | #N/A | #N/A | #N/A | #N/A | #N/A | #N/A | #N/A | #N/A | #N/A | #N/A | #N/A | #N/A | #N/A | #N/A | #N/A | #N/A | #N/A | #N/A | #N/A | #N/A | #N/A | #N/A | #N/A | #N/A | #N/A | #N/A | #N/A | #N/A | #N/A | #N/A | #N/A | #N/A | #N/A | #N/A | #N/A
[7 empty] | 3 | 16 | 1778 | 2 | 2020-03-16 | Saturday | 6 | No | #N/A | #N/A | #N/A | #N/A | #N/A | #N/A | #N/A | #N/A | #N/A | #N/A | #N/A | #N/A | #N/A | #N/A | #N/A | #N/A | #N/A | #N/A | #N/A | #N/A | #N/A | #N/A | #N/A | #N/A | #N/A | #N/A | #N/A | #N/A | #N/A | #N/A | #N/A | #N/A | #N/A | #N/A | #N/A | #N/A
[7 empty] | 3 | 16 | 1779 | 3 | 2020-03-16 | Saturday | 6 | No | #N/A | #N/A | #N/A | #N/A | #N/A | #N/A | #N/A | #N/A | #N/A | #N/A | #N/A | #N/A | #N/A | #N/A | #N/A | #N/A | #N/A | #N/A | #N/A | #N/A | #N/A | #N/A | #N/A | #N/A | #N/A | #N/A | #N/A | #N/A | #N/A | #N/A | #N/A | #N/A | #N/A | #N/A | #N/A | #N/A
[7 empty] | 3 | 16 | 1780 | 4 | 2020-03-16 | Saturday | 6 | No | #N/A | #N/A | #N/A | #N/A | #N/A | #N/A | #N/A | #N/A | #N/A | #N/A | #N/A | #N/A | #N/A | #N/A | #N/A | #N/A | #N/A | #N/A | #N/A | #N/A | #N/A | #N/A | #N/A | #N/A | #N/A | #N/A | #N/A | #N/A | #N/A | #N/A | #N/A | #N/A | #N/A | #N/A | #N/A | #N/A
[7 empty] | 3 | 16 | 1781 | 5 | 2020-03-16 | Saturday | 6 | No | #N/A | #N/A | #N/A | #N/A | #N/A | #N/A | #N/A | #N/A | #N/A | #N/A | #N/A | #N/A | #N/A | #N/A | #N/A | #N/A | #N/A | #N/A | #N/A | #N/A | #N/A | #N/A | #N/A | #N/A | #N/A | #N/A | #N/A | #N/A | #N/A | #N/A | #N/A | #N/A | #N/A | #N/A | #N/A | #N/A
[7 empty] | 3 | 16 | 1782 | 6 | 2020-03-16 | Saturday | 6 | No | #N/A | #N/A | #N/A | #N/A | #N/A | #N/A | #N/A | #N/A | #N/A | #N/A | #N/A | #N/A | #N/A | #N/A | #N/A | #N/A | #N/A | #N/A | #N/A | #N/A | #N/A | #N/A | #N/A | #N/A | #N/A | #N/A | #N/A | #N/A | #N/A | #N/A | #N/A | #N/A | #N/A | #N/A | #N/A | #N/A
[7 empty] | 3 | 16 | 1783 | 7 | 2020-03-16 | Saturday | 6 | No | #N/A | #N/A | #N/A | #N/A | #N/A | #N/A | #N/A | #N/A | #N/A | #N/A | #N/A | #N/A | #N/A | #N/A | #N/A | #N/A | #N/A | #N/A | #N/A | #N/A | #N/A | #N/A | #N/A | #N/A | #N/A | #N/A | #N/A | #N/A | #N/A | #N/A | #N/A | #N/A | #N/A | #N/A | #N/A | #N/A
[7 empty] | 3 | 16 | 1784 | 8 | 2020-03-16 | Saturday | 6 | No | #N/A | #N/A | #N/A | #N/A | #N/A | #N/A | #N/A | #N/A | #N/A | #N/A | #N/A | #N/A | #N/A | #N/A | #N/A | #N/A | #N/A | #N/A | #N/A | #N/A | #N/A | #N/A | #N/A | #N/A | #N/A | #N/A | #N/A | #N/A | #N/A | #N/A | #N/A | #N/A | #N/A | #N/A | #N/A | #N/A
[7 empty] | 3 | 16 | 1785 | 9 | 2020-03-16 | Saturday | 6 | No | #N/A | #N/A | #N/A | #N/A | #N/A | #N/A | #N/A | #N/A | #N/A | #N/A | #N/A | #N/A | #N/A | #N/A | #N/A | #N/A | #N/A | #N/A | #N/A | #N/A | #N/A | #N/A | #N/A | #N/A | #N/A | #N/A | #N/A | #N/A | #N/A | #N/A | #N/A | #N/A | #N/A | #N/A | #N/A | #N/A
[7 empty] | 3 | 16 | 1786 | 10 | 2020-03-16 | Saturday | 6 | No | #N/A | #N/A | #N/A | #N/A | #N/A | #N/A | #N/A | #N/A | #N/A | #N/A | #N/A | #N/A | #N/A | #N/A | #N/A | #N/A | #N/A | #N/A | #N/A | #N/A | #N/A | #N/A | #N/A | #N/A | #N/A | #N/A | #N/A | #N/A | #N/A | #N/A | #N/A | #N/A | #N/A | #N/A | #N/A | #N/A
[7 empty] | 3 | 16 | 1787 | 11 | 2020-03-16 | Saturday | 6 | No | #N/A | #N/A | #N/A | #N/A | #N/A | #N/A | #N/A | #N/A | #N/A | #N/A | #N/A | #N/A | #N/A | #N/A | #N/A | #N/A | #N/A | #N/A | #N/A | #N/A | #N/A | #N/A | #N/A | #N/A | #N/A | #N/A | #N/A | #N/A | #N/A | #N/A | #N/A | #N/A | #N/A | #N/A | #N/A | #N/A
[7 empty] | 3 | 16 | 1788 | 12 | 2020-03-16 | Saturday | 6 | No | #N/A | #N/A | #N/A | #N/A | #N/A | #N/A | #N/A | #N/A | #N/A | #N/A | #N/A | #N/A | #N/A | #N/A | #N/A | #N/A | #N/A | #N/A | #N/A | #N/A | #N/A | #N/A | #N/A | #N/A | #N/A | #N/A | #N/A | #N/A | #N/A | #N/A | #N/A | #N/A | #N/A | #N/A | #N/A | #N/A
[7 empty] | 3 | 16 | 1789 | 13 | 2020-03-16 | Saturday | 6 | No | #N/A | #N/A | #N/A | #N/A | #N/A | #N/A | #N/A | #N/A | #N/A | #N/A | #N/A | #N/A | #N/A | #N/A | #N/A | #N/A | #N/A | #N/A | #N/A | #N/A | #N/A | #N/A | #N/A | #N/A | #N/A | #N/A | #N/A | #N/A | #N/A | #N/A | #N/A | #N/A | #N/A | #N/A | #N/A | #N/A
[7 empty] | 3 | 16 | 1790 | 14 | 2020-03-16 | Saturday | 6 | No | #N/A | #N/A | #N/A | #N/A | #N/A | #N/A | #N/A | #N/A | #N/A | #N/A | #N/A | #N/A | #N/A | #N/A | #N/A | #N/A | #N/A | #N/A | #N/A | #N/A | #N/A | #N/A | #N/A | #N/A | #N/A | #N/A | #N/A | #N/A | #N/A | #N/A | #N/A | #N/A | #N/A | #N/A | #N/A | #N/A
[7 empty] | 3 | 16 | 1791 | 15 | 2020-03-16 | Saturday | 6 | No | #N/A | #N/A | #N/A | #N/A | #N/A | #N/A | #N/A | #N/A | #N/A | #N/A | #N/A | #N/A | #N/A | #N/A | #N/A | #N/A | #N/A | #N/A | #N/A | #N/A | #N/A | #N/A | #N/A | #N/A | #N/A | #N/A | #N/A | #N/A | #N/A | #N/A | #N/A | #N/A | #N/A | #N/A | #N/A | #N/A
[7 empty] | 3 | 16 | 1792 | 16 | 2020-03-16 | Saturday | 6 | No | #N/A | #N/A | #N/A | #N/A | #N/A | #N/A | #N/A | #N/A | #N/A | #N/A | #N/A | #N/A | #N/A | #N/A | #N/A | #N/A | #N/A | #N/A | #N/A | #N/A | #N/A | #N/A | #N/A | #N/A | #N/A | #N/A | #N/A | #N/A | #N/A | #N/A | #N/A | #N/A | #N/A | #N/A | #N/A | #N/A
[7 empty] | 3 | 16 | 1793 | 17 | 2020-03-16 | Saturday | 6 | No | #N/A | #N/A | #N/A | #N/A | #N/A | #N/A | #N/A | #N/A | #N/A | #N/A | #N/A | #N/A | #N/A | #N/A | #N/A | #N/A | #N/A | #N/A | #N/A | #N/A | #N/A | #N/A | #N/A | #N/A | #N/A | #N/A | #N/A | #N/A | #N/A | #N/A | #N/A | #N/A | #N/A | #N/A | #N/A | #N/A
[7 empty] | 3 | 16 | 1794 | 18 | 2020-03-16 | Saturday | 6 | No | #N/A | #N/A | #N/A | #N/A | #N/A | #N/A | #N/A | #N/A | #N/A | #N/A | #N/A | #N/A | #N/A | #N/A | #N/A | #N/A | #N/A | #N/A | #N/A | #N/A | #N/A | #N/A | #N/A | #N/A | #N/A | #N/A | #N/A | #N/A | #N/A | #N/A | #N/A | #N/A | #N/A | #N/A | #N/A | #N/A
[7 empty] | 3 | 16 | 1795 | 19 | 2020-03-16 | Saturday | 6 | No | #N/A | #N/A | #N/A | #N/A | #N/A | #N/A | #N/A | #N/A | #N/A | #N/A | #N/A | #N/A | #N/A | #N/A | #N/A | #N/A | #N/A | #N/A | #N/A | #N/A | #N/A | #N/A | #N/A | #N/A | #N/A | #N/A | #N/A | #N/A | #N/A | #N/A | #N/A | #N/A | #N/A | #N/A | #N/A | #N/A
[7 empty] | 3 | 16 | 1796 | 20 | 2020-03-16 | Saturday | 6 | No | #N/A | #N/A | #N/A | #N/A | #N/A | #N/A | #N/A | #N/A | #N/A | #N/A | #N/A | #N/A | #N/A | #N/A | #N/A | #N/A | #N/A | #N/A | #N/A | #N/A | #N/A | #N/A | #N/A | #N/A | #N/A | #N/A | #N/A | #N/A | #N/A | #N/A | #N/A | #N/A | #N/A | #N/A | #N/A | #N/A
[7 empty] | 3 | 16 | 1797 | 21 | 2020-03-16 | Saturday | 6 | No | #N/A | #N/A | #N/A | #N/A | #N/A | #N/A | #N/A | #N/A | #N/A | #N/A | #N/A | #N/A | #N/A | #N/A | #N/A | #N/A | #N/A | #N/A | #N/A | #N/A | #N/A | #N/A | #N/A | #N/A | #N/A | #N/A | #N/A | #N/A | #N/A | #N/A | #N/A | #N/A | #N/A | #N/A | #N/A | #N/A
[7 empty] | 3 | 16 | 1798 | 22 | 2020-03-16 | Saturday | 6 | No | #N/A | #N/A | #N/A | #N/A | #N/A | #N/A | #N/A | #N/A | #N/A | #N/A | #N/A | #N/A | #N/A | #N/A | #N/A | #N/A | #N/A | #N/A | #N/A | #N/A | #N/A | #N/A | #N/A | #N/A | #N/A | #N/A | #N/A | #N/A | #N/A | #N/A | #N/A | #N/A | #N/A | #N/A | #N/A | #N/A
[7 empty] | 3 | 16 | 1799 | 23 | 2020-03-16 | Saturday | 6 | No | #N/A | #N/A | #N/A | #N/A | #N/A | #N/A | #N/A | #N/A | #N/A | #N/A | #N/A | #N/A | #N/A | #N/A | #N/A | #N/A | #N/A | #N/A | #N/A | #N/A | #N/A | #N/A | #N/A | #N/A | #N/A | #N/A | #N/A | #N/A | #N/A | #N/A | #N/A | #N/A | #N/A | #N/A | #N/A | #N/A
[7 empty] | 3 | 16 | 1800 | 24 | 2020-03-16 | Saturday | 6 | No | #N/A | #N/A | #N/A | #N/A | #N/A | #N/A | #N/A | #N/A | #N/A | #N/A | #N/A | #N/A | #N/A | #N/A | #N/A | #N/A | #N/A | #N/A | #N/A | #N/A | #N/A | #N/A | #N/A | #N/A | #N/A | #N/A | #N/A | #N/A | #N/A | #N/A | #N/A | #N/A | #N/A | #N/A | #N/A | #N/A
[7 empty] | 3 | 17 | 1801 | 1 | 2020-03-17 | Sunday | 7 | No | #N/A | #N/A | #N/A | #N/A | #N/A | #N/A | #N/A | #N/A | #N/A | #N/A | #N/A | #N/A | #N/A | #N/A | #N/A | #N/A | #N/A | #N/A | #N/A | #N/A | #N/A | #N/A | #N/A | #N/A | #N/A | #N/A | #N/A | #N/A | #N/A | #N/A | #N/A | #N/A | #N/A | #N/A | #N/A | #N/A
[7 empty] | 3 | 17 | 1802 | 2 | 2020-03-17 | Sunday | 7 | No | #N/A | #N/A | #N/A | #N/A | #N/A | #N/A | #N/A | #N/A | #N/A | #N/A | #N/A | #N/A | #N/A | #N/A | #N/A | #N/A | #N/A | #N/A | #N/A | #N/A | #N/A | #N/A | #N/A | #N/A | #N/A | #N/A | #N/A | #N/A | #N/A | #N/A | #N/A | #N/A | #N/A | #N/A | #N/A | #N/A
[7 empty] | 3 | 17 | 1803 | 3 | 2020-03-17 | Sunday | 7 | No | #N/A | #N/A | #N/A | #N/A | #N/A | #N/A | #N/A | #N/A | #N/A | #N/A | #N/A | #N/A | #N/A | #N/A | #N/A | #N/A | #N/A | #N/A | #N/A | #N/A | #N/A | #N/A | #N/A | #N/A | #N/A | #N/A | #N/A | #N/A | #N/A | #N/A | #N/A | #N/A | #N/A | #N/A | #N/A | #N/A
[7 empty] | 3 | 17 | 1804 | 4 | 2020-03-17 | Sunday | 7 | No | #N/A | #N/A | #N/A | #N/A | #N/A | #N/A | #N/A | #N/A | #N/A | #N/A | #N/A | #N/A | #N/A | #N/A | #N/A | #N/A | #N/A | #N/A | #N/A | #N/A | #N/A | #N/A | #N/A | #N/A | #N/A | #N/A | #N/A | #N/A | #N/A | #N/A | #N/A | #N/A | #N/A | #N/A | #N/A | #N/A
[7 empty] | 3 | 17 | 1805 | 5 | 2020-03-17 | Sunday | 7 | No | #N/A | #N/A | #N/A | #N/A | #N/A | #N/A | #N/A | #N/A | #N/A | #N/A | #N/A | #N/A | #N/A | #N/A | #N/A | #N/A | #N/A | #N/A | #N/A | #N/A | #N/A | #N/A | #N/A | #N/A | #N/A | #N/A | #N/A | #N/A | #N/A | #N/A | #N/A | #N/A | #N/A | #N/A | #N/A | #N/A
[7 empty] | 3 | 17 | 1806 | 6 | 2020-03-17 | Sunday | 7 | No | #N/A | #N/A | #N/A | #N/A | #N/A | #N/A | #N/A | #N/A | #N/A | #N/A | #N/A | #N/A | #N/A | #N/A | #N/A | #N/A | #N/A | #N/A | #N/A | #N/A | #N/A | #N/A | #N/A | #N/A | #N/A | #N/A | #N/A | #N/A | #N/A | #N/A | #N/A | #N/A | #N/A | #N/A | #N/A | #N/A
[7 empty] | 3 | 17 | 1807 | 7 | 2020-03-17 | Sunday | 7 | No | #N/A | #N/A | #N/A | #N/A | #N/A | #N/A | #N/A | #N/A | #N/A | #N/A | #N/A | #N/A | #N/A | #N/A | #N/A | #N/A | #N/A | #N/A | #N/A | #N/A | #N/A | #N/A | #N/A | #N/A | #N/A | #N/A | #N/A | #N/A | #N/A | #N/A | #N/A | #N/A | #N/A | #N/A | #N/A | #N/A
[7 empty] | 3 | 17 | 1808 | 8 | 2020-03-17 | Sunday | 7 | No | #N/A | #N/A | #N/A | #N/A | #N/A | #N/A | #N/A | #N/A | #N/A | #N/A | #N/A | #N/A | #N/A | #N/A | #N/A | #N/A | #N/A | #N/A | #N/A | #N/A | #N/A | #N/A | #N/A | #N/A | #N/A | #N/A | #N/A | #N/A | #N/A | #N/A | #N/A | #N/A | #N/A | #N/A | #N/A | #N/A
[7 empty] | 3 | 17 | 1809 | 9 | 2020-03-17 | Sunday | 7 | No | #N/A | #N/A | #N/A | #N/A | #N/A | #N/A | #N/A | #N/A | #N/A | #N/A | #N/A | #N/A | #N/A | #N/A | #N/A | #N/A | #N/A | #N/A | #N/A | #N/A | #N/A | #N/A | #N/A | #N/A | #N/A | #N/A | #N/A | #N/A | #N/A | #N/A | #N/A | #N/A | #N/A | #N/A | #N/A | #N/A
[7 empty] | 3 | 17 | 1810 | 10 | 2020-03-17 | Sunday | 7 | No | #N/A | #N/A | #N/A | #N/A | #N/A | #N/A | #N/A | #N/A | #N/A | #N/A | #N/A | #N/A | #N/A | #N/A | #N/A | #N/A | #N/A | #N/A | #N/A | #N/A | #N/A | #N/A | #N/A | #N/A | #N/A | #N/A | #N/A | #N/A | #N/A | #N/A | #N/A | #N/A | #N/A | #N/A | #N/A | #N/A
[7 empty] | 3 | 17 | 1811 | 11 | 2020-03-17 | Sunday | 7 | No | #N/A | #N/A | #N/A | #N/A | #N/A | #N/A | #N/A | #N/A | #N/A | #N/A | #N/A | #N/A | #N/A | #N/A | #N/A | #N/A | #N/A | #N/A | #N/A | #N/A | #N/A | #N/A | #N/A | #N/A | #N/A | #N/A | #N/A | #N/A | #N/A | #N/A | #N/A | #N/A | #N/A | #N/A | #N/A | #N/A
[7 empty] | 3 | 17 | 1812 | 12 | 2020-03-17 | Sunday | 7 | No | #N/A | #N/A | #N/A | #N/A | #N/A | #N/A | #N/A | #N/A | #N/A | #N/A | #N/A | #N/A | #N/A | #N/A | #N/A | #N/A | #N/A | #N/A | #N/A | #N/A | #N/A | #N/A | #N/A | #N/A | #N/A | #N/A | #N/A | #N/A | #N/A | #N/A | #N/A | #N/A | #N/A | #N/A | #N/A | #N/A
[7 empty] | 3 | 17 | 1813 | 13 | 2020-03-17 | Sunday | 7 | No | #N/A | #N/A | #N/A | #N/A | #N/A | #N/A | #N/A | #N/A | #N/A | #N/A | #N/A | #N/A | #N/A | #N/A | #N/A | #N/A | #N/A | #N/A | #N/A | #N/A | #N/A | #N/A | #N/A | #N/A | #N/A | #N/A | #N/A | #N/A | #N/A | #N/A | #N/A | #N/A | #N/A | #N/A | #N/A | #N/A
[7 empty] | 3 | 17 | 1814 | 14 | 2020-03-17 | Sunday | 7 | No | #N/A | #N/A | #N/A | #N/A | #N/A | #N/A | #N/A | #N/A | #N/A | #N/A | #N/A | #N/A | #N/A | #N/A | #N/A | #N/A | #N/A | #N/A | #N/A | #N/A | #N/A | #N/A | #N/A | #N/A | #N/A | #N/A | #N/A | #N/A | #N/A | #N/A | #N/A | #N/A | #N/A | #N/A | #N/A | #N/A
[7 empty] | 3 | 17 | 1815 | 15 | 2020-03-17 | Sunday | 7 | No | #N/A | #N/A | #N/A | #N/A | #N/A | #N/A | #N/A | #N/A | #N/A | #N/A | #N/A | #N/A | #N/A | #N/A | #N/A | #N/A | #N/A | #N/A | #N/A | #N/A | #N/A | #N/A | #N/A | #N/A | #N/A | #N/A | #N/A | #N/A | #N/A | #N/A | #N/A | #N/A | #N/A | #N/A | #N/A | #N/A
[7 empty] | 3 | 17 | 1816 | 16 | 2020-03-17 | Sunday | 7 | No | #N/A | #N/A | #N/A | #N/A | #N/A | #N/A | #N/A | #N/A | #N/A | #N/A | #N/A | #N/A | #N/A | #N/A | #N/A | #N/A | #N/A | #N/A | #N/A | #N/A | #N/A | #N/A | #N/A | #N/A | #N/A | #N/A | #N/A | #N/A | #N/A | #N/A | #N/A | #N/A | #N/A | #N/A | #N/A | #N/A
[7 empty] | 3 | 17 | 1817 | 17 | 2020-03-17 | Sunday | 7 | No | #N/A | #N/A | #N/A | #N/A | #N/A | #N/A | #N/A | #N/A | #N/A | #N/A | #N/A | #N/A | #N/A | #N/A | #N/A | #N/A | #N/A | #N/A | #N/A | #N/A | #N/A | #N/A | #N/A | #N/A | #N/A | #N/A | #N/A | #N/A | #N/A | #N/A | #N/A | #N/A | #N/A | #N/A | #N/A | #N/A
[7 empty] | 3 | 17 | 1818 | 18 | 2020-03-17 | Sunday | 7 | No | #N/A | #N/A | #N/A | #N/A | #N/A | #N/A | #N/A | #N/A | #N/A | #N/A | #N/A | #N/A | #N/A | #N/A | #N/A | #N/A | #N/A | #N/A | #N/A | #N/A | #N/A | #N/A | #N/A | #N/A | #N/A | #N/A | #N/A | #N/A | #N/A | #N/A | #N/A | #N/A | #N/A | #N/A | #N/A | #N/A
[7 empty] | 3 | 17 | 1819 | 19 | 2020-03-17 | Sunday | 7 | No | #N/A | #N/A | #N/A | #N/A | #N/A | #N/A | #N/A | #N/A | #N/A | #N/A | #N/A | #N/A | #N/A | #N/A | #N/A | #N/A | #N/A | #N/A | #N/A | #N/A | #N/A | #N/A | #N/A | #N/A | #N/A | #N/A | #N/A | #N/A | #N/A | #N/A | #N/A | #N/A | #N/A | #N/A | #N/A | #N/A
[7 empty] | 3 | 17 | 1820 | 20 | 2020-03-17 | Sunday | 7 | No | #N/A | #N/A | #N/A | #N/A | #N/A | #N/A | #N/A | #N/A | #N/A | #N/A | #N/A | #N/A | #N/A | #N/A | #N/A | #N/A | #N/A | #N/A | #N/A | #N/A | #N/A | #N/A | #N/A | #N/A | #N/A | #N/A | #N/A | #N/A | #N/A | #N/A | #N/A | #N/A | #N/A | #N/A | #N/A | #N/A
[7 empty] | 3 | 17 | 1821 | 21 | 2020-03-17 | Sunday | 7 | No | #N/A | #N/A | #N/A | #N/A | #N/A | #N/A | #N/A | #N/A | #N/A | #N/A | #N/A | #N/A | #N/A | #N/A | #N/A | #N/A | #N/A | #N/A | #N/A | #N/A | #N/A | #N/A | #N/A | #N/A | #N/A | #N/A | #N/A | #N/A | #N/A | #N/A | #N/A | #N/A | #N/A | #N/A | #N/A | #N/A
[7 empty] | 3 | 17 | 1822 | 22 | 2020-03-17 | Sunday | 7 | No | #N/A | #N/A | #N/A | #N/A | #N/A | #N/A | #N/A | #N/A | #N/A | #N/A | #N/A | #N/A | #N/A | #N/A | #N/A | #N/A | #N/A | #N/A | #N/A | #N/A | #N/A | #N/A | #N/A | #N/A | #N/A | #N/A | #N/A | #N/A | #N/A | #N/A | #N/A | #N/A | #N/A | #N/A | #N/A | #N/A
[7 empty] | 3 | 17 | 1823 | 23 | 2020-03-17 | Sunday | 7 | No | #N/A | #N/A | #N/A | #N/A | #N/A | #N/A | #N/A | #N/A | #N/A | #N/A | #N/A | #N/A | #N/A | #N/A | #N/A | #N/A | #N/A | #N/A | #N/A | #N/A | #N/A | #N/A | #N/A | #N/A | #N/A | #N/A | #N/A | #N/A | #N/A | #N/A | #N/A | #N/A | #N/A | #N/A | #N/A | #N/A
[7 empty] | 3 | 17 | 1824 | 24 | 2020-03-17 | Sunday | 7 | No | #N/A | #N/A | #N/A | #N/A | #N/A | #N/A | #N/A | #N/A | #N/A | #N/A | #N/A | #N/A | #N/A | #N/A | #N/A | #N/A | #N/A | #N/A | #N/A | #N/A | #N/A | #N/A | #N/A | #N/A | #N/A | #N/A | #N/A | #N/A | #N/A | #N/A | #N/A | #N/A | #N/A | #N/A | #N/A | #N/A
[7 empty] | 3 | 18 | 1825 | 1 | 2020-03-18 | Monday | 1 | No | #N/A | #N/A | #N/A | #N/A | #N/A | #N/A | #N/A | #N/A | #N/A | #N/A | #N/A | #N/A | #N/A | #N/A | #N/A | #N/A | #N/A | #N/A | #N/A | #N/A | #N/A | #N/A | #N/A | #N/A | #N/A | #N/A | #N/A | #N/A | #N/A | #N/A | #N/A | #N/A | #N/A | #N/A | #N/A | #N/A
[7 empty] | 3 | 18 | 1826 | 2 | 2020-03-18 | Monday | 1 | No | #N/A | #N/A | #N/A | #N/A | #N/A | #N/A | #N/A | #N/A | #N/A | #N/A | #N/A | #N/A | #N/A | #N/A | #N/A | #N/A | #N/A | #N/A | #N/A | #N/A | #N/A | #N/A | #N/A | #N/A | #N/A | #N/A | #N/A | #N/A | #N/A | #N/A | #N/A | #N/A | #N/A | #N/A | #N/A | #N/A
[7 empty] | 3 | 18 | 1827 | 3 | 2020-03-18 | Monday | 1 | No | #N/A | #N/A | #N/A | #N/A | #N/A | #N/A | #N/A | #N/A | #N/A | #N/A | #N/A | #N/A | #N/A | #N/A | #N/A | #N/A | #N/A | #N/A | #N/A | #N/A | #N/A | #N/A | #N/A | #N/A | #N/A | #N/A | #N/A | #N/A | #N/A | #N/A | #N/A | #N/A | #N/A | #N/A | #N/A | #N/A
[7 empty] | 3 | 18 | 1828 | 4 | 2020-03-18 | Monday | 1 | No | #N/A | #N/A | #N/A | #N/A | #N/A | #N/A | #N/A | #N/A | #N/A | #N/A | #N/A | #N/A | #N/A | #N/A | #N/A | #N/A | #N/A | #N/A | #N/A | #N/A | #N/A | #N/A | #N/A | #N/A | #N/A | #N/A | #N/A | #N/A | #N/A | #N/A | #N/A | #N/A | #N/A | #N/A | #N/A | #N/A
[7 empty] | 3 | 18 | 1829 | 5 | 2020-03-18 | Monday | 1 | No | #N/A | #N/A | #N/A | #N/A | #N/A | #N/A | #N/A | #N/A | #N/A | #N/A | #N/A | #N/A | #N/A | #N/A | #N/A | #N/A | #N/A | #N/A | #N/A | #N/A | #N/A | #N/A | #N/A | #N/A | #N/A | #N/A | #N/A | #N/A | #N/A | #N/A | #N/A | #N/A | #N/A | #N/A | #N/A | #N/A
[7 empty] | 3 | 18 | 1830 | 6 | 2020-03-18 | Monday | 1 | No | #N/A | #N/A | #N/A | #N/A | #N/A | #N/A | #N/A | #N/A | #N/A | #N/A | #N/A | #N/A | #N/A | #N/A | #N/A | #N/A | #N/A | #N/A | #N/A | #N/A | #N/A | #N/A | #N/A | #N/A | #N/A | #N/A | #N/A | #N/A | #N/A | #N/A | #N/A | #N/A | #N/A | #N/A | #N/A | #N/A
[7 empty] | 3 | 18 | 1831 | 7 | 2020-03-18 | Monday | 1 | No | #N/A | #N/A | #N/A | #N/A | #N/A | #N/A | #N/A | #N/A | #N/A | #N/A | #N/A | #N/A | #N/A | #N/A | #N/A | #N/A | #N/A | #N/A | #N/A | #N/A | #N/A | #N/A | #N/A | #N/A | #N/A | #N/A | #N/A | #N/A | #N/A | #N/A | #N/A | #N/A | #N/A | #N/A | #N/A | #N/A
[7 empty] | 3 | 18 | 1832 | 8 | 2020-03-18 | Monday | 1 | No | #N/A | #N/A | #N/A | #N/A | #N/A | #N/A | #N/A | #N/A | #N/A | #N/A | #N/A | #N/A | #N/A | #N/A | #N/A | #N/A | #N/A | #N/A | #N/A | #N/A | #N/A | #N/A | #N/A | #N/A | #N/A | #N/A | #N/A | #N/A | #N/A | #N/A | #N/A | #N/A | #N/A | #N/A | #N/A | #N/A
[7 empty] | 3 | 18 | 1833 | 9 | 2020-03-18 | Monday | 1 | No | #N/A | #N/A | #N/A | #N/A | #N/A | #N/A | #N/A | #N/A | #N/A | #N/A | #N/A | #N/A | #N/A | #N/A | #N/A | #N/A | #N/A | #N/A | #N/A | #N/A | #N/A | #N/A | #N/A | #N/A | #N/A | #N/A | #N/A | #N/A | #N/A | #N/A | #N/A | #N/A | #N/A | #N/A | #N/A | #N/A
[7 empty] | 3 | 18 | 1834 | 10 | 2020-03-18 | Monday | 1 | No | #N/A | #N/A | #N/A | #N/A | #N/A | #N/A | #N/A | #N/A | #N/A | #N/A | #N/A | #N/A | #N/A | #N/A | #N/A | #N/A | #N/A | #N/A | #N/A | #N/A | #N/A | #N/A | #N/A | #N/A | #N/A | #N/A | #N/A | #N/A | #N/A | #N/A | #N/A | #N/A | #N/A | #N/A | #N/A | #N/A
[7 empty] | 3 | 18 | 1835 | 11 | 2020-03-18 | Monday | 1 | No | #N/A | #N/A | #N/A | #N/A | #N/A | #N/A | #N/A | #N/A | #N/A | #N/A | #N/A | #N/A | #N/A | #N/A | #N/A | #N/A | #N/A | #N/A | #N/A | #N/A | #N/A | #N/A | #N/A | #N/A | #N/A | #N/A | #N/A | #N/A | #N/A | #N/A | #N/A | #N/A | #N/A | #N/A | #N/A | #N/A
[7 empty] | 3 | 18 | 1836 | 12 | 2020-03-18 | Monday | 1 | No | #N/A | #N/A | #N/A | #N/A | #N/A | #N/A | #N/A | #N/A | #N/A | #N/A | #N/A | #N/A | #N/A | #N/A | #N/A | #N/A | #N/A | #N/A | #N/A | #N/A | #N/A | #N/A | #N/A | #N/A | #N/A | #N/A | #N/A | #N/A | #N/A | #N/A | #N/A | #N/A | #N/A | #N/A | #N/A | #N/A
[7 empty] | 3 | 18 | 1837 | 13 | 2020-03-18 | Monday | 1 | No | #N/A | #N/A | #N/A | #N/A | #N/A | #N/A | #N/A | #N/A | #N/A | #N/A | #N/A | #N/A | #N/A | #N/A | #N/A | #N/A | #N/A | #N/A | #N/A | #N/A | #N/A | #N/A | #N/A | #N/A | #N/A | #N/A | #N/A | #N/A | #N/A | #N/A | #N/A | #N/A | #N/A | #N/A | #N/A | #N/A
[7 empty] | 3 | 18 | 1838 | 14 | 2020-03-18 | Monday | 1 | No | #N/A | #N/A | #N/A | #N/A | #N/A | #N/A | #N/A | #N/A | #N/A | #N/A | #N/A | #N/A | #N/A | #N/A | #N/A | #N/A | #N/A | #N/A | #N/A | #N/A | #N/A | #N/A | #N/A | #N/A | #N/A | #N/A | #N/A | #N/A | #N/A | #N/A | #N/A | #N/A | #N/A | #N/A | #N/A | #N/A
[7 empty] | 3 | 18 | 1839 | 15 | 2020-03-18 | Monday | 1 | No | #N/A | #N/A | #N/A | #N/A | #N/A | #N/A | #N/A | #N/A | #N/A | #N/A | #N/A | #N/A | #N/A | #N/A | #N/A | #N/A | #N/A | #N/A | #N/A | #N/A | #N/A | #N/A | #N/A | #N/A | #N/A | #N/A | #N/A | #N/A | #N/A | #N/A | #N/A | #N/A | #N/A | #N/A | #N/A | #N/A
[7 empty] | 3 | 18 | 1840 | 16 | 2020-03-18 | Monday | 1 | No | #N/A | #N/A | #N/A | #N/A | #N/A | #N/A | #N/A | #N/A | #N/A | #N/A | #N/A | #N/A | #N/A | #N/A | #N/A | #N/A | #N/A | #N/A | #N/A | #N/A | #N/A | #N/A | #N/A | #N/A | #N/A | #N/A | #N/A | #N/A | #N/A | #N/A | #N/A | #N/A | #N/A | #N/A | #N/A | #N/A
[7 empty] | 3 | 18 | 1841 | 17 | 2020-03-18 | Monday | 1 | No | #N/A | #N/A | #N/A | #N/A | #N/A | #N/A | #N/A | #N/A | #N/A | #N/A | #N/A | #N/A | #N/A | #N/A | #N/A | #N/A | #N/A | #N/A | #N/A | #N/A | #N/A | #N/A | #N/A | #N/A | #N/A | #N/A | #N/A | #N/A | #N/A | #N/A | #N/A | #N/A | #N/A | #N/A | #N/A | #N/A
[7 empty] | 3 | 18 | 1842 | 18 | 2020-03-18 | Monday | 1 | No | #N/A | #N/A | #N/A | #N/A | #N/A | #N/A | #N/A | #N/A | #N/A | #N/A | #N/A | #N/A | #N/A | #N/A | #N/A | #N/A | #N/A | #N/A | #N/A | #N/A | #N/A | #N/A | #N/A | #N/A | #N/A | #N/A | #N/A | #N/A | #N/A | #N/A | #N/A | #N/A | #N/A | #N/A | #N/A | #N/A
[7 empty] | 3 | 18 | 1843 | 19 | 2020-03-18 | Monday | 1 | No | #N/A | #N/A | #N/A | #N/A | #N/A | #N/A | #N/A | #N/A | #N/A | #N/A | #N/A | #N/A | #N/A | #N/A | #N/A | #N/A | #N/A | #N/A | #N/A | #N/A | #N/A | #N/A | #N/A | #N/A | #N/A | #N/A | #N/A | #N/A | #N/A | #N/A | #N/A | #N/A | #N/A | #N/A | #N/A | #N/A
[7 empty] | 3 | 18 | 1844 | 20 | 2020-03-18 | Monday | 1 | No | #N/A | #N/A | #N/A | #N/A | #N/A | #N/A | #N/A | #N/A | #N/A | #N/A | #N/A | #N/A | #N/A | #N/A | #N/A | #N/A | #N/A | #N/A | #N/A | #N/A | #N/A | #N/A | #N/A | #N/A | #N/A | #N/A | #N/A | #N/A | #N/A | #N/A | #N/A | #N/A | #N/A | #N/A | #N/A | #N/A
[7 empty] | 3 | 18 | 1845 | 21 | 2020-03-18 | Monday | 1 | No | #N/A | #N/A | #N/A | #N/A | #N/A | #N/A | #N/A | #N/A | #N/A | #N/A | #N/A | #N/A | #N/A | #N/A | #N/A | #N/A | #N/A | #N/A | #N/A | #N/A | #N/A | #N/A | #N/A | #N/A | #N/A | #N/A | #N/A | #N/A | #N/A | #N/A | #N/A | #N/A | #N/A | #N/A | #N/A | #N/A
[7 empty] | 3 | 18 | 1846 | 22 | 2020-03-18 | Monday | 1 | No | #N/A | #N/A | #N/A | #N/A | #N/A | #N/A | #N/A | #N/A | #N/A | #N/A | #N/A | #N/A | #N/A | #N/A | #N/A | #N/A | #N/A | #N/A | #N/A | #N/A | #N/A | #N/A | #N/A | #N/A | #N/A | #N/A | #N/A | #N/A | #N/A | #N/A | #N/A | #N/A | #N/A | #N/A | #N/A | #N/A
[7 empty] | 3 | 18 | 1847 | 23 | 2020-03-18 | Monday | 1 | No | #N/A | #N/A | #N/A | #N/A | #N/A | #N/A | #N/A | #N/A | #N/A | #N/A | #N/A | #N/A | #N/A | #N/A | #N/A | #N/A | #N/A | #N/A | #N/A | #N/A | #N/A | #N/A | #N/A | #N/A | #N/A | #N/A | #N/A | #N/A | #N/A | #N/A | #N/A | #N/A | #N/A | #N/A | #N/A | #N/A
[7 empty] | 3 | 18 | 1848 | 24 | 2020-03-18 | Monday | 1 | No | #N/A | #N/A | #N/A | #N/A | #N/A | #N/A | #N/A | #N/A | #N/A | #N/A | #N/A | #N/A | #N/A | #N/A | #N/A | #N/A | #N/A | #N/A | #N/A | #N/A | #N/A | #N/A | #N/A | #N/A | #N/A | #N/A | #N/A | #N/A | #N/A | #N/A | #N/A | #N/A | #N/A | #N/A | #N/A | #N/A
[7 empty] | 3 | 19 | 1849 | 1 | 2020-03-19 | Tuesday | 2 | No | #N/A | #N/A | #N/A | #N/A | #N/A | #N/A | #N/A | #N/A | #N/A | #N/A | #N/A | #N/A | #N/A | #N/A | #N/A | #N/A | #N/A | #N/A | #N/A | #N/A | #N/A | #N/A | #N/A | #N/A | #N/A | #N/A | #N/A | #N/A | #N/A | #N/A | #N/A | #N/A | #N/A | #N/A | #N/A | #N/A
[7 empty] | 3 | 19 | 1850 | 2 | 2020-03-19 | Tuesday | 2 | No | #N/A | #N/A | #N/A | #N/A | #N/A | #N/A | #N/A | #N/A | #N/A | #N/A | #N/A | #N/A | #N/A | #N/A | #N/A | #N/A | #N/A | #N/A | #N/A | #N/A | #N/A | #N/A | #N/A | #N/A | #N/A | #N/A | #N/A | #N/A | #N/A | #N/A | #N/A | #N/A | #N/A | #N/A | #N/A | #N/A
[7 empty] | 3 | 19 | 1851 | 3 | 2020-03-19 | Tuesday | 2 | No | #N/A | #N/A | #N/A | #N/A | #N/A | #N/A | #N/A | #N/A | #N/A | #N/A | #N/A | #N/A | #N/A | #N/A | #N/A | #N/A | #N/A | #N/A | #N/A | #N/A | #N/A | #N/A | #N/A | #N/A | #N/A | #N/A | #N/A | #N/A | #N/A | #N/A | #N/A | #N/A | #N/A | #N/A | #N/A | #N/A
[7 empty] | 3 | 19 | 1852 | 4 | 2020-03-19 | Tuesday | 2 | No | #N/A | #N/A | #N/A | #N/A | #N/A | #N/A | #N/A | #N/A | #N/A | #N/A | #N/A | #N/A | #N/A | #N/A | #N/A | #N/A | #N/A | #N/A | #N/A | #N/A | #N/A | #N/A | #N/A | #N/A | #N/A | #N/A | #N/A | #N/A | #N/A | #N/A | #N/A | #N/A | #N/A | #N/A | #N/A | #N/A
[7 empty] | 3 | 19 | 1853 | 5 | 2020-03-19 | Tuesday | 2 | No | #N/A | #N/A | #N/A | #N/A | #N/A | #N/A | #N/A | #N/A | #N/A | #N/A | #N/A | #N/A | #N/A | #N/A | #N/A | #N/A | #N/A | #N/A | #N/A | #N/A | #N/A | #N/A | #N/A | #N/A | #N/A | #N/A | #N/A | #N/A | #N/A | #N/A | #N/A | #N/A | #N/A | #N/A | #N/A | #N/A
[7 empty] | 3 | 19 | 1854 | 6 | 2020-03-19 | Tuesday | 2 | No | #N/A | #N/A | #N/A | #N/A | #N/A | #N/A | #N/A | #N/A | #N/A | #N/A | #N/A | #N/A | #N/A | #N/A | #N/A | #N/A | #N/A | #N/A | #N/A | #N/A | #N/A | #N/A | #N/A | #N/A | #N/A | #N/A | #N/A | #N/A | #N/A | #N/A | #N/A | #N/A | #N/A | #N/A | #N/A | #N/A
[7 empty] | 3 | 19 | 1855 | 7 | 2020-03-19 | Tuesday | 2 | No | #N/A | #N/A | #N/A | #N/A | #N/A | #N/A | #N/A | #N/A | #N/A | #N/A | #N/A | #N/A | #N/A | #N/A | #N/A | #N/A | #N/A | #N/A | #N/A | #N/A | #N/A | #N/A | #N/A | #N/A | #N/A | #N/A | #N/A | #N/A | #N/A | #N/A | #N/A | #N/A | #N/A | #N/A | #N/A | #N/A
[7 empty] | 3 | 19 | 1856 | 8 | 2020-03-19 | Tuesday | 2 | No | #N/A | #N/A | #N/A | #N/A | #N/A | #N/A | #N/A | #N/A | #N/A | #N/A | #N/A | #N/A | #N/A | #N/A | #N/A | #N/A | #N/A | #N/A | #N/A | #N/A | #N/A | #N/A | #N/A | #N/A | #N/A | #N/A | #N/A | #N/A | #N/A | #N/A | #N/A | #N/A | #N/A | #N/A | #N/A | #N/A
[7 empty] | 3 | 19 | 1857 | 9 | 2020-03-19 | Tuesday | 2 | No | #N/A | #N/A | #N/A | #N/A | #N/A | #N/A | #N/A | #N/A | #N/A | #N/A | #N/A | #N/A | #N/A | #N/A | #N/A | #N/A | #N/A | #N/A | #N/A | #N/A | #N/A | #N/A | #N/A | #N/A | #N/A | #N/A | #N/A | #N/A | #N/A | #N/A | #N/A | #N/A | #N/A | #N/A | #N/A | #N/A
[7 empty] | 3 | 19 | 1858 | 10 | 2020-03-19 | Tuesday | 2 | No | #N/A | #N/A | #N/A | #N/A | #N/A | #N/A | #N/A | #N/A | #N/A | #N/A | #N/A | #N/A | #N/A | #N/A | #N/A | #N/A | #N/A | #N/A | #N/A | #N/A | #N/A | #N/A | #N/A | #N/A | #N/A | #N/A | #N/A | #N/A | #N/A | #N/A | #N/A | #N/A | #N/A | #N/A | #N/A | #N/A
[7 empty] | 3 | 19 | 1859 | 11 | 2020-03-19 | Tuesday | 2 | No | #N/A | #N/A | #N/A | #N/A | #N/A | #N/A | #N/A | #N/A | #N/A | #N/A | #N/A | #N/A | #N/A | #N/A | #N/A | #N/A | #N/A | #N/A | #N/A | #N/A | #N/A | #N/A | #N/A | #N/A | #N/A | #N/A | #N/A | #N/A | #N/A | #N/A | #N/A | #N/A | #N/A | #N/A | #N/A | #N/A
[7 empty] | 3 | 19 | 1860 | 12 | 2020-03-19 | Tuesday | 2 | No | #N/A | #N/A | #N/A | #N/A | #N/A | #N/A | #N/A | #N/A | #N/A | #N/A | #N/A | #N/A | #N/A | #N/A | #N/A | #N/A | #N/A | #N/A | #N/A | #N/A | #N/A | #N/A | #N/A | #N/A | #N/A | #N/A | #N/A | #N/A | #N/A | #N/A | #N/A | #N/A | #N/A | #N/A | #N/A | #N/A
[7 empty] | 3 | 19 | 1861 | 13 | 2020-03-19 | Tuesday | 2 | No | #N/A | #N/A | #N/A | #N/A | #N/A | #N/A | #N/A | #N/A | #N/A | #N/A | #N/A | #N/A | #N/A | #N/A | #N/A | #N/A | #N/A | #N/A | #N/A | #N/A | #N/A | #N/A | #N/A | #N/A | #N/A | #N/A | #N/A | #N/A | #N/A | #N/A | #N/A | #N/A | #N/A | #N/A | #N/A | #N/A
[7 empty] | 3 | 19 | 1862 | 14 | 2020-03-19 | Tuesday | 2 | No | #N/A | #N/A | #N/A | #N/A | #N/A | #N/A | #N/A | #N/A | #N/A | #N/A | #N/A | #N/A | #N/A | #N/A | #N/A | #N/A | #N/A | #N/A | #N/A | #N/A | #N/A | #N/A | #N/A | #N/A | #N/A | #N/A | #N/A | #N/A | #N/A | #N/A | #N/A | #N/A | #N/A | #N/A | #N/A | #N/A
[7 empty] | 3 | 19 | 1863 | 15 | 2020-03-19 | Tuesday | 2 | No | #N/A | #N/A | #N/A | #N/A | #N/A | #N/A | #N/A | #N/A | #N/A | #N/A | #N/A | #N/A | #N/A | #N/A | #N/A | #N/A | #N/A | #N/A | #N/A | #N/A | #N/A | #N/A | #N/A | #N/A | #N/A | #N/A | #N/A | #N/A | #N/A | #N/A | #N/A | #N/A | #N/A | #N/A | #N/A | #N/A
[7 empty] | 3 | 19 | 1864 | 16 | 2020-03-19 | Tuesday | 2 | No | #N/A | #N/A | #N/A | #N/A | #N/A | #N/A | #N/A | #N/A | #N/A | #N/A | #N/A | #N/A | #N/A | #N/A | #N/A | #N/A | #N/A | #N/A | #N/A | #N/A | #N/A | #N/A | #N/A | #N/A | #N/A | #N/A | #N/A | #N/A | #N/A | #N/A | #N/A | #N/A | #N/A | #N/A | #N/A | #N/A
[7 empty] | 3 | 19 | 1865 | 17 | 2020-03-19 | Tuesday | 2 | No | #N/A | #N/A | #N/A | #N/A | #N/A | #N/A | #N/A | #N/A | #N/A | #N/A | #N/A | #N/A | #N/A | #N/A | #N/A | #N/A | #N/A | #N/A | #N/A | #N/A | #N/A | #N/A | #N/A | #N/A | #N/A | #N/A | #N/A | #N/A | #N/A | #N/A | #N/A | #N/A | #N/A | #N/A | #N/A | #N/A
[7 empty] | 3 | 19 | 1866 | 18 | 2020-03-19 | Tuesday | 2 | No | #N/A | #N/A | #N/A | #N/A | #N/A | #N/A | #N/A | #N/A | #N/A | #N/A | #N/A | #N/A | #N/A | #N/A | #N/A | #N/A | #N/A | #N/A | #N/A | #N/A | #N/A | #N/A | #N/A | #N/A | #N/A | #N/A | #N/A | #N/A | #N/A | #N/A | #N/A | #N/A | #N/A | #N/A | #N/A | #N/A
[7 empty] | 3 | 19 | 1867 | 19 | 2020-03-19 | Tuesday | 2 | No | #N/A | #N/A | #N/A | #N/A | #N/A | #N/A | #N/A | #N/A | #N/A | #N/A | #N/A | #N/A | #N/A | #N/A | #N/A | #N/A | #N/A | #N/A | #N/A | #N/A | #N/A | #N/A | #N/A | #N/A | #N/A | #N/A | #N/A | #N/A | #N/A | #N/A | #N/A | #N/A | #N/A | #N/A | #N/A | #N/A
[7 empty] | 3 | 19 | 1868 | 20 | 2020-03-19 | Tuesday | 2 | No | #N/A | #N/A | #N/A | #N/A | #N/A | #N/A | #N/A | #N/A | #N/A | #N/A | #N/A | #N/A | #N/A | #N/A | #N/A | #N/A | #N/A | #N/A | #N/A | #N/A | #N/A | #N/A | #N/A | #N/A | #N/A | #N/A | #N/A | #N/A | #N/A | #N/A | #N/A | #N/A | #N/A | #N/A | #N/A | #N/A
[7 empty] | 3 | 19 | 1869 | 21 | 2020-03-19 | Tuesday | 2 | No | #N/A | #N/A | #N/A | #N/A | #N/A | #N/A | #N/A | #N/A | #N/A | #N/A | #N/A | #N/A | #N/A | #N/A | #N/A | #N/A | #N/A | #N/A | #N/A | #N/A | #N/A | #N/A | #N/A | #N/A | #N/A | #N/A | #N/A | #N/A | #N/A | #N/A | #N/A | #N/A | #N/A | #N/A | #N/A | #N/A
[7 empty] | 3 | 19 | 1870 | 22 | 2020-03-19 | Tuesday | 2 | No | #N/A | #N/A | #N/A | #N/A | #N/A | #N/A | #N/A | #N/A | #N/A | #N/A | #N/A | #N/A | #N/A | #N/A | #N/A | #N/A | #N/A | #N/A | #N/A | #N/A | #N/A | #N/A | #N/A | #N/A | #N/A | #N/A | #N/A | #N/A | #N/A | #N/A | #N/A | #N/A | #N/A | #N/A | #N/A | #N/A
[7 empty] | 3 | 19 | 1871 | 23 | 2020-03-19 | Tuesday | 2 | No | #N/A | #N/A | #N/A | #N/A | #N/A | #N/A | #N/A | #N/A | #N/A | #N/A | #N/A | #N/A | #N/A | #N/A | #N/A | #N/A | #N/A | #N/A | #N/A | #N/A | #N/A | #N/A | #N/A | #N/A | #N/A | #N/A | #N/A | #N/A | #N/A | #N/A | #N/A | #N/A | #N/A | #N/A | #N/A | #N/A
[7 empty] | 3 | 19 | 1872 | 24 | 2020-03-19 | Tuesday | 2 | No | #N/A | #N/A | #N/A | #N/A | #N/A | #N/A | #N/A | #N/A | #N/A | #N/A | #N/A | #N/A | #N/A | #N/A | #N/A | #N/A | #N/A | #N/A | #N/A | #N/A | #N/A | #N/A | #N/A | #N/A | #N/A | #N/A | #N/A | #N/A | #N/A | #N/A | #N/A | #N/A | #N/A | #N/A | #N/A | #N/A
[7 empty] | 3 | 20 | 1873 | 1 | 2020-03-20 | Wednesday | 3 | No | #N/A | #N/A | #N/A | #N/A | #N/A | #N/A | #N/A | #N/A | #N/A | #N/A | #N/A | #N/A | #N/A | #N/A | #N/A | #N/A | #N/A | #N/A | #N/A | #N/A | #N/A | #N/A | #N/A | #N/A | #N/A | #N/A | #N/A | #N/A | #N/A | #N/A | #N/A | #N/A | #N/A | #N/A | #N/A | #N/A
[7 empty] | 3 | 20 | 1874 | 2 | 2020-03-20 | Wednesday | 3 | No | #N/A | #N/A | #N/A | #N/A | #N/A | #N/A | #N/A | #N/A | #N/A | #N/A | #N/A | #N/A | #N/A | #N/A | #N/A | #N/A | #N/A | #N/A | #N/A | #N/A | #N/A | #N/A | #N/A | #N/A | #N/A | #N/A | #N/A | #N/A | #N/A | #N/A | #N/A | #N/A | #N/A | #N/A | #N/A | #N/A
[7 empty] | 3 | 20 | 1875 | 3 | 2020-03-20 | Wednesday | 3 | No | #N/A | #N/A | #N/A | #N/A | #N/A | #N/A | #N/A | #N/A | #N/A | #N/A | #N/A | #N/A | #N/A | #N/A | #N/A | #N/A | #N/A | #N/A | #N/A | #N/A | #N/A | #N/A | #N/A | #N/A | #N/A | #N/A | #N/A | #N/A | #N/A | #N/A | #N/A | #N/A | #N/A | #N/A | #N/A | #N/A
[7 empty] | 3 | 20 | 1876 | 4 | 2020-03-20 | Wednesday | 3 | No | #N/A | #N/A | #N/A | #N/A | #N/A | #N/A | #N/A | #N/A | #N/A | #N/A | #N/A | #N/A | #N/A | #N/A | #N/A | #N/A | #N/A | #N/A | #N/A | #N/A | #N/A | #N/A | #N/A | #N/A | #N/A | #N/A | #N/A | #N/A | #N/A | #N/A | #N/A | #N/A | #N/A | #N/A | #N/A | #N/A
[7 empty] | 3 | 20 | 1877 | 5 | 2020-03-20 | Wednesday | 3 | No | #N/A | #N/A | #N/A | #N/A | #N/A | #N/A | #N/A | #N/A | #N/A | #N/A | #N/A | #N/A | #N/A | #N/A | #N/A | #N/A | #N/A | #N/A | #N/A | #N/A | #N/A | #N/A | #N/A | #N/A | #N/A | #N/A | #N/A | #N/A | #N/A | #N/A | #N/A | #N/A | #N/A | #N/A | #N/A | #N/A
[7 empty] | 3 | 20 | 1878 | 6 | 2020-03-20 | Wednesday | 3 | No | #N/A | #N/A | #N/A | #N/A | #N/A | #N/A | #N/A | #N/A | #N/A | #N/A | #N/A | #N/A | #N/A | #N/A | #N/A | #N/A | #N/A | #N/A | #N/A | #N/A | #N/A | #N/A | #N/A | #N/A | #N/A | #N/A | #N/A | #N/A | #N/A | #N/A | #N/A | #N/A | #N/A | #N/A | #N/A | #N/A
[7 empty] | 3 | 20 | 1879 | 7 | 2020-03-20 | Wednesday | 3 | No | #N/A | #N/A | #N/A | #N/A | #N/A | #N/A | #N/A | #N/A | #N/A | #N/A | #N/A | #N/A | #N/A | #N/A | #N/A | #N/A | #N/A | #N/A | #N/A | #N/A | #N/A | #N/A | #N/A | #N/A | #N/A | #N/A | #N/A | #N/A | #N/A | #N/A | #N/A | #N/A | #N/A | #N/A | #N/A | #N/A
[7 empty] | 3 | 20 | 1880 | 8 | 2020-03-20 | Wednesday | 3 | No | #N/A | #N/A | #N/A | #N/A | #N/A | #N/A | #N/A | #N/A | #N/A | #N/A | #N/A | #N/A | #N/A | #N/A | #N/A | #N/A | #N/A | #N/A | #N/A | #N/A | #N/A | #N/A | #N/A | #N/A | #N/A | #N/A | #N/A | #N/A | #N/A | #N/A | #N/A | #N/A | #N/A | #N/A | #N/A | #N/A
[7 empty] | 3 | 20 | 1881 | 9 | 2020-03-20 | Wednesday | 3 | No | #N/A | #N/A | #N/A | #N/A | #N/A | #N/A | #N/A | #N/A | #N/A | #N/A | #N/A | #N/A | #N/A | #N/A | #N/A | #N/A | #N/A | #N/A | #N/A | #N/A | #N/A | #N/A | #N/A | #N/A | #N/A | #N/A | #N/A | #N/A | #N/A | #N/A | #N/A | #N/A | #N/A | #N/A | #N/A | #N/A
[7 empty] | 3 | 20 | 1882 | 10 | 2020-03-20 | Wednesday | 3 | No | #N/A | #N/A | #N/A | #N/A | #N/A | #N/A | #N/A | #N/A | #N/A | #N/A | #N/A | #N/A | #N/A | #N/A | #N/A | #N/A | #N/A | #N/A | #N/A | #N/A | #N/A | #N/A | #N/A | #N/A | #N/A | #N/A | #N/A | #N/A | #N/A | #N/A | #N/A | #N/A | #N/A | #N/A | #N/A | #N/A
[7 empty] | 3 | 20 | 1883 | 11 | 2020-03-20 | Wednesday | 3 | No | #N/A | #N/A | #N/A | #N/A | #N/A | #N/A | #N/A | #N/A | #N/A | #N/A | #N/A | #N/A | #N/A | #N/A | #N/A | #N/A | #N/A | #N/A | #N/A | #N/A | #N/A | #N/A | #N/A | #N/A | #N/A | #N/A | #N/A | #N/A | #N/A | #N/A | #N/A | #N/A | #N/A | #N/A | #N/A | #N/A
[7 empty] | 3 | 20 | 1884 | 12 | 2020-03-20 | Wednesday | 3 | No | #N/A | #N/A | #N/A | #N/A | #N/A | #N/A | #N/A | #N/A | #N/A | #N/A | #N/A | #N/A | #N/A | #N/A | #N/A | #N/A | #N/A | #N/A | #N/A | #N/A | #N/A | #N/A | #N/A | #N/A | #N/A | #N/A | #N/A | #N/A | #N/A | #N/A | #N/A | #N/A | #N/A | #N/A | #N/A | #N/A
[7 empty] | 3 | 20 | 1885 | 13 | 2020-03-20 | Wednesday | 3 | No | #N/A | #N/A | #N/A | #N/A | #N/A | #N/A | #N/A | #N/A | #N/A | #N/A | #N/A | #N/A | #N/A | #N/A | #N/A | #N/A | #N/A | #N/A | #N/A | #N/A | #N/A | #N/A | #N/A | #N/A | #N/A | #N/A | #N/A | #N/A | #N/A | #N/A | #N/A | #N/A | #N/A | #N/A | #N/A | #N/A
[7 empty] | 3 | 20 | 1886 | 14 | 2020-03-20 | Wednesday | 3 | No | #N/A | #N/A | #N/A | #N/A | #N/A | #N/A | #N/A | #N/A | #N/A | #N/A | #N/A | #N/A | #N/A | #N/A | #N/A | #N/A | #N/A | #N/A | #N/A | #N/A | #N/A | #N/A | #N/A | #N/A | #N/A | #N/A | #N/A | #N/A | #N/A | #N/A | #N/A | #N/A | #N/A | #N/A | #N/A | #N/A
[7 empty] | 3 | 20 | 1887 | 15 | 2020-03-20 | Wednesday | 3 | No | #N/A | #N/A | #N/A | #N/A | #N/A | #N/A | #N/A | #N/A | #N/A | #N/A | #N/A | #N/A | #N/A | #N/A | #N/A | #N/A | #N/A | #N/A | #N/A | #N/A | #N/A | #N/A | #N/A | #N/A | #N/A | #N/A | #N/A | #N/A | #N/A | #N/A | #N/A | #N/A | #N/A | #N/A | #N/A | #N/A
[7 empty] | 3 | 20 | 1888 | 16 | 2020-03-20 | Wednesday | 3 | No | #N/A | #N/A | #N/A | #N/A | #N/A | #N/A | #N/A | #N/A | #N/A | #N/A | #N/A | #N/A | #N/A | #N/A | #N/A | #N/A | #N/A | #N/A | #N/A | #N/A | #N/A | #N/A | #N/A | #N/A | #N/A | #N/A | #N/A | #N/A | #N/A | #N/A | #N/A | #N/A | #N/A | #N/A | #N/A | #N/A
[7 empty] | 3 | 20 | 1889 | 17 | 2020-03-20 | Wednesday | 3 | No | #N/A | #N/A | #N/A | #N/A | #N/A | #N/A | #N/A | #N/A | #N/A | #N/A | #N/A | #N/A | #N/A | #N/A | #N/A | #N/A | #N/A | #N/A | #N/A | #N/A | #N/A | #N/A | #N/A | #N/A | #N/A | #N/A | #N/A | #N/A | #N/A | #N/A | #N/A | #N/A | #N/A | #N/A | #N/A | #N/A
[7 empty] | 3 | 20 | 1890 | 18 | 2020-03-20 | Wednesday | 3 | No | #N/A | #N/A | #N/A | #N/A | #N/A | #N/A | #N/A | #N/A | #N/A | #N/A | #N/A | #N/A | #N/A | #N/A | #N/A | #N/A | #N/A | #N/A | #N/A | #N/A | #N/A | #N/A | #N/A | #N/A | #N/A | #N/A | #N/A | #N/A | #N/A | #N/A | #N/A | #N/A | #N/A | #N/A | #N/A | #N/A
[7 empty] | 3 | 20 | 1891 | 19 | 2020-03-20 | Wednesday | 3 | No | #N/A | #N/A | #N/A | #N/A | #N/A | #N/A | #N/A | #N/A | #N/A | #N/A | #N/A | #N/A | #N/A | #N/A | #N/A | #N/A | #N/A | #N/A | #N/A | #N/A | #N/A | #N/A | #N/A | #N/A | #N/A | #N/A | #N/A | #N/A | #N/A | #N/A | #N/A | #N/A | #N/A | #N/A | #N/A | #N/A
[7 empty] | 3 | 20 | 1892 | 20 | 2020-03-20 | Wednesday | 3 | No | #N/A | #N/A | #N/A | #N/A | #N/A | #N/A | #N/A | #N/A | #N/A | #N/A | #N/A | #N/A | #N/A | #N/A | #N/A | #N/A | #N/A | #N/A | #N/A | #N/A | #N/A | #N/A | #N/A | #N/A | #N/A | #N/A | #N/A | #N/A | #N/A | #N/A | #N/A | #N/A | #N/A | #N/A | #N/A | #N/A
[7 empty] | 3 | 20 | 1893 | 21 | 2020-03-20 | Wednesday | 3 | No | #N/A | #N/A | #N/A | #N/A | #N/A | #N/A | #N/A | #N/A | #N/A | #N/A | #N/A | #N/A | #N/A | #N/A | #N/A | #N/A | #N/A | #N/A | #N/A | #N/A | #N/A | #N/A | #N/A | #N/A | #N/A | #N/A | #N/A | #N/A | #N/A | #N/A | #N/A | #N/A | #N/A | #N/A | #N/A | #N/A
[7 empty] | 3 | 20 | 1894 | 22 | 2020-03-20 | Wednesday | 3 | No | #N/A | #N/A | #N/A | #N/A | #N/A | #N/A | #N/A | #N/A | #N/A | #N/A | #N/A | #N/A | #N/A | #N/A | #N/A | #N/A | #N/A | #N/A | #N/A | #N/A | #N/A | #N/A | #N/A | #N/A | #N/A | #N/A | #N/A | #N/A | #N/A | #N/A | #N/A | #N/A | #N/A | #N/A | #N/A | #N/A
[7 empty] | 3 | 20 | 1895 | 23 | 2020-03-20 | Wednesday | 3 | No | #N/A | #N/A | #N/A | #N/A | #N/A | #N/A | #N/A | #N/A | #N/A | #N/A | #N/A | #N/A | #N/A | #N/A | #N/A | #N/A | #N/A | #N/A | #N/A | #N/A | #N/A | #N/A | #N/A | #N/A | #N/A | #N/A | #N/A | #N/A | #N/A | #N/A | #N/A | #N/A | #N/A | #N/A | #N/A | #N/A
[7 empty] | 3 | 20 | 1896 | 24 | 2020-03-20 | Wednesday | 3 | No | #N/A | #N/A | #N/A | #N/A | #N/A | #N/A | #N/A | #N/A | #N/A | #N/A | #N/A | #N/A | #N/A | #N/A | #N/A | #N/A | #N/A | #N/A | #N/A | #N/A | #N/A | #N/A | #N/A | #N/A | #N/A | #N/A | #N/A | #N/A | #N/A | #N/A | #N/A | #N/A | #N/A | #N/A | #N/A | #N/A
[7 empty] | 3 | 21 | 1897 | 1 | 2020-03-21 | Thursday | 4 | No | #N/A | #N/A | #N/A | #N/A | #N/A | #N/A | #N/A | #N/A | #N/A | #N/A | #N/A | #N/A | #N/A | #N/A | #N/A | #N/A | #N/A | #N/A | #N/A | #N/A | #N/A | #N/A | #N/A | #N/A | #N/A | #N/A | #N/A | #N/A | #N/A | #N/A | #N/A | #N/A | #N/A | #N/A | #N/A | #N/A
[7 empty] | 3 | 21 | 1898 | 2 | 2020-03-21 | Thursday | 4 | No | #N/A | #N/A | #N/A | #N/A | #N/A | #N/A | #N/A | #N/A | #N/A | #N/A | #N/A | #N/A | #N/A | #N/A | #N/A | #N/A | #N/A | #N/A | #N/A | #N/A | #N/A | #N/A | #N/A | #N/A | #N/A | #N/A | #N/A | #N/A | #N/A | #N/A | #N/A | #N/A | #N/A | #N/A | #N/A | #N/A
[7 empty] | 3 | 21 | 1899 | 3 | 2020-03-21 | Thursday | 4 | No | #N/A | #N/A | #N/A | #N/A | #N/A | #N/A | #N/A | #N/A | #N/A | #N/A | #N/A | #N/A | #N/A | #N/A | #N/A | #N/A | #N/A | #N/A | #N/A | #N/A | #N/A | #N/A | #N/A | #N/A | #N/A | #N/A | #N/A | #N/A | #N/A | #N/A | #N/A | #N/A | #N/A | #N/A | #N/A | #N/A
[7 empty] | 3 | 21 | 1900 | 4 | 2020-03-21 | Thursday | 4 | No | #N/A | #N/A | #N/A | #N/A | #N/A | #N/A | #N/A | #N/A | #N/A | #N/A | #N/A | #N/A | #N/A | #N/A | #N/A | #N/A | #N/A | #N/A | #N/A | #N/A | #N/A | #N/A | #N/A | #N/A | #N/A | #N/A | #N/A | #N/A | #N/A | #N/A | #N/A | #N/A | #N/A | #N/A | #N/A | #N/A
[7 empty] | 3 | 21 | 1901 | 5 | 2020-03-21 | Thursday | 4 | No | #N/A | #N/A | #N/A | #N/A | #N/A | #N/A | #N/A | #N/A | #N/A | #N/A | #N/A | #N/A | #N/A | #N/A | #N/A | #N/A | #N/A | #N/A | #N/A | #N/A | #N/A | #N/A | #N/A | #N/A | #N/A | #N/A | #N/A | #N/A | #N/A | #N/A | #N/A | #N/A | #N/A | #N/A | #N/A | #N/A
[7 empty] | 3 | 21 | 1902 | 6 | 2020-03-21 | Thursday | 4 | No | #N/A | #N/A | #N/A | #N/A | #N/A | #N/A | #N/A | #N/A | #N/A | #N/A | #N/A | #N/A | #N/A | #N/A | #N/A | #N/A | #N/A | #N/A | #N/A | #N/A | #N/A | #N/A | #N/A | #N/A | #N/A | #N/A | #N/A | #N/A | #N/A | #N/A | #N/A | #N/A | #N/A | #N/A | #N/A | #N/A
[7 empty] | 3 | 21 | 1903 | 7 | 2020-03-21 | Thursday | 4 | No | #N/A | #N/A | #N/A | #N/A | #N/A | #N/A | #N/A | #N/A | #N/A | #N/A | #N/A | #N/A | #N/A | #N/A | #N/A | #N/A | #N/A | #N/A | #N/A | #N/A | #N/A | #N/A | #N/A | #N/A | #N/A | #N/A | #N/A | #N/A | #N/A | #N/A | #N/A | #N/A | #N/A | #N/A | #N/A | #N/A
[7 empty] | 3 | 21 | 1904 | 8 | 2020-03-21 | Thursday | 4 | No | #N/A | #N/A | #N/A | #N/A | #N/A | #N/A | #N/A | #N/A | #N/A | #N/A | #N/A | #N/A | #N/A | #N/A | #N/A | #N/A | #N/A | #N/A | #N/A | #N/A | #N/A | #N/A | #N/A | #N/A | #N/A | #N/A | #N/A | #N/A | #N/A | #N/A | #N/A | #N/A | #N/A | #N/A | #N/A | #N/A
[7 empty] | 3 | 21 | 1905 | 9 | 2020-03-21 | Thursday | 4 | No | #N/A | #N/A | #N/A | #N/A | #N/A | #N/A | #N/A | #N/A | #N/A | #N/A | #N/A | #N/A | #N/A | #N/A | #N/A | #N/A | #N/A | #N/A | #N/A | #N/A | #N/A | #N/A | #N/A | #N/A | #N/A | #N/A | #N/A | #N/A | #N/A | #N/A | #N/A | #N/A | #N/A | #N/A | #N/A | #N/A
[7 empty] | 3 | 21 | 1906 | 10 | 2020-03-21 | Thursday | 4 | No | #N/A | #N/A | #N/A | #N/A | #N/A | #N/A | #N/A | #N/A | #N/A | #N/A | #N/A | #N/A | #N/A | #N/A | #N/A | #N/A | #N/A | #N/A | #N/A | #N/A | #N/A | #N/A | #N/A | #N/A | #N/A | #N/A | #N/A | #N/A | #N/A | #N/A | #N/A | #N/A | #N/A | #N/A | #N/A | #N/A
[7 empty] | 3 | 21 | 1907 | 11 | 2020-03-21 | Thursday | 4 | No | #N/A | #N/A | #N/A | #N/A | #N/A | #N/A | #N/A | #N/A | #N/A | #N/A | #N/A | #N/A | #N/A | #N/A | #N/A | #N/A | #N/A | #N/A | #N/A | #N/A | #N/A | #N/A | #N/A | #N/A | #N/A | #N/A | #N/A | #N/A | #N/A | #N/A | #N/A | #N/A | #N/A | #N/A | #N/A | #N/A
[7 empty] | 3 | 21 | 1908 | 12 | 2020-03-21 | Thursday | 4 | No | #N/A | #N/A | #N/A | #N/A | #N/A | #N/A | #N/A | #N/A | #N/A | #N/A | #N/A | #N/A | #N/A | #N/A | #N/A | #N/A | #N/A | #N/A | #N/A | #N/A | #N/A | #N/A | #N/A | #N/A | #N/A | #N/A | #N/A | #N/A | #N/A | #N/A | #N/A | #N/A | #N/A | #N/A | #N/A | #N/A
[7 empty] | 3 | 21 | 1909 | 13 | 2020-03-21 | Thursday | 4 | No | #N/A | #N/A | #N/A | #N/A | #N/A | #N/A | #N/A | #N/A | #N/A | #N/A | #N/A | #N/A | #N/A | #N/A | #N/A | #N/A | #N/A | #N/A | #N/A | #N/A | #N/A | #N/A | #N/A | #N/A | #N/A | #N/A | #N/A | #N/A | #N/A | #N/A | #N/A | #N/A | #N/A | #N/A | #N/A | #N/A
[7 empty] | 3 | 21 | 1910 | 14 | 2020-03-21 | Thursday | 4 | No | #N/A | #N/A | #N/A | #N/A | #N/A | #N/A | #N/A | #N/A | #N/A | #N/A | #N/A | #N/A | #N/A | #N/A | #N/A | #N/A | #N/A | #N/A | #N/A | #N/A | #N/A | #N/A | #N/A | #N/A | #N/A | #N/A | #N/A | #N/A | #N/A | #N/A | #N/A | #N/A | #N/A | #N/A | #N/A | #N/A
[7 empty] | 3 | 21 | 1911 | 15 | 2020-03-21 | Thursday | 4 | No | #N/A | #N/A | #N/A | #N/A | #N/A | #N/A | #N/A | #N/A | #N/A | #N/A | #N/A | #N/A | #N/A | #N/A | #N/A | #N/A | #N/A | #N/A | #N/A | #N/A | #N/A | #N/A | #N/A | #N/A | #N/A | #N/A | #N/A | #N/A | #N/A | #N/A | #N/A | #N/A | #N/A | #N/A | #N/A | #N/A
[7 empty] | 3 | 21 | 1912 | 16 | 2020-03-21 | Thursday | 4 | No | #N/A | #N/A | #N/A | #N/A | #N/A | #N/A | #N/A | #N/A | #N/A | #N/A | #N/A | #N/A | #N/A | #N/A | #N/A | #N/A | #N/A | #N/A | #N/A | #N/A | #N/A | #N/A | #N/A | #N/A | #N/A | #N/A | #N/A | #N/A | #N/A | #N/A | #N/A | #N/A | #N/A | #N/A | #N/A | #N/A
[7 empty] | 3 | 21 | 1913 | 17 | 2020-03-21 | Thursday | 4 | No | #N/A | #N/A | #N/A | #N/A | #N/A | #N/A | #N/A | #N/A | #N/A | #N/A | #N/A | #N/A | #N/A | #N/A | #N/A | #N/A | #N/A | #N/A | #N/A | #N/A | #N/A | #N/A | #N/A | #N/A | #N/A | #N/A | #N/A | #N/A | #N/A | #N/A | #N/A | #N/A | #N/A | #N/A | #N/A | #N/A
[7 empty] | 3 | 21 | 1914 | 18 | 2020-03-21 | Thursday | 4 | No | #N/A | #N/A | #N/A | #N/A | #N/A | #N/A | #N/A | #N/A | #N/A | #N/A | #N/A | #N/A | #N/A | #N/A | #N/A | #N/A | #N/A | #N/A | #N/A | #N/A | #N/A | #N/A | #N/A | #N/A | #N/A | #N/A | #N/A | #N/A | #N/A | #N/A | #N/A | #N/A | #N/A | #N/A | #N/A | #N/A
[7 empty] | 3 | 21 | 1915 | 19 | 2020-03-21 | Thursday | 4 | No | #N/A | #N/A | #N/A | #N/A | #N/A | #N/A | #N/A | #N/A | #N/A | #N/A | #N/A | #N/A | #N/A | #N/A | #N/A | #N/A | #N/A | #N/A | #N/A | #N/A | #N/A | #N/A | #N/A | #N/A | #N/A | #N/A | #N/A | #N/A | #N/A | #N/A | #N/A | #N/A | #N/A | #N/A | #N/A | #N/A
[7 empty] | 3 | 21 | 1916 | 20 | 2020-03-21 | Thursday | 4 | No | #N/A | #N/A | #N/A | #N/A | #N/A | #N/A | #N/A | #N/A | #N/A | #N/A | #N/A | #N/A | #N/A | #N/A | #N/A | #N/A | #N/A | #N/A | #N/A | #N/A | #N/A | #N/A | #N/A | #N/A | #N/A | #N/A | #N/A | #N/A | #N/A | #N/A | #N/A | #N/A | #N/A | #N/A | #N/A | #N/A
[7 empty] | 3 | 21 | 1917 | 21 | 2020-03-21 | Thursday | 4 | No | #N/A | #N/A | #N/A | #N/A | #N/A | #N/A | #N/A | #N/A | #N/A | #N/A | #N/A | #N/A | #N/A | #N/A | #N/A | #N/A | #N/A | #N/A | #N/A | #N/A | #N/A | #N/A | #N/A | #N/A | #N/A | #N/A | #N/A | #N/A | #N/A | #N/A | #N/A | #N/A | #N/A | #N/A | #N/A | #N/A
[7 empty] | 3 | 21 | 1918 | 22 | 2020-03-21 | Thursday | 4 | No | #N/A | #N/A | #N/A | #N/A | #N/A | #N/A | #N/A | #N/A | #N/A | #N/A | #N/A | #N/A | #N/A | #N/A | #N/A | #N/A | #N/A | #N/A | #N/A | #N/A | #N/A | #N/A | #N/A | #N/A | #N/A | #N/A | #N/A | #N/A | #N/A | #N/A | #N/A | #N/A | #N/A | #N/A | #N/A | #N/A
[7 empty] | 3 | 21 | 1919 | 23 | 2020-03-21 | Thursday | 4 | No | #N/A | #N/A | #N/A | #N/A | #N/A | #N/A | #N/A | #N/A | #N/A | #N/A | #N/A | #N/A | #N/A | #N/A | #N/A | #N/A | #N/A | #N/A | #N/A | #N/A | #N/A | #N/A | #N/A | #N/A | #N/A | #N/A | #N/A | #N/A | #N/A | #N/A | #N/A | #N/A | #N/A | #N/A | #N/A | #N/A
[7 empty] | 3 | 21 | 1920 | 24 | 2020-03-21 | Thursday | 4 | No | #N/A | #N/A | #N/A | #N/A | #N/A | #N/A | #N/A | #N/A | #N/A | #N/A | #N/A | #N/A | #N/A | #N/A | #N/A | #N/A | #N/A | #N/A | #N/A | #N/A | #N/A | #N/A | #N/A | #N/A | #N/A | #N/A | #N/A | #N/A | #N/A | #N/A | #N/A | #N/A | #N/A | #N/A | #N/A | #N/A
[7 empty] | 3 | 22 | 1921 | 1 | 2020-03-22 | Friday | 5 | No | #N/A | #N/A | #N/A | #N/A | #N/A | #N/A | #N/A | #N/A | #N/A | #N/A | #N/A | #N/A | #N/A | #N/A | #N/A | #N/A | #N/A | #N/A | #N/A | #N/A | #N/A | #N/A | #N/A | #N/A | #N/A | #N/A | #N/A | #N/A | #N/A | #N/A | #N/A | #N/A | #N/A | #N/A | #N/A | #N/A
[7 empty] | 3 | 22 | 1922 | 2 | 2020-03-22 | Friday | 5 | No | #N/A | #N/A | #N/A | #N/A | #N/A | #N/A | #N/A | #N/A | #N/A | #N/A | #N/A | #N/A | #N/A | #N/A | #N/A | #N/A | #N/A | #N/A | #N/A | #N/A | #N/A | #N/A | #N/A | #N/A | #N/A | #N/A | #N/A | #N/A | #N/A | #N/A | #N/A | #N/A | #N/A | #N/A | #N/A | #N/A
[7 empty] | 3 | 22 | 1923 | 3 | 2020-03-22 | Friday | 5 | No | #N/A | #N/A | #N/A | #N/A | #N/A | #N/A | #N/A | #N/A | #N/A | #N/A | #N/A | #N/A | #N/A | #N/A | #N/A | #N/A | #N/A | #N/A | #N/A | #N/A | #N/A | #N/A | #N/A | #N/A | #N/A | #N/A | #N/A | #N/A | #N/A | #N/A | #N/A | #N/A | #N/A | #N/A | #N/A | #N/A
[7 empty] | 3 | 22 | 1924 | 4 | 2020-03-22 | Friday | 5 | No | #N/A | #N/A | #N/A | #N/A | #N/A | #N/A | #N/A | #N/A | #N/A | #N/A | #N/A | #N/A | #N/A | #N/A | #N/A | #N/A | #N/A | #N/A | #N/A | #N/A | #N/A | #N/A | #N/A | #N/A | #N/A | #N/A | #N/A | #N/A | #N/A | #N/A | #N/A | #N/A | #N/A | #N/A | #N/A | #N/A
[7 empty] | 3 | 22 | 1925 | 5 | 2020-03-22 | Friday | 5 | No | #N/A | #N/A | #N/A | #N/A | #N/A | #N/A | #N/A | #N/A | #N/A | #N/A | #N/A | #N/A | #N/A | #N/A | #N/A | #N/A | #N/A | #N/A | #N/A | #N/A | #N/A | #N/A | #N/A | #N/A | #N/A | #N/A | #N/A | #N/A | #N/A | #N/A | #N/A | #N/A | #N/A | #N/A | #N/A | #N/A
[7 empty] | 3 | 22 | 1926 | 6 | 2020-03-22 | Friday | 5 | No | #N/A | #N/A | #N/A | #N/A | #N/A | #N/A | #N/A | #N/A | #N/A | #N/A | #N/A | #N/A | #N/A | #N/A | #N/A | #N/A | #N/A | #N/A | #N/A | #N/A | #N/A | #N/A | #N/A | #N/A | #N/A | #N/A | #N/A | #N/A | #N/A | #N/A | #N/A | #N/A | #N/A | #N/A | #N/A | #N/A
[7 empty] | 3 | 22 | 1927 | 7 | 2020-03-22 | Friday | 5 | No | #N/A | #N/A | #N/A | #N/A | #N/A | #N/A | #N/A | #N/A | #N/A | #N/A | #N/A | #N/A | #N/A | #N/A | #N/A | #N/A | #N/A | #N/A | #N/A | #N/A | #N/A | #N/A | #N/A | #N/A | #N/A | #N/A | #N/A | #N/A | #N/A | #N/A | #N/A | #N/A | #N/A | #N/A | #N/A | #N/A
[7 empty] | 3 | 22 | 1928 | 8 | 2020-03-22 | Friday | 5 | No | #N/A | #N/A | #N/A | #N/A | #N/A | #N/A | #N/A | #N/A | #N/A | #N/A | #N/A | #N/A | #N/A | #N/A | #N/A | #N/A | #N/A | #N/A | #N/A | #N/A | #N/A | #N/A | #N/A | #N/A | #N/A | #N/A | #N/A | #N/A | #N/A | #N/A | #N/A | #N/A | #N/A | #N/A | #N/A | #N/A
[7 empty] | 3 | 22 | 1929 | 9 | 2020-03-22 | Friday | 5 | No | #N/A | #N/A | #N/A | #N/A | #N/A | #N/A | #N/A | #N/A | #N/A | #N/A | #N/A | #N/A | #N/A | #N/A | #N/A | #N/A | #N/A | #N/A | #N/A | #N/A | #N/A | #N/A | #N/A | #N/A | #N/A | #N/A | #N/A | #N/A | #N/A | #N/A | #N/A | #N/A | #N/A | #N/A | #N/A | #N/A
[7 empty] | 3 | 22 | 1930 | 10 | 2020-03-22 | Friday | 5 | No | #N/A | #N/A | #N/A | #N/A | #N/A | #N/A | #N/A | #N/A | #N/A | #N/A | #N/A | #N/A | #N/A | #N/A | #N/A | #N/A | #N/A | #N/A | #N/A | #N/A | #N/A | #N/A | #N/A | #N/A | #N/A | #N/A | #N/A | #N/A | #N/A | #N/A | #N/A | #N/A | #N/A | #N/A | #N/A | #N/A
[7 empty] | 3 | 22 | 1931 | 11 | 2020-03-22 | Friday | 5 | No | #N/A | #N/A | #N/A | #N/A | #N/A | #N/A | #N/A | #N/A | #N/A | #N/A | #N/A | #N/A | #N/A | #N/A | #N/A | #N/A | #N/A | #N/A | #N/A | #N/A | #N/A | #N/A | #N/A | #N/A | #N/A | #N/A | #N/A | #N/A | #N/A | #N/A | #N/A | #N/A | #N/A | #N/A | #N/A | #N/A
[7 empty] | 3 | 22 | 1932 | 12 | 2020-03-22 | Friday | 5 | No | #N/A | #N/A | #N/A | #N/A | #N/A | #N/A | #N/A | #N/A | #N/A | #N/A | #N/A | #N/A | #N/A | #N/A | #N/A | #N/A | #N/A | #N/A | #N/A | #N/A | #N/A | #N/A | #N/A | #N/A | #N/A | #N/A | #N/A | #N/A | #N/A | #N/A | #N/A | #N/A | #N/A | #N/A | #N/A | #N/A
[7 empty] | 3 | 22 | 1933 | 13 | 2020-03-22 | Friday | 5 | No | #N/A | #N/A | #N/A | #N/A | #N/A | #N/A | #N/A | #N/A | #N/A | #N/A | #N/A | #N/A | #N/A | #N/A | #N/A | #N/A | #N/A | #N/A | #N/A | #N/A | #N/A | #N/A | #N/A | #N/A | #N/A | #N/A | #N/A | #N/A | #N/A | #N/A | #N/A | #N/A | #N/A | #N/A | #N/A | #N/A
[7 empty] | 3 | 22 | 1934 | 14 | 2020-03-22 | Friday | 5 | No | #N/A | #N/A | #N/A | #N/A | #N/A | #N/A | #N/A | #N/A | #N/A | #N/A | #N/A | #N/A | #N/A | #N/A | #N/A | #N/A | #N/A | #N/A | #N/A | #N/A | #N/A | #N/A | #N/A | #N/A | #N/A | #N/A | #N/A | #N/A | #N/A | #N/A | #N/A | #N/A | #N/A | #N/A | #N/A | #N/A
[7 empty] | 3 | 22 | 1935 | 15 | 2020-03-22 | Friday | 5 | No | #N/A | #N/A | #N/A | #N/A | #N/A | #N/A | #N/A | #N/A | #N/A | #N/A | #N/A | #N/A | #N/A | #N/A | #N/A | #N/A | #N/A | #N/A | #N/A | #N/A | #N/A | #N/A | #N/A | #N/A | #N/A | #N/A | #N/A | #N/A | #N/A | #N/A | #N/A | #N/A | #N/A | #N/A | #N/A | #N/A
[7 empty] | 3 | 22 | 1936 | 16 | 2020-03-22 | Friday | 5 | No | #N/A | #N/A | #N/A | #N/A | #N/A | #N/A | #N/A | #N/A | #N/A | #N/A | #N/A | #N/A | #N/A | #N/A | #N/A | #N/A | #N/A | #N/A | #N/A | #N/A | #N/A | #N/A | #N/A | #N/A | #N/A | #N/A | #N/A | #N/A | #N/A | #N/A | #N/A | #N/A | #N/A | #N/A | #N/A | #N/A
[7 empty] | 3 | 22 | 1937 | 17 | 2020-03-22 | Friday | 5 | No | #N/A | #N/A | #N/A | #N/A | #N/A | #N/A | #N/A | #N/A | #N/A | #N/A | #N/A | #N/A | #N/A | #N/A | #N/A | #N/A | #N/A | #N/A | #N/A | #N/A | #N/A | #N/A | #N/A | #N/A | #N/A | #N/A | #N/A | #N/A | #N/A | #N/A | #N/A | #N/A | #N/A | #N/A | #N/A | #N/A
[7 empty] | 3 | 22 | 1938 | 18 | 2020-03-22 | Friday | 5 | No | #N/A | #N/A | #N/A | #N/A | #N/A | #N/A | #N/A | #N/A | #N/A | #N/A | #N/A | #N/A | #N/A | #N/A | #N/A | #N/A | #N/A | #N/A | #N/A | #N/A | #N/A | #N/A | #N/A | #N/A | #N/A | #N/A | #N/A | #N/A | #N/A | #N/A | #N/A | #N/A | #N/A | #N/A | #N/A | #N/A
[7 empty] | 3 | 22 | 1939 | 19 | 2020-03-22 | Friday | 5 | No | #N/A | #N/A | #N/A | #N/A | #N/A | #N/A | #N/A | #N/A | #N/A | #N/A | #N/A | #N/A | #N/A | #N/A | #N/A | #N/A | #N/A | #N/A | #N/A | #N/A | #N/A | #N/A | #N/A | #N/A | #N/A | #N/A | #N/A | #N/A | #N/A | #N/A | #N/A | #N/A | #N/A | #N/A | #N/A | #N/A
[7 empty] | 3 | 22 | 1940 | 20 | 2020-03-22 | Friday | 5 | No | #N/A | #N/A | #N/A | #N/A | #N/A | #N/A | #N/A | #N/A | #N/A | #N/A | #N/A | #N/A | #N/A | #N/A | #N/A | #N/A | #N/A | #N/A | #N/A | #N/A | #N/A | #N/A | #N/A | #N/A | #N/A | #N/A | #N/A | #N/A | #N/A | #N/A | #N/A | #N/A | #N/A | #N/A | #N/A | #N/A
[7 empty] | 3 | 22 | 1941 | 21 | 2020-03-22 | Friday | 5 | No | #N/A | #N/A | #N/A | #N/A | #N/A | #N/A | #N/A | #N/A | #N/A | #N/A | #N/A | #N/A | #N/A | #N/A | #N/A | #N/A | #N/A | #N/A | #N/A | #N/A | #N/A | #N/A | #N/A | #N/A | #N/A | #N/A | #N/A | #N/A | #N/A | #N/A | #N/A | #N/A | #N/A | #N/A | #N/A | #N/A
[7 empty] | 3 | 22 | 1942 | 22 | 2020-03-22 | Friday | 5 | No | #N/A | #N/A | #N/A | #N/A | #N/A | #N/A | #N/A | #N/A | #N/A | #N/A | #N/A | #N/A | #N/A | #N/A | #N/A | #N/A | #N/A | #N/A | #N/A | #N/A | #N/A | #N/A | #N/A | #N/A | #N/A | #N/A | #N/A | #N/A | #N/A | #N/A | #N/A | #N/A | #N/A | #N/A | #N/A | #N/A
[7 empty] | 3 | 22 | 1943 | 23 | 2020-03-22 | Friday | 5 | No | #N/A | #N/A | #N/A | #N/A | #N/A | #N/A | #N/A | #N/A | #N/A | #N/A | #N/A | #N/A | #N/A | #N/A | #N/A | #N/A | #N/A | #N/A | #N/A | #N/A | #N/A | #N/A | #N/A | #N/A | #N/A | #N/A | #N/A | #N/A | #N/A | #N/A | #N/A | #N/A | #N/A | #N/A | #N/A | #N/A
[7 empty] | 3 | 22 | 1944 | 24 | 2020-03-22 | Friday | 5 | No | #N/A | #N/A | #N/A | #N/A | #N/A | #N/A | #N/A | #N/A | #N/A | #N/A | #N/A | #N/A | #N/A | #N/A | #N/A | #N/A | #N/A | #N/A | #N/A | #N/A | #N/A | #N/A | #N/A | #N/A | #N/A | #N/A | #N/A | #N/A | #N/A | #N/A | #N/A | #N/A | #N/A | #N/A | #N/A | #N/A
[7 empty] | 3 | 23 | 1945 | 1 | 2020-03-23 | Saturday | 6 | No | #N/A | #N/A | #N/A | #N/A | #N/A | #N/A | #N/A | #N/A | #N/A | #N/A | #N/A | #N/A | #N/A | #N/A | #N/A | #N/A | #N/A | #N/A | #N/A | #N/A | #N/A | #N/A | #N/A | #N/A | #N/A | #N/A | #N/A | #N/A | #N/A | #N/A | #N/A | #N/A | #N/A | #N/A | #N/A | #N/A
[7 empty] | 3 | 23 | 1946 | 2 | 2020-03-23 | Saturday | 6 | No | #N/A | #N/A | #N/A | #N/A | #N/A | #N/A | #N/A | #N/A | #N/A | #N/A | #N/A | #N/A | #N/A | #N/A | #N/A | #N/A | #N/A | #N/A | #N/A | #N/A | #N/A | #N/A | #N/A | #N/A | #N/A | #N/A | #N/A | #N/A | #N/A | #N/A | #N/A | #N/A | #N/A | #N/A | #N/A | #N/A
[7 empty] | 3 | 23 | 1947 | 3 | 2020-03-23 | Saturday | 6 | No | #N/A | #N/A | #N/A | #N/A | #N/A | #N/A | #N/A | #N/A | #N/A | #N/A | #N/A | #N/A | #N/A | #N/A | #N/A | #N/A | #N/A | #N/A | #N/A | #N/A | #N/A | #N/A | #N/A | #N/A | #N/A | #N/A | #N/A | #N/A | #N/A | #N/A | #N/A | #N/A | #N/A | #N/A | #N/A | #N/A
[7 empty] | 3 | 23 | 1948 | 4 | 2020-03-23 | Saturday | 6 | No | #N/A | #N/A | #N/A | #N/A | #N/A | #N/A | #N/A | #N/A | #N/A | #N/A | #N/A | #N/A | #N/A | #N/A | #N/A | #N/A | #N/A | #N/A | #N/A | #N/A | #N/A | #N/A | #N/A | #N/A | #N/A | #N/A | #N/A | #N/A | #N/A | #N/A | #N/A | #N/A | #N/A | #N/A | #N/A | #N/A
[7 empty] | 3 | 23 | 1949 | 5 | 2020-03-23 | Saturday | 6 | No | #N/A | #N/A | #N/A | #N/A | #N/A | #N/A | #N/A | #N/A | #N/A | #N/A | #N/A | #N/A | #N/A | #N/A | #N/A | #N/A | #N/A | #N/A | #N/A | #N/A | #N/A | #N/A | #N/A | #N/A | #N/A | #N/A | #N/A | #N/A | #N/A | #N/A | #N/A | #N/A | #N/A | #N/A | #N/A | #N/A
[7 empty] | 3 | 23 | 1950 | 6 | 2020-03-23 | Saturday | 6 | No | #N/A | #N/A | #N/A | #N/A | #N/A | #N/A | #N/A | #N/A | #N/A | #N/A | #N/A | #N/A | #N/A | #N/A | #N/A | #N/A | #N/A | #N/A | #N/A | #N/A | #N/A | #N/A | #N/A | #N/A | #N/A | #N/A | #N/A | #N/A | #N/A | #N/A | #N/A | #N/A | #N/A | #N/A | #N/A | #N/A
[7 empty] | 3 | 23 | 1951 | 7 | 2020-03-23 | Saturday | 6 | No | #N/A | #N/A | #N/A | #N/A | #N/A | #N/A | #N/A | #N/A | #N/A | #N/A | #N/A | #N/A | #N/A | #N/A | #N/A | #N/A | #N/A | #N/A | #N/A | #N/A | #N/A | #N/A | #N/A | #N/A | #N/A | #N/A | #N/A | #N/A | #N/A | #N/A | #N/A | #N/A | #N/A | #N/A | #N/A | #N/A
[7 empty] | 3 | 23 | 1952 | 8 | 2020-03-23 | Saturday | 6 | No | #N/A | #N/A | #N/A | #N/A | #N/A | #N/A | #N/A | #N/A | #N/A | #N/A | #N/A | #N/A | #N/A | #N/A | #N/A | #N/A | #N/A | #N/A | #N/A | #N/A | #N/A | #N/A | #N/A | #N/A | #N/A | #N/A | #N/A | #N/A | #N/A | #N/A | #N/A | #N/A | #N/A | #N/A | #N/A | #N/A
[7 empty] | 3 | 23 | 1953 | 9 | 2020-03-23 | Saturday | 6 | No | #N/A | #N/A | #N/A | #N/A | #N/A | #N/A | #N/A | #N/A | #N/A | #N/A | #N/A | #N/A | #N/A | #N/A | #N/A | #N/A | #N/A | #N/A | #N/A | #N/A | #N/A | #N/A | #N/A | #N/A | #N/A | #N/A | #N/A | #N/A | #N/A | #N/A | #N/A | #N/A | #N/A | #N/A | #N/A | #N/A
[7 empty] | 3 | 23 | 1954 | 10 | 2020-03-23 | Saturday | 6 | No | #N/A | #N/A | #N/A | #N/A | #N/A | #N/A | #N/A | #N/A | #N/A | #N/A | #N/A | #N/A | #N/A | #N/A | #N/A | #N/A | #N/A | #N/A | #N/A | #N/A | #N/A | #N/A | #N/A | #N/A | #N/A | #N/A | #N/A | #N/A | #N/A | #N/A | #N/A | #N/A | #N/A | #N/A | #N/A | #N/A
[7 empty] | 3 | 23 | 1955 | 11 | 2020-03-23 | Saturday | 6 | No | #N/A | #N/A | #N/A | #N/A | #N/A | #N/A | #N/A | #N/A | #N/A | #N/A | #N/A | #N/A | #N/A | #N/A | #N/A | #N/A | #N/A | #N/A | #N/A | #N/A | #N/A | #N/A | #N/A | #N/A | #N/A | #N/A | #N/A | #N/A | #N/A | #N/A | #N/A | #N/A | #N/A | #N/A | #N/A | #N/A
[7 empty] | 3 | 23 | 1956 | 12 | 2020-03-23 | Saturday | 6 | No | #N/A | #N/A | #N/A | #N/A | #N/A | #N/A | #N/A | #N/A | #N/A | #N/A | #N/A | #N/A | #N/A | #N/A | #N/A | #N/A | #N/A | #N/A | #N/A | #N/A | #N/A | #N/A | #N/A | #N/A | #N/A | #N/A | #N/A | #N/A | #N/A | #N/A | #N/A | #N/A | #N/A | #N/A | #N/A | #N/A
[7 empty] | 3 | 23 | 1957 | 13 | 2020-03-23 | Saturday | 6 | No | #N/A | #N/A | #N/A | #N/A | #N/A | #N/A | #N/A | #N/A | #N/A | #N/A | #N/A | #N/A | #N/A | #N/A | #N/A | #N/A | #N/A | #N/A | #N/A | #N/A | #N/A | #N/A | #N/A | #N/A | #N/A | #N/A | #N/A | #N/A | #N/A | #N/A | #N/A | #N/A | #N/A | #N/A | #N/A | #N/A
[7 empty] | 3 | 23 | 1958 | 14 | 2020-03-23 | Saturday | 6 | No | #N/A | #N/A | #N/A | #N/A | #N/A | #N/A | #N/A | #N/A | #N/A | #N/A | #N/A | #N/A | #N/A | #N/A | #N/A | #N/A | #N/A | #N/A | #N/A | #N/A | #N/A | #N/A | #N/A | #N/A | #N/A | #N/A | #N/A | #N/A | #N/A | #N/A | #N/A | #N/A | #N/A | #N/A | #N/A | #N/A
[7 empty] | 3 | 23 | 1959 | 15 | 2020-03-23 | Saturday | 6 | No | #N/A | #N/A | #N/A | #N/A | #N/A | #N/A | #N/A | #N/A | #N/A | #N/A | #N/A | #N/A | #N/A | #N/A | #N/A | #N/A | #N/A | #N/A | #N/A | #N/A | #N/A | #N/A | #N/A | #N/A | #N/A | #N/A | #N/A | #N/A | #N/A | #N/A | #N/A | #N/A | #N/A | #N/A | #N/A | #N/A
[7 empty] | 3 | 23 | 1960 | 16 | 2020-03-23 | Saturday | 6 | No | #N/A | #N/A | #N/A | #N/A | #N/A | #N/A | #N/A | #N/A | #N/A | #N/A | #N/A | #N/A | #N/A | #N/A | #N/A | #N/A | #N/A | #N/A | #N/A | #N/A | #N/A | #N/A | #N/A | #N/A | #N/A | #N/A | #N/A | #N/A | #N/A | #N/A | #N/A | #N/A | #N/A | #N/A | #N/A | #N/A
[7 empty] | 3 | 23 | 1961 | 17 | 2020-03-23 | Saturday | 6 | No | #N/A | #N/A | #N/A | #N/A | #N/A | #N/A | #N/A | #N/A | #N/A | #N/A | #N/A | #N/A | #N/A | #N/A | #N/A | #N/A | #N/A | #N/A | #N/A | #N/A | #N/A | #N/A | #N/A | #N/A | #N/A | #N/A | #N/A | #N/A | #N/A | #N/A | #N/A | #N/A | #N/A | #N/A | #N/A | #N/A
[7 empty] | 3 | 23 | 1962 | 18 | 2020-03-23 | Saturday | 6 | No | #N/A | #N/A | #N/A | #N/A | #N/A | #N/A | #N/A | #N/A | #N/A | #N/A | #N/A | #N/A | #N/A | #N/A | #N/A | #N/A | #N/A | #N/A | #N/A | #N/A | #N/A | #N/A | #N/A | #N/A | #N/A | #N/A | #N/A | #N/A | #N/A | #N/A | #N/A | #N/A | #N/A | #N/A | #N/A | #N/A
[7 empty] | 3 | 23 | 1963 | 19 | 2020-03-23 | Saturday | 6 | No | #N/A | #N/A | #N/A | #N/A | #N/A | #N/A | #N/A | #N/A | #N/A | #N/A | #N/A | #N/A | #N/A | #N/A | #N/A | #N/A | #N/A | #N/A | #N/A | #N/A | #N/A | #N/A | #N/A | #N/A | #N/A | #N/A | #N/A | #N/A | #N/A | #N/A | #N/A | #N/A | #N/A | #N/A | #N/A | #N/A
[7 empty] | 3 | 23 | 1964 | 20 | 2020-03-23 | Saturday | 6 | No | #N/A | #N/A | #N/A | #N/A | #N/A | #N/A | #N/A | #N/A | #N/A | #N/A | #N/A | #N/A | #N/A | #N/A | #N/A | #N/A | #N/A | #N/A | #N/A | #N/A | #N/A | #N/A | #N/A | #N/A | #N/A | #N/A | #N/A | #N/A | #N/A | #N/A | #N/A | #N/A | #N/A | #N/A | #N/A | #N/A
[7 empty] | 3 | 23 | 1965 | 21 | 2020-03-23 | Saturday | 6 | No | #N/A | #N/A | #N/A | #N/A | #N/A | #N/A | #N/A | #N/A | #N/A | #N/A | #N/A | #N/A | #N/A | #N/A | #N/A | #N/A | #N/A | #N/A | #N/A | #N/A | #N/A | #N/A | #N/A | #N/A | #N/A | #N/A | #N/A | #N/A | #N/A | #N/A | #N/A | #N/A | #N/A | #N/A | #N/A | #N/A
[7 empty] | 3 | 23 | 1966 | 22 | 2020-03-23 | Saturday | 6 | No | #N/A | #N/A | #N/A | #N/A | #N/A | #N/A | #N/A | #N/A | #N/A | #N/A | #N/A | #N/A | #N/A | #N/A | #N/A | #N/A | #N/A | #N/A | #N/A | #N/A | #N/A | #N/A | #N/A | #N/A | #N/A | #N/A | #N/A | #N/A | #N/A | #N/A | #N/A | #N/A | #N/A | #N/A | #N/A | #N/A
[7 empty] | 3 | 23 | 1967 | 23 | 2020-03-23 | Saturday | 6 | No | #N/A | #N/A | #N/A | #N/A | #N/A | #N/A | #N/A | #N/A | #N/A | #N/A | #N/A | #N/A | #N/A | #N/A | #N/A | #N/A | #N/A | #N/A | #N/A | #N/A | #N/A | #N/A | #N/A | #N/A | #N/A | #N/A | #N/A | #N/A | #N/A | #N/A | #N/A | #N/A | #N/A | #N/A | #N/A | #N/A
[7 empty] | 3 | 23 | 1968 | 24 | 2020-03-23 | Saturday | 6 | No | #N/A | #N/A | #N/A | #N/A | #N/A | #N/A | #N/A | #N/A | #N/A | #N/A | #N/A | #N/A | #N/A | #N/A | #N/A | #N/A | #N/A | #N/A | #N/A | #N/A | #N/A | #N/A | #N/A | #N/A | #N/A | #N/A | #N/A | #N/A | #N/A | #N/A | #N/A | #N/A | #N/A | #N/A | #N/A | #N/A
[7 empty] | 3 | 24 | 1969 | 1 | 2020-03-24 | Sunday | 7 | No | #N/A | #N/A | #N/A | #N/A | #N/A | #N/A | #N/A | #N/A | #N/A | #N/A | #N/A | #N/A | #N/A | #N/A | #N/A | #N/A | #N/A | #N/A | #N/A | #N/A | #N/A | #N/A | #N/A | #N/A | #N/A | #N/A | #N/A | #N/A | #N/A | #N/A | #N/A | #N/A | #N/A | #N/A | #N/A | #N/A
[7 empty] | 3 | 24 | 1970 | 2 | 2020-03-24 | Sunday | 7 | No | #N/A | #N/A | #N/A | #N/A | #N/A | #N/A | #N/A | #N/A | #N/A | #N/A | #N/A | #N/A | #N/A | #N/A | #N/A | #N/A | #N/A | #N/A | #N/A | #N/A | #N/A | #N/A | #N/A | #N/A | #N/A | #N/A | #N/A | #N/A | #N/A | #N/A | #N/A | #N/A | #N/A | #N/A | #N/A | #N/A
[7 empty] | 3 | 24 | 1971 | 3 | 2020-03-24 | Sunday | 7 | No | #N/A | #N/A | #N/A | #N/A | #N/A | #N/A | #N/A | #N/A | #N/A | #N/A | #N/A | #N/A | #N/A | #N/A | #N/A | #N/A | #N/A | #N/A | #N/A | #N/A | #N/A | #N/A | #N/A | #N/A | #N/A | #N/A | #N/A | #N/A | #N/A | #N/A | #N/A | #N/A | #N/A | #N/A | #N/A | #N/A
[7 empty] | 3 | 24 | 1972 | 4 | 2020-03-24 | Sunday | 7 | No | #N/A | #N/A | #N/A | #N/A | #N/A | #N/A | #N/A | #N/A | #N/A | #N/A | #N/A | #N/A | #N/A | #N/A | #N/A | #N/A | #N/A | #N/A | #N/A | #N/A | #N/A | #N/A | #N/A | #N/A | #N/A | #N/A | #N/A | #N/A | #N/A | #N/A | #N/A | #N/A | #N/A | #N/A | #N/A | #N/A
[7 empty] | 3 | 24 | 1973 | 5 | 2020-03-24 | Sunday | 7 | No | #N/A | #N/A | #N/A | #N/A | #N/A | #N/A | #N/A | #N/A | #N/A | #N/A | #N/A | #N/A | #N/A | #N/A | #N/A | #N/A | #N/A | #N/A | #N/A | #N/A | #N/A | #N/A | #N/A | #N/A | #N/A | #N/A | #N/A | #N/A | #N/A | #N/A | #N/A | #N/A | #N/A | #N/A | #N/A | #N/A
[7 empty] | 3 | 24 | 1974 | 6 | 2020-03-24 | Sunday | 7 | No | #N/A | #N/A | #N/A | #N/A | #N/A | #N/A | #N/A | #N/A | #N/A | #N/A | #N/A | #N/A | #N/A | #N/A | #N/A | #N/A | #N/A | #N/A | #N/A | #N/A | #N/A | #N/A | #N/A | #N/A | #N/A | #N/A | #N/A | #N/A | #N/A | #N/A | #N/A | #N/A | #N/A | #N/A | #N/A | #N/A
[7 empty] | 3 | 24 | 1975 | 7 | 2020-03-24 | Sunday | 7 | No | #N/A | #N/A | #N/A | #N/A | #N/A | #N/A | #N/A | #N/A | #N/A | #N/A | #N/A | #N/A | #N/A | #N/A | #N/A | #N/A | #N/A | #N/A | #N/A | #N/A | #N/A | #N/A | #N/A | #N/A | #N/A | #N/A | #N/A | #N/A | #N/A | #N/A | #N/A | #N/A | #N/A | #N/A | #N/A | #N/A
[7 empty] | 3 | 24 | 1976 | 8 | 2020-03-24 | Sunday | 7 | No | #N/A | #N/A | #N/A | #N/A | #N/A | #N/A | #N/A | #N/A | #N/A | #N/A | #N/A | #N/A | #N/A | #N/A | #N/A | #N/A | #N/A | #N/A | #N/A | #N/A | #N/A | #N/A | #N/A | #N/A | #N/A | #N/A | #N/A | #N/A | #N/A | #N/A | #N/A | #N/A | #N/A | #N/A | #N/A | #N/A
[7 empty] | 3 | 24 | 1977 | 9 | 2020-03-24 | Sunday | 7 | No | #N/A | #N/A | #N/A | #N/A | #N/A | #N/A | #N/A | #N/A | #N/A | #N/A | #N/A | #N/A | #N/A | #N/A | #N/A | #N/A | #N/A | #N/A | #N/A | #N/A | #N/A | #N/A | #N/A | #N/A | #N/A | #N/A | #N/A | #N/A | #N/A | #N/A | #N/A | #N/A | #N/A | #N/A | #N/A | #N/A
[7 empty] | 3 | 24 | 1978 | 10 | 2020-03-24 | Sunday | 7 | No | #N/A | #N/A | #N/A | #N/A | #N/A | #N/A | #N/A | #N/A | #N/A | #N/A | #N/A | #N/A | #N/A | #N/A | #N/A | #N/A | #N/A | #N/A | #N/A | #N/A | #N/A | #N/A | #N/A | #N/A | #N/A | #N/A | #N/A | #N/A | #N/A | #N/A | #N/A | #N/A | #N/A | #N/A | #N/A | #N/A
[7 empty] | 3 | 24 | 1979 | 11 | 2020-03-24 | Sunday | 7 | No | #N/A | #N/A | #N/A | #N/A | #N/A | #N/A | #N/A | #N/A | #N/A | #N/A | #N/A | #N/A | #N/A | #N/A | #N/A | #N/A | #N/A | #N/A | #N/A | #N/A | #N/A | #N/A | #N/A | #N/A | #N/A | #N/A | #N/A | #N/A | #N/A | #N/A | #N/A | #N/A | #N/A | #N/A | #N/A | #N/A
[7 empty] | 3 | 24 | 1980 | 12 | 2020-03-24 | Sunday | 7 | No | #N/A | #N/A | #N/A | #N/A | #N/A | #N/A | #N/A | #N/A | #N/A | #N/A | #N/A | #N/A | #N/A | #N/A | #N/A | #N/A | #N/A | #N/A | #N/A | #N/A | #N/A | #N/A | #N/A | #N/A | #N/A | #N/A | #N/A | #N/A | #N/A | #N/A | #N/A | #N/A | #N/A | #N/A | #N/A | #N/A
[7 empty] | 3 | 24 | 1981 | 13 | 2020-03-24 | Sunday | 7 | No | #N/A | #N/A | #N/A | #N/A | #N/A | #N/A | #N/A | #N/A | #N/A | #N/A | #N/A | #N/A | #N/A | #N/A | #N/A | #N/A | #N/A | #N/A | #N/A | #N/A | #N/A | #N/A | #N/A | #N/A | #N/A | #N/A | #N/A | #N/A | #N/A | #N/A | #N/A | #N/A | #N/A | #N/A | #N/A | #N/A
[7 empty] | 3 | 24 | 1982 | 14 | 2020-03-24 | Sunday | 7 | No | #N/A | #N/A | #N/A | #N/A | #N/A | #N/A | #N/A | #N/A | #N/A | #N/A | #N/A | #N/A | #N/A | #N/A | #N/A | #N/A | #N/A | #N/A | #N/A | #N/A | #N/A | #N/A | #N/A | #N/A | #N/A | #N/A | #N/A | #N/A | #N/A | #N/A | #N/A | #N/A | #N/A | #N/A | #N/A | #N/A
[7 empty] | 3 | 24 | 1983 | 15 | 2020-03-24 | Sunday | 7 | No | #N/A | #N/A | #N/A | #N/A | #N/A | #N/A | #N/A | #N/A | #N/A | #N/A | #N/A | #N/A | #N/A | #N/A | #N/A | #N/A | #N/A | #N/A | #N/A | #N/A | #N/A | #N/A | #N/A | #N/A | #N/A | #N/A | #N/A | #N/A | #N/A | #N/A | #N/A | #N/A | #N/A | #N/A | #N/A | #N/A
[7 empty] | 3 | 24 | 1984 | 16 | 2020-03-24 | Sunday | 7 | No | #N/A | #N/A | #N/A | #N/A | #N/A | #N/A | #N/A | #N/A | #N/A | #N/A | #N/A | #N/A | #N/A | #N/A | #N/A | #N/A | #N/A | #N/A | #N/A | #N/A | #N/A | #N/A | #N/A | #N/A | #N/A | #N/A | #N/A | #N/A | #N/A | #N/A | #N/A | #N/A | #N/A | #N/A | #N/A | #N/A
[7 empty] | 3 | 24 | 1985 | 17 | 2020-03-24 | Sunday | 7 | No | #N/A | #N/A | #N/A | #N/A | #N/A | #N/A | #N/A | #N/A | #N/A | #N/A | #N/A | #N/A | #N/A | #N/A | #N/A | #N/A | #N/A | #N/A | #N/A | #N/A | #N/A | #N/A | #N/A | #N/A | #N/A | #N/A | #N/A | #N/A | #N/A | #N/A | #N/A | #N/A | #N/A | #N/A | #N/A | #N/A
[7 empty] | 3 | 24 | 1986 | 18 | 2020-03-24 | Sunday | 7 | No | #N/A | #N/A | #N/A | #N/A | #N/A | #N/A | #N/A | #N/A | #N/A | #N/A | #N/A | #N/A | #N/A | #N/A | #N/A | #N/A | #N/A | #N/A | #N/A | #N/A | #N/A | #N/A | #N/A | #N/A | #N/A | #N/A | #N/A | #N/A | #N/A | #N/A | #N/A | #N/A | #N/A | #N/A | #N/A | #N/A
[7 empty] | 3 | 24 | 1987 | 19 | 2020-03-24 | Sunday | 7 | No | #N/A | #N/A | #N/A | #N/A | #N/A | #N/A | #N/A | #N/A | #N/A | #N/A | #N/A | #N/A | #N/A | #N/A | #N/A | #N/A | #N/A | #N/A | #N/A | #N/A | #N/A | #N/A | #N/A | #N/A | #N/A | #N/A | #N/A | #N/A | #N/A | #N/A | #N/A | #N/A | #N/A | #N/A | #N/A | #N/A
[7 empty] | 3 | 24 | 1988 | 20 | 2020-03-24 | Sunday | 7 | No | #N/A | #N/A | #N/A | #N/A | #N/A | #N/A | #N/A | #N/A | #N/A | #N/A | #N/A | #N/A | #N/A | #N/A | #N/A | #N/A | #N/A | #N/A | #N/A | #N/A | #N/A | #N/A | #N/A | #N/A | #N/A | #N/A | #N/A | #N/A | #N/A | #N/A | #N/A | #N/A | #N/A | #N/A | #N/A | #N/A
[7 empty] | 3 | 24 | 1989 | 21 | 2020-03-24 | Sunday | 7 | No | #N/A | #N/A | #N/A | #N/A | #N/A | #N/A | #N/A | #N/A | #N/A | #N/A | #N/A | #N/A | #N/A | #N/A | #N/A | #N/A | #N/A | #N/A | #N/A | #N/A | #N/A | #N/A | #N/A | #N/A | #N/A | #N/A | #N/A | #N/A | #N/A | #N/A | #N/A | #N/A | #N/A | #N/A | #N/A | #N/A
[7 empty] | 3 | 24 | 1990 | 22 | 2020-03-24 | Sunday | 7 | No | #N/A | #N/A | #N/A | #N/A | #N/A | #N/A | #N/A | #N/A | #N/A | #N/A | #N/A | #N/A | #N/A | #N/A | #N/A | #N/A | #N/A | #N/A | #N/A | #N/A | #N/A | #N/A | #N/A | #N/A | #N/A | #N/A | #N/A | #N/A | #N/A | #N/A | #N/A | #N/A | #N/A | #N/A | #N/A | #N/A
[7 empty] | 3 | 24 | 1991 | 23 | 2020-03-24 | Sunday | 7 | No | #N/A | #N/A | #N/A | #N/A | #N/A | #N/A | #N/A | #N/A | #N/A | #N/A | #N/A | #N/A | #N/A | #N/A | #N/A | #N/A | #N/A | #N/A | #N/A | #N/A | #N/A | #N/A | #N/A | #N/A | #N/A | #N/A | #N/A | #N/A | #N/A | #N/A | #N/A | #N/A | #N/A | #N/A | #N/A | #N/A
[7 empty] | 3 | 24 | 1992 | 24 | 2020-03-24 | Sunday | 7 | No | #N/A | #N/A | #N/A | #N/A | #N/A | #N/A | #N/A | #N/A | #N/A | #N/A | #N/A | #N/A | #N/A | #N/A | #N/A | #N/A | #N/A | #N/A | #N/A | #N/A | #N/A | #N/A | #N/A | #N/A | #N/A | #N/A | #N/A | #N/A | #N/A | #N/A | #N/A | #N/A | #N/A | #N/A | #N/A | #N/A
[7 empty] | 3 | 25 | 1993 | 1 | 2020-03-25 | Monday | 1 | No | #N/A | #N/A | #N/A | #N/A | #N/A | #N/A | #N/A | #N/A | #N/A | #N/A | #N/A | #N/A | #N/A | #N/A | #N/A | #N/A | #N/A | #N/A | #N/A | #N/A | #N/A | #N/A | #N/A | #N/A | #N/A | #N/A | #N/A | #N/A | #N/A | #N/A | #N/A | #N/A | #N/A | #N/A | #N/A | #N/A
[7 empty] | 3 | 25 | 1994 | 2 | 2020-03-25 | Monday | 1 | No | #N/A | #N/A | #N/A | #N/A | #N/A | #N/A | #N/A | #N/A | #N/A | #N/A | #N/A | #N/A | #N/A | #N/A | #N/A | #N/A | #N/A | #N/A | #N/A | #N/A | #N/A | #N/A | #N/A | #N/A | #N/A | #N/A | #N/A | #N/A | #N/A | #N/A | #N/A | #N/A | #N/A | #N/A | #N/A | #N/A
[7 empty] | 3 | 25 | 1995 | 3 | 2020-03-25 | Monday | 1 | No | #N/A | #N/A | #N/A | #N/A | #N/A | #N/A | #N/A | #N/A | #N/A | #N/A | #N/A | #N/A | #N/A | #N/A | #N/A | #N/A | #N/A | #N/A | #N/A | #N/A | #N/A | #N/A | #N/A | #N/A | #N/A | #N/A | #N/A | #N/A | #N/A | #N/A | #N/A | #N/A | #N/A | #N/A | #N/A | #N/A
[7 empty] | 3 | 25 | 1996 | 4 | 2020-03-25 | Monday | 1 | No | #N/A | #N/A | #N/A | #N/A | #N/A | #N/A | #N/A | #N/A | #N/A | #N/A | #N/A | #N/A | #N/A | #N/A | #N/A | #N/A | #N/A | #N/A | #N/A | #N/A | #N/A | #N/A | #N/A | #N/A | #N/A | #N/A | #N/A | #N/A | #N/A | #N/A | #N/A | #N/A | #N/A | #N/A | #N/A | #N/A
[7 empty] | 3 | 25 | 1997 | 5 | 2020-03-25 | Monday | 1 | No | #N/A | #N/A | #N/A | #N/A | #N/A | #N/A | #N/A | #N/A | #N/A | #N/A | #N/A | #N/A | #N/A | #N/A | #N/A | #N/A | #N/A | #N/A | #N/A | #N/A | #N/A | #N/A | #N/A | #N/A | #N/A | #N/A | #N/A | #N/A | #N/A | #N/A | #N/A | #N/A | #N/A | #N/A | #N/A | #N/A
[7 empty] | 3 | 25 | 1998 | 6 | 2020-03-25 | Monday | 1 | No | #N/A | #N/A | #N/A | #N/A | #N/A | #N/A | #N/A | #N/A | #N/A | #N/A | #N/A | #N/A | #N/A | #N/A | #N/A | #N/A | #N/A | #N/A | #N/A | #N/A | #N/A | #N/A | #N/A | #N/A | #N/A | #N/A | #N/A | #N/A | #N/A | #N/A | #N/A | #N/A | #N/A | #N/A | #N/A | #N/A
[7 empty] | 3 | 25 | 1999 | 7 | 2020-03-25 | Monday | 1 | No | #N/A | #N/A | #N/A | #N/A | #N/A | #N/A | #N/A | #N/A | #N/A | #N/A | #N/A | #N/A | #N/A | #N/A | #N/A | #N/A | #N/A | #N/A | #N/A | #N/A | #N/A | #N/A | #N/A | #N/A | #N/A | #N/A | #N/A | #N/A | #N/A | #N/A | #N/A | #N/A | #N/A | #N/A | #N/A | #N/A
[7 empty] | 3 | 25 | 2000 | 8 | 2020-03-25 | Monday | 1 | No | #N/A | #N/A | #N/A | #N/A | #N/A | #N/A | #N/A | #N/A | #N/A | #N/A | #N/A | #N/A | #N/A | #N/A | #N/A | #N/A | #N/A | #N/A | #N/A | #N/A | #N/A | #N/A | #N/A | #N/A | #N/A | #N/A | #N/A | #N/A | #N/A | #N/A | #N/A | #N/A | #N/A | #N/A | #N/A | #N/A
[7 empty] | 3 | 25 | 2001 | 9 | 2020-03-25 | Monday | 1 | No | #N/A | #N/A | #N/A | #N/A | #N/A | #N/A | #N/A | #N/A | #N/A | #N/A | #N/A | #N/A | #N/A | #N/A | #N/A | #N/A | #N/A | #N/A | #N/A | #N/A | #N/A | #N/A | #N/A | #N/A | #N/A | #N/A | #N/A | #N/A | #N/A | #N/A | #N/A | #N/A | #N/A | #N/A | #N/A | #N/A
[7 empty] | 3 | 25 | 2002 | 10 | 2020-03-25 | Monday | 1 | No | #N/A | #N/A | #N/A | #N/A | #N/A | #N/A | #N/A | #N/A | #N/A | #N/A | #N/A | #N/A | #N/A | #N/A | #N/A | #N/A | #N/A | #N/A | #N/A | #N/A | #N/A | #N/A | #N/A | #N/A | #N/A | #N/A | #N/A | #N/A | #N/A | #N/A | #N/A | #N/A | #N/A | #N/A | #N/A | #N/A
[7 empty] | 3 | 25 | 2003 | 11 | 2020-03-25 | Monday | 1 | No | #N/A | #N/A | #N/A | #N/A | #N/A | #N/A | #N/A | #N/A | #N/A | #N/A | #N/A | #N/A | #N/A | #N/A | #N/A | #N/A | #N/A | #N/A | #N/A | #N/A | #N/A | #N/A | #N/A | #N/A | #N/A | #N/A | #N/A | #N/A | #N/A | #N/A | #N/A | #N/A | #N/A | #N/A | #N/A | #N/A
[7 empty] | 3 | 25 | 2004 | 12 | 2020-03-25 | Monday | 1 | No | #N/A | #N/A | #N/A | #N/A | #N/A | #N/A | #N/A | #N/A | #N/A | #N/A | #N/A | #N/A | #N/A | #N/A | #N/A | #N/A | #N/A | #N/A | #N/A | #N/A | #N/A | #N/A | #N/A | #N/A | #N/A | #N/A | #N/A | #N/A | #N/A | #N/A | #N/A | #N/A | #N/A | #N/A | #N/A | #N/A
[7 empty] | 3 | 25 | 2005 | 13 | 2020-03-25 | Monday | 1 | No | #N/A | #N/A | #N/A | #N/A | #N/A | #N/A | #N/A | #N/A | #N/A | #N/A | #N/A | #N/A | #N/A | #N/A | #N/A | #N/A | #N/A | #N/A | #N/A | #N/A | #N/A | #N/A | #N/A | #N/A | #N/A | #N/A | #N/A | #N/A | #N/A | #N/A | #N/A | #N/A | #N/A | #N/A | #N/A | #N/A
[7 empty] | 3 | 25 | 2006 | 14 | 2020-03-25 | Monday | 1 | No | #N/A | #N/A | #N/A | #N/A | #N/A | #N/A | #N/A | #N/A | #N/A | #N/A | #N/A | #N/A | #N/A | #N/A | #N/A | #N/A | #N/A | #N/A | #N/A | #N/A | #N/A | #N/A | #N/A | #N/A | #N/A | #N/A | #N/A | #N/A | #N/A | #N/A | #N/A | #N/A | #N/A | #N/A | #N/A | #N/A
[7 empty] | 3 | 25 | 2007 | 15 | 2020-03-25 | Monday | 1 | No | #N/A | #N/A | #N/A | #N/A | #N/A | #N/A | #N/A | #N/A | #N/A | #N/A | #N/A | #N/A | #N/A | #N/A | #N/A | #N/A | #N/A | #N/A | #N/A | #N/A | #N/A | #N/A | #N/A | #N/A | #N/A | #N/A | #N/A | #N/A | #N/A | #N/A | #N/A | #N/A | #N/A | #N/A | #N/A | #N/A
[7 empty] | 3 | 25 | 2008 | 16 | 2020-03-25 | Monday | 1 | No | #N/A | #N/A | #N/A | #N/A | #N/A | #N/A | #N/A | #N/A | #N/A | #N/A | #N/A | #N/A | #N/A | #N/A | #N/A | #N/A | #N/A | #N/A | #N/A | #N/A | #N/A | #N/A | #N/A | #N/A | #N/A | #N/A | #N/A | #N/A | #N/A | #N/A | #N/A | #N/A | #N/A | #N/A | #N/A | #N/A
[7 empty] | 3 | 25 | 2009 | 17 | 2020-03-25 | Monday | 1 | No | #N/A | #N/A | #N/A | #N/A | #N/A | #N/A | #N/A | #N/A | #N/A | #N/A | #N/A | #N/A | #N/A | #N/A | #N/A | #N/A | #N/A | #N/A | #N/A | #N/A | #N/A | #N/A | #N/A | #N/A | #N/A | #N/A | #N/A | #N/A | #N/A | #N/A | #N/A | #N/A | #N/A | #N/A | #N/A | #N/A
[7 empty] | 3 | 25 | 2010 | 18 | 2020-03-25 | Monday | 1 | No | #N/A | #N/A | #N/A | #N/A | #N/A | #N/A | #N/A | #N/A | #N/A | #N/A | #N/A | #N/A | #N/A | #N/A | #N/A | #N/A | #N/A | #N/A | #N/A | #N/A | #N/A | #N/A | #N/A | #N/A | #N/A | #N/A | #N/A | #N/A | #N/A | #N/A | #N/A | #N/A | #N/A | #N/A | #N/A | #N/A
[7 empty] | 3 | 25 | 2011 | 19 | 2020-03-25 | Monday | 1 | No | #N/A | #N/A | #N/A | #N/A | #N/A | #N/A | #N/A | #N/A | #N/A | #N/A | #N/A | #N/A | #N/A | #N/A | #N/A | #N/A | #N/A | #N/A | #N/A | #N/A | #N/A | #N/A | #N/A | #N/A | #N/A | #N/A | #N/A | #N/A | #N/A | #N/A | #N/A | #N/A | #N/A | #N/A | #N/A | #N/A
[7 empty] | 3 | 25 | 2012 | 20 | 2020-03-25 | Monday | 1 | No | #N/A | #N/A | #N/A | #N/A | #N/A | #N/A | #N/A | #N/A | #N/A | #N/A | #N/A | #N/A | #N/A | #N/A | #N/A | #N/A | #N/A | #N/A | #N/A | #N/A | #N/A | #N/A | #N/A | #N/A | #N/A | #N/A | #N/A | #N/A | #N/A | #N/A | #N/A | #N/A | #N/A | #N/A | #N/A | #N/A
[7 empty] | 3 | 25 | 2013 | 21 | 2020-03-25 | Monday | 1 | No | #N/A | #N/A | #N/A | #N/A | #N/A | #N/A | #N/A | #N/A | #N/A | #N/A | #N/A | #N/A | #N/A | #N/A | #N/A | #N/A | #N/A | #N/A | #N/A | #N/A | #N/A | #N/A | #N/A | #N/A | #N/A | #N/A | #N/A | #N/A | #N/A | #N/A | #N/A | #N/A | #N/A | #N/A | #N/A | #N/A
[7 empty] | 3 | 25 | 2014 | 22 | 2020-03-25 | Monday | 1 | No | #N/A | #N/A | #N/A | #N/A | #N/A | #N/A | #N/A | #N/A | #N/A | #N/A | #N/A | #N/A | #N/A | #N/A | #N/A | #N/A | #N/A | #N/A | #N/A | #N/A | #N/A | #N/A | #N/A | #N/A | #N/A | #N/A | #N/A | #N/A | #N/A | #N/A | #N/A | #N/A | #N/A | #N/A | #N/A | #N/A
[7 empty] | 3 | 25 | 2015 | 23 | 2020-03-25 | Monday | 1 | No | #N/A | #N/A | #N/A | #N/A | #N/A | #N/A | #N/A | #N/A | #N/A | #N/A | #N/A | #N/A | #N/A | #N/A | #N/A | #N/A | #N/A | #N/A | #N/A | #N/A | #N/A | #N/A | #N/A | #N/A | #N/A | #N/A | #N/A | #N/A | #N/A | #N/A | #N/A | #N/A | #N/A | #N/A | #N/A | #N/A
[7 empty] | 3 | 25 | 2016 | 24 | 2020-03-25 | Monday | 1 | No | #N/A | #N/A | #N/A | #N/A | #N/A | #N/A | #N/A | #N/A | #N/A | #N/A | #N/A | #N/A | #N/A | #N/A | #N/A | #N/A | #N/A | #N/A | #N/A | #N/A | #N/A | #N/A | #N/A | #N/A | #N/A | #N/A | #N/A | #N/A | #N/A | #N/A | #N/A | #N/A | #N/A | #N/A | #N/A | #N/A
[7 empty] | 3 | 26 | 2017 | 1 | 2020-03-26 | Tuesday | 2 | No | #N/A | #N/A | #N/A | #N/A | #N/A | #N/A | #N/A | #N/A | #N/A | #N/A | #N/A | #N/A | #N/A | #N/A | #N/A | #N/A | #N/A | #N/A | #N/A | #N/A | #N/A | #N/A | #N/A | #N/A | #N/A | #N/A | #N/A | #N/A | #N/A | #N/A | #N/A | #N/A | #N/A | #N/A | #N/A | #N/A
[7 empty] | 3 | 26 | 2018 | 2 | 2020-03-26 | Tuesday | 2 | No | #N/A | #N/A | #N/A | #N/A | #N/A | #N/A | #N/A | #N/A | #N/A | #N/A | #N/A | #N/A | #N/A | #N/A | #N/A | #N/A | #N/A | #N/A | #N/A | #N/A | #N/A | #N/A | #N/A | #N/A | #N/A | #N/A | #N/A | #N/A | #N/A | #N/A | #N/A | #N/A | #N/A | #N/A | #N/A | #N/A
[7 empty] | 3 | 26 | 2019 | 3 | 2020-03-26 | Tuesday | 2 | No | #N/A | #N/A | #N/A | #N/A | #N/A | #N/A | #N/A | #N/A | #N/A | #N/A | #N/A | #N/A | #N/A | #N/A | #N/A | #N/A | #N/A | #N/A | #N/A | #N/A | #N/A | #N/A | #N/A | #N/A | #N/A | #N/A | #N/A | #N/A | #N/A | #N/A | #N/A | #N/A | #N/A | #N/A | #N/A | #N/A
[7 empty] | 3 | 26 | 2020 | 4 | 2020-03-26 | Tuesday | 2 | No | #N/A | #N/A | #N/A | #N/A | #N/A | #N/A | #N/A | #N/A | #N/A | #N/A | #N/A | #N/A | #N/A | #N/A | #N/A | #N/A | #N/A | #N/A | #N/A | #N/A | #N/A | #N/A | #N/A | #N/A | #N/A | #N/A | #N/A | #N/A | #N/A | #N/A | #N/A | #N/A | #N/A | #N/A | #N/A | #N/A
[7 empty] | 3 | 26 | 2021 | 5 | 2020-03-26 | Tuesday | 2 | No | #N/A | #N/A | #N/A | #N/A | #N/A | #N/A | #N/A | #N/A | #N/A | #N/A | #N/A | #N/A | #N/A | #N/A | #N/A | #N/A | #N/A | #N/A | #N/A | #N/A | #N/A | #N/A | #N/A | #N/A | #N/A | #N/A | #N/A | #N/A | #N/A | #N/A | #N/A | #N/A | #N/A | #N/A | #N/A | #N/A
[7 empty] | 3 | 26 | 2022 | 6 | 2020-03-26 | Tuesday | 2 | No | #N/A | #N/A | #N/A | #N/A | #N/A | #N/A | #N/A | #N/A | #N/A | #N/A | #N/A | #N/A | #N/A | #N/A | #N/A | #N/A | #N/A | #N/A | #N/A | #N/A | #N/A | #N/A | #N/A | #N/A | #N/A | #N/A | #N/A | #N/A | #N/A | #N/A | #N/A | #N/A | #N/A | #N/A | #N/A | #N/A
[7 empty] | 3 | 26 | 2023 | 7 | 2020-03-26 | Tuesday | 2 | No | #N/A | #N/A | #N/A | #N/A | #N/A | #N/A | #N/A | #N/A | #N/A | #N/A | #N/A | #N/A | #N/A | #N/A | #N/A | #N/A | #N/A | #N/A | #N/A | #N/A | #N/A | #N/A | #N/A | #N/A | #N/A | #N/A | #N/A | #N/A | #N/A | #N/A | #N/A | #N/A | #N/A | #N/A | #N/A | #N/A
[7 empty] | 3 | 26 | 2024 | 8 | 2020-03-26 | Tuesday | 2 | No | #N/A | #N/A | #N/A | #N/A | #N/A | #N/A | #N/A | #N/A | #N/A | #N/A | #N/A | #N/A | #N/A | #N/A | #N/A | #N/A | #N/A | #N/A | #N/A | #N/A | #N/A | #N/A | #N/A | #N/A | #N/A | #N/A | #N/A | #N/A | #N/A | #N/A | #N/A | #N/A | #N/A | #N/A | #N/A | #N/A
[7 empty] | 3 | 26 | 2025 | 9 | 2020-03-26 | Tuesday | 2 | No | #N/A | #N/A | #N/A | #N/A | #N/A | #N/A | #N/A | #N/A | #N/A | #N/A | #N/A | #N/A | #N/A | #N/A | #N/A | #N/A | #N/A | #N/A | #N/A | #N/A | #N/A | #N/A | #N/A | #N/A | #N/A | #N/A | #N/A | #N/A | #N/A | #N/A | #N/A | #N/A | #N/A | #N/A | #N/A | #N/A
[7 empty] | 3 | 26 | 2026 | 10 | 2020-03-26 | Tuesday | 2 | No | #N/A | #N/A | #N/A | #N/A | #N/A | #N/A | #N/A | #N/A | #N/A | #N/A | #N/A | #N/A | #N/A | #N/A | #N/A | #N/A | #N/A | #N/A | #N/A | #N/A | #N/A | #N/A | #N/A | #N/A | #N/A | #N/A | #N/A | #N/A | #N/A | #N/A | #N/A | #N/A | #N/A | #N/A | #N/A | #N/A
[7 empty] | 3 | 26 | 2027 | 11 | 2020-03-26 | Tuesday | 2 | No | #N/A | #N/A | #N/A | #N/A | #N/A | #N/A | #N/A | #N/A | #N/A | #N/A | #N/A | #N/A | #N/A | #N/A | #N/A | #N/A | #N/A | #N/A | #N/A | #N/A | #N/A | #N/A | #N/A | #N/A | #N/A | #N/A | #N/A | #N/A | #N/A | #N/A | #N/A | #N/A | #N/A | #N/A | #N/A | #N/A
[7 empty] | 3 | 26 | 2028 | 12 | 2020-03-26 | Tuesday | 2 | No | #N/A | #N/A | #N/A | #N/A | #N/A | #N/A | #N/A | #N/A | #N/A | #N/A | #N/A | #N/A | #N/A | #N/A | #N/A | #N/A | #N/A | #N/A | #N/A | #N/A | #N/A | #N/A | #N/A | #N/A | #N/A | #N/A | #N/A | #N/A | #N/A | #N/A | #N/A | #N/A | #N/A | #N/A | #N/A | #N/A
[7 empty] | 3 | 26 | 2029 | 13 | 2020-03-26 | Tuesday | 2 | No | #N/A | #N/A | #N/A | #N/A | #N/A | #N/A | #N/A | #N/A | #N/A | #N/A | #N/A | #N/A | #N/A | #N/A | #N/A | #N/A | #N/A | #N/A | #N/A | #N/A | #N/A | #N/A | #N/A | #N/A | #N/A | #N/A | #N/A | #N/A | #N/A | #N/A | #N/A | #N/A | #N/A | #N/A | #N/A | #N/A
[7 empty] | 3 | 26 | 2030 | 14 | 2020-03-26 | Tuesday | 2 | No | #N/A | #N/A | #N/A | #N/A | #N/A | #N/A | #N/A | #N/A | #N/A | #N/A | #N/A | #N/A | #N/A | #N/A | #N/A | #N/A | #N/A | #N/A | #N/A | #N/A | #N/A | #N/A | #N/A | #N/A | #N/A | #N/A | #N/A | #N/A | #N/A | #N/A | #N/A | #N/A | #N/A | #N/A | #N/A | #N/A
[7 empty] | 3 | 26 | 2031 | 15 | 2020-03-26 | Tuesday | 2 | No | #N/A | #N/A | #N/A | #N/A | #N/A | #N/A | #N/A | #N/A | #N/A | #N/A | #N/A | #N/A | #N/A | #N/A | #N/A | #N/A | #N/A | #N/A | #N/A | #N/A | #N/A | #N/A | #N/A | #N/A | #N/A | #N/A | #N/A | #N/A | #N/A | #N/A | #N/A | #N/A | #N/A | #N/A | #N/A | #N/A
[7 empty] | 3 | 26 | 2032 | 16 | 2020-03-26 | Tuesday | 2 | No | #N/A | #N/A | #N/A | #N/A | #N/A | #N/A | #N/A | #N/A | #N/A | #N/A | #N/A | #N/A | #N/A | #N/A | #N/A | #N/A | #N/A | #N/A | #N/A | #N/A | #N/A | #N/A | #N/A | #N/A | #N/A | #N/A | #N/A | #N/A | #N/A | #N/A | #N/A | #N/A | #N/A | #N/A | #N/A | #N/A
[7 empty] | 3 | 26 | 2033 | 17 | 2020-03-26 | Tuesday | 2 | No | #N/A | #N/A | #N/A | #N/A | #N/A | #N/A | #N/A | #N/A | #N/A | #N/A | #N/A | #N/A | #N/A | #N/A | #N/A | #N/A | #N/A | #N/A | #N/A | #N/A | #N/A | #N/A | #N/A | #N/A | #N/A | #N/A | #N/A | #N/A | #N/A | #N/A | #N/A | #N/A | #N/A | #N/A | #N/A | #N/A
[7 empty] | 3 | 26 | 2034 | 18 | 2020-03-26 | Tuesday | 2 | No | #N/A | #N/A | #N/A | #N/A | #N/A | #N/A | #N/A | #N/A | #N/A | #N/A | #N/A | #N/A | #N/A | #N/A | #N/A | #N/A | #N/A | #N/A | #N/A | #N/A | #N/A | #N/A | #N/A | #N/A | #N/A | #N/A | #N/A | #N/A | #N/A | #N/A | #N/A | #N/A | #N/A | #N/A | #N/A | #N/A
[7 empty] | 3 | 26 | 2035 | 19 | 2020-03-26 | Tuesday | 2 | No | #N/A | #N/A | #N/A | #N/A | #N/A | #N/A | #N/A | #N/A | #N/A | #N/A | #N/A | #N/A | #N/A | #N/A | #N/A | #N/A | #N/A | #N/A | #N/A | #N/A | #N/A | #N/A | #N/A | #N/A | #N/A | #N/A | #N/A | #N/A | #N/A | #N/A | #N/A | #N/A | #N/A | #N/A | #N/A | #N/A
[7 empty] | 3 | 26 | 2036 | 20 | 2020-03-26 | Tuesday | 2 | No | #N/A | #N/A | #N/A | #N/A | #N/A | #N/A | #N/A | #N/A | #N/A | #N/A | #N/A | #N/A | #N/A | #N/A | #N/A | #N/A | #N/A | #N/A | #N/A | #N/A | #N/A | #N/A | #N/A | #N/A | #N/A | #N/A | #N/A | #N/A | #N/A | #N/A | #N/A | #N/A | #N/A | #N/A | #N/A | #N/A
[7 empty] | 3 | 26 | 2037 | 21 | 2020-03-26 | Tuesday | 2 | No | #N/A | #N/A | #N/A | #N/A | #N/A | #N/A | #N/A | #N/A | #N/A | #N/A | #N/A | #N/A | #N/A | #N/A | #N/A | #N/A | #N/A | #N/A | #N/A | #N/A | #N/A | #N/A | #N/A | #N/A | #N/A | #N/A | #N/A | #N/A | #N/A | #N/A | #N/A | #N/A | #N/A | #N/A | #N/A | #N/A
[7 empty] | 3 | 26 | 2038 | 22 | 2020-03-26 | Tuesday | 2 | No | #N/A | #N/A | #N/A | #N/A | #N/A | #N/A | #N/A | #N/A | #N/A | #N/A | #N/A | #N/A | #N/A | #N/A | #N/A | #N/A | #N/A | #N/A | #N/A | #N/A | #N/A | #N/A | #N/A | #N/A | #N/A | #N/A | #N/A | #N/A | #N/A | #N/A | #N/A | #N/A | #N/A | #N/A | #N/A | #N/A
[7 empty] | 3 | 26 | 2039 | 23 | 2020-03-26 | Tuesday | 2 | No | #N/A | #N/A | #N/A | #N/A | #N/A | #N/A | #N/A | #N/A | #N/A | #N/A | #N/A | #N/A | #N/A | #N/A | #N/A | #N/A | #N/A | #N/A | #N/A | #N/A | #N/A | #N/A | #N/A | #N/A | #N/A | #N/A | #N/A | #N/A | #N/A | #N/A | #N/A | #N/A | #N/A | #N/A | #N/A | #N/A
[7 empty] | 3 | 26 | 2040 | 24 | 2020-03-26 | Tuesday | 2 | No | #N/A | #N/A | #N/A | #N/A | #N/A | #N/A | #N/A | #N/A | #N/A | #N/A | #N/A | #N/A | #N/A | #N/A | #N/A | #N/A | #N/A | #N/A | #N/A | #N/A | #N/A | #N/A | #N/A | #N/A | #N/A | #N/A | #N/A | #N/A | #N/A | #N/A | #N/A | #N/A | #N/A | #N/A | #N/A | #N/A
[7 empty] | 3 | 27 | 2041 | 1 | 2020-03-27 | Wednesday | 3 | No | #N/A | #N/A | #N/A | #N/A | #N/A | #N/A | #N/A | #N/A | #N/A | #N/A | #N/A | #N/A | #N/A | #N/A | #N/A | #N/A | #N/A | #N/A | #N/A | #N/A | #N/A | #N/A | #N/A | #N/A | #N/A | #N/A | #N/A | #N/A | #N/A | #N/A | #N/A | #N/A | #N/A | #N/A | #N/A | #N/A
[7 empty] | 3 | 27 | 2042 | 2 | 2020-03-27 | Wednesday | 3 | No | #N/A | #N/A | #N/A | #N/A | #N/A | #N/A | #N/A | #N/A | #N/A | #N/A | #N/A | #N/A | #N/A | #N/A | #N/A | #N/A | #N/A | #N/A | #N/A | #N/A | #N/A | #N/A | #N/A | #N/A | #N/A | #N/A | #N/A | #N/A | #N/A | #N/A | #N/A | #N/A | #N/A | #N/A | #N/A | #N/A
[7 empty] | 3 | 27 | 2043 | 3 | 2020-03-27 | Wednesday | 3 | No | #N/A | #N/A | #N/A | #N/A | #N/A | #N/A | #N/A | #N/A | #N/A | #N/A | #N/A | #N/A | #N/A | #N/A | #N/A | #N/A | #N/A | #N/A | #N/A | #N/A | #N/A | #N/A | #N/A | #N/A | #N/A | #N/A | #N/A | #N/A | #N/A | #N/A | #N/A | #N/A | #N/A | #N/A | #N/A | #N/A
[7 empty] | 3 | 27 | 2044 | 4 | 2020-03-27 | Wednesday | 3 | No | #N/A | #N/A | #N/A | #N/A | #N/A | #N/A | #N/A | #N/A | #N/A | #N/A | #N/A | #N/A | #N/A | #N/A | #N/A | #N/A | #N/A | #N/A | #N/A | #N/A | #N/A | #N/A | #N/A | #N/A | #N/A | #N/A | #N/A | #N/A | #N/A | #N/A | #N/A | #N/A | #N/A | #N/A | #N/A | #N/A
[7 empty] | 3 | 27 | 2045 | 5 | 2020-03-27 | Wednesday | 3 | No | #N/A | #N/A | #N/A | #N/A | #N/A | #N/A | #N/A | #N/A | #N/A | #N/A | #N/A | #N/A | #N/A | #N/A | #N/A | #N/A | #N/A | #N/A | #N/A | #N/A | #N/A | #N/A | #N/A | #N/A | #N/A | #N/A | #N/A | #N/A | #N/A | #N/A | #N/A | #N/A | #N/A | #N/A | #N/A | #N/A
[7 empty] | 3 | 27 | 2046 | 6 | 2020-03-27 | Wednesday | 3 | No | #N/A | #N/A | #N/A | #N/A | #N/A | #N/A | #N/A | #N/A | #N/A | #N/A | #N/A | #N/A | #N/A | #N/A | #N/A | #N/A | #N/A | #N/A | #N/A | #N/A | #N/A | #N/A | #N/A | #N/A | #N/A | #N/A | #N/A | #N/A | #N/A | #N/A | #N/A | #N/A | #N/A | #N/A | #N/A | #N/A
[7 empty] | 3 | 27 | 2047 | 7 | 2020-03-27 | Wednesday | 3 | No | #N/A | #N/A | #N/A | #N/A | #N/A | #N/A | #N/A | #N/A | #N/A | #N/A | #N/A | #N/A | #N/A | #N/A | #N/A | #N/A | #N/A | #N/A | #N/A | #N/A | #N/A | #N/A | #N/A | #N/A | #N/A | #N/A | #N/A | #N/A | #N/A | #N/A | #N/A | #N/A | #N/A | #N/A | #N/A | #N/A
[7 empty] | 3 | 27 | 2048 | 8 | 2020-03-27 | Wednesday | 3 | No | #N/A | #N/A | #N/A | #N/A | #N/A | #N/A | #N/A | #N/A | #N/A | #N/A | #N/A | #N/A | #N/A | #N/A | #N/A | #N/A | #N/A | #N/A | #N/A | #N/A | #N/A | #N/A | #N/A | #N/A | #N/A | #N/A | #N/A | #N/A | #N/A | #N/A | #N/A | #N/A | #N/A | #N/A | #N/A | #N/A
[7 empty] | 3 | 27 | 2049 | 9 | 2020-03-27 | Wednesday | 3 | No | #N/A | #N/A | #N/A | #N/A | #N/A | #N/A | #N/A | #N/A | #N/A | #N/A | #N/A | #N/A | #N/A | #N/A | #N/A | #N/A | #N/A | #N/A | #N/A | #N/A | #N/A | #N/A | #N/A | #N/A | #N/A | #N/A | #N/A | #N/A | #N/A | #N/A | #N/A | #N/A | #N/A | #N/A | #N/A | #N/A
[7 empty] | 3 | 27 | 2050 | 10 | 2020-03-27 | Wednesday | 3 | No | #N/A | #N/A | #N/A | #N/A | #N/A | #N/A | #N/A | #N/A | #N/A | #N/A | #N/A | #N/A | #N/A | #N/A | #N/A | #N/A | #N/A | #N/A | #N/A | #N/A | #N/A | #N/A | #N/A | #N/A | #N/A | #N/A | #N/A | #N/A | #N/A | #N/A | #N/A | #N/A | #N/A | #N/A | #N/A | #N/A
[7 empty] | 3 | 27 | 2051 | 11 | 2020-03-27 | Wednesday | 3 | No | #N/A | #N/A | #N/A | #N/A | #N/A | #N/A | #N/A | #N/A | #N/A | #N/A | #N/A | #N/A | #N/A | #N/A | #N/A | #N/A | #N/A | #N/A | #N/A | #N/A | #N/A | #N/A | #N/A | #N/A | #N/A | #N/A | #N/A | #N/A | #N/A | #N/A | #N/A | #N/A | #N/A | #N/A | #N/A | #N/A
[7 empty] | 3 | 27 | 2052 | 12 | 2020-03-27 | Wednesday | 3 | No | #N/A | #N/A | #N/A | #N/A | #N/A | #N/A | #N/A | #N/A | #N/A | #N/A | #N/A | #N/A | #N/A | #N/A | #N/A | #N/A | #N/A | #N/A | #N/A | #N/A | #N/A | #N/A | #N/A | #N/A | #N/A | #N/A | #N/A | #N/A | #N/A | #N/A | #N/A | #N/A | #N/A | #N/A | #N/A | #N/A
[7 empty] | 3 | 27 | 2053 | 13 | 2020-03-27 | Wednesday | 3 | No | #N/A | #N/A | #N/A | #N/A | #N/A | #N/A | #N/A | #N/A | #N/A | #N/A | #N/A | #N/A | #N/A | #N/A | #N/A | #N/A | #N/A | #N/A | #N/A | #N/A | #N/A | #N/A | #N/A | #N/A | #N/A | #N/A | #N/A | #N/A | #N/A | #N/A | #N/A | #N/A | #N/A | #N/A | #N/A | #N/A
[7 empty] | 3 | 27 | 2054 | 14 | 2020-03-27 | Wednesday | 3 | No | #N/A | #N/A | #N/A | #N/A | #N/A | #N/A | #N/A | #N/A | #N/A | #N/A | #N/A | #N/A | #N/A | #N/A | #N/A | #N/A | #N/A | #N/A | #N/A | #N/A | #N/A | #N/A | #N/A | #N/A | #N/A | #N/A | #N/A | #N/A | #N/A | #N/A | #N/A | #N/A | #N/A | #N/A | #N/A | #N/A
[7 empty] | 3 | 27 | 2055 | 15 | 2020-03-27 | Wednesday | 3 | No | #N/A | #N/A | #N/A | #N/A | #N/A | #N/A | #N/A | #N/A | #N/A | #N/A | #N/A | #N/A | #N/A | #N/A | #N/A | #N/A | #N/A | #N/A | #N/A | #N/A | #N/A | #N/A | #N/A | #N/A | #N/A | #N/A | #N/A | #N/A | #N/A | #N/A | #N/A | #N/A | #N/A | #N/A | #N/A | #N/A
[7 empty] | 3 | 27 | 2056 | 16 | 2020-03-27 | Wednesday | 3 | No | #N/A | #N/A | #N/A | #N/A | #N/A | #N/A | #N/A | #N/A | #N/A | #N/A | #N/A | #N/A | #N/A | #N/A | #N/A | #N/A | #N/A | #N/A | #N/A | #N/A | #N/A | #N/A | #N/A | #N/A | #N/A | #N/A | #N/A | #N/A | #N/A | #N/A | #N/A | #N/A | #N/A | #N/A | #N/A | #N/A
[7 empty] | 3 | 27 | 2057 | 17 | 2020-03-27 | Wednesday | 3 | No | #N/A | #N/A | #N/A | #N/A | #N/A | #N/A | #N/A | #N/A | #N/A | #N/A | #N/A | #N/A | #N/A | #N/A | #N/A | #N/A | #N/A | #N/A | #N/A | #N/A | #N/A | #N/A | #N/A | #N/A | #N/A | #N/A | #N/A | #N/A | #N/A | #N/A | #N/A | #N/A | #N/A | #N/A | #N/A | #N/A
[7 empty] | 3 | 27 | 2058 | 18 | 2020-03-27 | Wednesday | 3 | No | #N/A | #N/A | #N/A | #N/A | #N/A | #N/A | #N/A | #N/A | #N/A | #N/A | #N/A | #N/A | #N/A | #N/A | #N/A | #N/A | #N/A | #N/A | #N/A | #N/A | #N/A | #N/A | #N/A | #N/A | #N/A | #N/A | #N/A | #N/A | #N/A | #N/A | #N/A | #N/A | #N/A | #N/A | #N/A | #N/A
[7 empty] | 3 | 27 | 2059 | 19 | 2020-03-27 | Wednesday | 3 | No | #N/A | #N/A | #N/A | #N/A | #N/A | #N/A | #N/A | #N/A | #N/A | #N/A | #N/A | #N/A | #N/A | #N/A | #N/A | #N/A | #N/A | #N/A | #N/A | #N/A | #N/A | #N/A | #N/A | #N/A | #N/A | #N/A | #N/A | #N/A | #N/A | #N/A | #N/A | #N/A | #N/A | #N/A | #N/A | #N/A
[7 empty] | 3 | 27 | 2060 | 20 | 2020-03-27 | Wednesday | 3 | No | #N/A | #N/A | #N/A | #N/A | #N/A | #N/A | #N/A | #N/A | #N/A | #N/A | #N/A | #N/A | #N/A | #N/A | #N/A | #N/A | #N/A | #N/A | #N/A | #N/A | #N/A | #N/A | #N/A | #N/A | #N/A | #N/A | #N/A | #N/A | #N/A | #N/A | #N/A | #N/A | #N/A | #N/A | #N/A | #N/A
[7 empty] | 3 | 27 | 2061 | 21 | 2020-03-27 | Wednesday | 3 | No | #N/A | #N/A | #N/A | #N/A | #N/A | #N/A | #N/A | #N/A | #N/A | #N/A | #N/A | #N/A | #N/A | #N/A | #N/A | #N/A | #N/A | #N/A | #N/A | #N/A | #N/A | #N/A | #N/A | #N/A | #N/A | #N/A | #N/A | #N/A | #N/A | #N/A | #N/A | #N/A | #N/A | #N/A | #N/A | #N/A
[7 empty] | 3 | 27 | 2062 | 22 | 2020-03-27 | Wednesday | 3 | No | #N/A | #N/A | #N/A | #N/A | #N/A | #N/A | #N/A | #N/A | #N/A | #N/A | #N/A | #N/A | #N/A | #N/A | #N/A | #N/A | #N/A | #N/A | #N/A | #N/A | #N/A | #N/A | #N/A | #N/A | #N/A | #N/A | #N/A | #N/A | #N/A | #N/A | #N/A | #N/A | #N/A | #N/A | #N/A | #N/A
[7 empty] | 3 | 27 | 2063 | 23 | 2020-03-27 | Wednesday | 3 | No | #N/A | #N/A | #N/A | #N/A | #N/A | #N/A | #N/A | #N/A | #N/A | #N/A | #N/A | #N/A | #N/A | #N/A | #N/A | #N/A | #N/A | #N/A | #N/A | #N/A | #N/A | #N/A | #N/A | #N/A | #N/A | #N/A | #N/A | #N/A | #N/A | #N/A | #N/A | #N/A | #N/A | #N/A | #N/A | #N/A
[7 empty] | 3 | 27 | 2064 | 24 | 2020-03-27 | Wednesday | 3 | No | #N/A | #N/A | #N/A | #N/A | #N/A | #N/A | #N/A | #N/A | #N/A | #N/A | #N/A | #N/A | #N/A | #N/A | #N/A | #N/A | #N/A | #N/A | #N/A | #N/A | #N/A | #N/A | #N/A | #N/A | #N/A | #N/A | #N/A | #N/A | #N/A | #N/A | #N/A | #N/A | #N/A | #N/A | #N/A | #N/A
[7 empty] | 3 | 28 | 2065 | 1 | 2020-03-28 | Thursday | 4 | No | #N/A | #N/A | #N/A | #N/A | #N/A | #N/A | #N/A | #N/A | #N/A | #N/A | #N/A | #N/A | #N/A | #N/A | #N/A | #N/A | #N/A | #N/A | #N/A | #N/A | #N/A | #N/A | #N/A | #N/A | #N/A | #N/A | #N/A | #N/A | #N/A | #N/A | #N/A | #N/A | #N/A | #N/A | #N/A | #N/A
[7 empty] | 3 | 28 | 2066 | 2 | 2020-03-28 | Thursday | 4 | No | #N/A | #N/A | #N/A | #N/A | #N/A | #N/A | #N/A | #N/A | #N/A | #N/A | #N/A | #N/A | #N/A | #N/A | #N/A | #N/A | #N/A | #N/A | #N/A | #N/A | #N/A | #N/A | #N/A | #N/A | #N/A | #N/A | #N/A | #N/A | #N/A | #N/A | #N/A | #N/A | #N/A | #N/A | #N/A | #N/A
[7 empty] | 3 | 28 | 2067 | 3 | 2020-03-28 | Thursday | 4 | No | #N/A | #N/A | #N/A | #N/A | #N/A | #N/A | #N/A | #N/A | #N/A | #N/A | #N/A | #N/A | #N/A | #N/A | #N/A | #N/A | #N/A | #N/A | #N/A | #N/A | #N/A | #N/A | #N/A | #N/A | #N/A | #N/A | #N/A | #N/A | #N/A | #N/A | #N/A | #N/A | #N/A | #N/A | #N/A | #N/A
[7 empty] | 3 | 28 | 2068 | 4 | 2020-03-28 | Thursday | 4 | No | #N/A | #N/A | #N/A | #N/A | #N/A | #N/A | #N/A | #N/A | #N/A | #N/A | #N/A | #N/A | #N/A | #N/A | #N/A | #N/A | #N/A | #N/A | #N/A | #N/A | #N/A | #N/A | #N/A | #N/A | #N/A | #N/A | #N/A | #N/A | #N/A | #N/A | #N/A | #N/A | #N/A | #N/A | #N/A | #N/A
[7 empty] | 3 | 28 | 2069 | 5 | 2020-03-28 | Thursday | 4 | No | #N/A | #N/A | #N/A | #N/A | #N/A | #N/A | #N/A | #N/A | #N/A | #N/A | #N/A | #N/A | #N/A | #N/A | #N/A | #N/A | #N/A | #N/A | #N/A | #N/A | #N/A | #N/A | #N/A | #N/A | #N/A | #N/A | #N/A | #N/A | #N/A | #N/A | #N/A | #N/A | #N/A | #N/A | #N/A | #N/A
[7 empty] | 3 | 28 | 2070 | 6 | 2020-03-28 | Thursday | 4 | No | #N/A | #N/A | #N/A | #N/A | #N/A | #N/A | #N/A | #N/A | #N/A | #N/A | #N/A | #N/A | #N/A | #N/A | #N/A | #N/A | #N/A | #N/A | #N/A | #N/A | #N/A | #N/A | #N/A | #N/A | #N/A | #N/A | #N/A | #N/A | #N/A | #N/A | #N/A | #N/A | #N/A | #N/A | #N/A | #N/A
[7 empty] | 3 | 28 | 2071 | 7 | 2020-03-28 | Thursday | 4 | No | #N/A | #N/A | #N/A | #N/A | #N/A | #N/A | #N/A | #N/A | #N/A | #N/A | #N/A | #N/A | #N/A | #N/A | #N/A | #N/A | #N/A | #N/A | #N/A | #N/A | #N/A | #N/A | #N/A | #N/A | #N/A | #N/A | #N/A | #N/A | #N/A | #N/A | #N/A | #N/A | #N/A | #N/A | #N/A | #N/A
[7 empty] | 3 | 28 | 2072 | 8 | 2020-03-28 | Thursday | 4 | No | #N/A | #N/A | #N/A | #N/A | #N/A | #N/A | #N/A | #N/A | #N/A | #N/A | #N/A | #N/A | #N/A | #N/A | #N/A | #N/A | #N/A | #N/A | #N/A | #N/A | #N/A | #N/A | #N/A | #N/A | #N/A | #N/A | #N/A | #N/A | #N/A | #N/A | #N/A | #N/A | #N/A | #N/A | #N/A | #N/A
[7 empty] | 3 | 28 | 2073 | 9 | 2020-03-28 | Thursday | 4 | No | #N/A | #N/A | #N/A | #N/A | #N/A | #N/A | #N/A | #N/A | #N/A | #N/A | #N/A | #N/A | #N/A | #N/A | #N/A | #N/A | #N/A | #N/A | #N/A | #N/A | #N/A | #N/A | #N/A | #N/A | #N/A | #N/A | #N/A | #N/A | #N/A | #N/A | #N/A | #N/A | #N/A | #N/A | #N/A | #N/A
[7 empty] | 3 | 28 | 2074 | 10 | 2020-03-28 | Thursday | 4 | No | #N/A | #N/A | #N/A | #N/A | #N/A | #N/A | #N/A | #N/A | #N/A | #N/A | #N/A | #N/A | #N/A | #N/A | #N/A | #N/A | #N/A | #N/A | #N/A | #N/A | #N/A | #N/A | #N/A | #N/A | #N/A | #N/A | #N/A | #N/A | #N/A | #N/A | #N/A | #N/A | #N/A | #N/A | #N/A | #N/A
[7 empty] | 3 | 28 | 2075 | 11 | 2020-03-28 | Thursday | 4 | No | #N/A | #N/A | #N/A | #N/A | #N/A | #N/A | #N/A | #N/A | #N/A | #N/A | #N/A | #N/A | #N/A | #N/A | #N/A | #N/A | #N/A | #N/A | #N/A | #N/A | #N/A | #N/A | #N/A | #N/A | #N/A | #N/A | #N/A | #N/A | #N/A | #N/A | #N/A | #N/A | #N/A | #N/A | #N/A | #N/A
[7 empty] | 3 | 28 | 2076 | 12 | 2020-03-28 | Thursday | 4 | No | #N/A | #N/A | #N/A | #N/A | #N/A | #N/A | #N/A | #N/A | #N/A | #N/A | #N/A | #N/A | #N/A | #N/A | #N/A | #N/A | #N/A | #N/A | #N/A | #N/A | #N/A | #N/A | #N/A | #N/A | #N/A | #N/A | #N/A | #N/A | #N/A | #N/A | #N/A | #N/A | #N/A | #N/A | #N/A | #N/A
[7 empty] | 3 | 28 | 2077 | 13 | 2020-03-28 | Thursday | 4 | No | #N/A | #N/A | #N/A | #N/A | #N/A | #N/A | #N/A | #N/A | #N/A | #N/A | #N/A | #N/A | #N/A | #N/A | #N/A | #N/A | #N/A | #N/A | #N/A | #N/A | #N/A | #N/A | #N/A | #N/A | #N/A | #N/A | #N/A | #N/A | #N/A | #N/A | #N/A | #N/A | #N/A | #N/A | #N/A | #N/A
[7 empty] | 3 | 28 | 2078 | 14 | 2020-03-28 | Thursday | 4 | No | #N/A | #N/A | #N/A | #N/A | #N/A | #N/A | #N/A | #N/A | #N/A | #N/A | #N/A | #N/A | #N/A | #N/A | #N/A | #N/A | #N/A | #N/A | #N/A | #N/A | #N/A | #N/A | #N/A | #N/A | #N/A | #N/A | #N/A | #N/A | #N/A | #N/A | #N/A | #N/A | #N/A | #N/A | #N/A | #N/A
[7 empty] | 3 | 28 | 2079 | 15 | 2020-03-28 | Thursday | 4 | No | #N/A | #N/A | #N/A | #N/A | #N/A | #N/A | #N/A | #N/A | #N/A | #N/A | #N/A | #N/A | #N/A | #N/A | #N/A | #N/A | #N/A | #N/A | #N/A | #N/A | #N/A | #N/A | #N/A | #N/A | #N/A | #N/A | #N/A | #N/A | #N/A | #N/A | #N/A | #N/A | #N/A | #N/A | #N/A | #N/A
[7 empty] | 3 | 28 | 2080 | 16 | 2020-03-28 | Thursday | 4 | No | #N/A | #N/A | #N/A | #N/A | #N/A | #N/A | #N/A | #N/A | #N/A | #N/A | #N/A | #N/A | #N/A | #N/A | #N/A | #N/A | #N/A | #N/A | #N/A | #N/A | #N/A | #N/A | #N/A | #N/A | #N/A | #N/A | #N/A | #N/A | #N/A | #N/A | #N/A | #N/A | #N/A | #N/A | #N/A | #N/A
[7 empty] | 3 | 28 | 2081 | 17 | 2020-03-28 | Thursday | 4 | No | #N/A | #N/A | #N/A | #N/A | #N/A | #N/A | #N/A | #N/A | #N/A | #N/A | #N/A | #N/A | #N/A | #N/A | #N/A | #N/A | #N/A | #N/A | #N/A | #N/A | #N/A | #N/A | #N/A | #N/A | #N/A | #N/A | #N/A | #N/A | #N/A | #N/A | #N/A | #N/A | #N/A | #N/A | #N/A | #N/A
[7 empty] | 3 | 28 | 2082 | 18 | 2020-03-28 | Thursday | 4 | No | #N/A | #N/A | #N/A | #N/A | #N/A | #N/A | #N/A | #N/A | #N/A | #N/A | #N/A | #N/A | #N/A | #N/A | #N/A | #N/A | #N/A | #N/A | #N/A | #N/A | #N/A | #N/A | #N/A | #N/A | #N/A | #N/A | #N/A | #N/A | #N/A | #N/A | #N/A | #N/A | #N/A | #N/A | #N/A | #N/A
[7 empty] | 3 | 28 | 2083 | 19 | 2020-03-28 | Thursday | 4 | No | #N/A | #N/A | #N/A | #N/A | #N/A | #N/A | #N/A | #N/A | #N/A | #N/A | #N/A | #N/A | #N/A | #N/A | #N/A | #N/A | #N/A | #N/A | #N/A | #N/A | #N/A | #N/A | #N/A | #N/A | #N/A | #N/A | #N/A | #N/A | #N/A | #N/A | #N/A | #N/A | #N/A | #N/A | #N/A | #N/A
[7 empty] | 3 | 28 | 2084 | 20 | 2020-03-28 | Thursday | 4 | No | #N/A | #N/A | #N/A | #N/A | #N/A | #N/A | #N/A | #N/A | #N/A | #N/A | #N/A | #N/A | #N/A | #N/A | #N/A | #N/A | #N/A | #N/A | #N/A | #N/A | #N/A | #N/A | #N/A | #N/A | #N/A | #N/A | #N/A | #N/A | #N/A | #N/A | #N/A | #N/A | #N/A | #N/A | #N/A | #N/A
[7 empty] | 3 | 28 | 2085 | 21 | 2020-03-28 | Thursday | 4 | No | #N/A | #N/A | #N/A | #N/A | #N/A | #N/A | #N/A | #N/A | #N/A | #N/A | #N/A | #N/A | #N/A | #N/A | #N/A | #N/A | #N/A | #N/A | #N/A | #N/A | #N/A | #N/A | #N/A | #N/A | #N/A | #N/A | #N/A | #N/A | #N/A | #N/A | #N/A | #N/A | #N/A | #N/A | #N/A | #N/A
[7 empty] | 3 | 28 | 2086 | 22 | 2020-03-28 | Thursday | 4 | No | #N/A | #N/A | #N/A | #N/A | #N/A | #N/A | #N/A | #N/A | #N/A | #N/A | #N/A | #N/A | #N/A | #N/A | #N/A | #N/A | #N/A | #N/A | #N/A | #N/A | #N/A | #N/A | #N/A | #N/A | #N/A | #N/A | #N/A | #N/A | #N/A | #N/A | #N/A | #N/A | #N/A | #N/A | #N/A | #N/A
[7 empty] | 3 | 28 | 2087 | 23 | 2020-03-28 | Thursday | 4 | No | #N/A | #N/A | #N/A | #N/A | #N/A | #N/A | #N/A | #N/A | #N/A | #N/A | #N/A | #N/A | #N/A | #N/A | #N/A | #N/A | #N/A | #N/A | #N/A | #N/A | #N/A | #N/A | #N/A | #N/A | #N/A | #N/A | #N/A | #N/A | #N/A | #N/A | #N/A | #N/A | #N/A | #N/A | #N/A | #N/A
[7 empty] | 3 | 28 | 2088 | 24 | 2020-03-28 | Thursday | 4 | No | #N/A | #N/A | #N/A | #N/A | #N/A | #N/A | #N/A | #N/A | #N/A | #N/A | #N/A | #N/A | #N/A | #N/A | #N/A | #N/A | #N/A | #N/A | #N/A | #N/A | #N/A | #N/A | #N/A | #N/A | #N/A | #N/A | #N/A | #N/A | #N/A | #N/A | #N/A | #N/A | #N/A | #N/A | #N/A | #N/A
[7 empty] | 3 | 29 | 2089 | 1 | 2020-03-29 | Friday | 5 | No | #N/A | #N/A | #N/A | #N/A | #N/A | #N/A | #N/A | #N/A | #N/A | #N/A | #N/A | #N/A | #N/A | #N/A | #N/A | #N/A | #N/A | #N/A | #N/A | #N/A | #N/A | #N/A | #N/A | #N/A | #N/A | #N/A | #N/A | #N/A | #N/A | #N/A | #N/A | #N/A | #N/A | #N/A | #N/A | #N/A
[7 empty] | 3 | 29 | 2090 | 2 | 2020-03-29 | Friday | 5 | No | #N/A | #N/A | #N/A | #N/A | #N/A | #N/A | #N/A | #N/A | #N/A | #N/A | #N/A | #N/A | #N/A | #N/A | #N/A | #N/A | #N/A | #N/A | #N/A | #N/A | #N/A | #N/A | #N/A | #N/A | #N/A | #N/A | #N/A | #N/A | #N/A | #N/A | #N/A | #N/A | #N/A | #N/A | #N/A | #N/A
[7 empty] | 3 | 29 | 2091 | 3 | 2020-03-29 | Friday | 5 | No | #N/A | #N/A | #N/A | #N/A | #N/A | #N/A | #N/A | #N/A | #N/A | #N/A | #N/A | #N/A | #N/A | #N/A | #N/A | #N/A | #N/A | #N/A | #N/A | #N/A | #N/A | #N/A | #N/A | #N/A | #N/A | #N/A | #N/A | #N/A | #N/A | #N/A | #N/A | #N/A | #N/A | #N/A | #N/A | #N/A
[7 empty] | 3 | 29 | 2092 | 4 | 2020-03-29 | Friday | 5 | No | #N/A | #N/A | #N/A | #N/A | #N/A | #N/A | #N/A | #N/A | #N/A | #N/A | #N/A | #N/A | #N/A | #N/A | #N/A | #N/A | #N/A | #N/A | #N/A | #N/A | #N/A | #N/A | #N/A | #N/A | #N/A | #N/A | #N/A | #N/A | #N/A | #N/A | #N/A | #N/A | #N/A | #N/A | #N/A | #N/A
[7 empty] | 3 | 29 | 2093 | 5 | 2020-03-29 | Friday | 5 | No | #N/A | #N/A | #N/A | #N/A | #N/A | #N/A | #N/A | #N/A | #N/A | #N/A | #N/A | #N/A | #N/A | #N/A | #N/A | #N/A | #N/A | #N/A | #N/A | #N/A | #N/A | #N/A | #N/A | #N/A | #N/A | #N/A | #N/A | #N/A | #N/A | #N/A | #N/A | #N/A | #N/A | #N/A | #N/A | #N/A
[7 empty] | 3 | 29 | 2094 | 6 | 2020-03-29 | Friday | 5 | No | #N/A | #N/A | #N/A | #N/A | #N/A | #N/A | #N/A | #N/A | #N/A | #N/A | #N/A | #N/A | #N/A | #N/A | #N/A | #N/A | #N/A | #N/A | #N/A | #N/A | #N/A | #N/A | #N/A | #N/A | #N/A | #N/A | #N/A | #N/A | #N/A | #N/A | #N/A | #N/A | #N/A | #N/A | #N/A | #N/A
[7 empty] | 3 | 29 | 2095 | 7 | 2020-03-29 | Friday | 5 | No | #N/A | #N/A | #N/A | #N/A | #N/A | #N/A | #N/A | #N/A | #N/A | #N/A | #N/A | #N/A | #N/A | #N/A | #N/A | #N/A | #N/A | #N/A | #N/A | #N/A | #N/A | #N/A | #N/A | #N/A | #N/A | #N/A | #N/A | #N/A | #N/A | #N/A | #N/A | #N/A | #N/A | #N/A | #N/A | #N/A
[7 empty] | 3 | 29 | 2096 | 8 | 2020-03-29 | Friday | 5 | No | #N/A | #N/A | #N/A | #N/A | #N/A | #N/A | #N/A | #N/A | #N/A | #N/A | #N/A | #N/A | #N/A | #N/A | #N/A | #N/A | #N/A | #N/A | #N/A | #N/A | #N/A | #N/A | #N/A | #N/A | #N/A | #N/A | #N/A | #N/A | #N/A | #N/A | #N/A | #N/A | #N/A | #N/A | #N/A | #N/A
[7 empty] | 3 | 29 | 2097 | 9 | 2020-03-29 | Friday | 5 | No | #N/A | #N/A | #N/A | #N/A | #N/A | #N/A | #N/A | #N/A | #N/A | #N/A | #N/A | #N/A | #N/A | #N/A | #N/A | #N/A | #N/A | #N/A | #N/A | #N/A | #N/A | #N/A | #N/A | #N/A | #N/A | #N/A | #N/A | #N/A | #N/A | #N/A | #N/A | #N/A | #N/A | #N/A | #N/A | #N/A
[7 empty] | 3 | 29 | 2098 | 10 | 2020-03-29 | Friday | 5 | No | #N/A | #N/A | #N/A | #N/A | #N/A | #N/A | #N/A | #N/A | #N/A | #N/A | #N/A | #N/A | #N/A | #N/A | #N/A | #N/A | #N/A | #N/A | #N/A | #N/A | #N/A | #N/A | #N/A | #N/A | #N/A | #N/A | #N/A | #N/A | #N/A | #N/A | #N/A | #N/A | #N/A | #N/A | #N/A | #N/A
[7 empty] | 3 | 29 | 2099 | 11 | 2020-03-29 | Friday | 5 | No | #N/A | #N/A | #N/A | #N/A | #N/A | #N/A | #N/A | #N/A | #N/A | #N/A | #N/A | #N/A | #N/A | #N/A | #N/A | #N/A | #N/A | #N/A | #N/A | #N/A | #N/A | #N/A | #N/A | #N/A | #N/A | #N/A | #N/A | #N/A | #N/A | #N/A | #N/A | #N/A | #N/A | #N/A | #N/A | #N/A
[7 empty] | 3 | 29 | 2100 | 12 | 2020-03-29 | Friday | 5 | No | #N/A | #N/A | #N/A | #N/A | #N/A | #N/A | #N/A | #N/A | #N/A | #N/A | #N/A | #N/A | #N/A | #N/A | #N/A | #N/A | #N/A | #N/A | #N/A | #N/A | #N/A | #N/A | #N/A | #N/A | #N/A | #N/A | #N/A | #N/A | #N/A | #N/A | #N/A | #N/A | #N/A | #N/A | #N/A | #N/A
[7 empty] | 3 | 29 | 2101 | 13 | 2020-03-29 | Friday | 5 | No | #N/A | #N/A | #N/A | #N/A | #N/A | #N/A | #N/A | #N/A | #N/A | #N/A | #N/A | #N/A | #N/A | #N/A | #N/A | #N/A | #N/A | #N/A | #N/A | #N/A | #N/A | #N/A | #N/A | #N/A | #N/A | #N/A | #N/A | #N/A | #N/A | #N/A | #N/A | #N/A | #N/A | #N/A | #N/A | #N/A
[7 empty] | 3 | 29 | 2102 | 14 | 2020-03-29 | Friday | 5 | No | #N/A | #N/A | #N/A | #N/A | #N/A | #N/A | #N/A | #N/A | #N/A | #N/A | #N/A | #N/A | #N/A | #N/A | #N/A | #N/A | #N/A | #N/A | #N/A | #N/A | #N/A | #N/A | #N/A | #N/A | #N/A | #N/A | #N/A | #N/A | #N/A | #N/A | #N/A | #N/A | #N/A | #N/A | #N/A | #N/A
[7 empty] | 3 | 29 | 2103 | 15 | 2020-03-29 | Friday | 5 | No | #N/A | #N/A | #N/A | #N/A | #N/A | #N/A | #N/A | #N/A | #N/A | #N/A | #N/A | #N/A | #N/A | #N/A | #N/A | #N/A | #N/A | #N/A | #N/A | #N/A | #N/A | #N/A | #N/A | #N/A | #N/A | #N/A | #N/A | #N/A | #N/A | #N/A | #N/A | #N/A | #N/A | #N/A | #N/A | #N/A
[7 empty] | 3 | 29 | 2104 | 16 | 2020-03-29 | Friday | 5 | No | #N/A | #N/A | #N/A | #N/A | #N/A | #N/A | #N/A | #N/A | #N/A | #N/A | #N/A | #N/A | #N/A | #N/A | #N/A | #N/A | #N/A | #N/A | #N/A | #N/A | #N/A | #N/A | #N/A | #N/A | #N/A | #N/A | #N/A | #N/A | #N/A | #N/A | #N/A | #N/A | #N/A | #N/A | #N/A | #N/A
[7 empty] | 3 | 29 | 2105 | 17 | 2020-03-29 | Friday | 5 | No | #N/A | #N/A | #N/A | #N/A | #N/A | #N/A | #N/A | #N/A | #N/A | #N/A | #N/A | #N/A | #N/A | #N/A | #N/A | #N/A | #N/A | #N/A | #N/A | #N/A | #N/A | #N/A | #N/A | #N/A | #N/A | #N/A | #N/A | #N/A | #N/A | #N/A | #N/A | #N/A | #N/A | #N/A | #N/A | #N/A
[7 empty] | 3 | 29 | 2106 | 18 | 2020-03-29 | Friday | 5 | No | #N/A | #N/A | #N/A | #N/A | #N/A | #N/A | #N/A | #N/A | #N/A | #N/A | #N/A | #N/A | #N/A | #N/A | #N/A | #N/A | #N/A | #N/A | #N/A | #N/A | #N/A | #N/A | #N/A | #N/A | #N/A | #N/A | #N/A | #N/A | #N/A | #N/A | #N/A | #N/A | #N/A | #N/A | #N/A | #N/A
[7 empty] | 3 | 29 | 2107 | 19 | 2020-03-29 | Friday | 5 | No | #N/A | #N/A | #N/A | #N/A | #N/A | #N/A | #N/A | #N/A | #N/A | #N/A | #N/A | #N/A | #N/A | #N/A | #N/A | #N/A | #N/A | #N/A | #N/A | #N/A | #N/A | #N/A | #N/A | #N/A | #N/A | #N/A | #N/A | #N/A | #N/A | #N/A | #N/A | #N/A | #N/A | #N/A | #N/A | #N/A
[7 empty] | 3 | 29 | 2108 | 20 | 2020-03-29 | Friday | 5 | No | #N/A | #N/A | #N/A | #N/A | #N/A | #N/A | #N/A | #N/A | #N/A | #N/A | #N/A | #N/A | #N/A | #N/A | #N/A | #N/A | #N/A | #N/A | #N/A | #N/A | #N/A | #N/A | #N/A | #N/A | #N/A | #N/A | #N/A | #N/A | #N/A | #N/A | #N/A | #N/A | #N/A | #N/A | #N/A | #N/A
[7 empty] | 3 | 29 | 2109 | 21 | 2020-03-29 | Friday | 5 | No | #N/A | #N/A | #N/A | #N/A | #N/A | #N/A | #N/A | #N/A | #N/A | #N/A | #N/A | #N/A | #N/A | #N/A | #N/A | #N/A | #N/A | #N/A | #N/A | #N/A | #N/A | #N/A | #N/A | #N/A | #N/A | #N/A | #N/A | #N/A | #N/A | #N/A | #N/A | #N/A | #N/A | #N/A | #N/A | #N/A
[7 empty] | 3 | 29 | 2110 | 22 | 2020-03-29 | Friday | 5 | No | #N/A | #N/A | #N/A | #N/A | #N/A | #N/A | #N/A | #N/A | #N/A | #N/A | #N/A | #N/A | #N/A | #N/A | #N/A | #N/A | #N/A | #N/A | #N/A | #N/A | #N/A | #N/A | #N/A | #N/A | #N/A | #N/A | #N/A | #N/A | #N/A | #N/A | #N/A | #N/A | #N/A | #N/A | #N/A | #N/A
[7 empty] | 3 | 29 | 2111 | 23 | 2020-03-29 | Friday | 5 | No | #N/A | #N/A | #N/A | #N/A | #N/A | #N/A | #N/A | #N/A | #N/A | #N/A | #N/A | #N/A | #N/A | #N/A | #N/A | #N/A | #N/A | #N/A | #N/A | #N/A | #N/A | #N/A | #N/A | #N/A | #N/A | #N/A | #N/A | #N/A | #N/A | #N/A | #N/A | #N/A | #N/A | #N/A | #N/A | #N/A
[7 empty] | 3 | 29 | 2112 | 24 | 2020-03-29 | Friday | 5 | No | #N/A | #N/A | #N/A | #N/A | #N/A | #N/A | #N/A | #N/A | #N/A | #N/A | #N/A | #N/A | #N/A | #N/A | #N/A | #N/A | #N/A | #N/A | #N/A | #N/A | #N/A | #N/A | #N/A | #N/A | #N/A | #N/A | #N/A | #N/A | #N/A | #N/A | #N/A | #N/A | #N/A | #N/A | #N/A | #N/A
[7 empty] | 3 | 30 | 2113 | 1 | 2020-03-30 | Saturday | 6 | No | #N/A | #N/A | #N/A | #N/A | #N/A | #N/A | #N/A | #N/A | #N/A | #N/A | #N/A | #N/A | #N/A | #N/A | #N/A | #N/A | #N/A | #N/A | #N/A | #N/A | #N/A | #N/A | #N/A | #N/A | #N/A | #N/A | #N/A | #N/A | #N/A | #N/A | #N/A | #N/A | #N/A | #N/A | #N/A | #N/A
[7 empty] | 3 | 30 | 2114 | 2 | 2020-03-30 | Saturday | 6 | No | #N/A | #N/A | #N/A | #N/A | #N/A | #N/A | #N/A | #N/A | #N/A | #N/A | #N/A | #N/A | #N/A | #N/A | #N/A | #N/A | #N/A | #N/A | #N/A | #N/A | #N/A | #N/A | #N/A | #N/A | #N/A | #N/A | #N/A | #N/A | #N/A | #N/A | #N/A | #N/A | #N/A | #N/A | #N/A | #N/A
[7 empty] | 3 | 30 | 2115 | 3 | 2020-03-30 | Saturday | 6 | No | #N/A | #N/A | #N/A | #N/A | #N/A | #N/A | #N/A | #N/A | #N/A | #N/A | #N/A | #N/A | #N/A | #N/A | #N/A | #N/A | #N/A | #N/A | #N/A | #N/A | #N/A | #N/A | #N/A | #N/A | #N/A | #N/A | #N/A | #N/A | #N/A | #N/A | #N/A | #N/A | #N/A | #N/A | #N/A | #N/A
[7 empty] | 3 | 30 | 2116 | 4 | 2020-03-30 | Saturday | 6 | No | #N/A | #N/A | #N/A | #N/A | #N/A | #N/A | #N/A | #N/A | #N/A | #N/A | #N/A | #N/A | #N/A | #N/A | #N/A | #N/A | #N/A | #N/A | #N/A | #N/A | #N/A | #N/A | #N/A | #N/A | #N/A | #N/A | #N/A | #N/A | #N/A | #N/A | #N/A | #N/A | #N/A | #N/A | #N/A | #N/A
[7 empty] | 3 | 30 | 2117 | 5 | 2020-03-30 | Saturday | 6 | No | #N/A | #N/A | #N/A | #N/A | #N/A | #N/A | #N/A | #N/A | #N/A | #N/A | #N/A | #N/A | #N/A | #N/A | #N/A | #N/A | #N/A | #N/A | #N/A | #N/A | #N/A | #N/A | #N/A | #N/A | #N/A | #N/A | #N/A | #N/A | #N/A | #N/A | #N/A | #N/A | #N/A | #N/A | #N/A | #N/A
[7 empty] | 3 | 30 | 2118 | 6 | 2020-03-30 | Saturday | 6 | No | #N/A | #N/A | #N/A | #N/A | #N/A | #N/A | #N/A | #N/A | #N/A | #N/A | #N/A | #N/A | #N/A | #N/A | #N/A | #N/A | #N/A | #N/A | #N/A | #N/A | #N/A | #N/A | #N/A | #N/A | #N/A | #N/A | #N/A | #N/A | #N/A | #N/A | #N/A | #N/A | #N/A | #N/A | #N/A | #N/A
[7 empty] | 3 | 30 | 2119 | 7 | 2020-03-30 | Saturday | 6 | No | #N/A | #N/A | #N/A | #N/A | #N/A | #N/A | #N/A | #N/A | #N/A | #N/A | #N/A | #N/A | #N/A | #N/A | #N/A | #N/A | #N/A | #N/A | #N/A | #N/A | #N/A | #N/A | #N/A | #N/A | #N/A | #N/A | #N/A | #N/A | #N/A | #N/A | #N/A | #N/A | #N/A | #N/A | #N/A | #N/A
[7 empty] | 3 | 30 | 2120 | 8 | 2020-03-30 | Saturday | 6 | No | #N/A | #N/A | #N/A | #N/A | #N/A | #N/A | #N/A | #N/A | #N/A | #N/A | #N/A | #N/A | #N/A | #N/A | #N/A | #N/A | #N/A | #N/A | #N/A | #N/A | #N/A | #N/A | #N/A | #N/A | #N/A | #N/A | #N/A | #N/A | #N/A | #N/A | #N/A | #N/A | #N/A | #N/A | #N/A | #N/A
[7 empty] | 3 | 30 | 2121 | 9 | 2020-03-30 | Saturday | 6 | No | #N/A | #N/A | #N/A | #N/A | #N/A | #N/A | #N/A | #N/A | #N/A | #N/A | #N/A | #N/A | #N/A | #N/A | #N/A | #N/A | #N/A | #N/A | #N/A | #N/A | #N/A | #N/A | #N/A | #N/A | #N/A | #N/A | #N/A | #N/A | #N/A | #N/A | #N/A | #N/A | #N/A | #N/A | #N/A | #N/A
[7 empty] | 3 | 30 | 2122 | 10 | 2020-03-30 | Saturday | 6 | No | #N/A | #N/A | #N/A | #N/A | #N/A | #N/A | #N/A | #N/A | #N/A | #N/A | #N/A | #N/A | #N/A | #N/A | #N/A | #N/A | #N/A | #N/A | #N/A | #N/A | #N/A | #N/A | #N/A | #N/A | #N/A | #N/A | #N/A | #N/A | #N/A | #N/A | #N/A | #N/A | #N/A | #N/A | #N/A | #N/A
[7 empty] | 3 | 30 | 2123 | 11 | 2020-03-30 | Saturday | 6 | No | #N/A | #N/A | #N/A | #N/A | #N/A | #N/A | #N/A | #N/A | #N/A | #N/A | #N/A | #N/A | #N/A | #N/A | #N/A | #N/A | #N/A | #N/A | #N/A | #N/A | #N/A | #N/A | #N/A | #N/A | #N/A | #N/A | #N/A | #N/A | #N/A | #N/A | #N/A | #N/A | #N/A | #N/A | #N/A | #N/A
[7 empty] | 3 | 30 | 2124 | 12 | 2020-03-30 | Saturday | 6 | No | #N/A | #N/A | #N/A | #N/A | #N/A | #N/A | #N/A | #N/A | #N/A | #N/A | #N/A | #N/A | #N/A | #N/A | #N/A | #N/A | #N/A | #N/A | #N/A | #N/A | #N/A | #N/A | #N/A | #N/A | #N/A | #N/A | #N/A | #N/A | #N/A | #N/A | #N/A | #N/A | #N/A | #N/A | #N/A | #N/A
[7 empty] | 3 | 30 | 2125 | 13 | 2020-03-30 | Saturday | 6 | No | #N/A | #N/A | #N/A | #N/A | #N/A | #N/A | #N/A | #N/A | #N/A | #N/A | #N/A | #N/A | #N/A | #N/A | #N/A | #N/A | #N/A | #N/A | #N/A | #N/A | #N/A | #N/A | #N/A | #N/A | #N/A | #N/A | #N/A | #N/A | #N/A | #N/A | #N/A | #N/A | #N/A | #N/A | #N/A | #N/A
[7 empty] | 3 | 30 | 2126 | 14 | 2020-03-30 | Saturday | 6 | No | #N/A | #N/A | #N/A | #N/A | #N/A | #N/A | #N/A | #N/A | #N/A | #N/A | #N/A | #N/A | #N/A | #N/A | #N/A | #N/A | #N/A | #N/A | #N/A | #N/A | #N/A | #N/A | #N/A | #N/A | #N/A | #N/A | #N/A | #N/A | #N/A | #N/A | #N/A | #N/A | #N/A | #N/A | #N/A | #N/A
[7 empty] | 3 | 30 | 2127 | 15 | 2020-03-30 | Saturday | 6 | No | #N/A | #N/A | #N/A | #N/A | #N/A | #N/A | #N/A | #N/A | #N/A | #N/A | #N/A | #N/A | #N/A | #N/A | #N/A | #N/A | #N/A | #N/A | #N/A | #N/A | #N/A | #N/A | #N/A | #N/A | #N/A | #N/A | #N/A | #N/A | #N/A | #N/A | #N/A | #N/A | #N/A | #N/A | #N/A | #N/A
[7 empty] | 3 | 30 | 2128 | 16 | 2020-03-30 | Saturday | 6 | No | #N/A | #N/A | #N/A | #N/A | #N/A | #N/A | #N/A | #N/A | #N/A | #N/A | #N/A | #N/A | #N/A | #N/A | #N/A | #N/A | #N/A | #N/A | #N/A | #N/A | #N/A | #N/A | #N/A | #N/A | #N/A | #N/A | #N/A | #N/A | #N/A | #N/A | #N/A | #N/A | #N/A | #N/A | #N/A | #N/A
[7 empty] | 3 | 30 | 2129 | 17 | 2020-03-30 | Saturday | 6 | No | #N/A | #N/A | #N/A | #N/A | #N/A | #N/A | #N/A | #N/A | #N/A | #N/A | #N/A | #N/A | #N/A | #N/A | #N/A | #N/A | #N/A | #N/A | #N/A | #N/A | #N/A | #N/A | #N/A | #N/A | #N/A | #N/A | #N/A | #N/A | #N/A | #N/A | #N/A | #N/A | #N/A | #N/A | #N/A | #N/A
[7 empty] | 3 | 30 | 2130 | 18 | 2020-03-30 | Saturday | 6 | No | #N/A | #N/A | #N/A | #N/A | #N/A | #N/A | #N/A | #N/A | #N/A | #N/A | #N/A | #N/A | #N/A | #N/A | #N/A | #N/A | #N/A | #N/A | #N/A | #N/A | #N/A | #N/A | #N/A | #N/A | #N/A | #N/A | #N/A | #N/A | #N/A | #N/A | #N/A | #N/A | #N/A | #N/A | #N/A | #N/A
[7 empty] | 3 | 30 | 2131 | 19 | 2020-03-30 | Saturday | 6 | No | #N/A | #N/A | #N/A | #N/A | #N/A | #N/A | #N/A | #N/A | #N/A | #N/A | #N/A | #N/A | #N/A | #N/A | #N/A | #N/A | #N/A | #N/A | #N/A | #N/A | #N/A | #N/A | #N/A | #N/A | #N/A | #N/A | #N/A | #N/A | #N/A | #N/A | #N/A | #N/A | #N/A | #N/A | #N/A | #N/A
[7 empty] | 3 | 30 | 2132 | 20 | 2020-03-30 | Saturday | 6 | No | #N/A | #N/A | #N/A | #N/A | #N/A | #N/A | #N/A | #N/A | #N/A | #N/A | #N/A | #N/A | #N/A | #N/A | #N/A | #N/A | #N/A | #N/A | #N/A | #N/A | #N/A | #N/A | #N/A | #N/A | #N/A | #N/A | #N/A | #N/A | #N/A | #N/A | #N/A | #N/A | #N/A | #N/A | #N/A | #N/A
[7 empty] | 3 | 30 | 2133 | 21 | 2020-03-30 | Saturday | 6 | No | #N/A | #N/A | #N/A | #N/A | #N/A | #N/A | #N/A | #N/A | #N/A | #N/A | #N/A | #N/A | #N/A | #N/A | #N/A | #N/A | #N/A | #N/A | #N/A | #N/A | #N/A | #N/A | #N/A | #N/A | #N/A | #N/A | #N/A | #N/A | #N/A | #N/A | #N/A | #N/A | #N/A | #N/A | #N/A | #N/A
[7 empty] | 3 | 30 | 2134 | 22 | 2020-03-30 | Saturday | 6 | No | #N/A | #N/A | #N/A | #N/A | #N/A | #N/A | #N/A | #N/A | #N/A | #N/A | #N/A | #N/A | #N/A | #N/A | #N/A | #N/A | #N/A | #N/A | #N/A | #N/A | #N/A | #N/A | #N/A | #N/A | #N/A | #N/A | #N/A | #N/A | #N/A | #N/A | #N/A | #N/A | #N/A | #N/A | #N/A | #N/A
[7 empty] | 3 | 30 | 2135 | 23 | 2020-03-30 | Saturday | 6 | No | #N/A | #N/A | #N/A | #N/A | #N/A | #N/A | #N/A | #N/A | #N/A | #N/A | #N/A | #N/A | #N/A | #N/A | #N/A | #N/A | #N/A | #N/A | #N/A | #N/A | #N/A | #N/A | #N/A | #N/A | #N/A | #N/A | #N/A | #N/A | #N/A | #N/A | #N/A | #N/A | #N/A | #N/A | #N/A | #N/A
[7 empty] | 3 | 30 | 2136 | 24 | 2020-03-30 | Saturday | 6 | No | #N/A | #N/A | #N/A | #N/A | #N/A | #N/A | #N/A | #N/A | #N/A | #N/A | #N/A | #N/A | #N/A | #N/A | #N/A | #N/A | #N/A | #N/A | #N/A | #N/A | #N/A | #N/A | #N/A | #N/A | #N/A | #N/A | #N/A | #N/A | #N/A | #N/A | #N/A | #N/A | #N/A | #N/A | #N/A | #N/A
[7 empty] | 3 | 31 | 2137 | 1 | 2020-03-31 | Sunday | 7 | No | #N/A | #N/A | #N/A | #N/A | #N/A | #N/A | #N/A | #N/A | #N/A | #N/A | #N/A | #N/A | #N/A | #N/A | #N/A | #N/A | #N/A | #N/A | #N/A | #N/A | #N/A | #N/A | #N/A | #N/A | #N/A | #N/A | #N/A | #N/A | #N/A | #N/A | #N/A | #N/A | #N/A | #N/A | #N/A | #N/A
[7 empty] | 3 | 31 | 2138 | 2 | 2020-03-31 | Sunday | 7 | No | #N/A | #N/A | #N/A | #N/A | #N/A | #N/A | #N/A | #N/A | #N/A | #N/A | #N/A | #N/A | #N/A | #N/A | #N/A | #N/A | #N/A | #N/A | #N/A | #N/A | #N/A | #N/A | #N/A | #N/A | #N/A | #N/A | #N/A | #N/A | #N/A | #N/A | #N/A | #N/A | #N/A | #N/A | #N/A | #N/A
[7 empty] | 3 | 31 | 2139 | 3 | 2020-03-31 | Sunday | 7 | No | #N/A | #N/A | #N/A | #N/A | #N/A | #N/A | #N/A | #N/A | #N/A | #N/A | #N/A | #N/A | #N/A | #N/A | #N/A | #N/A | #N/A | #N/A | #N/A | #N/A | #N/A | #N/A | #N/A | #N/A | #N/A | #N/A | #N/A | #N/A | #N/A | #N/A | #N/A | #N/A | #N/A | #N/A | #N/A | #N/A
[7 empty] | 3 | 31 | 2140 | 4 | 2020-03-31 | Sunday | 7 | No | #N/A | #N/A | #N/A | #N/A | #N/A | #N/A | #N/A | #N/A | #N/A | #N/A | #N/A | #N/A | #N/A | #N/A | #N/A | #N/A | #N/A | #N/A | #N/A | #N/A | #N/A | #N/A | #N/A | #N/A | #N/A | #N/A | #N/A | #N/A | #N/A | #N/A | #N/A | #N/A | #N/A | #N/A | #N/A | #N/A
[7 empty] | 3 | 31 | 2141 | 5 | 2020-03-31 | Sunday | 7 | No | #N/A | #N/A | #N/A | #N/A | #N/A | #N/A | #N/A | #N/A | #N/A | #N/A | #N/A | #N/A | #N/A | #N/A | #N/A | #N/A | #N/A | #N/A | #N/A | #N/A | #N/A | #N/A | #N/A | #N/A | #N/A | #N/A | #N/A | #N/A | #N/A | #N/A | #N/A | #N/A | #N/A | #N/A | #N/A | #N/A
[7 empty] | 3 | 31 | 2142 | 6 | 2020-03-31 | Sunday | 7 | No | #N/A | #N/A | #N/A | #N/A | #N/A | #N/A | #N/A | #N/A | #N/A | #N/A | #N/A | #N/A | #N/A | #N/A | #N/A | #N/A | #N/A | #N/A | #N/A | #N/A | #N/A | #N/A | #N/A | #N/A | #N/A | #N/A | #N/A | #N/A | #N/A | #N/A | #N/A | #N/A | #N/A | #N/A | #N/A | #N/A
[7 empty] | 3 | 31 | 2143 | 7 | 2020-03-31 | Sunday | 7 | No | #N/A | #N/A | #N/A | #N/A | #N/A | #N/A | #N/A | #N/A | #N/A | #N/A | #N/A | #N/A | #N/A | #N/A | #N/A | #N/A | #N/A | #N/A | #N/A | #N/A | #N/A | #N/A | #N/A | #N/A | #N/A | #N/A | #N/A | #N/A | #N/A | #N/A | #N/A | #N/A | #N/A | #N/A | #N/A | #N/A
[7 empty] | 3 | 31 | 2144 | 8 | 2020-03-31 | Sunday | 7 | No | #N/A | #N/A | #N/A | #N/A | #N/A | #N/A | #N/A | #N/A | #N/A | #N/A | #N/A | #N/A | #N/A | #N/A | #N/A | #N/A | #N/A | #N/A | #N/A | #N/A | #N/A | #N/A | #N/A | #N/A | #N/A | #N/A | #N/A | #N/A | #N/A | #N/A | #N/A | #N/A | #N/A | #N/A | #N/A | #N/A
[7 empty] | 3 | 31 | 2145 | 9 | 2020-03-31 | Sunday | 7 | No | #N/A | #N/A | #N/A | #N/A | #N/A | #N/A | #N/A | #N/A | #N/A | #N/A | #N/A | #N/A | #N/A | #N/A | #N/A | #N/A | #N/A | #N/A | #N/A | #N/A | #N/A | #N/A | #N/A | #N/A | #N/A | #N/A | #N/A | #N/A | #N/A | #N/A | #N/A | #N/A | #N/A | #N/A | #N/A | #N/A
[7 empty] | 3 | 31 | 2146 | 10 | 2020-03-31 | Sunday | 7 | No | #N/A | #N/A | #N/A | #N/A | #N/A | #N/A | #N/A | #N/A | #N/A | #N/A | #N/A | #N/A | #N/A | #N/A | #N/A | #N/A | #N/A | #N/A | #N/A | #N/A | #N/A | #N/A | #N/A | #N/A | #N/A | #N/A | #N/A | #N/A | #N/A | #N/A | #N/A | #N/A | #N/A | #N/A | #N/A | #N/A
[7 empty] | 3 | 31 | 2147 | 11 | 2020-03-31 | Sunday | 7 | No | #N/A | #N/A | #N/A | #N/A | #N/A | #N/A | #N/A | #N/A | #N/A | #N/A | #N/A | #N/A | #N/A | #N/A | #N/A | #N/A | #N/A | #N/A | #N/A | #N/A | #N/A | #N/A | #N/A | #N/A | #N/A | #N/A | #N/A | #N/A | #N/A | #N/A | #N/A | #N/A | #N/A | #N/A | #N/A | #N/A
[7 empty] | 3 | 31 | 2148 | 12 | 2020-03-31 | Sunday | 7 | No | #N/A | #N/A | #N/A | #N/A | #N/A | #N/A | #N/A | #N/A | #N/A | #N/A | #N/A | #N/A | #N/A | #N/A | #N/A | #N/A | #N/A | #N/A | #N/A | #N/A | #N/A | #N/A | #N/A | #N/A | #N/A | #N/A | #N/A | #N/A | #N/A | #N/A | #N/A | #N/A | #N/A | #N/A | #N/A | #N/A
[7 empty] | 3 | 31 | 2149 | 13 | 2020-03-31 | Sunday | 7 | No | #N/A | #N/A | #N/A | #N/A | #N/A | #N/A | #N/A | #N/A | #N/A | #N/A | #N/A | #N/A | #N/A | #N/A | #N/A | #N/A | #N/A | #N/A | #N/A | #N/A | #N/A | #N/A | #N/A | #N/A | #N/A | #N/A | #N/A | #N/A | #N/A | #N/A | #N/A | #N/A | #N/A | #N/A | #N/A | #N/A
[7 empty] | 3 | 31 | 2150 | 14 | 2020-03-31 | Sunday | 7 | No | #N/A | #N/A | #N/A | #N/A | #N/A | #N/A | #N/A | #N/A | #N/A | #N/A | #N/A | #N/A | #N/A | #N/A | #N/A | #N/A | #N/A | #N/A | #N/A | #N/A | #N/A | #N/A | #N/A | #N/A | #N/A | #N/A | #N/A | #N/A | #N/A | #N/A | #N/A | #N/A | #N/A | #N/A | #N/A | #N/A
[7 empty] | 3 | 31 | 2151 | 15 | 2020-03-31 | Sunday | 7 | No | #N/A | #N/A | #N/A | #N/A | #N/A | #N/A | #N/A | #N/A | #N/A | #N/A | #N/A | #N/A | #N/A | #N/A | #N/A | #N/A | #N/A | #N/A | #N/A | #N/A | #N/A | #N/A | #N/A | #N/A | #N/A | #N/A | #N/A | #N/A | #N/A | #N/A | #N/A | #N/A | #N/A | #N/A | #N/A | #N/A
[7 empty] | 3 | 31 | 2152 | 16 | 2020-03-31 | Sunday | 7 | No | #N/A | #N/A | #N/A | #N/A | #N/A | #N/A | #N/A | #N/A | #N/A | #N/A | #N/A | #N/A | #N/A | #N/A | #N/A | #N/A | #N/A | #N/A | #N/A | #N/A | #N/A | #N/A | #N/A | #N/A | #N/A | #N/A | #N/A | #N/A | #N/A | #N/A | #N/A | #N/A | #N/A | #N/A | #N/A | #N/A
[7 empty] | 3 | 31 | 2153 | 17 | 2020-03-31 | Sunday | 7 | No | #N/A | #N/A | #N/A | #N/A | #N/A | #N/A | #N/A | #N/A | #N/A | #N/A | #N/A | #N/A | #N/A | #N/A | #N/A | #N/A | #N/A | #N/A | #N/A | #N/A | #N/A | #N/A | #N/A | #N/A | #N/A | #N/A | #N/A | #N/A | #N/A | #N/A | #N/A | #N/A | #N/A | #N/A | #N/A | #N/A
[7 empty] | 3 | 31 | 2154 | 18 | 2020-03-31 | Sunday | 7 | No | #N/A | #N/A | #N/A | #N/A | #N/A | #N/A | #N/A | #N/A | #N/A | #N/A | #N/A | #N/A | #N/A | #N/A | #N/A | #N/A | #N/A | #N/A | #N/A | #N/A | #N/A | #N/A | #N/A | #N/A | #N/A | #N/A | #N/A | #N/A | #N/A | #N/A | #N/A | #N/A | #N/A | #N/A | #N/A | #N/A
[7 empty] | 3 | 31 | 2155 | 19 | 2020-03-31 | Sunday | 7 | No | #N/A | #N/A | #N/A | #N/A | #N/A | #N/A | #N/A | #N/A | #N/A | #N/A | #N/A | #N/A | #N/A | #N/A | #N/A | #N/A | #N/A | #N/A | #N/A | #N/A | #N/A | #N/A | #N/A | #N/A | #N/A | #N/A | #N/A | #N/A | #N/A | #N/A | #N/A | #N/A | #N/A | #N/A | #N/A | #N/A
[7 empty] | 3 | 31 | 2156 | 20 | 2020-03-31 | Sunday | 7 | No | #N/A | #N/A | #N/A | #N/A | #N/A | #N/A | #N/A | #N/A | #N/A | #N/A | #N/A | #N/A | #N/A | #N/A | #N/A | #N/A | #N/A | #N/A | #N/A | #N/A | #N/A | #N/A | #N/A | #N/A | #N/A | #N/A | #N/A | #N/A | #N/A | #N/A | #N/A | #N/A | #N/A | #N/A | #N/A | #N/A
[7 empty] | 3 | 31 | 2157 | 21 | 2020-03-31 | Sunday | 7 | No | #N/A | #N/A | #N/A | #N/A | #N/A | #N/A | #N/A | #N/A | #N/A | #N/A | #N/A | #N/A | #N/A | #N/A | #N/A | #N/A | #N/A | #N/A | #N/A | #N/A | #N/A | #N/A | #N/A | #N/A | #N/A | #N/A | #N/A | #N/A | #N/A | #N/A | #N/A | #N/A | #N/A | #N/A | #N/A | #N/A
[7 empty] | 3 | 31 | 2158 | 22 | 2020-03-31 | Sunday | 7 | No | #N/A | #N/A | #N/A | #N/A | #N/A | #N/A | #N/A | #N/A | #N/A | #N/A | #N/A | #N/A | #N/A | #N/A | #N/A | #N/A | #N/A | #N/A | #N/A | #N/A | #N/A | #N/A | #N/A | #N/A | #N/A | #N/A | #N/A | #N/A | #N/A | #N/A | #N/A | #N/A | #N/A | #N/A | #N/A | #N/A
[7 empty] | 3 | 31 | 2159 | 23 | 2020-03-31 | Sunday | 7 | No | #N/A | #N/A | #N/A | #N/A | #N/A | #N/A | #N/A | #N/A | #N/A | #N/A | #N/A | #N/A | #N/A | #N/A | #N/A | #N/A | #N/A | #N/A | #N/A | #N/A | #N/A | #N/A | #N/A | #N/A | #N/A | #N/A | #N/A | #N/A | #N/A | #N/A | #N/A | #N/A | #N/A | #N/A | #N/A | #N/A
[7 empty] | 3 | 31 | 2160 | 24 | 2020-03-31 | Sunday | 7 | No | #N/A | #N/A | #N/A | #N/A | #N/A | #N/A | #N/A | #N/A | #N/A | #N/A | #N/A | #N/A | #N/A | #N/A | #N/A | #N/A | #N/A | #N/A | #N/A | #N/A | #N/A | #N/A | #N/A | #N/A | #N/A | #N/A | #N/A | #N/A | #N/A | #N/A | #N/A | #N/A | #N/A | #N/A | #N/A | #N/A
[7 empty] | 4 | 1 | 2161 | 1 | 2020-04-01 | Monday | 1 | No | #N/A | #N/A | #N/A | #N/A | #N/A | #N/A | #N/A | #N/A | #N/A | #N/A | #N/A | #N/A | #N/A | #N/A | #N/A | #N/A | #N/A | #N/A | #N/A | #N/A | #N/A | #N/A | #N/A | #N/A | #N/A | #N/A | #N/A | #N/A | #N/A | #N/A | #N/A | #N/A | #N/A | #N/A | #N/A | #N/A
[7 empty] | 4 | 1 | 2162 | 2 | 2020-04-01 | Monday | 1 | No | #N/A | #N/A | #N/A | #N/A | #N/A | #N/A | #N/A | #N/A | #N/A | #N/A | #N/A | #N/A | #N/A | #N/A | #N/A | #N/A | #N/A | #N/A | #N/A | #N/A | #N/A | #N/A | #N/A | #N/A | #N/A | #N/A | #N/A | #N/A | #N/A | #N/A | #N/A | #N/A | #N/A | #N/A | #N/A | #N/A
[7 empty] | 4 | 1 | 2163 | 3 | 2020-04-01 | Monday | 1 | No | #N/A | #N/A | #N/A | #N/A | #N/A | #N/A | #N/A | #N/A | #N/A | #N/A | #N/A | #N/A | #N/A | #N/A | #N/A | #N/A | #N/A | #N/A | #N/A | #N/A | #N/A | #N/A | #N/A | #N/A | #N/A | #N/A | #N/A | #N/A | #N/A | #N/A | #N/A | #N/A | #N/A | #N/A | #N/A | #N/A
[7 empty] | 4 | 1 | 2164 | 4 | 2020-04-01 | Monday | 1 | No | #N/A | #N/A | #N/A | #N/A | #N/A | #N/A | #N/A | #N/A | #N/A | #N/A | #N/A | #N/A | #N/A | #N/A | #N/A | #N/A | #N/A | #N/A | #N/A | #N/A | #N/A | #N/A | #N/A | #N/A | #N/A | #N/A | #N/A | #N/A | #N/A | #N/A | #N/A | #N/A | #N/A | #N/A | #N/A | #N/A
[7 empty] | 4 | 1 | 2165 | 5 | 2020-04-01 | Monday | 1 | No | #N/A | #N/A | #N/A | #N/A | #N/A | #N/A | #N/A | #N/A | #N/A | #N/A | #N/A | #N/A | #N/A | #N/A | #N/A | #N/A | #N/A | #N/A | #N/A | #N/A | #N/A | #N/A | #N/A | #N/A | #N/A | #N/A | #N/A | #N/A | #N/A | #N/A | #N/A | #N/A | #N/A | #N/A | #N/A | #N/A
[7 empty] | 4 | 1 | 2166 | 6 | 2020-04-01 | Monday | 1 | No | #N/A | #N/A | #N/A | #N/A | #N/A | #N/A | #N/A | #N/A | #N/A | #N/A | #N/A | #N/A | #N/A | #N/A | #N/A | #N/A | #N/A | #N/A | #N/A | #N/A | #N/A | #N/A | #N/A | #N/A | #N/A | #N/A | #N/A | #N/A | #N/A | #N/A | #N/A | #N/A | #N/A | #N/A | #N/A | #N/A
[7 empty] | 4 | 1 | 2167 | 7 | 2020-04-01 | Monday | 1 | No | #N/A | #N/A | #N/A | #N/A | #N/A | #N/A | #N/A | #N/A | #N/A | #N/A | #N/A | #N/A | #N/A | #N/A | #N/A | #N/A | #N/A | #N/A | #N/A | #N/A | #N/A | #N/A | #N/A | #N/A | #N/A | #N/A | #N/A | #N/A | #N/A | #N/A | #N/A | #N/A | #N/A | #N/A | #N/A | #N/A
[7 empty] | 4 | 1 | 2168 | 8 | 2020-04-01 | Monday | 1 | No | #N/A | #N/A | #N/A | #N/A | #N/A | #N/A | #N/A | #N/A | #N/A | #N/A | #N/A | #N/A | #N/A | #N/A | #N/A | #N/A | #N/A | #N/A | #N/A | #N/A | #N/A | #N/A | #N/A | #N/A | #N/A | #N/A | #N/A | #N/A | #N/A | #N/A | #N/A | #N/A | #N/A | #N/A | #N/A | #N/A
[7 empty] | 4 | 1 | 2169 | 9 | 2020-04-01 | Monday | 1 | No | #N/A | #N/A | #N/A | #N/A | #N/A | #N/A | #N/A | #N/A | #N/A | #N/A | #N/A | #N/A | #N/A | #N/A | #N/A | #N/A | #N/A | #N/A | #N/A | #N/A | #N/A | #N/A | #N/A | #N/A | #N/A | #N/A | #N/A | #N/A | #N/A | #N/A | #N/A | #N/A | #N/A | #N/A | #N/A | #N/A
[7 empty] | 4 | 1 | 2170 | 10 | 2020-04-01 | Monday | 1 | No | #N/A | #N/A | #N/A | #N/A | #N/A | #N/A | #N/A | #N/A | #N/A | #N/A | #N/A | #N/A | #N/A | #N/A | #N/A | #N/A | #N/A | #N/A | #N/A | #N/A | #N/A | #N/A | #N/A | #N/A | #N/A | #N/A | #N/A | #N/A | #N/A | #N/A | #N/A | #N/A | #N/A | #N/A | #N/A | #N/A
[7 empty] | 4 | 1 | 2171 | 11 | 2020-04-01 | Monday | 1 | No | #N/A | #N/A | #N/A | #N/A | #N/A | #N/A | #N/A | #N/A | #N/A | #N/A | #N/A | #N/A | #N/A | #N/A | #N/A | #N/A | #N/A | #N/A | #N/A | #N/A | #N/A | #N/A | #N/A | #N/A | #N/A | #N/A | #N/A | #N/A | #N/A | #N/A | #N/A | #N/A | #N/A | #N/A | #N/A | #N/A
[7 empty] | 4 | 1 | 2172 | 12 | 2020-04-01 | Monday | 1 | No | #N/A | #N/A | #N/A | #N/A | #N/A | #N/A | #N/A | #N/A | #N/A | #N/A | #N/A | #N/A | #N/A | #N/A | #N/A | #N/A | #N/A | #N/A | #N/A | #N/A | #N/A | #N/A | #N/A | #N/A | #N/A | #N/A | #N/A | #N/A | #N/A | #N/A | #N/A | #N/A | #N/A | #N/A | #N/A | #N/A
[7 empty] | 4 | 1 | 2173 | 13 | 2020-04-01 | Monday | 1 | No | #N/A | #N/A | #N/A | #N/A | #N/A | #N/A | #N/A | #N/A | #N/A | #N/A | #N/A | #N/A | #N/A | #N/A | #N/A | #N/A | #N/A | #N/A | #N/A | #N/A | #N/A | #N/A | #N/A | #N/A | #N/A | #N/A | #N/A | #N/A | #N/A | #N/A | #N/A | #N/A | #N/A | #N/A | #N/A | #N/A
[7 empty] | 4 | 1 | 2174 | 14 | 2020-04-01 | Monday | 1 | No | #N/A | #N/A | #N/A | #N/A | #N/A | #N/A | #N/A | #N/A | #N/A | #N/A | #N/A | #N/A | #N/A | #N/A | #N/A | #N/A | #N/A | #N/A | #N/A | #N/A | #N/A | #N/A | #N/A | #N/A | #N/A | #N/A | #N/A | #N/A | #N/A | #N/A | #N/A | #N/A | #N/A | #N/A | #N/A | #N/A
[7 empty] | 4 | 1 | 2175 | 15 | 2020-04-01 | Monday | 1 | No | #N/A | #N/A | #N/A | #N/A | #N/A | #N/A | #N/A | #N/A | #N/A | #N/A | #N/A | #N/A | #N/A | #N/A | #N/A | #N/A | #N/A | #N/A | #N/A | #N/A | #N/A | #N/A | #N/A | #N/A | #N/A | #N/A | #N/A | #N/A | #N/A | #N/A | #N/A | #N/A | #N/A | #N/A | #N/A | #N/A
[7 empty] | 4 | 1 | 2176 | 16 | 2020-04-01 | Monday | 1 | No | #N/A | #N/A | #N/A | #N/A | #N/A | #N/A | #N/A | #N/A | #N/A | #N/A | #N/A | #N/A | #N/A | #N/A | #N/A | #N/A | #N/A | #N/A | #N/A | #N/A | #N/A | #N/A | #N/A | #N/A | #N/A | #N/A | #N/A | #N/A | #N/A | #N/A | #N/A | #N/A | #N/A | #N/A | #N/A | #N/A
[7 empty] | 4 | 1 | 2177 | 17 | 2020-04-01 | Monday | 1 | No | #N/A | #N/A | #N/A | #N/A | #N/A | #N/A | #N/A | #N/A | #N/A | #N/A | #N/A | #N/A | #N/A | #N/A | #N/A | #N/A | #N/A | #N/A | #N/A | #N/A | #N/A | #N/A | #N/A | #N/A | #N/A | #N/A | #N/A | #N/A | #N/A | #N/A | #N/A | #N/A | #N/A | #N/A | #N/A | #N/A
[7 empty] | 4 | 1 | 2178 | 18 | 2020-04-01 | Monday | 1 | No | #N/A | #N/A | #N/A | #N/A | #N/A | #N/A | #N/A | #N/A | #N/A | #N/A | #N/A | #N/A | #N/A | #N/A | #N/A | #N/A | #N/A | #N/A | #N/A | #N/A | #N/A | #N/A | #N/A | #N/A | #N/A | #N/A | #N/A | #N/A | #N/A | #N/A | #N/A | #N/A | #N/A | #N/A | #N/A | #N/A
[7 empty] | 4 | 1 | 2179 | 19 | 2020-04-01 | Monday | 1 | No | #N/A | #N/A | #N/A | #N/A | #N/A | #N/A | #N/A | #N/A | #N/A | #N/A | #N/A | #N/A | #N/A | #N/A | #N/A | #N/A | #N/A | #N/A | #N/A | #N/A | #N/A | #N/A | #N/A | #N/A | #N/A | #N/A | #N/A | #N/A | #N/A | #N/A | #N/A | #N/A | #N/A | #N/A | #N/A | #N/A
[7 empty] | 4 | 1 | 2180 | 20 | 2020-04-01 | Monday | 1 | No | #N/A | #N/A | #N/A | #N/A | #N/A | #N/A | #N/A | #N/A | #N/A | #N/A | #N/A | #N/A | #N/A | #N/A | #N/A | #N/A | #N/A | #N/A | #N/A | #N/A | #N/A | #N/A | #N/A | #N/A | #N/A | #N/A | #N/A | #N/A | #N/A | #N/A | #N/A | #N/A | #N/A | #N/A | #N/A | #N/A
[7 empty] | 4 | 1 | 2181 | 21 | 2020-04-01 | Monday | 1 | No | #N/A | #N/A | #N/A | #N/A | #N/A | #N/A | #N/A | #N/A | #N/A | #N/A | #N/A | #N/A | #N/A | #N/A | #N/A | #N/A | #N/A | #N/A | #N/A | #N/A | #N/A | #N/A | #N/A | #N/A | #N/A | #N/A | #N/A | #N/A | #N/A | #N/A | #N/A | #N/A | #N/A | #N/A | #N/A | #N/A
[7 empty] | 4 | 1 | 2182 | 22 | 2020-04-01 | Monday | 1 | No | #N/A | #N/A | #N/A | #N/A | #N/A | #N/A | #N/A | #N/A | #N/A | #N/A | #N/A | #N/A | #N/A | #N/A | #N/A | #N/A | #N/A | #N/A | #N/A | #N/A | #N/A | #N/A | #N/A | #N/A | #N/A | #N/A | #N/A | #N/A | #N/A | #N/A | #N/A | #N/A | #N/A | #N/A | #N/A | #N/A
[7 empty] | 4 | 1 | 2183 | 23 | 2020-04-01 | Monday | 1 | No | #N/A | #N/A | #N/A | #N/A | #N/A | #N/A | #N/A | #N/A | #N/A | #N/A | #N/A | #N/A | #N/A | #N/A | #N/A | #N/A | #N/A | #N/A | #N/A | #N/A | #N/A | #N/A | #N/A | #N/A | #N/A | #N/A | #N/A | #N/A | #N/A | #N/A | #N/A | #N/A | #N/A | #N/A | #N/A | #N/A
[7 empty] | 4 | 1 | 2184 | 24 | 2020-04-01 | Monday | 1 | No | #N/A | #N/A | #N/A | #N/A | #N/A | #N/A | #N/A | #N/A | #N/A | #N/A | #N/A | #N/A | #N/A | #N/A | #N/A | #N/A | #N/A | #N/A | #N/A | #N/A | #N/A | #N/A | #N/A | #N/A | #N/A | #N/A | #N/A | #N/A | #N/A | #N/A | #N/A | #N/A | #N/A | #N/A | #N/A | #N/A
[7 empty] | 4 | 2 | 2185 | 1 | 2020-04-02 | Tuesday | 2 | No | #N/A | #N/A | #N/A | #N/A | #N/A | #N/A | #N/A | #N/A | #N/A | #N/A | #N/A | #N/A | #N/A | #N/A | #N/A | #N/A | #N/A | #N/A | #N/A | #N/A | #N/A | #N/A | #N/A | #N/A | #N/A | #N/A | #N/A | #N/A | #N/A | #N/A | #N/A | #N/A | #N/A | #N/A | #N/A | #N/A
[7 empty] | 4 | 2 | 2186 | 2 | 2020-04-02 | Tuesday | 2 | No | #N/A | #N/A | #N/A | #N/A | #N/A | #N/A | #N/A | #N/A | #N/A | #N/A | #N/A | #N/A | #N/A | #N/A | #N/A | #N/A | #N/A | #N/A | #N/A | #N/A | #N/A | #N/A | #N/A | #N/A | #N/A | #N/A | #N/A | #N/A | #N/A | #N/A | #N/A | #N/A | #N/A | #N/A | #N/A | #N/A
[7 empty] | 4 | 2 | 2187 | 3 | 2020-04-02 | Tuesday | 2 | No | #N/A | #N/A | #N/A | #N/A | #N/A | #N/A | #N/A | #N/A | #N/A | #N/A | #N/A | #N/A | #N/A | #N/A | #N/A | #N/A | #N/A | #N/A | #N/A | #N/A | #N/A | #N/A | #N/A | #N/A | #N/A | #N/A | #N/A | #N/A | #N/A | #N/A | #N/A | #N/A | #N/A | #N/A | #N/A | #N/A
[7 empty] | 4 | 2 | 2188 | 4 | 2020-04-02 | Tuesday | 2 | No | #N/A | #N/A | #N/A | #N/A | #N/A | #N/A | #N/A | #N/A | #N/A | #N/A | #N/A | #N/A | #N/A | #N/A | #N/A | #N/A | #N/A | #N/A | #N/A | #N/A | #N/A | #N/A | #N/A | #N/A | #N/A | #N/A | #N/A | #N/A | #N/A | #N/A | #N/A | #N/A | #N/A | #N/A | #N/A | #N/A
[7 empty] | 4 | 2 | 2189 | 5 | 2020-04-02 | Tuesday | 2 | No | #N/A | #N/A | #N/A | #N/A | #N/A | #N/A | #N/A | #N/A | #N/A | #N/A | #N/A | #N/A | #N/A | #N/A | #N/A | #N/A | #N/A | #N/A | #N/A | #N/A | #N/A | #N/A | #N/A | #N/A | #N/A | #N/A | #N/A | #N/A | #N/A | #N/A | #N/A | #N/A | #N/A | #N/A | #N/A | #N/A
[7 empty] | 4 | 2 | 2190 | 6 | 2020-04-02 | Tuesday | 2 | No | #N/A | #N/A | #N/A | #N/A | #N/A | #N/A | #N/A | #N/A | #N/A | #N/A | #N/A | #N/A | #N/A | #N/A | #N/A | #N/A | #N/A | #N/A | #N/A | #N/A | #N/A | #N/A | #N/A | #N/A | #N/A | #N/A | #N/A | #N/A | #N/A | #N/A | #N/A | #N/A | #N/A | #N/A | #N/A | #N/A
[7 empty] | 4 | 2 | 2191 | 7 | 2020-04-02 | Tuesday | 2 | No | #N/A | #N/A | #N/A | #N/A | #N/A | #N/A | #N/A | #N/A | #N/A | #N/A | #N/A | #N/A | #N/A | #N/A | #N/A | #N/A | #N/A | #N/A | #N/A | #N/A | #N/A | #N/A | #N/A | #N/A | #N/A | #N/A | #N/A | #N/A | #N/A | #N/A | #N/A | #N/A | #N/A | #N/A | #N/A | #N/A
[7 empty] | 4 | 2 | 2192 | 8 | 2020-04-02 | Tuesday | 2 | No | #N/A | #N/A | #N/A | #N/A | #N/A | #N/A | #N/A | #N/A | #N/A | #N/A | #N/A | #N/A | #N/A | #N/A | #N/A | #N/A | #N/A | #N/A | #N/A | #N/A | #N/A | #N/A | #N/A | #N/A | #N/A | #N/A | #N/A | #N/A | #N/A | #N/A | #N/A | #N/A | #N/A | #N/A | #N/A | #N/A
[7 empty] | 4 | 2 | 2193 | 9 | 2020-04-02 | Tuesday | 2 | No | #N/A | #N/A | #N/A | #N/A | #N/A | #N/A | #N/A | #N/A | #N/A | #N/A | #N/A | #N/A | #N/A | #N/A | #N/A | #N/A | #N/A | #N/A | #N/A | #N/A | #N/A | #N/A | #N/A | #N/A | #N/A | #N/A | #N/A | #N/A | #N/A | #N/A | #N/A | #N/A | #N/A | #N/A | #N/A | #N/A
[7 empty] | 4 | 2 | 2194 | 10 | 2020-04-02 | Tuesday | 2 | No | #N/A | #N/A | #N/A | #N/A | #N/A | #N/A | #N/A | #N/A | #N/A | #N/A | #N/A | #N/A | #N/A | #N/A | #N/A | #N/A | #N/A | #N/A | #N/A | #N/A | #N/A | #N/A | #N/A | #N/A | #N/A | #N/A | #N/A | #N/A | #N/A | #N/A | #N/A | #N/A | #N/A | #N/A | #N/A | #N/A
[7 empty] | 4 | 2 | 2195 | 11 | 2020-04-02 | Tuesday | 2 | No | #N/A | #N/A | #N/A | #N/A | #N/A | #N/A | #N/A | #N/A | #N/A | #N/A | #N/A | #N/A | #N/A | #N/A | #N/A | #N/A | #N/A | #N/A | #N/A | #N/A | #N/A | #N/A | #N/A | #N/A | #N/A | #N/A | #N/A | #N/A | #N/A | #N/A | #N/A | #N/A | #N/A | #N/A | #N/A | #N/A
[7 empty] | 4 | 2 | 2196 | 12 | 2020-04-02 | Tuesday | 2 | No | #N/A | #N/A | #N/A | #N/A | #N/A | #N/A | #N/A | #N/A | #N/A | #N/A | #N/A | #N/A | #N/A | #N/A | #N/A | #N/A | #N/A | #N/A | #N/A | #N/A | #N/A | #N/A | #N/A | #N/A | #N/A | #N/A | #N/A | #N/A | #N/A | #N/A | #N/A | #N/A | #N/A | #N/A | #N/A | #N/A
[7 empty] | 4 | 2 | 2197 | 13 | 2020-04-02 | Tuesday | 2 | No | #N/A | #N/A | #N/A | #N/A | #N/A | #N/A | #N/A | #N/A | #N/A | #N/A | #N/A | #N/A | #N/A | #N/A | #N/A | #N/A | #N/A | #N/A | #N/A | #N/A | #N/A | #N/A | #N/A | #N/A | #N/A | #N/A | #N/A | #N/A | #N/A | #N/A | #N/A | #N/A | #N/A | #N/A | #N/A | #N/A
[7 empty] | 4 | 2 | 2198 | 14 | 2020-04-02 | Tuesday | 2 | No | #N/A | #N/A | #N/A | #N/A | #N/A | #N/A | #N/A | #N/A | #N/A | #N/A | #N/A | #N/A | #N/A | #N/A | #N/A | #N/A | #N/A | #N/A | #N/A | #N/A | #N/A | #N/A | #N/A | #N/A | #N/A | #N/A | #N/A | #N/A | #N/A | #N/A | #N/A | #N/A | #N/A | #N/A | #N/A | #N/A
[7 empty] | 4 | 2 | 2199 | 15 | 2020-04-02 | Tuesday | 2 | No | #N/A | #N/A | #N/A | #N/A | #N/A | #N/A | #N/A | #N/A | #N/A | #N/A | #N/A | #N/A | #N/A | #N/A | #N/A | #N/A | #N/A | #N/A | #N/A | #N/A | #N/A | #N/A | #N/A | #N/A | #N/A | #N/A | #N/A | #N/A | #N/A | #N/A | #N/A | #N/A | #N/A | #N/A | #N/A | #N/A
[7 empty] | 4 | 2 | 2200 | 16 | 2020-04-02 | Tuesday | 2 | No | #N/A | #N/A | #N/A | #N/A | #N/A | #N/A | #N/A | #N/A | #N/A | #N/A | #N/A | #N/A | #N/A | #N/A | #N/A | #N/A | #N/A | #N/A | #N/A | #N/A | #N/A | #N/A | #N/A | #N/A | #N/A | #N/A | #N/A | #N/A | #N/A | #N/A | #N/A | #N/A | #N/A | #N/A | #N/A | #N/A
[7 empty] | 4 | 2 | 2201 | 17 | 2020-04-02 | Tuesday | 2 | No | #N/A | #N/A | #N/A | #N/A | #N/A | #N/A | #N/A | #N/A | #N/A | #N/A | #N/A | #N/A | #N/A | #N/A | #N/A | #N/A | #N/A | #N/A | #N/A | #N/A | #N/A | #N/A | #N/A | #N/A | #N/A | #N/A | #N/A | #N/A | #N/A | #N/A | #N/A | #N/A | #N/A | #N/A | #N/A | #N/A
[7 empty] | 4 | 2 | 2202 | 18 | 2020-04-02 | Tuesday | 2 | No | #N/A | #N/A | #N/A | #N/A | #N/A | #N/A | #N/A | #N/A | #N/A | #N/A | #N/A | #N/A | #N/A | #N/A | #N/A | #N/A | #N/A | #N/A | #N/A | #N/A | #N/A | #N/A | #N/A | #N/A | #N/A | #N/A | #N/A | #N/A | #N/A | #N/A | #N/A | #N/A | #N/A | #N/A | #N/A | #N/A
[7 empty] | 4 | 2 | 2203 | 19 | 2020-04-02 | Tuesday | 2 | No | #N/A | #N/A | #N/A | #N/A | #N/A | #N/A | #N/A | #N/A | #N/A | #N/A | #N/A | #N/A | #N/A | #N/A | #N/A | #N/A | #N/A | #N/A | #N/A | #N/A | #N/A | #N/A | #N/A | #N/A | #N/A | #N/A | #N/A | #N/A | #N/A | #N/A | #N/A | #N/A | #N/A | #N/A | #N/A | #N/A
[7 empty] | 4 | 2 | 2204 | 20 | 2020-04-02 | Tuesday | 2 | No | #N/A | #N/A | #N/A | #N/A | #N/A | #N/A | #N/A | #N/A | #N/A | #N/A | #N/A | #N/A | #N/A | #N/A | #N/A | #N/A | #N/A | #N/A | #N/A | #N/A | #N/A | #N/A | #N/A | #N/A | #N/A | #N/A | #N/A | #N/A | #N/A | #N/A | #N/A | #N/A | #N/A | #N/A | #N/A | #N/A
[7 empty] | 4 | 2 | 2205 | 21 | 2020-04-02 | Tuesday | 2 | No | #N/A | #N/A | #N/A | #N/A | #N/A | #N/A | #N/A | #N/A | #N/A | #N/A | #N/A | #N/A | #N/A | #N/A | #N/A | #N/A | #N/A | #N/A | #N/A | #N/A | #N/A | #N/A | #N/A | #N/A | #N/A | #N/A | #N/A | #N/A | #N/A | #N/A | #N/A | #N/A | #N/A | #N/A | #N/A | #N/A
[7 empty] | 4 | 2 | 2206 | 22 | 2020-04-02 | Tuesday | 2 | No | #N/A | #N/A | #N/A | #N/A | #N/A | #N/A | #N/A | #N/A | #N/A | #N/A | #N/A | #N/A | #N/A | #N/A | #N/A | #N/A | #N/A | #N/A | #N/A | #N/A | #N/A | #N/A | #N/A | #N/A | #N/A | #N/A | #N/A | #N/A | #N/A | #N/A | #N/A | #N/A | #N/A | #N/A | #N/A | #N/A
[7 empty] | 4 | 2 | 2207 | 23 | 2020-04-02 | Tuesday | 2 | No | #N/A | #N/A | #N/A | #N/A | #N/A | #N/A | #N/A | #N/A | #N/A | #N/A | #N/A | #N/A | #N/A | #N/A | #N/A | #N/A | #N/A | #N/A | #N/A | #N/A | #N/A | #N/A | #N/A | #N/A | #N/A | #N/A | #N/A | #N/A | #N/A | #N/A | #N/A | #N/A | #N/A | #N/A | #N/A | #N/A
[7 empty] | 4 | 2 | 2208 | 24 | 2020-04-02 | Tuesday | 2 | No | #N/A | #N/A | #N/A | #N/A | #N/A | #N/A | #N/A | #N/A | #N/A | #N/A | #N/A | #N/A | #N/A | #N/A | #N/A | #N/A | #N/A | #N/A | #N/A | #N/A | #N/A | #N/A | #N/A | #N/A | #N/A | #N/A | #N/A | #N/A | #N/A | #N/A | #N/A | #N/A | #N/A | #N/A | #N/A | #N/A
[7 empty] | 4 | 3 | 2209 | 1 | 2020-04-03 | Wednesday | 3 | No | #N/A | #N/A | #N/A | #N/A | #N/A | #N/A | #N/A | #N/A | #N/A | #N/A | #N/A | #N/A | #N/A | #N/A | #N/A | #N/A | #N/A | #N/A | #N/A | #N/A | #N/A | #N/A | #N/A | #N/A | #N/A | #N/A | #N/A | #N/A | #N/A | #N/A | #N/A | #N/A | #N/A | #N/A | #N/A | #N/A
[7 empty] | 4 | 3 | 2210 | 2 | 2020-04-03 | Wednesday | 3 | No | #N/A | #N/A | #N/A | #N/A | #N/A | #N/A | #N/A | #N/A | #N/A | #N/A | #N/A | #N/A | #N/A | #N/A | #N/A | #N/A | #N/A | #N/A | #N/A | #N/A | #N/A | #N/A | #N/A | #N/A | #N/A | #N/A | #N/A | #N/A | #N/A | #N/A | #N/A | #N/A | #N/A | #N/A | #N/A | #N/A
[7 empty] | 4 | 3 | 2211 | 3 | 2020-04-03 | Wednesday | 3 | No | #N/A | #N/A | #N/A | #N/A | #N/A | #N/A | #N/A | #N/A | #N/A | #N/A | #N/A | #N/A | #N/A | #N/A | #N/A | #N/A | #N/A | #N/A | #N/A | #N/A | #N/A | #N/A | #N/A | #N/A | #N/A | #N/A | #N/A | #N/A | #N/A | #N/A | #N/A | #N/A | #N/A | #N/A | #N/A | #N/A
[7 empty] | 4 | 3 | 2212 | 4 | 2020-04-03 | Wednesday | 3 | No | #N/A | #N/A | #N/A | #N/A | #N/A | #N/A | #N/A | #N/A | #N/A | #N/A | #N/A | #N/A | #N/A | #N/A | #N/A | #N/A | #N/A | #N/A | #N/A | #N/A | #N/A | #N/A | #N/A | #N/A | #N/A | #N/A | #N/A | #N/A | #N/A | #N/A | #N/A | #N/A | #N/A | #N/A | #N/A | #N/A
[7 empty] | 4 | 3 | 2213 | 5 | 2020-04-03 | Wednesday | 3 | No | #N/A | #N/A | #N/A | #N/A | #N/A | #N/A | #N/A | #N/A | #N/A | #N/A | #N/A | #N/A | #N/A | #N/A | #N/A | #N/A | #N/A | #N/A | #N/A | #N/A | #N/A | #N/A | #N/A | #N/A | #N/A | #N/A | #N/A | #N/A | #N/A | #N/A | #N/A | #N/A | #N/A | #N/A | #N/A | #N/A
[7 empty] | 4 | 3 | 2214 | 6 | 2020-04-03 | Wednesday | 3 | No | #N/A | #N/A | #N/A | #N/A | #N/A | #N/A | #N/A | #N/A | #N/A | #N/A | #N/A | #N/A | #N/A | #N/A | #N/A | #N/A | #N/A | #N/A | #N/A | #N/A | #N/A | #N/A | #N/A | #N/A | #N/A | #N/A | #N/A | #N/A | #N/A | #N/A | #N/A | #N/A | #N/A | #N/A | #N/A | #N/A
[7 empty] | 4 | 3 | 2215 | 7 | 2020-04-03 | Wednesday | 3 | No | #N/A | #N/A | #N/A | #N/A | #N/A | #N/A | #N/A | #N/A | #N/A | #N/A | #N/A | #N/A | #N/A | #N/A | #N/A | #N/A | #N/A | #N/A | #N/A | #N/A | #N/A | #N/A | #N/A | #N/A | #N/A | #N/A | #N/A | #N/A | #N/A | #N/A | #N/A | #N/A | #N/A | #N/A | #N/A | #N/A
[7 empty] | 4 | 3 | 2216 | 8 | 2020-04-03 | Wednesday | 3 | No | #N/A | #N/A | #N/A | #N/A | #N/A | #N/A | #N/A | #N/A | #N/A | #N/A | #N/A | #N/A | #N/A | #N/A | #N/A | #N/A | #N/A | #N/A | #N/A | #N/A | #N/A | #N/A | #N/A | #N/A | #N/A | #N/A | #N/A | #N/A | #N/A | #N/A | #N/A | #N/A | #N/A | #N/A | #N/A | #N/A
[7 empty] | 4 | 3 | 2217 | 9 | 2020-04-03 | Wednesday | 3 | No | #N/A | #N/A | #N/A | #N/A | #N/A | #N/A | #N/A | #N/A | #N/A | #N/A | #N/A | #N/A | #N/A | #N/A | #N/A | #N/A | #N/A | #N/A | #N/A | #N/A | #N/A | #N/A | #N/A | #N/A | #N/A | #N/A | #N/A | #N/A | #N/A | #N/A | #N/A | #N/A | #N/A | #N/A | #N/A | #N/A
[7 empty] | 4 | 3 | 2218 | 10 | 2020-04-03 | Wednesday | 3 | No | #N/A | #N/A | #N/A | #N/A | #N/A | #N/A | #N/A | #N/A | #N/A | #N/A | #N/A | #N/A | #N/A | #N/A | #N/A | #N/A | #N/A | #N/A | #N/A | #N/A | #N/A | #N/A | #N/A | #N/A | #N/A | #N/A | #N/A | #N/A | #N/A | #N/A | #N/A | #N/A | #N/A | #N/A | #N/A | #N/A
[7 empty] | 4 | 3 | 2219 | 11 | 2020-04-03 | Wednesday | 3 | No | #N/A | #N/A | #N/A | #N/A | #N/A | #N/A | #N/A | #N/A | #N/A | #N/A | #N/A | #N/A | #N/A | #N/A | #N/A | #N/A | #N/A | #N/A | #N/A | #N/A | #N/A | #N/A | #N/A | #N/A | #N/A | #N/A | #N/A | #N/A | #N/A | #N/A | #N/A | #N/A | #N/A | #N/A | #N/A | #N/A
[7 empty] | 4 | 3 | 2220 | 12 | 2020-04-03 | Wednesday | 3 | No | #N/A | #N/A | #N/A | #N/A | #N/A | #N/A | #N/A | #N/A | #N/A | #N/A | #N/A | #N/A | #N/A | #N/A | #N/A | #N/A | #N/A | #N/A | #N/A | #N/A | #N/A | #N/A | #N/A | #N/A | #N/A | #N/A | #N/A | #N/A | #N/A | #N/A | #N/A | #N/A | #N/A | #N/A | #N/A | #N/A
[7 empty] | 4 | 3 | 2221 | 13 | 2020-04-03 | Wednesday | 3 | No | #N/A | #N/A | #N/A | #N/A | #N/A | #N/A | #N/A | #N/A | #N/A | #N/A | #N/A | #N/A | #N/A | #N/A | #N/A | #N/A | #N/A | #N/A | #N/A | #N/A | #N/A | #N/A | #N/A | #N/A | #N/A | #N/A | #N/A | #N/A | #N/A | #N/A | #N/A | #N/A | #N/A | #N/A | #N/A | #N/A
[7 empty] | 4 | 3 | 2222 | 14 | 2020-04-03 | Wednesday | 3 | No | #N/A | #N/A | #N/A | #N/A | #N/A | #N/A | #N/A | #N/A | #N/A | #N/A | #N/A | #N/A | #N/A | #N/A | #N/A | #N/A | #N/A | #N/A | #N/A | #N/A | #N/A | #N/A | #N/A | #N/A | #N/A | #N/A | #N/A | #N/A | #N/A | #N/A | #N/A | #N/A | #N/A | #N/A | #N/A | #N/A
[7 empty] | 4 | 3 | 2223 | 15 | 2020-04-03 | Wednesday | 3 | No | #N/A | #N/A | #N/A | #N/A | #N/A | #N/A | #N/A | #N/A | #N/A | #N/A | #N/A | #N/A | #N/A | #N/A | #N/A | #N/A | #N/A | #N/A | #N/A | #N/A | #N/A | #N/A | #N/A | #N/A | #N/A | #N/A | #N/A | #N/A | #N/A | #N/A | #N/A | #N/A | #N/A | #N/A | #N/A | #N/A
[7 empty] | 4 | 3 | 2224 | 16 | 2020-04-03 | Wednesday | 3 | No | #N/A | #N/A | #N/A | #N/A | #N/A | #N/A | #N/A | #N/A | #N/A | #N/A | #N/A | #N/A | #N/A | #N/A | #N/A | #N/A | #N/A | #N/A | #N/A | #N/A | #N/A | #N/A | #N/A | #N/A | #N/A | #N/A | #N/A | #N/A | #N/A | #N/A | #N/A | #N/A | #N/A | #N/A | #N/A | #N/A
[7 empty] | 4 | 3 | 2225 | 17 | 2020-04-03 | Wednesday | 3 | No | #N/A | #N/A | #N/A | #N/A | #N/A | #N/A | #N/A | #N/A | #N/A | #N/A | #N/A | #N/A | #N/A | #N/A | #N/A | #N/A | #N/A | #N/A | #N/A | #N/A | #N/A | #N/A | #N/A | #N/A | #N/A | #N/A | #N/A | #N/A | #N/A | #N/A | #N/A | #N/A | #N/A | #N/A | #N/A | #N/A
[7 empty] | 4 | 3 | 2226 | 18 | 2020-04-03 | Wednesday | 3 | No | #N/A | #N/A | #N/A | #N/A | #N/A | #N/A | #N/A | #N/A | #N/A | #N/A | #N/A | #N/A | #N/A | #N/A | #N/A | #N/A | #N/A | #N/A | #N/A | #N/A | #N/A | #N/A | #N/A | #N/A | #N/A | #N/A | #N/A | #N/A | #N/A | #N/A | #N/A | #N/A | #N/A | #N/A | #N/A | #N/A
[7 empty] | 4 | 3 | 2227 | 19 | 2020-04-03 | Wednesday | 3 | No | #N/A | #N/A | #N/A | #N/A | #N/A | #N/A | #N/A | #N/A | #N/A | #N/A | #N/A | #N/A | #N/A | #N/A | #N/A | #N/A | #N/A | #N/A | #N/A | #N/A | #N/A | #N/A | #N/A | #N/A | #N/A | #N/A | #N/A | #N/A | #N/A | #N/A | #N/A | #N/A | #N/A | #N/A | #N/A | #N/A
[7 empty] | 4 | 3 | 2228 | 20 | 2020-04-03 | Wednesday | 3 | No | #N/A | #N/A | #N/A | #N/A | #N/A | #N/A | #N/A | #N/A | #N/A | #N/A | #N/A | #N/A | #N/A | #N/A | #N/A | #N/A | #N/A | #N/A | #N/A | #N/A | #N/A | #N/A | #N/A | #N/A | #N/A | #N/A | #N/A | #N/A | #N/A | #N/A | #N/A | #N/A | #N/A | #N/A | #N/A | #N/A
[7 empty] | 4 | 3 | 2229 | 21 | 2020-04-03 | Wednesday | 3 | No | #N/A | #N/A | #N/A | #N/A | #N/A | #N/A | #N/A | #N/A | #N/A | #N/A | #N/A | #N/A | #N/A | #N/A | #N/A | #N/A | #N/A | #N/A | #N/A | #N/A | #N/A | #N/A | #N/A | #N/A | #N/A | #N/A | #N/A | #N/A | #N/A | #N/A | #N/A | #N/A | #N/A | #N/A | #N/A | #N/A
[7 empty] | 4 | 3 | 2230 | 22 | 2020-04-03 | Wednesday | 3 | No | #N/A | #N/A | #N/A | #N/A | #N/A | #N/A | #N/A | #N/A | #N/A | #N/A | #N/A | #N/A | #N/A | #N/A | #N/A | #N/A | #N/A | #N/A | #N/A | #N/A | #N/A | #N/A | #N/A | #N/A | #N/A | #N/A | #N/A | #N/A | #N/A | #N/A | #N/A | #N/A | #N/A | #N/A | #N/A | #N/A
[7 empty] | 4 | 3 | 2231 | 23 | 2020-04-03 | Wednesday | 3 | No | #N/A | #N/A | #N/A | #N/A | #N/A | #N/A | #N/A | #N/A | #N/A | #N/A | #N/A | #N/A | #N/A | #N/A | #N/A | #N/A | #N/A | #N/A | #N/A | #N/A | #N/A | #N/A | #N/A | #N/A | #N/A | #N/A | #N/A | #N/A | #N/A | #N/A | #N/A | #N/A | #N/A | #N/A | #N/A | #N/A
[7 empty] | 4 | 3 | 2232 | 24 | 2020-04-03 | Wednesday | 3 | No | #N/A | #N/A | #N/A | #N/A | #N/A | #N/A | #N/A | #N/A | #N/A | #N/A | #N/A | #N/A | #N/A | #N/A | #N/A | #N/A | #N/A | #N/A | #N/A | #N/A | #N/A | #N/A | #N/A | #N/A | #N/A | #N/A | #N/A | #N/A | #N/A | #N/A | #N/A | #N/A | #N/A | #N/A | #N/A | #N/A
[7 empty] | 4 | 4 | 2233 | 1 | 2020-04-04 | Thursday | 4 | No | #N/A | #N/A | #N/A | #N/A | #N/A | #N/A | #N/A | #N/A | #N/A | #N/A | #N/A | #N/A | #N/A | #N/A | #N/A | #N/A | #N/A | #N/A | #N/A | #N/A | #N/A | #N/A | #N/A | #N/A | #N/A | #N/A | #N/A | #N/A | #N/A | #N/A | #N/A | #N/A | #N/A | #N/A | #N/A | #N/A
[7 empty] | 4 | 4 | 2234 | 2 | 2020-04-04 | Thursday | 4 | No | #N/A | #N/A | #N/A | #N/A | #N/A | #N/A | #N/A | #N/A | #N/A | #N/A | #N/A | #N/A | #N/A | #N/A | #N/A | #N/A | #N/A | #N/A | #N/A | #N/A | #N/A | #N/A | #N/A | #N/A | #N/A | #N/A | #N/A | #N/A | #N/A | #N/A | #N/A | #N/A | #N/A | #N/A | #N/A | #N/A
[7 empty] | 4 | 4 | 2235 | 3 | 2020-04-04 | Thursday | 4 | No | #N/A | #N/A | #N/A | #N/A | #N/A | #N/A | #N/A | #N/A | #N/A | #N/A | #N/A | #N/A | #N/A | #N/A | #N/A | #N/A | #N/A | #N/A | #N/A | #N/A | #N/A | #N/A | #N/A | #N/A | #N/A | #N/A | #N/A | #N/A | #N/A | #N/A | #N/A | #N/A | #N/A | #N/A | #N/A | #N/A
[7 empty] | 4 | 4 | 2236 | 4 | 2020-04-04 | Thursday | 4 | No | #N/A | #N/A | #N/A | #N/A | #N/A | #N/A | #N/A | #N/A | #N/A | #N/A | #N/A | #N/A | #N/A | #N/A | #N/A | #N/A | #N/A | #N/A | #N/A | #N/A | #N/A | #N/A | #N/A | #N/A | #N/A | #N/A | #N/A | #N/A | #N/A | #N/A | #N/A | #N/A | #N/A | #N/A | #N/A | #N/A
[7 empty] | 4 | 4 | 2237 | 5 | 2020-04-04 | Thursday | 4 | No | #N/A | #N/A | #N/A | #N/A | #N/A | #N/A | #N/A | #N/A | #N/A | #N/A | #N/A | #N/A | #N/A | #N/A | #N/A | #N/A | #N/A | #N/A | #N/A | #N/A | #N/A | #N/A | #N/A | #N/A | #N/A | #N/A | #N/A | #N/A | #N/A | #N/A | #N/A | #N/A | #N/A | #N/A | #N/A | #N/A
[7 empty] | 4 | 4 | 2238 | 6 | 2020-04-04 | Thursday | 4 | No | #N/A | #N/A | #N/A | #N/A | #N/A | #N/A | #N/A | #N/A | #N/A | #N/A | #N/A | #N/A | #N/A | #N/A | #N/A | #N/A | #N/A | #N/A | #N/A | #N/A | #N/A | #N/A | #N/A | #N/A | #N/A | #N/A | #N/A | #N/A | #N/A | #N/A | #N/A | #N/A | #N/A | #N/A | #N/A | #N/A
[7 empty] | 4 | 4 | 2239 | 7 | 2020-04-04 | Thursday | 4 | No | #N/A | #N/A | #N/A | #N/A | #N/A | #N/A | #N/A | #N/A | #N/A | #N/A | #N/A | #N/A | #N/A | #N/A | #N/A | #N/A | #N/A | #N/A | #N/A | #N/A | #N/A | #N/A | #N/A | #N/A | #N/A | #N/A | #N/A | #N/A | #N/A | #N/A | #N/A | #N/A | #N/A | #N/A | #N/A | #N/A
[7 empty] | 4 | 4 | 2240 | 8 | 2020-04-04 | Thursday | 4 | No | #N/A | #N/A | #N/A | #N/A | #N/A | #N/A | #N/A | #N/A | #N/A | #N/A | #N/A | #N/A | #N/A | #N/A | #N/A | #N/A | #N/A | #N/A | #N/A | #N/A | #N/A | #N/A | #N/A | #N/A | #N/A | #N/A | #N/A | #N/A | #N/A | #N/A | #N/A | #N/A | #N/A | #N/A | #N/A | #N/A
[7 empty] | 4 | 4 | 2241 | 9 | 2020-04-04 | Thursday | 4 | No | #N/A | #N/A | #N/A | #N/A | #N/A | #N/A | #N/A | #N/A | #N/A | #N/A | #N/A | #N/A | #N/A | #N/A | #N/A | #N/A | #N/A | #N/A | #N/A | #N/A | #N/A | #N/A | #N/A | #N/A | #N/A | #N/A | #N/A | #N/A | #N/A | #N/A | #N/A | #N/A | #N/A | #N/A | #N/A | #N/A
[7 empty] | 4 | 4 | 2242 | 10 | 2020-04-04 | Thursday | 4 | No | #N/A | #N/A | #N/A | #N/A | #N/A | #N/A | #N/A | #N/A | #N/A | #N/A | #N/A | #N/A | #N/A | #N/A | #N/A | #N/A | #N/A | #N/A | #N/A | #N/A | #N/A | #N/A | #N/A | #N/A | #N/A | #N/A | #N/A | #N/A | #N/A | #N/A | #N/A | #N/A | #N/A | #N/A | #N/A | #N/A
[7 empty] | 4 | 4 | 2243 | 11 | 2020-04-04 | Thursday | 4 | No | #N/A | #N/A | #N/A | #N/A | #N/A | #N/A | #N/A | #N/A | #N/A | #N/A | #N/A | #N/A | #N/A | #N/A | #N/A | #N/A | #N/A | #N/A | #N/A | #N/A | #N/A | #N/A | #N/A | #N/A | #N/A | #N/A | #N/A | #N/A | #N/A | #N/A | #N/A | #N/A | #N/A | #N/A | #N/A | #N/A
[7 empty] | 4 | 4 | 2244 | 12 | 2020-04-04 | Thursday | 4 | No | #N/A | #N/A | #N/A | #N/A | #N/A | #N/A | #N/A | #N/A | #N/A | #N/A | #N/A | #N/A | #N/A | #N/A | #N/A | #N/A | #N/A | #N/A | #N/A | #N/A | #N/A | #N/A | #N/A | #N/A | #N/A | #N/A | #N/A | #N/A | #N/A | #N/A | #N/A | #N/A | #N/A | #N/A | #N/A | #N/A
[7 empty] | 4 | 4 | 2245 | 13 | 2020-04-04 | Thursday | 4 | No | #N/A | #N/A | #N/A | #N/A | #N/A | #N/A | #N/A | #N/A | #N/A | #N/A | #N/A | #N/A | #N/A | #N/A | #N/A | #N/A | #N/A | #N/A | #N/A | #N/A | #N/A | #N/A | #N/A | #N/A | #N/A | #N/A | #N/A | #N/A | #N/A | #N/A | #N/A | #N/A | #N/A | #N/A | #N/A | #N/A
[7 empty] | 4 | 4 | 2246 | 14 | 2020-04-04 | Thursday | 4 | No | #N/A | #N/A | #N/A | #N/A | #N/A | #N/A | #N/A | #N/A | #N/A | #N/A | #N/A | #N/A | #N/A | #N/A | #N/A | #N/A | #N/A | #N/A | #N/A | #N/A | #N/A | #N/A | #N/A | #N/A | #N/A | #N/A | #N/A | #N/A | #N/A | #N/A | #N/A | #N/A | #N/A | #N/A | #N/A | #N/A
[7 empty] | 4 | 4 | 2247 | 15 | 2020-04-04 | Thursday | 4 | No | #N/A | #N/A | #N/A | #N/A | #N/A | #N/A | #N/A | #N/A | #N/A | #N/A | #N/A | #N/A | #N/A | #N/A | #N/A | #N/A | #N/A | #N/A | #N/A | #N/A | #N/A | #N/A | #N/A | #N/A | #N/A | #N/A | #N/A | #N/A | #N/A | #N/A | #N/A | #N/A | #N/A | #N/A | #N/A | #N/A
[7 empty] | 4 | 4 | 2248 | 16 | 2020-04-04 | Thursday | 4 | No | #N/A | #N/A | #N/A | #N/A | #N/A | #N/A | #N/A | #N/A | #N/A | #N/A | #N/A | #N/A | #N/A | #N/A | #N/A | #N/A | #N/A | #N/A | #N/A | #N/A | #N/A | #N/A | #N/A | #N/A | #N/A | #N/A | #N/A | #N/A | #N/A | #N/A | #N/A | #N/A | #N/A | #N/A | #N/A | #N/A
[7 empty] | 4 | 4 | 2249 | 17 | 2020-04-04 | Thursday | 4 | No | #N/A | #N/A | #N/A | #N/A | #N/A | #N/A | #N/A | #N/A | #N/A | #N/A | #N/A | #N/A | #N/A | #N/A | #N/A | #N/A | #N/A | #N/A | #N/A | #N/A | #N/A | #N/A | #N/A | #N/A | #N/A | #N/A | #N/A | #N/A | #N/A | #N/A | #N/A | #N/A | #N/A | #N/A | #N/A | #N/A
[7 empty] | 4 | 4 | 2250 | 18 | 2020-04-04 | Thursday | 4 | No | #N/A | #N/A | #N/A | #N/A | #N/A | #N/A | #N/A | #N/A | #N/A | #N/A | #N/A | #N/A | #N/A | #N/A | #N/A | #N/A | #N/A | #N/A | #N/A | #N/A | #N/A | #N/A | #N/A | #N/A | #N/A | #N/A | #N/A | #N/A | #N/A | #N/A | #N/A | #N/A | #N/A | #N/A | #N/A | #N/A
[7 empty] | 4 | 4 | 2251 | 19 | 2020-04-04 | Thursday | 4 | No | #N/A | #N/A | #N/A | #N/A | #N/A | #N/A | #N/A | #N/A | #N/A | #N/A | #N/A | #N/A | #N/A | #N/A | #N/A | #N/A | #N/A | #N/A | #N/A | #N/A | #N/A | #N/A | #N/A | #N/A | #N/A | #N/A | #N/A | #N/A | #N/A | #N/A | #N/A | #N/A | #N/A | #N/A | #N/A | #N/A
[7 empty] | 4 | 4 | 2252 | 20 | 2020-04-04 | Thursday | 4 | No | #N/A | #N/A | #N/A | #N/A | #N/A | #N/A | #N/A | #N/A | #N/A | #N/A | #N/A | #N/A | #N/A | #N/A | #N/A | #N/A | #N/A | #N/A | #N/A | #N/A | #N/A | #N/A | #N/A | #N/A | #N/A | #N/A | #N/A | #N/A | #N/A | #N/A | #N/A | #N/A | #N/A | #N/A | #N/A | #N/A
[7 empty] | 4 | 4 | 2253 | 21 | 2020-04-04 | Thursday | 4 | No | #N/A | #N/A | #N/A | #N/A | #N/A | #N/A | #N/A | #N/A | #N/A | #N/A | #N/A | #N/A | #N/A | #N/A | #N/A | #N/A | #N/A | #N/A | #N/A | #N/A | #N/A | #N/A | #N/A | #N/A | #N/A | #N/A | #N/A | #N/A | #N/A | #N/A | #N/A | #N/A | #N/A | #N/A | #N/A | #N/A
[7 empty] | 4 | 4 | 2254 | 22 | 2020-04-04 | Thursday | 4 | No | #N/A | #N/A | #N/A | #N/A | #N/A | #N/A | #N/A | #N/A | #N/A | #N/A | #N/A | #N/A | #N/A | #N/A | #N/A | #N/A | #N/A | #N/A | #N/A | #N/A | #N/A | #N/A | #N/A | #N/A | #N/A | #N/A | #N/A | #N/A | #N/A | #N/A | #N/A | #N/A | #N/A | #N/A | #N/A | #N/A
[7 empty] | 4 | 4 | 2255 | 23 | 2020-04-04 | Thursday | 4 | No | #N/A | #N/A | #N/A | #N/A | #N/A | #N/A | #N/A | #N/A | #N/A | #N/A | #N/A | #N/A | #N/A | #N/A | #N/A | #N/A | #N/A | #N/A | #N/A | #N/A | #N/A | #N/A | #N/A | #N/A | #N/A | #N/A | #N/A | #N/A | #N/A | #N/A | #N/A | #N/A | #N/A | #N/A | #N/A | #N/A
[7 empty] | 4 | 4 | 2256 | 24 | 2020-04-04 | Thursday | 4 | No | #N/A | #N/A | #N/A | #N/A | #N/A | #N/A | #N/A | #N/A | #N/A | #N/A | #N/A | #N/A | #N/A | #N/A | #N/A | #N/A | #N/A | #N/A | #N/A | #N/A | #N/A | #N/A | #N/A | #N/A | #N/A | #N/A | #N/A | #N/A | #N/A | #N/A | #N/A | #N/A | #N/A | #N/A | #N/A | #N/A
[7 empty] | 4 | 5 | 2257 | 1 | 2020-04-05 | Friday | 5 | No | #N/A | #N/A | #N/A | #N/A | #N/A | #N/A | #N/A | #N/A | #N/A | #N/A | #N/A | #N/A | #N/A | #N/A | #N/A | #N/A | #N/A | #N/A | #N/A | #N/A | #N/A | #N/A | #N/A | #N/A | #N/A | #N/A | #N/A | #N/A | #N/A | #N/A | #N/A | #N/A | #N/A | #N/A | #N/A | #N/A
[7 empty] | 4 | 5 | 2258 | 2 | 2020-04-05 | Friday | 5 | No | #N/A | #N/A | #N/A | #N/A | #N/A | #N/A | #N/A | #N/A | #N/A | #N/A | #N/A | #N/A | #N/A | #N/A | #N/A | #N/A | #N/A | #N/A | #N/A | #N/A | #N/A | #N/A | #N/A | #N/A | #N/A | #N/A | #N/A | #N/A | #N/A | #N/A | #N/A | #N/A | #N/A | #N/A | #N/A | #N/A
[7 empty] | 4 | 5 | 2259 | 3 | 2020-04-05 | Friday | 5 | No | #N/A | #N/A | #N/A | #N/A | #N/A | #N/A | #N/A | #N/A | #N/A | #N/A | #N/A | #N/A | #N/A | #N/A | #N/A | #N/A | #N/A | #N/A | #N/A | #N/A | #N/A | #N/A | #N/A | #N/A | #N/A | #N/A | #N/A | #N/A | #N/A | #N/A | #N/A | #N/A | #N/A | #N/A | #N/A | #N/A
[7 empty] | 4 | 5 | 2260 | 4 | 2020-04-05 | Friday | 5 | No | #N/A | #N/A | #N/A | #N/A | #N/A | #N/A | #N/A | #N/A | #N/A | #N/A | #N/A | #N/A | #N/A | #N/A | #N/A | #N/A | #N/A | #N/A | #N/A | #N/A | #N/A | #N/A | #N/A | #N/A | #N/A | #N/A | #N/A | #N/A | #N/A | #N/A | #N/A | #N/A | #N/A | #N/A | #N/A | #N/A
[7 empty] | 4 | 5 | 2261 | 5 | 2020-04-05 | Friday | 5 | No | #N/A | #N/A | #N/A | #N/A | #N/A | #N/A | #N/A | #N/A | #N/A | #N/A | #N/A | #N/A | #N/A | #N/A | #N/A | #N/A | #N/A | #N/A | #N/A | #N/A | #N/A | #N/A | #N/A | #N/A | #N/A | #N/A | #N/A | #N/A | #N/A | #N/A | #N/A | #N/A | #N/A | #N/A | #N/A | #N/A
[7 empty] | 4 | 5 | 2262 | 6 | 2020-04-05 | Friday | 5 | No | #N/A | #N/A | #N/A | #N/A | #N/A | #N/A | #N/A | #N/A | #N/A | #N/A | #N/A | #N/A | #N/A | #N/A | #N/A | #N/A | #N/A | #N/A | #N/A | #N/A | #N/A | #N/A | #N/A | #N/A | #N/A | #N/A | #N/A | #N/A | #N/A | #N/A | #N/A | #N/A | #N/A | #N/A | #N/A | #N/A
[7 empty] | 4 | 5 | 2263 | 7 | 2020-04-05 | Friday | 5 | No | #N/A | #N/A | #N/A | #N/A | #N/A | #N/A | #N/A | #N/A | #N/A | #N/A | #N/A | #N/A | #N/A | #N/A | #N/A | #N/A | #N/A | #N/A | #N/A | #N/A | #N/A | #N/A | #N/A | #N/A | #N/A | #N/A | #N/A | #N/A | #N/A | #N/A | #N/A | #N/A | #N/A | #N/A | #N/A | #N/A
[7 empty] | 4 | 5 | 2264 | 8 | 2020-04-05 | Friday | 5 | No | #N/A | #N/A | #N/A | #N/A | #N/A | #N/A | #N/A | #N/A | #N/A | #N/A | #N/A | #N/A | #N/A | #N/A | #N/A | #N/A | #N/A | #N/A | #N/A | #N/A | #N/A | #N/A | #N/A | #N/A | #N/A | #N/A | #N/A | #N/A | #N/A | #N/A | #N/A | #N/A | #N/A | #N/A | #N/A | #N/A
[7 empty] | 4 | 5 | 2265 | 9 | 2020-04-05 | Friday | 5 | No | #N/A | #N/A | #N/A | #N/A | #N/A | #N/A | #N/A | #N/A | #N/A | #N/A | #N/A | #N/A | #N/A | #N/A | #N/A | #N/A | #N/A | #N/A | #N/A | #N/A | #N/A | #N/A | #N/A | #N/A | #N/A | #N/A | #N/A | #N/A | #N/A | #N/A | #N/A | #N/A | #N/A | #N/A | #N/A | #N/A
[7 empty] | 4 | 5 | 2266 | 10 | 2020-04-05 | Friday | 5 | No | #N/A | #N/A | #N/A | #N/A | #N/A | #N/A | #N/A | #N/A | #N/A | #N/A | #N/A | #N/A | #N/A | #N/A | #N/A | #N/A | #N/A | #N/A | #N/A | #N/A | #N/A | #N/A | #N/A | #N/A | #N/A | #N/A | #N/A | #N/A | #N/A | #N/A | #N/A | #N/A | #N/A | #N/A | #N/A | #N/A
[7 empty] | 4 | 5 | 2267 | 11 | 2020-04-05 | Friday | 5 | No | #N/A | #N/A | #N/A | #N/A | #N/A | #N/A | #N/A | #N/A | #N/A | #N/A | #N/A | #N/A | #N/A | #N/A | #N/A | #N/A | #N/A | #N/A | #N/A | #N/A | #N/A | #N/A | #N/A | #N/A | #N/A | #N/A | #N/A | #N/A | #N/A | #N/A | #N/A | #N/A | #N/A | #N/A | #N/A | #N/A
[7 empty] | 4 | 5 | 2268 | 12 | 2020-04-05 | Friday | 5 | No | #N/A | #N/A | #N/A | #N/A | #N/A | #N/A | #N/A | #N/A | #N/A | #N/A | #N/A | #N/A | #N/A | #N/A | #N/A | #N/A | #N/A | #N/A | #N/A | #N/A | #N/A | #N/A | #N/A | #N/A | #N/A | #N/A | #N/A | #N/A | #N/A | #N/A | #N/A | #N/A | #N/A | #N/A | #N/A | #N/A
[7 empty] | 4 | 5 | 2269 | 13 | 2020-04-05 | Friday | 5 | No | #N/A | #N/A | #N/A | #N/A | #N/A | #N/A | #N/A | #N/A | #N/A | #N/A | #N/A | #N/A | #N/A | #N/A | #N/A | #N/A | #N/A | #N/A | #N/A | #N/A | #N/A | #N/A | #N/A | #N/A | #N/A | #N/A | #N/A | #N/A | #N/A | #N/A | #N/A | #N/A | #N/A | #N/A | #N/A | #N/A
[7 empty] | 4 | 5 | 2270 | 14 | 2020-04-05 | Friday | 5 | No | #N/A | #N/A | #N/A | #N/A | #N/A | #N/A | #N/A | #N/A | #N/A | #N/A | #N/A | #N/A | #N/A | #N/A | #N/A | #N/A | #N/A | #N/A | #N/A | #N/A | #N/A | #N/A | #N/A | #N/A | #N/A | #N/A | #N/A | #N/A | #N/A | #N/A | #N/A | #N/A | #N/A | #N/A | #N/A | #N/A
[7 empty] | 4 | 5 | 2271 | 15 | 2020-04-05 | Friday | 5 | No | #N/A | #N/A | #N/A | #N/A | #N/A | #N/A | #N/A | #N/A | #N/A | #N/A | #N/A | #N/A | #N/A | #N/A | #N/A | #N/A | #N/A | #N/A | #N/A | #N/A | #N/A | #N/A | #N/A | #N/A | #N/A | #N/A | #N/A | #N/A | #N/A | #N/A | #N/A | #N/A | #N/A | #N/A | #N/A | #N/A
[7 empty] | 4 | 5 | 2272 | 16 | 2020-04-05 | Friday | 5 | No | #N/A | #N/A | #N/A | #N/A | #N/A | #N/A | #N/A | #N/A | #N/A | #N/A | #N/A | #N/A | #N/A | #N/A | #N/A | #N/A | #N/A | #N/A | #N/A | #N/A | #N/A | #N/A | #N/A | #N/A | #N/A | #N/A | #N/A | #N/A | #N/A | #N/A | #N/A | #N/A | #N/A | #N/A | #N/A | #N/A
[7 empty] | 4 | 5 | 2273 | 17 | 2020-04-05 | Friday | 5 | No | #N/A | #N/A | #N/A | #N/A | #N/A | #N/A | #N/A | #N/A | #N/A | #N/A | #N/A | #N/A | #N/A | #N/A | #N/A | #N/A | #N/A | #N/A | #N/A | #N/A | #N/A | #N/A | #N/A | #N/A | #N/A | #N/A | #N/A | #N/A | #N/A | #N/A | #N/A | #N/A | #N/A | #N/A | #N/A | #N/A
[7 empty] | 4 | 5 | 2274 | 18 | 2020-04-05 | Friday | 5 | No | #N/A | #N/A | #N/A | #N/A | #N/A | #N/A | #N/A | #N/A | #N/A | #N/A | #N/A | #N/A | #N/A | #N/A | #N/A | #N/A | #N/A | #N/A | #N/A | #N/A | #N/A | #N/A | #N/A | #N/A | #N/A | #N/A | #N/A | #N/A | #N/A | #N/A | #N/A | #N/A | #N/A | #N/A | #N/A | #N/A
[7 empty] | 4 | 5 | 2275 | 19 | 2020-04-05 | Friday | 5 | No | #N/A | #N/A | #N/A | #N/A | #N/A | #N/A | #N/A | #N/A | #N/A | #N/A | #N/A | #N/A | #N/A | #N/A | #N/A | #N/A | #N/A | #N/A | #N/A | #N/A | #N/A | #N/A | #N/A | #N/A | #N/A | #N/A | #N/A | #N/A | #N/A | #N/A | #N/A | #N/A | #N/A | #N/A | #N/A | #N/A
[7 empty] | 4 | 5 | 2276 | 20 | 2020-04-05 | Friday | 5 | No | #N/A | #N/A | #N/A | #N/A | #N/A | #N/A | #N/A | #N/A | #N/A | #N/A | #N/A | #N/A | #N/A | #N/A | #N/A | #N/A | #N/A | #N/A | #N/A | #N/A | #N/A | #N/A | #N/A | #N/A | #N/A | #N/A | #N/A | #N/A | #N/A | #N/A | #N/A | #N/A | #N/A | #N/A | #N/A | #N/A
[7 empty] | 4 | 5 | 2277 | 21 | 2020-04-05 | Friday | 5 | No | #N/A | #N/A | #N/A | #N/A | #N/A | #N/A | #N/A | #N/A | #N/A | #N/A | #N/A | #N/A | #N/A | #N/A | #N/A | #N/A | #N/A | #N/A | #N/A | #N/A | #N/A | #N/A | #N/A | #N/A | #N/A | #N/A | #N/A | #N/A | #N/A | #N/A | #N/A | #N/A | #N/A | #N/A | #N/A | #N/A
[7 empty] | 4 | 5 | 2278 | 22 | 2020-04-05 | Friday | 5 | No | #N/A | #N/A | #N/A | #N/A | #N/A | #N/A | #N/A | #N/A | #N/A | #N/A | #N/A | #N/A | #N/A | #N/A | #N/A | #N/A | #N/A | #N/A | #N/A | #N/A | #N/A | #N/A | #N/A | #N/A | #N/A | #N/A | #N/A | #N/A | #N/A | #N/A | #N/A | #N/A | #N/A | #N/A | #N/A | #N/A
[7 empty] | 4 | 5 | 2279 | 23 | 2020-04-05 | Friday | 5 | No | #N/A | #N/A | #N/A | #N/A | #N/A | #N/A | #N/A | #N/A | #N/A | #N/A | #N/A | #N/A | #N/A | #N/A | #N/A | #N/A | #N/A | #N/A | #N/A | #N/A | #N/A | #N/A | #N/A | #N/A | #N/A | #N/A | #N/A | #N/A | #N/A | #N/A | #N/A | #N/A | #N/A | #N/A | #N/A | #N/A
[7 empty] | 4 | 5 | 2280 | 24 | 2020-04-05 | Friday | 5 | No | #N/A | #N/A | #N/A | #N/A | #N/A | #N/A | #N/A | #N/A | #N/A | #N/A | #N/A | #N/A | #N/A | #N/A | #N/A | #N/A | #N/A | #N/A | #N/A | #N/A | #N/A | #N/A | #N/A | #N/A | #N/A | #N/A | #N/A | #N/A | #N/A | #N/A | #N/A | #N/A | #N/A | #N/A | #N/A | #N/A
[7 empty] | 4 | 6 | 2281 | 1 | 2020-04-06 | Saturday | 6 | No | #N/A | #N/A | #N/A | #N/A | #N/A | #N/A | #N/A | #N/A | #N/A | #N/A | #N/A | #N/A | #N/A | #N/A | #N/A | #N/A | #N/A | #N/A | #N/A | #N/A | #N/A | #N/A | #N/A | #N/A | #N/A | #N/A | #N/A | #N/A | #N/A | #N/A | #N/A | #N/A | #N/A | #N/A | #N/A | #N/A
[7 empty] | 4 | 6 | 2282 | 2 | 2020-04-06 | Saturday | 6 | No | #N/A | #N/A | #N/A | #N/A | #N/A | #N/A | #N/A | #N/A | #N/A | #N/A | #N/A | #N/A | #N/A | #N/A | #N/A | #N/A | #N/A | #N/A | #N/A | #N/A | #N/A | #N/A | #N/A | #N/A | #N/A | #N/A | #N/A | #N/A | #N/A | #N/A | #N/A | #N/A | #N/A | #N/A | #N/A | #N/A
[7 empty] | 4 | 6 | 2283 | 3 | 2020-04-06 | Saturday | 6 | No | #N/A | #N/A | #N/A | #N/A | #N/A | #N/A | #N/A | #N/A | #N/A | #N/A | #N/A | #N/A | #N/A | #N/A | #N/A | #N/A | #N/A | #N/A | #N/A | #N/A | #N/A | #N/A | #N/A | #N/A | #N/A | #N/A | #N/A | #N/A | #N/A | #N/A | #N/A | #N/A | #N/A | #N/A | #N/A | #N/A
[7 empty] | 4 | 6 | 2284 | 4 | 2020-04-06 | Saturday | 6 | No | #N/A | #N/A | #N/A | #N/A | #N/A | #N/A | #N/A | #N/A | #N/A | #N/A | #N/A | #N/A | #N/A | #N/A | #N/A | #N/A | #N/A | #N/A | #N/A | #N/A | #N/A | #N/A | #N/A | #N/A | #N/A | #N/A | #N/A | #N/A | #N/A | #N/A | #N/A | #N/A | #N/A | #N/A | #N/A | #N/A
[7 empty] | 4 | 6 | 2285 | 5 | 2020-04-06 | Saturday | 6 | No | #N/A | #N/A | #N/A | #N/A | #N/A | #N/A | #N/A | #N/A | #N/A | #N/A | #N/A | #N/A | #N/A | #N/A | #N/A | #N/A | #N/A | #N/A | #N/A | #N/A | #N/A | #N/A | #N/A | #N/A | #N/A | #N/A | #N/A | #N/A | #N/A | #N/A | #N/A | #N/A | #N/A | #N/A | #N/A | #N/A
[7 empty] | 4 | 6 | 2286 | 6 | 2020-04-06 | Saturday | 6 | No | #N/A | #N/A | #N/A | #N/A | #N/A | #N/A | #N/A | #N/A | #N/A | #N/A | #N/A | #N/A | #N/A | #N/A | #N/A | #N/A | #N/A | #N/A | #N/A | #N/A | #N/A | #N/A | #N/A | #N/A | #N/A | #N/A | #N/A | #N/A | #N/A | #N/A | #N/A | #N/A | #N/A | #N/A | #N/A | #N/A
[7 empty] | 4 | 6 | 2287 | 7 | 2020-04-06 | Saturday | 6 | No | #N/A | #N/A | #N/A | #N/A | #N/A | #N/A | #N/A | #N/A | #N/A | #N/A | #N/A | #N/A | #N/A | #N/A | #N/A | #N/A | #N/A | #N/A | #N/A | #N/A | #N/A | #N/A | #N/A | #N/A | #N/A | #N/A | #N/A | #N/A | #N/A | #N/A | #N/A | #N/A | #N/A | #N/A | #N/A | #N/A
[7 empty] | 4 | 6 | 2288 | 8 | 2020-04-06 | Saturday | 6 | No | #N/A | #N/A | #N/A | #N/A | #N/A | #N/A | #N/A | #N/A | #N/A | #N/A | #N/A | #N/A | #N/A | #N/A | #N/A | #N/A | #N/A | #N/A | #N/A | #N/A | #N/A | #N/A | #N/A | #N/A | #N/A | #N/A | #N/A | #N/A | #N/A | #N/A | #N/A | #N/A | #N/A | #N/A | #N/A | #N/A
[7 empty] | 4 | 6 | 2289 | 9 | 2020-04-06 | Saturday | 6 | No | #N/A | #N/A | #N/A | #N/A | #N/A | #N/A | #N/A | #N/A | #N/A | #N/A | #N/A | #N/A | #N/A | #N/A | #N/A | #N/A | #N/A | #N/A | #N/A | #N/A | #N/A | #N/A | #N/A | #N/A | #N/A | #N/A | #N/A | #N/A | #N/A | #N/A | #N/A | #N/A | #N/A | #N/A | #N/A | #N/A
[7 empty] | 4 | 6 | 2290 | 10 | 2020-04-06 | Saturday | 6 | No | #N/A | #N/A | #N/A | #N/A | #N/A | #N/A | #N/A | #N/A | #N/A | #N/A | #N/A | #N/A | #N/A | #N/A | #N/A | #N/A | #N/A | #N/A | #N/A | #N/A | #N/A | #N/A | #N/A | #N/A | #N/A | #N/A | #N/A | #N/A | #N/A | #N/A | #N/A | #N/A | #N/A | #N/A | #N/A | #N/A
[7 empty] | 4 | 6 | 2291 | 11 | 2020-04-06 | Saturday | 6 | No | #N/A | #N/A | #N/A | #N/A | #N/A | #N/A | #N/A | #N/A | #N/A | #N/A | #N/A | #N/A | #N/A | #N/A | #N/A | #N/A | #N/A | #N/A | #N/A | #N/A | #N/A | #N/A | #N/A | #N/A | #N/A | #N/A | #N/A | #N/A | #N/A | #N/A | #N/A | #N/A | #N/A | #N/A | #N/A | #N/A
[7 empty] | 4 | 6 | 2292 | 12 | 2020-04-06 | Saturday | 6 | No | #N/A | #N/A | #N/A | #N/A | #N/A | #N/A | #N/A | #N/A | #N/A | #N/A | #N/A | #N/A | #N/A | #N/A | #N/A | #N/A | #N/A | #N/A | #N/A | #N/A | #N/A | #N/A | #N/A | #N/A | #N/A | #N/A | #N/A | #N/A | #N/A | #N/A | #N/A | #N/A | #N/A | #N/A | #N/A | #N/A
[7 empty] | 4 | 6 | 2293 | 13 | 2020-04-06 | Saturday | 6 | No | #N/A | #N/A | #N/A | #N/A | #N/A | #N/A | #N/A | #N/A | #N/A | #N/A | #N/A | #N/A | #N/A | #N/A | #N/A | #N/A | #N/A | #N/A | #N/A | #N/A | #N/A | #N/A | #N/A | #N/A | #N/A | #N/A | #N/A | #N/A | #N/A | #N/A | #N/A | #N/A | #N/A | #N/A | #N/A | #N/A
[7 empty] | 4 | 6 | 2294 | 14 | 2020-04-06 | Saturday | 6 | No | #N/A | #N/A | #N/A | #N/A | #N/A | #N/A | #N/A | #N/A | #N/A | #N/A | #N/A | #N/A | #N/A | #N/A | #N/A | #N/A | #N/A | #N/A | #N/A | #N/A | #N/A | #N/A | #N/A | #N/A | #N/A | #N/A | #N/A | #N/A | #N/A | #N/A | #N/A | #N/A | #N/A | #N/A | #N/A | #N/A
[7 empty] | 4 | 6 | 2295 | 15 | 2020-04-06 | Saturday | 6 | No | #N/A | #N/A | #N/A | #N/A | #N/A | #N/A | #N/A | #N/A | #N/A | #N/A | #N/A | #N/A | #N/A | #N/A | #N/A | #N/A | #N/A | #N/A | #N/A | #N/A | #N/A | #N/A | #N/A | #N/A | #N/A | #N/A | #N/A | #N/A | #N/A | #N/A | #N/A | #N/A | #N/A | #N/A | #N/A | #N/A
[7 empty] | 4 | 6 | 2296 | 16 | 2020-04-06 | Saturday | 6 | No | #N/A | #N/A | #N/A | #N/A | #N/A | #N/A | #N/A | #N/A | #N/A | #N/A | #N/A | #N/A | #N/A | #N/A | #N/A | #N/A | #N/A | #N/A | #N/A | #N/A | #N/A | #N/A | #N/A | #N/A | #N/A | #N/A | #N/A | #N/A | #N/A | #N/A | #N/A | #N/A | #N/A | #N/A | #N/A | #N/A
[7 empty] | 4 | 6 | 2297 | 17 | 2020-04-06 | Saturday | 6 | No | #N/A | #N/A | #N/A | #N/A | #N/A | #N/A | #N/A | #N/A | #N/A | #N/A | #N/A | #N/A | #N/A | #N/A | #N/A | #N/A | #N/A | #N/A | #N/A | #N/A | #N/A | #N/A | #N/A | #N/A | #N/A | #N/A | #N/A | #N/A | #N/A | #N/A | #N/A | #N/A | #N/A | #N/A | #N/A | #N/A
[7 empty] | 4 | 6 | 2298 | 18 | 2020-04-06 | Saturday | 6 | No | #N/A | #N/A | #N/A | #N/A | #N/A | #N/A | #N/A | #N/A | #N/A | #N/A | #N/A | #N/A | #N/A | #N/A | #N/A | #N/A | #N/A | #N/A | #N/A | #N/A | #N/A | #N/A | #N/A | #N/A | #N/A | #N/A | #N/A | #N/A | #N/A | #N/A | #N/A | #N/A | #N/A | #N/A | #N/A | #N/A
[7 empty] | 4 | 6 | 2299 | 19 | 2020-04-06 | Saturday | 6 | No | #N/A | #N/A | #N/A | #N/A | #N/A | #N/A | #N/A | #N/A | #N/A | #N/A | #N/A | #N/A | #N/A | #N/A | #N/A | #N/A | #N/A | #N/A | #N/A | #N/A | #N/A | #N/A | #N/A | #N/A | #N/A | #N/A | #N/A | #N/A | #N/A | #N/A | #N/A | #N/A | #N/A | #N/A | #N/A | #N/A
[7 empty] | 4 | 6 | 2300 | 20 | 2020-04-06 | Saturday | 6 | No | #N/A | #N/A | #N/A | #N/A | #N/A | #N/A | #N/A | #N/A | #N/A | #N/A | #N/A | #N/A | #N/A | #N/A | #N/A | #N/A | #N/A | #N/A | #N/A | #N/A | #N/A | #N/A | #N/A | #N/A | #N/A | #N/A | #N/A | #N/A | #N/A | #N/A | #N/A | #N/A | #N/A | #N/A | #N/A | #N/A
[7 empty] | 4 | 6 | 2301 | 21 | 2020-04-06 | Saturday | 6 | No | #N/A | #N/A | #N/A | #N/A | #N/A | #N/A | #N/A | #N/A | #N/A | #N/A | #N/A | #N/A | #N/A | #N/A | #N/A | #N/A | #N/A | #N/A | #N/A | #N/A | #N/A | #N/A | #N/A | #N/A | #N/A | #N/A | #N/A | #N/A | #N/A | #N/A | #N/A | #N/A | #N/A | #N/A | #N/A | #N/A
[7 empty] | 4 | 6 | 2302 | 22 | 2020-04-06 | Saturday | 6 | No | #N/A | #N/A | #N/A | #N/A | #N/A | #N/A | #N/A | #N/A | #N/A | #N/A | #N/A | #N/A | #N/A | #N/A | #N/A | #N/A | #N/A | #N/A | #N/A | #N/A | #N/A | #N/A | #N/A | #N/A | #N/A | #N/A | #N/A | #N/A | #N/A | #N/A | #N/A | #N/A | #N/A | #N/A | #N/A | #N/A
[7 empty] | 4 | 6 | 2303 | 23 | 2020-04-06 | Saturday | 6 | No | #N/A | #N/A | #N/A | #N/A | #N/A | #N/A | #N/A | #N/A | #N/A | #N/A | #N/A | #N/A | #N/A | #N/A | #N/A | #N/A | #N/A | #N/A | #N/A | #N/A | #N/A | #N/A | #N/A | #N/A | #N/A | #N/A | #N/A | #N/A | #N/A | #N/A | #N/A | #N/A | #N/A | #N/A | #N/A | #N/A
[7 empty] | 4 | 6 | 2304 | 24 | 2020-04-06 | Saturday | 6 | No | #N/A | #N/A | #N/A | #N/A | #N/A | #N/A | #N/A | #N/A | #N/A | #N/A | #N/A | #N/A | #N/A | #N/A | #N/A | #N/A | #N/A | #N/A | #N/A | #N/A | #N/A | #N/A | #N/A | #N/A | #N/A | #N/A | #N/A | #N/A | #N/A | #N/A | #N/A | #N/A | #N/A | #N/A | #N/A | #N/A
[7 empty] | 4 | 7 | 2305 | 1 | 2020-04-07 | Sunday | 7 | No | #N/A | #N/A | #N/A | #N/A | #N/A | #N/A | #N/A | #N/A | #N/A | #N/A | #N/A | #N/A | #N/A | #N/A | #N/A | #N/A | #N/A | #N/A | #N/A | #N/A | #N/A | #N/A | #N/A | #N/A | #N/A | #N/A | #N/A | #N/A | #N/A | #N/A | #N/A | #N/A | #N/A | #N/A | #N/A | #N/A
[7 empty] | 4 | 7 | 2306 | 2 | 2020-04-07 | Sunday | 7 | No | #N/A | #N/A | #N/A | #N/A | #N/A | #N/A | #N/A | #N/A | #N/A | #N/A | #N/A | #N/A | #N/A | #N/A | #N/A | #N/A | #N/A | #N/A | #N/A | #N/A | #N/A | #N/A | #N/A | #N/A | #N/A | #N/A | #N/A | #N/A | #N/A | #N/A | #N/A | #N/A | #N/A | #N/A | #N/A | #N/A
[7 empty] | 4 | 7 | 2307 | 3 | 2020-04-07 | Sunday | 7 | No | #N/A | #N/A | #N/A | #N/A | #N/A | #N/A | #N/A | #N/A | #N/A | #N/A | #N/A | #N/A | #N/A | #N/A | #N/A | #N/A | #N/A | #N/A | #N/A | #N/A | #N/A | #N/A | #N/A | #N/A | #N/A | #N/A | #N/A | #N/A | #N/A | #N/A | #N/A | #N/A | #N/A | #N/A | #N/A | #N/A
[7 empty] | 4 | 7 | 2308 | 4 | 2020-04-07 | Sunday | 7 | No | #N/A | #N/A | #N/A | #N/A | #N/A | #N/A | #N/A | #N/A | #N/A | #N/A | #N/A | #N/A | #N/A | #N/A | #N/A | #N/A | #N/A | #N/A | #N/A | #N/A | #N/A | #N/A | #N/A | #N/A | #N/A | #N/A | #N/A | #N/A | #N/A | #N/A | #N/A | #N/A | #N/A | #N/A | #N/A | #N/A
[7 empty] | 4 | 7 | 2309 | 5 | 2020-04-07 | Sunday | 7 | No | #N/A | #N/A | #N/A | #N/A | #N/A | #N/A | #N/A | #N/A | #N/A | #N/A | #N/A | #N/A | #N/A | #N/A | #N/A | #N/A | #N/A | #N/A | #N/A | #N/A | #N/A | #N/A | #N/A | #N/A | #N/A | #N/A | #N/A | #N/A | #N/A | #N/A | #N/A | #N/A | #N/A | #N/A | #N/A | #N/A
[7 empty] | 4 | 7 | 2310 | 6 | 2020-04-07 | Sunday | 7 | No | #N/A | #N/A | #N/A | #N/A | #N/A | #N/A | #N/A | #N/A | #N/A | #N/A | #N/A | #N/A | #N/A | #N/A | #N/A | #N/A | #N/A | #N/A | #N/A | #N/A | #N/A | #N/A | #N/A | #N/A | #N/A | #N/A | #N/A | #N/A | #N/A | #N/A | #N/A | #N/A | #N/A | #N/A | #N/A | #N/A
[7 empty] | 4 | 7 | 2311 | 7 | 2020-04-07 | Sunday | 7 | No | #N/A | #N/A | #N/A | #N/A | #N/A | #N/A | #N/A | #N/A | #N/A | #N/A | #N/A | #N/A | #N/A | #N/A | #N/A | #N/A | #N/A | #N/A | #N/A | #N/A | #N/A | #N/A | #N/A | #N/A | #N/A | #N/A | #N/A | #N/A | #N/A | #N/A | #N/A | #N/A | #N/A | #N/A | #N/A | #N/A
[7 empty] | 4 | 7 | 2312 | 8 | 2020-04-07 | Sunday | 7 | No | #N/A | #N/A | #N/A | #N/A | #N/A | #N/A | #N/A | #N/A | #N/A | #N/A | #N/A | #N/A | #N/A | #N/A | #N/A | #N/A | #N/A | #N/A | #N/A | #N/A | #N/A | #N/A | #N/A | #N/A | #N/A | #N/A | #N/A | #N/A | #N/A | #N/A | #N/A | #N/A | #N/A | #N/A | #N/A | #N/A
[7 empty] | 4 | 7 | 2313 | 9 | 2020-04-07 | Sunday | 7 | No | #N/A | #N/A | #N/A | #N/A | #N/A | #N/A | #N/A | #N/A | #N/A | #N/A | #N/A | #N/A | #N/A | #N/A | #N/A | #N/A | #N/A | #N/A | #N/A | #N/A | #N/A | #N/A | #N/A | #N/A | #N/A | #N/A | #N/A | #N/A | #N/A | #N/A | #N/A | #N/A | #N/A | #N/A | #N/A | #N/A
[7 empty] | 4 | 7 | 2314 | 10 | 2020-04-07 | Sunday | 7 | No | #N/A | #N/A | #N/A | #N/A | #N/A | #N/A | #N/A | #N/A | #N/A | #N/A | #N/A | #N/A | #N/A | #N/A | #N/A | #N/A | #N/A | #N/A | #N/A | #N/A | #N/A | #N/A | #N/A | #N/A | #N/A | #N/A | #N/A | #N/A | #N/A | #N/A | #N/A | #N/A | #N/A | #N/A | #N/A | #N/A
[7 empty] | 4 | 7 | 2315 | 11 | 2020-04-07 | Sunday | 7 | No | #N/A | #N/A | #N/A | #N/A | #N/A | #N/A | #N/A | #N/A | #N/A | #N/A | #N/A | #N/A | #N/A | #N/A | #N/A | #N/A | #N/A | #N/A | #N/A | #N/A | #N/A | #N/A | #N/A | #N/A | #N/A | #N/A | #N/A | #N/A | #N/A | #N/A | #N/A | #N/A | #N/A | #N/A | #N/A | #N/A
[7 empty] | 4 | 7 | 2316 | 12 | 2020-04-07 | Sunday | 7 | No | #N/A | #N/A | #N/A | #N/A | #N/A | #N/A | #N/A | #N/A | #N/A | #N/A | #N/A | #N/A | #N/A | #N/A | #N/A | #N/A | #N/A | #N/A | #N/A | #N/A | #N/A | #N/A | #N/A | #N/A | #N/A | #N/A | #N/A | #N/A | #N/A | #N/A | #N/A | #N/A | #N/A | #N/A | #N/A | #N/A
[7 empty] | 4 | 7 | 2317 | 13 | 2020-04-07 | Sunday | 7 | No | #N/A | #N/A | #N/A | #N/A | #N/A | #N/A | #N/A | #N/A | #N/A | #N/A | #N/A | #N/A | #N/A | #N/A | #N/A | #N/A | #N/A | #N/A | #N/A | #N/A | #N/A | #N/A | #N/A | #N/A | #N/A | #N/A | #N/A | #N/A | #N/A | #N/A | #N/A | #N/A | #N/A | #N/A | #N/A | #N/A
[7 empty] | 4 | 7 | 2318 | 14 | 2020-04-07 | Sunday | 7 | No | #N/A | #N/A | #N/A | #N/A | #N/A | #N/A | #N/A | #N/A | #N/A | #N/A | #N/A | #N/A | #N/A | #N/A | #N/A | #N/A | #N/A | #N/A | #N/A | #N/A | #N/A | #N/A | #N/A | #N/A | #N/A | #N/A | #N/A | #N/A | #N/A | #N/A | #N/A | #N/A | #N/A | #N/A | #N/A | #N/A
[7 empty] | 4 | 7 | 2319 | 15 | 2020-04-07 | Sunday | 7 | No | #N/A | #N/A | #N/A | #N/A | #N/A | #N/A | #N/A | #N/A | #N/A | #N/A | #N/A | #N/A | #N/A | #N/A | #N/A | #N/A | #N/A | #N/A | #N/A | #N/A | #N/A | #N/A | #N/A | #N/A | #N/A | #N/A | #N/A | #N/A | #N/A | #N/A | #N/A | #N/A | #N/A | #N/A | #N/A | #N/A
[7 empty] | 4 | 7 | 2320 | 16 | 2020-04-07 | Sunday | 7 | No | #N/A | #N/A | #N/A | #N/A | #N/A | #N/A | #N/A | #N/A | #N/A | #N/A | #N/A | #N/A | #N/A | #N/A | #N/A | #N/A | #N/A | #N/A | #N/A | #N/A | #N/A | #N/A | #N/A | #N/A | #N/A | #N/A | #N/A | #N/A | #N/A | #N/A | #N/A | #N/A | #N/A | #N/A | #N/A | #N/A
[7 empty] | 4 | 7 | 2321 | 17 | 2020-04-07 | Sunday | 7 | No | #N/A | #N/A | #N/A | #N/A | #N/A | #N/A | #N/A | #N/A | #N/A | #N/A | #N/A | #N/A | #N/A | #N/A | #N/A | #N/A | #N/A | #N/A | #N/A | #N/A | #N/A | #N/A | #N/A | #N/A | #N/A | #N/A | #N/A | #N/A | #N/A | #N/A | #N/A | #N/A | #N/A | #N/A | #N/A | #N/A
[7 empty] | 4 | 7 | 2322 | 18 | 2020-04-07 | Sunday | 7 | No | #N/A | #N/A | #N/A | #N/A | #N/A | #N/A | #N/A | #N/A | #N/A | #N/A | #N/A | #N/A | #N/A | #N/A | #N/A | #N/A | #N/A | #N/A | #N/A | #N/A | #N/A | #N/A | #N/A | #N/A | #N/A | #N/A | #N/A | #N/A | #N/A | #N/A | #N/A | #N/A | #N/A | #N/A | #N/A | #N/A
[7 empty] | 4 | 7 | 2323 | 19 | 2020-04-07 | Sunday | 7 | No | #N/A | #N/A | #N/A | #N/A | #N/A | #N/A | #N/A | #N/A | #N/A | #N/A | #N/A | #N/A | #N/A | #N/A | #N/A | #N/A | #N/A | #N/A | #N/A | #N/A | #N/A | #N/A | #N/A | #N/A | #N/A | #N/A | #N/A | #N/A | #N/A | #N/A | #N/A | #N/A | #N/A | #N/A | #N/A | #N/A
[7 empty] | 4 | 7 | 2324 | 20 | 2020-04-07 | Sunday | 7 | No | #N/A | #N/A | #N/A | #N/A | #N/A | #N/A | #N/A | #N/A | #N/A | #N/A | #N/A | #N/A | #N/A | #N/A | #N/A | #N/A | #N/A | #N/A | #N/A | #N/A | #N/A | #N/A | #N/A | #N/A | #N/A | #N/A | #N/A | #N/A | #N/A | #N/A | #N/A | #N/A | #N/A | #N/A | #N/A | #N/A
[7 empty] | 4 | 7 | 2325 | 21 | 2020-04-07 | Sunday | 7 | No | #N/A | #N/A | #N/A | #N/A | #N/A | #N/A | #N/A | #N/A | #N/A | #N/A | #N/A | #N/A | #N/A | #N/A | #N/A | #N/A | #N/A | #N/A | #N/A | #N/A | #N/A | #N/A | #N/A | #N/A | #N/A | #N/A | #N/A | #N/A | #N/A | #N/A | #N/A | #N/A | #N/A | #N/A | #N/A | #N/A
[7 empty] | 4 | 7 | 2326 | 22 | 2020-04-07 | Sunday | 7 | No | #N/A | #N/A | #N/A | #N/A | #N/A | #N/A | #N/A | #N/A | #N/A | #N/A | #N/A | #N/A | #N/A | #N/A | #N/A | #N/A | #N/A | #N/A | #N/A | #N/A | #N/A | #N/A | #N/A | #N/A | #N/A | #N/A | #N/A | #N/A | #N/A | #N/A | #N/A | #N/A | #N/A | #N/A | #N/A | #N/A
[7 empty] | 4 | 7 | 2327 | 23 | 2020-04-07 | Sunday | 7 | No | #N/A | #N/A | #N/A | #N/A | #N/A | #N/A | #N/A | #N/A | #N/A | #N/A | #N/A | #N/A | #N/A | #N/A | #N/A | #N/A | #N/A | #N/A | #N/A | #N/A | #N/A | #N/A | #N/A | #N/A | #N/A | #N/A | #N/A | #N/A | #N/A | #N/A | #N/A | #N/A | #N/A | #N/A | #N/A | #N/A
[7 empty] | 4 | 7 | 2328 | 24 | 2020-04-07 | Sunday | 7 | No | #N/A | #N/A | #N/A | #N/A | #N/A | #N/A | #N/A | #N/A | #N/A | #N/A | #N/A | #N/A | #N/A | #N/A | #N/A | #N/A | #N/A | #N/A | #N/A | #N/A | #N/A | #N/A | #N/A | #N/A | #N/A | #N/A | #N/A | #N/A | #N/A | #N/A | #N/A | #N/A | #N/A | #N/A | #N/A | #N/A
[7 empty] | 4 | 8 | 2329 | 1 | 2020-04-08 | Monday | 1 | No | #N/A | #N/A | #N/A | #N/A | #N/A | #N/A | #N/A | #N/A | #N/A | #N/A | #N/A | #N/A | #N/A | #N/A | #N/A | #N/A | #N/A | #N/A | #N/A | #N/A | #N/A | #N/A | #N/A | #N/A | #N/A | #N/A | #N/A | #N/A | #N/A | #N/A | #N/A | #N/A | #N/A | #N/A | #N/A | #N/A
[7 empty] | 4 | 8 | 2330 | 2 | 2020-04-08 | Monday | 1 | No | #N/A | #N/A | #N/A | #N/A | #N/A | #N/A | #N/A | #N/A | #N/A | #N/A | #N/A | #N/A | #N/A | #N/A | #N/A | #N/A | #N/A | #N/A | #N/A | #N/A | #N/A | #N/A | #N/A | #N/A | #N/A | #N/A | #N/A | #N/A | #N/A | #N/A | #N/A | #N/A | #N/A | #N/A | #N/A | #N/A
[7 empty] | 4 | 8 | 2331 | 3 | 2020-04-08 | Monday | 1 | No | #N/A | #N/A | #N/A | #N/A | #N/A | #N/A | #N/A | #N/A | #N/A | #N/A | #N/A | #N/A | #N/A | #N/A | #N/A | #N/A | #N/A | #N/A | #N/A | #N/A | #N/A | #N/A | #N/A | #N/A | #N/A | #N/A | #N/A | #N/A | #N/A | #N/A | #N/A | #N/A | #N/A | #N/A | #N/A | #N/A
[7 empty] | 4 | 8 | 2332 | 4 | 2020-04-08 | Monday | 1 | No | #N/A | #N/A | #N/A | #N/A | #N/A | #N/A | #N/A | #N/A | #N/A | #N/A | #N/A | #N/A | #N/A | #N/A | #N/A | #N/A | #N/A | #N/A | #N/A | #N/A | #N/A | #N/A | #N/A | #N/A | #N/A | #N/A | #N/A | #N/A | #N/A | #N/A | #N/A | #N/A | #N/A | #N/A | #N/A | #N/A
[7 empty] | 4 | 8 | 2333 | 5 | 2020-04-08 | Monday | 1 | No | #N/A | #N/A | #N/A | #N/A | #N/A | #N/A | #N/A | #N/A | #N/A | #N/A | #N/A | #N/A | #N/A | #N/A | #N/A | #N/A | #N/A | #N/A | #N/A | #N/A | #N/A | #N/A | #N/A | #N/A | #N/A | #N/A | #N/A | #N/A | #N/A | #N/A | #N/A | #N/A | #N/A | #N/A | #N/A | #N/A
[7 empty] | 4 | 8 | 2334 | 6 | 2020-04-08 | Monday | 1 | No | #N/A | #N/A | #N/A | #N/A | #N/A | #N/A | #N/A | #N/A | #N/A | #N/A | #N/A | #N/A | #N/A | #N/A | #N/A | #N/A | #N/A | #N/A | #N/A | #N/A | #N/A | #N/A | #N/A | #N/A | #N/A | #N/A | #N/A | #N/A | #N/A | #N/A | #N/A | #N/A | #N/A | #N/A | #N/A | #N/A
[7 empty] | 4 | 8 | 2335 | 7 | 2020-04-08 | Monday | 1 | No | #N/A | #N/A | #N/A | #N/A | #N/A | #N/A | #N/A | #N/A | #N/A | #N/A | #N/A | #N/A | #N/A | #N/A | #N/A | #N/A | #N/A | #N/A | #N/A | #N/A | #N/A | #N/A | #N/A | #N/A | #N/A | #N/A | #N/A | #N/A | #N/A | #N/A | #N/A | #N/A | #N/A | #N/A | #N/A | #N/A
[7 empty] | 4 | 8 | 2336 | 8 | 2020-04-08 | Monday | 1 | No | #N/A | #N/A | #N/A | #N/A | #N/A | #N/A | #N/A | #N/A | #N/A | #N/A | #N/A | #N/A | #N/A | #N/A | #N/A | #N/A | #N/A | #N/A | #N/A | #N/A | #N/A | #N/A | #N/A | #N/A | #N/A | #N/A | #N/A | #N/A | #N/A | #N/A | #N/A | #N/A | #N/A | #N/A | #N/A | #N/A
[7 empty] | 4 | 8 | 2337 | 9 | 2020-04-08 | Monday | 1 | No | #N/A | #N/A | #N/A | #N/A | #N/A | #N/A | #N/A | #N/A | #N/A | #N/A | #N/A | #N/A | #N/A | #N/A | #N/A | #N/A | #N/A | #N/A | #N/A | #N/A | #N/A | #N/A | #N/A | #N/A | #N/A | #N/A | #N/A | #N/A | #N/A | #N/A | #N/A | #N/A | #N/A | #N/A | #N/A | #N/A
[7 empty] | 4 | 8 | 2338 | 10 | 2020-04-08 | Monday | 1 | No | #N/A | #N/A | #N/A | #N/A | #N/A | #N/A | #N/A | #N/A | #N/A | #N/A | #N/A | #N/A | #N/A | #N/A | #N/A | #N/A | #N/A | #N/A | #N/A | #N/A | #N/A | #N/A | #N/A | #N/A | #N/A | #N/A | #N/A | #N/A | #N/A | #N/A | #N/A | #N/A | #N/A | #N/A | #N/A | #N/A
[7 empty] | 4 | 8 | 2339 | 11 | 2020-04-08 | Monday | 1 | No | #N/A | #N/A | #N/A | #N/A | #N/A | #N/A | #N/A | #N/A | #N/A | #N/A | #N/A | #N/A | #N/A | #N/A | #N/A | #N/A | #N/A | #N/A | #N/A | #N/A | #N/A | #N/A | #N/A | #N/A | #N/A | #N/A | #N/A | #N/A | #N/A | #N/A | #N/A | #N/A | #N/A | #N/A | #N/A | #N/A
[7 empty] | 4 | 8 | 2340 | 12 | 2020-04-08 | Monday | 1 | No | #N/A | #N/A | #N/A | #N/A | #N/A | #N/A | #N/A | #N/A | #N/A | #N/A | #N/A | #N/A | #N/A | #N/A | #N/A | #N/A | #N/A | #N/A | #N/A | #N/A | #N/A | #N/A | #N/A | #N/A | #N/A | #N/A | #N/A | #N/A | #N/A | #N/A | #N/A | #N/A | #N/A | #N/A | #N/A | #N/A
[7 empty] | 4 | 8 | 2341 | 13 | 2020-04-08 | Monday | 1 | No | #N/A | #N/A | #N/A | #N/A | #N/A | #N/A | #N/A | #N/A | #N/A | #N/A | #N/A | #N/A | #N/A | #N/A | #N/A | #N/A | #N/A | #N/A | #N/A | #N/A | #N/A | #N/A | #N/A | #N/A | #N/A | #N/A | #N/A | #N/A | #N/A | #N/A | #N/A | #N/A | #N/A | #N/A | #N/A | #N/A
[7 empty] | 4 | 8 | 2342 | 14 | 2020-04-08 | Monday | 1 | No | #N/A | #N/A | #N/A | #N/A | #N/A | #N/A | #N/A | #N/A | #N/A | #N/A | #N/A | #N/A | #N/A | #N/A | #N/A | #N/A | #N/A | #N/A | #N/A | #N/A | #N/A | #N/A | #N/A | #N/A | #N/A | #N/A | #N/A | #N/A | #N/A | #N/A | #N/A | #N/A | #N/A | #N/A | #N/A | #N/A
[7 empty] | 4 | 8 | 2343 | 15 | 2020-04-08 | Monday | 1 | No | #N/A | #N/A | #N/A | #N/A | #N/A | #N/A | #N/A | #N/A | #N/A | #N/A | #N/A | #N/A | #N/A | #N/A | #N/A | #N/A | #N/A | #N/A | #N/A | #N/A | #N/A | #N/A | #N/A | #N/A | #N/A | #N/A | #N/A | #N/A | #N/A | #N/A | #N/A | #N/A | #N/A | #N/A | #N/A | #N/A
[7 empty] | 4 | 8 | 2344 | 16 | 2020-04-08 | Monday | 1 | No | #N/A | #N/A | #N/A | #N/A | #N/A | #N/A | #N/A | #N/A | #N/A | #N/A | #N/A | #N/A | #N/A | #N/A | #N/A | #N/A | #N/A | #N/A | #N/A | #N/A | #N/A | #N/A | #N/A | #N/A | #N/A | #N/A | #N/A | #N/A | #N/A | #N/A | #N/A | #N/A | #N/A | #N/A | #N/A | #N/A
[7 empty] | 4 | 8 | 2345 | 17 | 2020-04-08 | Monday | 1 | No | #N/A | #N/A | #N/A | #N/A | #N/A | #N/A | #N/A | #N/A | #N/A | #N/A | #N/A | #N/A | #N/A | #N/A | #N/A | #N/A | #N/A | #N/A | #N/A | #N/A | #N/A | #N/A | #N/A | #N/A | #N/A | #N/A | #N/A | #N/A | #N/A | #N/A | #N/A | #N/A | #N/A | #N/A | #N/A | #N/A
[7 empty] | 4 | 8 | 2346 | 18 | 2020-04-08 | Monday | 1 | No | #N/A | #N/A | #N/A | #N/A | #N/A | #N/A | #N/A | #N/A | #N/A | #N/A | #N/A | #N/A | #N/A | #N/A | #N/A | #N/A | #N/A | #N/A | #N/A | #N/A | #N/A | #N/A | #N/A | #N/A | #N/A | #N/A | #N/A | #N/A | #N/A | #N/A | #N/A | #N/A | #N/A | #N/A | #N/A | #N/A
[7 empty] | 4 | 8 | 2347 | 19 | 2020-04-08 | Monday | 1 | No | #N/A | #N/A | #N/A | #N/A | #N/A | #N/A | #N/A | #N/A | #N/A | #N/A | #N/A | #N/A | #N/A | #N/A | #N/A | #N/A | #N/A | #N/A | #N/A | #N/A | #N/A | #N/A | #N/A | #N/A | #N/A | #N/A | #N/A | #N/A | #N/A | #N/A | #N/A | #N/A | #N/A | #N/A | #N/A | #N/A
[7 empty] | 4 | 8 | 2348 | 20 | 2020-04-08 | Monday | 1 | No | #N/A | #N/A | #N/A | #N/A | #N/A | #N/A | #N/A | #N/A | #N/A | #N/A | #N/A | #N/A | #N/A | #N/A | #N/A | #N/A | #N/A | #N/A | #N/A | #N/A | #N/A | #N/A | #N/A | #N/A | #N/A | #N/A | #N/A | #N/A | #N/A | #N/A | #N/A | #N/A | #N/A | #N/A | #N/A | #N/A
[7 empty] | 4 | 8 | 2349 | 21 | 2020-04-08 | Monday | 1 | No | #N/A | #N/A | #N/A | #N/A | #N/A | #N/A | #N/A | #N/A | #N/A | #N/A | #N/A | #N/A | #N/A | #N/A | #N/A | #N/A | #N/A | #N/A | #N/A | #N/A | #N/A | #N/A | #N/A | #N/A | #N/A | #N/A | #N/A | #N/A | #N/A | #N/A | #N/A | #N/A | #N/A | #N/A | #N/A | #N/A
[7 empty] | 4 | 8 | 2350 | 22 | 2020-04-08 | Monday | 1 | No | #N/A | #N/A | #N/A | #N/A | #N/A | #N/A | #N/A | #N/A | #N/A | #N/A | #N/A | #N/A | #N/A | #N/A | #N/A | #N/A | #N/A | #N/A | #N/A | #N/A | #N/A | #N/A | #N/A | #N/A | #N/A | #N/A | #N/A | #N/A | #N/A | #N/A | #N/A | #N/A | #N/A | #N/A | #N/A | #N/A
[7 empty] | 4 | 8 | 2351 | 23 | 2020-04-08 | Monday | 1 | No | #N/A | #N/A | #N/A | #N/A | #N/A | #N/A | #N/A | #N/A | #N/A | #N/A | #N/A | #N/A | #N/A | #N/A | #N/A | #N/A | #N/A | #N/A | #N/A | #N/A | #N/A | #N/A | #N/A | #N/A | #N/A | #N/A | #N/A | #N/A | #N/A | #N/A | #N/A | #N/A | #N/A | #N/A | #N/A | #N/A
[7 empty] | 4 | 8 | 2352 | 24 | 2020-04-08 | Monday | 1 | No | #N/A | #N/A | #N/A | #N/A | #N/A | #N/A | #N/A | #N/A | #N/A | #N/A | #N/A | #N/A | #N/A | #N/A | #N/A | #N/A | #N/A | #N/A | #N/A | #N/A | #N/A | #N/A | #N/A | #N/A | #N/A | #N/A | #N/A | #N/A | #N/A | #N/A | #N/A | #N/A | #N/A | #N/A | #N/A | #N/A
[7 empty] | 4 | 9 | 2353 | 1 | 2020-04-09 | Tuesday | 2 | No | #N/A | #N/A | #N/A | #N/A | #N/A | #N/A | #N/A | #N/A | #N/A | #N/A | #N/A | #N/A | #N/A | #N/A | #N/A | #N/A | #N/A | #N/A | #N/A | #N/A | #N/A | #N/A | #N/A | #N/A | #N/A | #N/A | #N/A | #N/A | #N/A | #N/A | #N/A | #N/A | #N/A | #N/A | #N/A | #N/A
[7 empty] | 4 | 9 | 2354 | 2 | 2020-04-09 | Tuesday | 2 | No | #N/A | #N/A | #N/A | #N/A | #N/A | #N/A | #N/A | #N/A | #N/A | #N/A | #N/A | #N/A | #N/A | #N/A | #N/A | #N/A | #N/A | #N/A | #N/A | #N/A | #N/A | #N/A | #N/A | #N/A | #N/A | #N/A | #N/A | #N/A | #N/A | #N/A | #N/A | #N/A | #N/A | #N/A | #N/A | #N/A
[7 empty] | 4 | 9 | 2355 | 3 | 2020-04-09 | Tuesday | 2 | No | #N/A | #N/A | #N/A | #N/A | #N/A | #N/A | #N/A | #N/A | #N/A | #N/A | #N/A | #N/A | #N/A | #N/A | #N/A | #N/A | #N/A | #N/A | #N/A | #N/A | #N/A | #N/A | #N/A | #N/A | #N/A | #N/A | #N/A | #N/A | #N/A | #N/A | #N/A | #N/A | #N/A | #N/A | #N/A | #N/A
[7 empty] | 4 | 9 | 2356 | 4 | 2020-04-09 | Tuesday | 2 | No | #N/A | #N/A | #N/A | #N/A | #N/A | #N/A | #N/A | #N/A | #N/A | #N/A | #N/A | #N/A | #N/A | #N/A | #N/A | #N/A | #N/A | #N/A | #N/A | #N/A | #N/A | #N/A | #N/A | #N/A | #N/A | #N/A | #N/A | #N/A | #N/A | #N/A | #N/A | #N/A | #N/A | #N/A | #N/A | #N/A
[7 empty] | 4 | 9 | 2357 | 5 | 2020-04-09 | Tuesday | 2 | No | #N/A | #N/A | #N/A | #N/A | #N/A | #N/A | #N/A | #N/A | #N/A | #N/A | #N/A | #N/A | #N/A | #N/A | #N/A | #N/A | #N/A | #N/A | #N/A | #N/A | #N/A | #N/A | #N/A | #N/A | #N/A | #N/A | #N/A | #N/A | #N/A | #N/A | #N/A | #N/A | #N/A | #N/A | #N/A | #N/A
[7 empty] | 4 | 9 | 2358 | 6 | 2020-04-09 | Tuesday | 2 | No | #N/A | #N/A | #N/A | #N/A | #N/A | #N/A | #N/A | #N/A | #N/A | #N/A | #N/A | #N/A | #N/A | #N/A | #N/A | #N/A | #N/A | #N/A | #N/A | #N/A | #N/A | #N/A | #N/A | #N/A | #N/A | #N/A | #N/A | #N/A | #N/A | #N/A | #N/A | #N/A | #N/A | #N/A | #N/A | #N/A
[7 empty] | 4 | 9 | 2359 | 7 | 2020-04-09 | Tuesday | 2 | No | #N/A | #N/A | #N/A | #N/A | #N/A | #N/A | #N/A | #N/A | #N/A | #N/A | #N/A | #N/A | #N/A | #N/A | #N/A | #N/A | #N/A | #N/A | #N/A | #N/A | #N/A | #N/A | #N/A | #N/A | #N/A | #N/A | #N/A | #N/A | #N/A | #N/A | #N/A | #N/A | #N/A | #N/A | #N/A | #N/A
[7 empty] | 4 | 9 | 2360 | 8 | 2020-04-09 | Tuesday | 2 | No | #N/A | #N/A | #N/A | #N/A | #N/A | #N/A | #N/A | #N/A | #N/A | #N/A | #N/A | #N/A | #N/A | #N/A | #N/A | #N/A | #N/A | #N/A | #N/A | #N/A | #N/A | #N/A | #N/A | #N/A | #N/A | #N/A | #N/A | #N/A | #N/A | #N/A | #N/A | #N/A | #N/A | #N/A | #N/A | #N/A
[7 empty] | 4 | 9 | 2361 | 9 | 2020-04-09 | Tuesday | 2 | No | #N/A | #N/A | #N/A | #N/A | #N/A | #N/A | #N/A | #N/A | #N/A | #N/A | #N/A | #N/A | #N/A | #N/A | #N/A | #N/A | #N/A | #N/A | #N/A | #N/A | #N/A | #N/A | #N/A | #N/A | #N/A | #N/A | #N/A | #N/A | #N/A | #N/A | #N/A | #N/A | #N/A | #N/A | #N/A | #N/A
[7 empty] | 4 | 9 | 2362 | 10 | 2020-04-09 | Tuesday | 2 | No | #N/A | #N/A | #N/A | #N/A | #N/A | #N/A | #N/A | #N/A | #N/A | #N/A | #N/A | #N/A | #N/A | #N/A | #N/A | #N/A | #N/A | #N/A | #N/A | #N/A | #N/A | #N/A | #N/A | #N/A | #N/A | #N/A | #N/A | #N/A | #N/A | #N/A | #N/A | #N/A | #N/A | #N/A | #N/A | #N/A
[7 empty] | 4 | 9 | 2363 | 11 | 2020-04-09 | Tuesday | 2 | No | #N/A | #N/A | #N/A | #N/A | #N/A | #N/A | #N/A | #N/A | #N/A | #N/A | #N/A | #N/A | #N/A | #N/A | #N/A | #N/A | #N/A | #N/A | #N/A | #N/A | #N/A | #N/A | #N/A | #N/A | #N/A | #N/A | #N/A | #N/A | #N/A | #N/A | #N/A | #N/A | #N/A | #N/A | #N/A | #N/A
[7 empty] | 4 | 9 | 2364 | 12 | 2020-04-09 | Tuesday | 2 | No | #N/A | #N/A | #N/A | #N/A | #N/A | #N/A | #N/A | #N/A | #N/A | #N/A | #N/A | #N/A | #N/A | #N/A | #N/A | #N/A | #N/A | #N/A | #N/A | #N/A | #N/A | #N/A | #N/A | #N/A | #N/A | #N/A | #N/A | #N/A | #N/A | #N/A | #N/A | #N/A | #N/A | #N/A | #N/A | #N/A
[7 empty] | 4 | 9 | 2365 | 13 | 2020-04-09 | Tuesday | 2 | No | #N/A | #N/A | #N/A | #N/A | #N/A | #N/A | #N/A | #N/A | #N/A | #N/A | #N/A | #N/A | #N/A | #N/A | #N/A | #N/A | #N/A | #N/A | #N/A | #N/A | #N/A | #N/A | #N/A | #N/A | #N/A | #N/A | #N/A | #N/A | #N/A | #N/A | #N/A | #N/A | #N/A | #N/A | #N/A | #N/A
[7 empty] | 4 | 9 | 2366 | 14 | 2020-04-09 | Tuesday | 2 | No | #N/A | #N/A | #N/A | #N/A | #N/A | #N/A | #N/A | #N/A | #N/A | #N/A | #N/A | #N/A | #N/A | #N/A | #N/A | #N/A | #N/A | #N/A | #N/A | #N/A | #N/A | #N/A | #N/A | #N/A | #N/A | #N/A | #N/A | #N/A | #N/A | #N/A | #N/A | #N/A | #N/A | #N/A | #N/A | #N/A
[7 empty] | 4 | 9 | 2367 | 15 | 2020-04-09 | Tuesday | 2 | No | #N/A | #N/A | #N/A | #N/A | #N/A | #N/A | #N/A | #N/A | #N/A | #N/A | #N/A | #N/A | #N/A | #N/A | #N/A | #N/A | #N/A | #N/A | #N/A | #N/A | #N/A | #N/A | #N/A | #N/A | #N/A | #N/A | #N/A | #N/A | #N/A | #N/A | #N/A | #N/A | #N/A | #N/A | #N/A | #N/A
[7 empty] | 4 | 9 | 2368 | 16 | 2020-04-09 | Tuesday | 2 | No | #N/A | #N/A | #N/A | #N/A | #N/A | #N/A | #N/A | #N/A | #N/A | #N/A | #N/A | #N/A | #N/A | #N/A | #N/A | #N/A | #N/A | #N/A | #N/A | #N/A | #N/A | #N/A | #N/A | #N/A | #N/A | #N/A | #N/A | #N/A | #N/A | #N/A | #N/A | #N/A | #N/A | #N/A | #N/A | #N/A
[7 empty] | 4 | 9 | 2369 | 17 | 2020-04-09 | Tuesday | 2 | No | #N/A | #N/A | #N/A | #N/A | #N/A | #N/A | #N/A | #N/A | #N/A | #N/A | #N/A | #N/A | #N/A | #N/A | #N/A | #N/A | #N/A | #N/A | #N/A | #N/A | #N/A | #N/A | #N/A | #N/A | #N/A | #N/A | #N/A | #N/A | #N/A | #N/A | #N/A | #N/A | #N/A | #N/A | #N/A | #N/A
[7 empty] | 4 | 9 | 2370 | 18 | 2020-04-09 | Tuesday | 2 | No | #N/A | #N/A | #N/A | #N/A | #N/A | #N/A | #N/A | #N/A | #N/A | #N/A | #N/A | #N/A | #N/A | #N/A | #N/A | #N/A | #N/A | #N/A | #N/A | #N/A | #N/A | #N/A | #N/A | #N/A | #N/A | #N/A | #N/A | #N/A | #N/A | #N/A | #N/A | #N/A | #N/A | #N/A | #N/A | #N/A
[7 empty] | 4 | 9 | 2371 | 19 | 2020-04-09 | Tuesday | 2 | No | #N/A | #N/A | #N/A | #N/A | #N/A | #N/A | #N/A | #N/A | #N/A | #N/A | #N/A | #N/A | #N/A | #N/A | #N/A | #N/A | #N/A | #N/A | #N/A | #N/A | #N/A | #N/A | #N/A | #N/A | #N/A | #N/A | #N/A | #N/A | #N/A | #N/A | #N/A | #N/A | #N/A | #N/A | #N/A | #N/A
[7 empty] | 4 | 9 | 2372 | 20 | 2020-04-09 | Tuesday | 2 | No | #N/A | #N/A | #N/A | #N/A | #N/A | #N/A | #N/A | #N/A | #N/A | #N/A | #N/A | #N/A | #N/A | #N/A | #N/A | #N/A | #N/A | #N/A | #N/A | #N/A | #N/A | #N/A | #N/A | #N/A | #N/A | #N/A | #N/A | #N/A | #N/A | #N/A | #N/A | #N/A | #N/A | #N/A | #N/A | #N/A
[7 empty] | 4 | 9 | 2373 | 21 | 2020-04-09 | Tuesday | 2 | No | #N/A | #N/A | #N/A | #N/A | #N/A | #N/A | #N/A | #N/A | #N/A | #N/A | #N/A | #N/A | #N/A | #N/A | #N/A | #N/A | #N/A | #N/A | #N/A | #N/A | #N/A | #N/A | #N/A | #N/A | #N/A | #N/A | #N/A | #N/A | #N/A | #N/A | #N/A | #N/A | #N/A | #N/A | #N/A | #N/A
[7 empty] | 4 | 9 | 2374 | 22 | 2020-04-09 | Tuesday | 2 | No | #N/A | #N/A | #N/A | #N/A | #N/A | #N/A | #N/A | #N/A | #N/A | #N/A | #N/A | #N/A | #N/A | #N/A | #N/A | #N/A | #N/A | #N/A | #N/A | #N/A | #N/A | #N/A | #N/A | #N/A | #N/A | #N/A | #N/A | #N/A | #N/A | #N/A | #N/A | #N/A | #N/A | #N/A | #N/A | #N/A
[7 empty] | 4 | 9 | 2375 | 23 | 2020-04-09 | Tuesday | 2 | No | #N/A | #N/A | #N/A | #N/A | #N/A | #N/A | #N/A | #N/A | #N/A | #N/A | #N/A | #N/A | #N/A | #N/A | #N/A | #N/A | #N/A | #N/A | #N/A | #N/A | #N/A | #N/A | #N/A | #N/A | #N/A | #N/A | #N/A | #N/A | #N/A | #N/A | #N/A | #N/A | #N/A | #N/A | #N/A | #N/A
[7 empty] | 4 | 9 | 2376 | 24 | 2020-04-09 | Tuesday | 2 | No | #N/A | #N/A | #N/A | #N/A | #N/A | #N/A | #N/A | #N/A | #N/A | #N/A | #N/A | #N/A | #N/A | #N/A | #N/A | #N/A | #N/A | #N/A | #N/A | #N/A | #N/A | #N/A | #N/A | #N/A | #N/A | #N/A | #N/A | #N/A | #N/A | #N/A | #N/A | #N/A | #N/A | #N/A | #N/A | #N/A
[7 empty] | 4 | 10 | 2377 | 1 | 2020-04-10 | Wednesday | 3 | No | #N/A | #N/A | #N/A | #N/A | #N/A | #N/A | #N/A | #N/A | #N/A | #N/A | #N/A | #N/A | #N/A | #N/A | #N/A | #N/A | #N/A | #N/A | #N/A | #N/A | #N/A | #N/A | #N/A | #N/A | #N/A | #N/A | #N/A | #N/A | #N/A | #N/A | #N/A | #N/A | #N/A | #N/A | #N/A | #N/A
[7 empty] | 4 | 10 | 2378 | 2 | 2020-04-10 | Wednesday | 3 | No | #N/A | #N/A | #N/A | #N/A | #N/A | #N/A | #N/A | #N/A | #N/A | #N/A | #N/A | #N/A | #N/A | #N/A | #N/A | #N/A | #N/A | #N/A | #N/A | #N/A | #N/A | #N/A | #N/A | #N/A | #N/A | #N/A | #N/A | #N/A | #N/A | #N/A | #N/A | #N/A | #N/A | #N/A | #N/A | #N/A
[7 empty] | 4 | 10 | 2379 | 3 | 2020-04-10 | Wednesday | 3 | No | #N/A | #N/A | #N/A | #N/A | #N/A | #N/A | #N/A | #N/A | #N/A | #N/A | #N/A | #N/A | #N/A | #N/A | #N/A | #N/A | #N/A | #N/A | #N/A | #N/A | #N/A | #N/A | #N/A | #N/A | #N/A | #N/A | #N/A | #N/A | #N/A | #N/A | #N/A | #N/A | #N/A | #N/A | #N/A | #N/A
[7 empty] | 4 | 10 | 2380 | 4 | 2020-04-10 | Wednesday | 3 | No | #N/A | #N/A | #N/A | #N/A | #N/A | #N/A | #N/A | #N/A | #N/A | #N/A | #N/A | #N/A | #N/A | #N/A | #N/A | #N/A | #N/A | #N/A | #N/A | #N/A | #N/A | #N/A | #N/A | #N/A | #N/A | #N/A | #N/A | #N/A | #N/A | #N/A | #N/A | #N/A | #N/A | #N/A | #N/A | #N/A
[7 empty] | 4 | 10 | 2381 | 5 | 2020-04-10 | Wednesday | 3 | No | #N/A | #N/A | #N/A | #N/A | #N/A | #N/A | #N/A | #N/A | #N/A | #N/A | #N/A | #N/A | #N/A | #N/A | #N/A | #N/A | #N/A | #N/A | #N/A | #N/A | #N/A | #N/A | #N/A | #N/A | #N/A | #N/A | #N/A | #N/A | #N/A | #N/A | #N/A | #N/A | #N/A | #N/A | #N/A | #N/A
[7 empty] | 4 | 10 | 2382 | 6 | 2020-04-10 | Wednesday | 3 | No | #N/A | #N/A | #N/A | #N/A | #N/A | #N/A | #N/A | #N/A | #N/A | #N/A | #N/A | #N/A | #N/A | #N/A | #N/A | #N/A | #N/A | #N/A | #N/A | #N/A | #N/A | #N/A | #N/A | #N/A | #N/A | #N/A | #N/A | #N/A | #N/A | #N/A | #N/A | #N/A | #N/A | #N/A | #N/A | #N/A
[7 empty] | 4 | 10 | 2383 | 7 | 2020-04-10 | Wednesday | 3 | No | #N/A | #N/A | #N/A | #N/A | #N/A | #N/A | #N/A | #N/A | #N/A | #N/A | #N/A | #N/A | #N/A | #N/A | #N/A | #N/A | #N/A | #N/A | #N/A | #N/A | #N/A | #N/A | #N/A | #N/A | #N/A | #N/A | #N/A | #N/A | #N/A | #N/A | #N/A | #N/A | #N/A | #N/A | #N/A | #N/A
[7 empty] | 4 | 10 | 2384 | 8 | 2020-04-10 | Wednesday | 3 | No | #N/A | #N/A | #N/A | #N/A | #N/A | #N/A | #N/A | #N/A | #N/A | #N/A | #N/A | #N/A | #N/A | #N/A | #N/A | #N/A | #N/A | #N/A | #N/A | #N/A | #N/A | #N/A | #N/A | #N/A | #N/A | #N/A | #N/A | #N/A | #N/A | #N/A | #N/A | #N/A | #N/A | #N/A | #N/A | #N/A
[7 empty] | 4 | 10 | 2385 | 9 | 2020-04-10 | Wednesday | 3 | No | #N/A | #N/A | #N/A | #N/A | #N/A | #N/A | #N/A | #N/A | #N/A | #N/A | #N/A | #N/A | #N/A | #N/A | #N/A | #N/A | #N/A | #N/A | #N/A | #N/A | #N/A | #N/A | #N/A | #N/A | #N/A | #N/A | #N/A | #N/A | #N/A | #N/A | #N/A | #N/A | #N/A | #N/A | #N/A | #N/A
[7 empty] | 4 | 10 | 2386 | 10 | 2020-04-10 | Wednesday | 3 | No | #N/A | #N/A | #N/A | #N/A | #N/A | #N/A | #N/A | #N/A | #N/A | #N/A | #N/A | #N/A | #N/A | #N/A | #N/A | #N/A | #N/A | #N/A | #N/A | #N/A | #N/A | #N/A | #N/A | #N/A | #N/A | #N/A | #N/A | #N/A | #N/A | #N/A | #N/A | #N/A | #N/A | #N/A | #N/A | #N/A
[7 empty] | 4 | 10 | 2387 | 11 | 2020-04-10 | Wednesday | 3 | No | #N/A | #N/A | #N/A | #N/A | #N/A | #N/A | #N/A | #N/A | #N/A | #N/A | #N/A | #N/A | #N/A | #N/A | #N/A | #N/A | #N/A | #N/A | #N/A | #N/A | #N/A | #N/A | #N/A | #N/A | #N/A | #N/A | #N/A | #N/A | #N/A | #N/A | #N/A | #N/A | #N/A | #N/A | #N/A | #N/A
[7 empty] | 4 | 10 | 2388 | 12 | 2020-04-10 | Wednesday | 3 | No | #N/A | #N/A | #N/A | #N/A | #N/A | #N/A | #N/A | #N/A | #N/A | #N/A | #N/A | #N/A | #N/A | #N/A | #N/A | #N/A | #N/A | #N/A | #N/A | #N/A | #N/A | #N/A | #N/A | #N/A | #N/A | #N/A | #N/A | #N/A | #N/A | #N/A | #N/A | #N/A | #N/A | #N/A | #N/A | #N/A
[7 empty] | 4 | 10 | 2389 | 13 | 2020-04-10 | Wednesday | 3 | No | #N/A | #N/A | #N/A | #N/A | #N/A | #N/A | #N/A | #N/A | #N/A | #N/A | #N/A | #N/A | #N/A | #N/A | #N/A | #N/A | #N/A | #N/A | #N/A | #N/A | #N/A | #N/A | #N/A | #N/A | #N/A | #N/A | #N/A | #N/A | #N/A | #N/A | #N/A | #N/A | #N/A | #N/A | #N/A | #N/A
[7 empty] | 4 | 10 | 2390 | 14 | 2020-04-10 | Wednesday | 3 | No | #N/A | #N/A | #N/A | #N/A | #N/A | #N/A | #N/A | #N/A | #N/A | #N/A | #N/A | #N/A | #N/A | #N/A | #N/A | #N/A | #N/A | #N/A | #N/A | #N/A | #N/A | #N/A | #N/A | #N/A | #N/A | #N/A | #N/A | #N/A | #N/A | #N/A | #N/A | #N/A | #N/A | #N/A | #N/A | #N/A
[7 empty] | 4 | 10 | 2391 | 15 | 2020-04-10 | Wednesday | 3 | No | #N/A | #N/A | #N/A | #N/A | #N/A | #N/A | #N/A | #N/A | #N/A | #N/A | #N/A | #N/A | #N/A | #N/A | #N/A | #N/A | #N/A | #N/A | #N/A | #N/A | #N/A | #N/A | #N/A | #N/A | #N/A | #N/A | #N/A | #N/A | #N/A | #N/A | #N/A | #N/A | #N/A | #N/A | #N/A | #N/A
[7 empty] | 4 | 10 | 2392 | 16 | 2020-04-10 | Wednesday | 3 | No | #N/A | #N/A | #N/A | #N/A | #N/A | #N/A | #N/A | #N/A | #N/A | #N/A | #N/A | #N/A | #N/A | #N/A | #N/A | #N/A | #N/A | #N/A | #N/A | #N/A | #N/A | #N/A | #N/A | #N/A | #N/A | #N/A | #N/A | #N/A | #N/A | #N/A | #N/A | #N/A | #N/A | #N/A | #N/A | #N/A
[7 empty] | 4 | 10 | 2393 | 17 | 2020-04-10 | Wednesday | 3 | No | #N/A | #N/A | #N/A | #N/A | #N/A | #N/A | #N/A | #N/A | #N/A | #N/A | #N/A | #N/A | #N/A | #N/A | #N/A | #N/A | #N/A | #N/A | #N/A | #N/A | #N/A | #N/A | #N/A | #N/A | #N/A | #N/A | #N/A | #N/A | #N/A | #N/A | #N/A | #N/A | #N/A | #N/A | #N/A | #N/A
[7 empty] | 4 | 10 | 2394 | 18 | 2020-04-10 | Wednesday | 3 | No | #N/A | #N/A | #N/A | #N/A | #N/A | #N/A | #N/A | #N/A | #N/A | #N/A | #N/A | #N/A | #N/A | #N/A | #N/A | #N/A | #N/A | #N/A | #N/A | #N/A | #N/A | #N/A | #N/A | #N/A | #N/A | #N/A | #N/A | #N/A | #N/A | #N/A | #N/A | #N/A | #N/A | #N/A | #N/A | #N/A
[7 empty] | 4 | 10 | 2395 | 19 | 2020-04-10 | Wednesday | 3 | No | #N/A | #N/A | #N/A | #N/A | #N/A | #N/A | #N/A | #N/A | #N/A | #N/A | #N/A | #N/A | #N/A | #N/A | #N/A | #N/A | #N/A | #N/A | #N/A | #N/A | #N/A | #N/A | #N/A | #N/A | #N/A | #N/A | #N/A | #N/A | #N/A | #N/A | #N/A | #N/A | #N/A | #N/A | #N/A | #N/A
[7 empty] | 4 | 10 | 2396 | 20 | 2020-04-10 | Wednesday | 3 | No | #N/A | #N/A | #N/A | #N/A | #N/A | #N/A | #N/A | #N/A | #N/A | #N/A | #N/A | #N/A | #N/A | #N/A | #N/A | #N/A | #N/A | #N/A | #N/A | #N/A | #N/A | #N/A | #N/A | #N/A | #N/A | #N/A | #N/A | #N/A | #N/A | #N/A | #N/A | #N/A | #N/A | #N/A | #N/A | #N/A
[7 empty] | 4 | 10 | 2397 | 21 | 2020-04-10 | Wednesday | 3 | No | #N/A | #N/A | #N/A | #N/A | #N/A | #N/A | #N/A | #N/A | #N/A | #N/A | #N/A | #N/A | #N/A | #N/A | #N/A | #N/A | #N/A | #N/A | #N/A | #N/A | #N/A | #N/A | #N/A | #N/A | #N/A | #N/A | #N/A | #N/A | #N/A | #N/A | #N/A | #N/A | #N/A | #N/A | #N/A | #N/A
[7 empty] | 4 | 10 | 2398 | 22 | 2020-04-10 | Wednesday | 3 | No | #N/A | #N/A | #N/A | #N/A | #N/A | #N/A | #N/A | #N/A | #N/A | #N/A | #N/A | #N/A | #N/A | #N/A | #N/A | #N/A | #N/A | #N/A | #N/A | #N/A | #N/A | #N/A | #N/A | #N/A | #N/A | #N/A | #N/A | #N/A | #N/A | #N/A | #N/A | #N/A | #N/A | #N/A | #N/A | #N/A
[7 empty] | 4 | 10 | 2399 | 23 | 2020-04-10 | Wednesday | 3 | No | #N/A | #N/A | #N/A | #N/A | #N/A | #N/A | #N/A | #N/A | #N/A | #N/A | #N/A | #N/A | #N/A | #N/A | #N/A | #N/A | #N/A | #N/A | #N/A | #N/A | #N/A | #N/A | #N/A | #N/A | #N/A | #N/A | #N/A | #N/A | #N/A | #N/A | #N/A | #N/A | #N/A | #N/A | #N/A | #N/A
[7 empty] | 4 | 10 | 2400 | 24 | 2020-04-10 | Wednesday | 3 | No | #N/A | #N/A | #N/A | #N/A | #N/A | #N/A | #N/A | #N/A | #N/A | #N/A | #N/A | #N/A | #N/A | #N/A | #N/A | #N/A | #N/A | #N/A | #N/A | #N/A | #N/A | #N/A | #N/A | #N/A | #N/A | #N/A | #N/A | #N/A | #N/A | #N/A | #N/A | #N/A | #N/A | #N/A | #N/A | #N/A
[7 empty] | 4 | 11 | 2401 | 1 | 2020-04-11 | Thursday | 4 | No | #N/A | #N/A | #N/A | #N/A | #N/A | #N/A | #N/A | #N/A | #N/A | #N/A | #N/A | #N/A | #N/A | #N/A | #N/A | #N/A | #N/A | #N/A | #N/A | #N/A | #N/A | #N/A | #N/A | #N/A | #N/A | #N/A | #N/A | #N/A | #N/A | #N/A | #N/A | #N/A | #N/A | #N/A | #N/A | #N/A
[7 empty] | 4 | 11 | 2402 | 2 | 2020-04-11 | Thursday | 4 | No | #N/A | #N/A | #N/A | #N/A | #N/A | #N/A | #N/A | #N/A | #N/A | #N/A | #N/A | #N/A | #N/A | #N/A | #N/A | #N/A | #N/A | #N/A | #N/A | #N/A | #N/A | #N/A | #N/A | #N/A | #N/A | #N/A | #N/A | #N/A | #N/A | #N/A | #N/A | #N/A | #N/A | #N/A | #N/A | #N/A
[7 empty] | 4 | 11 | 2403 | 3 | 2020-04-11 | Thursday | 4 | No | #N/A | #N/A | #N/A | #N/A | #N/A | #N/A | #N/A | #N/A | #N/A | #N/A | #N/A | #N/A | #N/A | #N/A | #N/A | #N/A | #N/A | #N/A | #N/A | #N/A | #N/A | #N/A | #N/A | #N/A | #N/A | #N/A | #N/A | #N/A | #N/A | #N/A | #N/A | #N/A | #N/A | #N/A | #N/A | #N/A
[7 empty] | 4 | 11 | 2404 | 4 | 2020-04-11 | Thursday | 4 | No | #N/A | #N/A | #N/A | #N/A | #N/A | #N/A | #N/A | #N/A | #N/A | #N/A | #N/A | #N/A | #N/A | #N/A | #N/A | #N/A | #N/A | #N/A | #N/A | #N/A | #N/A | #N/A | #N/A | #N/A | #N/A | #N/A | #N/A | #N/A | #N/A | #N/A | #N/A | #N/A | #N/A | #N/A | #N/A | #N/A
[7 empty] | 4 | 11 | 2405 | 5 | 2020-04-11 | Thursday | 4 | No | #N/A | #N/A | #N/A | #N/A | #N/A | #N/A | #N/A | #N/A | #N/A | #N/A | #N/A | #N/A | #N/A | #N/A | #N/A | #N/A | #N/A | #N/A | #N/A | #N/A | #N/A | #N/A | #N/A | #N/A | #N/A | #N/A | #N/A | #N/A | #N/A | #N/A | #N/A | #N/A | #N/A | #N/A | #N/A | #N/A
[7 empty] | 4 | 11 | 2406 | 6 | 2020-04-11 | Thursday | 4 | No | #N/A | #N/A | #N/A | #N/A | #N/A | #N/A | #N/A | #N/A | #N/A | #N/A | #N/A | #N/A | #N/A | #N/A | #N/A | #N/A | #N/A | #N/A | #N/A | #N/A | #N/A | #N/A | #N/A | #N/A | #N/A | #N/A | #N/A | #N/A | #N/A | #N/A | #N/A | #N/A | #N/A | #N/A | #N/A | #N/A
[7 empty] | 4 | 11 | 2407 | 7 | 2020-04-11 | Thursday | 4 | No | #N/A | #N/A | #N/A | #N/A | #N/A | #N/A | #N/A | #N/A | #N/A | #N/A | #N/A | #N/A | #N/A | #N/A | #N/A | #N/A | #N/A | #N/A | #N/A | #N/A | #N/A | #N/A | #N/A | #N/A | #N/A | #N/A | #N/A | #N/A | #N/A | #N/A | #N/A | #N/A | #N/A | #N/A | #N/A | #N/A
[7 empty] | 4 | 11 | 2408 | 8 | 2020-04-11 | Thursday | 4 | No | #N/A | #N/A | #N/A | #N/A | #N/A | #N/A | #N/A | #N/A | #N/A | #N/A | #N/A | #N/A | #N/A | #N/A | #N/A | #N/A | #N/A | #N/A | #N/A | #N/A | #N/A | #N/A | #N/A | #N/A | #N/A | #N/A | #N/A | #N/A | #N/A | #N/A | #N/A | #N/A | #N/A | #N/A | #N/A | #N/A
[7 empty] | 4 | 11 | 2409 | 9 | 2020-04-11 | Thursday | 4 | No | #N/A | #N/A | #N/A | #N/A | #N/A | #N/A | #N/A | #N/A | #N/A | #N/A | #N/A | #N/A | #N/A | #N/A | #N/A | #N/A | #N/A | #N/A | #N/A | #N/A | #N/A | #N/A | #N/A | #N/A | #N/A | #N/A | #N/A | #N/A | #N/A | #N/A | #N/A | #N/A | #N/A | #N/A | #N/A | #N/A
[7 empty] | 4 | 11 | 2410 | 10 | 2020-04-11 | Thursday | 4 | No | #N/A | #N/A | #N/A | #N/A | #N/A | #N/A | #N/A | #N/A | #N/A | #N/A | #N/A | #N/A | #N/A | #N/A | #N/A | #N/A | #N/A | #N/A | #N/A | #N/A | #N/A | #N/A | #N/A | #N/A | #N/A | #N/A | #N/A | #N/A | #N/A | #N/A | #N/A | #N/A | #N/A | #N/A | #N/A | #N/A
[7 empty] | 4 | 11 | 2411 | 11 | 2020-04-11 | Thursday | 4 | No | #N/A | #N/A | #N/A | #N/A | #N/A | #N/A | #N/A | #N/A | #N/A | #N/A | #N/A | #N/A | #N/A | #N/A | #N/A | #N/A | #N/A | #N/A | #N/A | #N/A | #N/A | #N/A | #N/A | #N/A | #N/A | #N/A | #N/A | #N/A | #N/A | #N/A | #N/A | #N/A | #N/A | #N/A | #N/A | #N/A
[7 empty] | 4 | 11 | 2412 | 12 | 2020-04-11 | Thursday | 4 | No | #N/A | #N/A | #N/A | #N/A | #N/A | #N/A | #N/A | #N/A | #N/A | #N/A | #N/A | #N/A | #N/A | #N/A | #N/A | #N/A | #N/A | #N/A | #N/A | #N/A | #N/A | #N/A | #N/A | #N/A | #N/A | #N/A | #N/A | #N/A | #N/A | #N/A | #N/A | #N/A | #N/A | #N/A | #N/A | #N/A
[7 empty] | 4 | 11 | 2413 | 13 | 2020-04-11 | Thursday | 4 | No | #N/A | #N/A | #N/A | #N/A | #N/A | #N/A | #N/A | #N/A | #N/A | #N/A | #N/A | #N/A | #N/A | #N/A | #N/A | #N/A | #N/A | #N/A | #N/A | #N/A | #N/A | #N/A | #N/A | #N/A | #N/A | #N/A | #N/A | #N/A | #N/A | #N/A | #N/A | #N/A | #N/A | #N/A | #N/A | #N/A
[7 empty] | 4 | 11 | 2414 | 14 | 2020-04-11 | Thursday | 4 | No | #N/A | #N/A | #N/A | #N/A | #N/A | #N/A | #N/A | #N/A | #N/A | #N/A | #N/A | #N/A | #N/A | #N/A | #N/A | #N/A | #N/A | #N/A | #N/A | #N/A | #N/A | #N/A | #N/A | #N/A | #N/A | #N/A | #N/A | #N/A | #N/A | #N/A | #N/A | #N/A | #N/A | #N/A | #N/A | #N/A
[7 empty] | 4 | 11 | 2415 | 15 | 2020-04-11 | Thursday | 4 | No | #N/A | #N/A | #N/A | #N/A | #N/A | #N/A | #N/A | #N/A | #N/A | #N/A | #N/A | #N/A | #N/A | #N/A | #N/A | #N/A | #N/A | #N/A | #N/A | #N/A | #N/A | #N/A | #N/A | #N/A | #N/A | #N/A | #N/A | #N/A | #N/A | #N/A | #N/A | #N/A | #N/A | #N/A | #N/A | #N/A
[7 empty] | 4 | 11 | 2416 | 16 | 2020-04-11 | Thursday | 4 | No | #N/A | #N/A | #N/A | #N/A | #N/A | #N/A | #N/A | #N/A | #N/A | #N/A | #N/A | #N/A | #N/A | #N/A | #N/A | #N/A | #N/A | #N/A | #N/A | #N/A | #N/A | #N/A | #N/A | #N/A | #N/A | #N/A | #N/A | #N/A | #N/A | #N/A | #N/A | #N/A | #N/A | #N/A | #N/A | #N/A
[7 empty] | 4 | 11 | 2417 | 17 | 2020-04-11 | Thursday | 4 | No | #N/A | #N/A | #N/A | #N/A | #N/A | #N/A | #N/A | #N/A | #N/A | #N/A | #N/A | #N/A | #N/A | #N/A | #N/A | #N/A | #N/A | #N/A | #N/A | #N/A | #N/A | #N/A | #N/A | #N/A | #N/A | #N/A | #N/A | #N/A | #N/A | #N/A | #N/A | #N/A | #N/A | #N/A | #N/A | #N/A
[7 empty] | 4 | 11 | 2418 | 18 | 2020-04-11 | Thursday | 4 | No | #N/A | #N/A | #N/A | #N/A | #N/A | #N/A | #N/A | #N/A | #N/A | #N/A | #N/A | #N/A | #N/A | #N/A | #N/A | #N/A | #N/A | #N/A | #N/A | #N/A | #N/A | #N/A | #N/A | #N/A | #N/A | #N/A | #N/A | #N/A | #N/A | #N/A | #N/A | #N/A | #N/A | #N/A | #N/A | #N/A
[7 empty] | 4 | 11 | 2419 | 19 | 2020-04-11 | Thursday | 4 | No | #N/A | #N/A | #N/A | #N/A | #N/A | #N/A | #N/A | #N/A | #N/A | #N/A | #N/A | #N/A | #N/A | #N/A | #N/A | #N/A | #N/A | #N/A | #N/A | #N/A | #N/A | #N/A | #N/A | #N/A | #N/A | #N/A | #N/A | #N/A | #N/A | #N/A | #N/A | #N/A | #N/A | #N/A | #N/A | #N/A
[7 empty] | 4 | 11 | 2420 | 20 | 2020-04-11 | Thursday | 4 | No | #N/A | #N/A | #N/A | #N/A | #N/A | #N/A | #N/A | #N/A | #N/A | #N/A | #N/A | #N/A | #N/A | #N/A | #N/A | #N/A | #N/A | #N/A | #N/A | #N/A | #N/A | #N/A | #N/A | #N/A | #N/A | #N/A | #N/A | #N/A | #N/A | #N/A | #N/A | #N/A | #N/A | #N/A | #N/A | #N/A
[7 empty] | 4 | 11 | 2421 | 21 | 2020-04-11 | Thursday | 4 | No | #N/A | #N/A | #N/A | #N/A | #N/A | #N/A | #N/A | #N/A | #N/A | #N/A | #N/A | #N/A | #N/A | #N/A | #N/A | #N/A | #N/A | #N/A | #N/A | #N/A | #N/A | #N/A | #N/A | #N/A | #N/A | #N/A | #N/A | #N/A | #N/A | #N/A | #N/A | #N/A | #N/A | #N/A | #N/A | #N/A
[7 empty] | 4 | 11 | 2422 | 22 | 2020-04-11 | Thursday | 4 | No | #N/A | #N/A | #N/A | #N/A | #N/A | #N/A | #N/A | #N/A | #N/A | #N/A | #N/A | #N/A | #N/A | #N/A | #N/A | #N/A | #N/A | #N/A | #N/A | #N/A | #N/A | #N/A | #N/A | #N/A | #N/A | #N/A | #N/A | #N/A | #N/A | #N/A | #N/A | #N/A | #N/A | #N/A | #N/A | #N/A
[7 empty] | 4 | 11 | 2423 | 23 | 2020-04-11 | Thursday | 4 | No | #N/A | #N/A | #N/A | #N/A | #N/A | #N/A | #N/A | #N/A | #N/A | #N/A | #N/A | #N/A | #N/A | #N/A | #N/A | #N/A | #N/A | #N/A | #N/A | #N/A | #N/A | #N/A | #N/A | #N/A | #N/A | #N/A | #N/A | #N/A | #N/A | #N/A | #N/A | #N/A | #N/A | #N/A | #N/A | #N/A
[7 empty] | 4 | 11 | 2424 | 24 | 2020-04-11 | Thursday | 4 | No | #N/A | #N/A | #N/A | #N/A | #N/A | #N/A | #N/A | #N/A | #N/A | #N/A | #N/A | #N/A | #N/A | #N/A | #N/A | #N/A | #N/A | #N/A | #N/A | #N/A | #N/A | #N/A | #N/A | #N/A | #N/A | #N/A | #N/A | #N/A | #N/A | #N/A | #N/A | #N/A | #N/A | #N/A | #N/A | #N/A
[7 empty] | 4 | 12 | 2425 | 1 | 2020-04-12 | Friday | 5 | No | #N/A | #N/A | #N/A | #N/A | #N/A | #N/A | #N/A | #N/A | #N/A | #N/A | #N/A | #N/A | #N/A | #N/A | #N/A | #N/A | #N/A | #N/A | #N/A | #N/A | #N/A | #N/A | #N/A | #N/A | #N/A | #N/A | #N/A | #N/A | #N/A | #N/A | #N/A | #N/A | #N/A | #N/A | #N/A | #N/A
[7 empty] | 4 | 12 | 2426 | 2 | 2020-04-12 | Friday | 5 | No | #N/A | #N/A | #N/A | #N/A | #N/A | #N/A | #N/A | #N/A | #N/A | #N/A | #N/A | #N/A | #N/A | #N/A | #N/A | #N/A | #N/A | #N/A | #N/A | #N/A | #N/A | #N/A | #N/A | #N/A | #N/A | #N/A | #N/A | #N/A | #N/A | #N/A | #N/A | #N/A | #N/A | #N/A | #N/A | #N/A
[7 empty] | 4 | 12 | 2427 | 3 | 2020-04-12 | Friday | 5 | No | #N/A | #N/A | #N/A | #N/A | #N/A | #N/A | #N/A | #N/A | #N/A | #N/A | #N/A | #N/A | #N/A | #N/A | #N/A | #N/A | #N/A | #N/A | #N/A | #N/A | #N/A | #N/A | #N/A | #N/A | #N/A | #N/A | #N/A | #N/A | #N/A | #N/A | #N/A | #N/A | #N/A | #N/A | #N/A | #N/A
[7 empty] | 4 | 12 | 2428 | 4 | 2020-04-12 | Friday | 5 | No | #N/A | #N/A | #N/A | #N/A | #N/A | #N/A | #N/A | #N/A | #N/A | #N/A | #N/A | #N/A | #N/A | #N/A | #N/A | #N/A | #N/A | #N/A | #N/A | #N/A | #N/A | #N/A | #N/A | #N/A | #N/A | #N/A | #N/A | #N/A | #N/A | #N/A | #N/A | #N/A | #N/A | #N/A | #N/A | #N/A
[7 empty] | 4 | 12 | 2429 | 5 | 2020-04-12 | Friday | 5 | No | #N/A | #N/A | #N/A | #N/A | #N/A | #N/A | #N/A | #N/A | #N/A | #N/A | #N/A | #N/A | #N/A | #N/A | #N/A | #N/A | #N/A | #N/A | #N/A | #N/A | #N/A | #N/A | #N/A | #N/A | #N/A | #N/A | #N/A | #N/A | #N/A | #N/A | #N/A | #N/A | #N/A | #N/A | #N/A | #N/A
[7 empty] | 4 | 12 | 2430 | 6 | 2020-04-12 | Friday | 5 | No | #N/A | #N/A | #N/A | #N/A | #N/A | #N/A | #N/A | #N/A | #N/A | #N/A | #N/A | #N/A | #N/A | #N/A | #N/A | #N/A | #N/A | #N/A | #N/A | #N/A | #N/A | #N/A | #N/A | #N/A | #N/A | #N/A | #N/A | #N/A | #N/A | #N/A | #N/A | #N/A | #N/A | #N/A | #N/A | #N/A
[7 empty] | 4 | 12 | 2431 | 7 | 2020-04-12 | Friday | 5 | No | #N/A | #N/A | #N/A | #N/A | #N/A | #N/A | #N/A | #N/A | #N/A | #N/A | #N/A | #N/A | #N/A | #N/A | #N/A | #N/A | #N/A | #N/A | #N/A | #N/A | #N/A | #N/A | #N/A | #N/A | #N/A | #N/A | #N/A | #N/A | #N/A | #N/A | #N/A | #N/A | #N/A | #N/A | #N/A | #N/A
[7 empty] | 4 | 12 | 2432 | 8 | 2020-04-12 | Friday | 5 | No | #N/A | #N/A | #N/A | #N/A | #N/A | #N/A | #N/A | #N/A | #N/A | #N/A | #N/A | #N/A | #N/A | #N/A | #N/A | #N/A | #N/A | #N/A | #N/A | #N/A | #N/A | #N/A | #N/A | #N/A | #N/A | #N/A | #N/A | #N/A | #N/A | #N/A | #N/A | #N/A | #N/A | #N/A | #N/A | #N/A
[7 empty] | 4 | 12 | 2433 | 9 | 2020-04-12 | Friday | 5 | No | #N/A | #N/A | #N/A | #N/A | #N/A | #N/A | #N/A | #N/A | #N/A | #N/A | #N/A | #N/A | #N/A | #N/A | #N/A | #N/A | #N/A | #N/A | #N/A | #N/A | #N/A | #N/A | #N/A | #N/A | #N/A | #N/A | #N/A | #N/A | #N/A | #N/A | #N/A | #N/A | #N/A | #N/A | #N/A | #N/A
[7 empty] | 4 | 12 | 2434 | 10 | 2020-04-12 | Friday | 5 | No | #N/A | #N/A | #N/A | #N/A | #N/A | #N/A | #N/A | #N/A | #N/A | #N/A | #N/A | #N/A | #N/A | #N/A | #N/A | #N/A | #N/A | #N/A | #N/A | #N/A | #N/A | #N/A | #N/A | #N/A | #N/A | #N/A | #N/A | #N/A | #N/A | #N/A | #N/A | #N/A | #N/A | #N/A | #N/A | #N/A
[7 empty] | 4 | 12 | 2435 | 11 | 2020-04-12 | Friday | 5 | No | #N/A | #N/A | #N/A | #N/A | #N/A | #N/A | #N/A | #N/A | #N/A | #N/A | #N/A | #N/A | #N/A | #N/A | #N/A | #N/A | #N/A | #N/A | #N/A | #N/A | #N/A | #N/A | #N/A | #N/A | #N/A | #N/A | #N/A | #N/A | #N/A | #N/A | #N/A | #N/A | #N/A | #N/A | #N/A | #N/A
[7 empty] | 4 | 12 | 2436 | 12 | 2020-04-12 | Friday | 5 | No | #N/A | #N/A | #N/A | #N/A | #N/A | #N/A | #N/A | #N/A | #N/A | #N/A | #N/A | #N/A | #N/A | #N/A | #N/A | #N/A | #N/A | #N/A | #N/A | #N/A | #N/A | #N/A | #N/A | #N/A | #N/A | #N/A | #N/A | #N/A | #N/A | #N/A | #N/A | #N/A | #N/A | #N/A | #N/A | #N/A
[7 empty] | 4 | 12 | 2437 | 13 | 2020-04-12 | Friday | 5 | No | #N/A | #N/A | #N/A | #N/A | #N/A | #N/A | #N/A | #N/A | #N/A | #N/A | #N/A | #N/A | #N/A | #N/A | #N/A | #N/A | #N/A | #N/A | #N/A | #N/A | #N/A | #N/A | #N/A | #N/A | #N/A | #N/A | #N/A | #N/A | #N/A | #N/A | #N/A | #N/A | #N/A | #N/A | #N/A | #N/A
[7 empty] | 4 | 12 | 2438 | 14 | 2020-04-12 | Friday | 5 | No | #N/A | #N/A | #N/A | #N/A | #N/A | #N/A | #N/A | #N/A | #N/A | #N/A | #N/A | #N/A | #N/A | #N/A | #N/A | #N/A | #N/A | #N/A | #N/A | #N/A | #N/A | #N/A | #N/A | #N/A | #N/A | #N/A | #N/A | #N/A | #N/A | #N/A | #N/A | #N/A | #N/A | #N/A | #N/A | #N/A
[7 empty] | 4 | 12 | 2439 | 15 | 2020-04-12 | Friday | 5 | No | #N/A | #N/A | #N/A | #N/A | #N/A | #N/A | #N/A | #N/A | #N/A | #N/A | #N/A | #N/A | #N/A | #N/A | #N/A | #N/A | #N/A | #N/A | #N/A | #N/A | #N/A | #N/A | #N/A | #N/A | #N/A | #N/A | #N/A | #N/A | #N/A | #N/A | #N/A | #N/A | #N/A | #N/A | #N/A | #N/A
[7 empty] | 4 | 12 | 2440 | 16 | 2020-04-12 | Friday | 5 | No | #N/A | #N/A | #N/A | #N/A | #N/A | #N/A | #N/A | #N/A | #N/A | #N/A | #N/A | #N/A | #N/A | #N/A | #N/A | #N/A | #N/A | #N/A | #N/A | #N/A | #N/A | #N/A | #N/A | #N/A | #N/A | #N/A | #N/A | #N/A | #N/A | #N/A | #N/A | #N/A | #N/A | #N/A | #N/A | #N/A
[7 empty] | 4 | 12 | 2441 | 17 | 2020-04-12 | Friday | 5 | No | #N/A | #N/A | #N/A | #N/A | #N/A | #N/A | #N/A | #N/A | #N/A | #N/A | #N/A | #N/A | #N/A | #N/A | #N/A | #N/A | #N/A | #N/A | #N/A | #N/A | #N/A | #N/A | #N/A | #N/A | #N/A | #N/A | #N/A | #N/A | #N/A | #N/A | #N/A | #N/A | #N/A | #N/A | #N/A | #N/A
[7 empty] | 4 | 12 | 2442 | 18 | 2020-04-12 | Friday | 5 | No | #N/A | #N/A | #N/A | #N/A | #N/A | #N/A | #N/A | #N/A | #N/A | #N/A | #N/A | #N/A | #N/A | #N/A | #N/A | #N/A | #N/A | #N/A | #N/A | #N/A | #N/A | #N/A | #N/A | #N/A | #N/A | #N/A | #N/A | #N/A | #N/A | #N/A | #N/A | #N/A | #N/A | #N/A | #N/A | #N/A
[7 empty] | 4 | 12 | 2443 | 19 | 2020-04-12 | Friday | 5 | No | #N/A | #N/A | #N/A | #N/A | #N/A | #N/A | #N/A | #N/A | #N/A | #N/A | #N/A | #N/A | #N/A | #N/A | #N/A | #N/A | #N/A | #N/A | #N/A | #N/A | #N/A | #N/A | #N/A | #N/A | #N/A | #N/A | #N/A | #N/A | #N/A | #N/A | #N/A | #N/A | #N/A | #N/A | #N/A | #N/A
[7 empty] | 4 | 12 | 2444 | 20 | 2020-04-12 | Friday | 5 | No | #N/A | #N/A | #N/A | #N/A | #N/A | #N/A | #N/A | #N/A | #N/A | #N/A | #N/A | #N/A | #N/A | #N/A | #N/A | #N/A | #N/A | #N/A | #N/A | #N/A | #N/A | #N/A | #N/A | #N/A | #N/A | #N/A | #N/A | #N/A | #N/A | #N/A | #N/A | #N/A | #N/A | #N/A | #N/A | #N/A
[7 empty] | 4 | 12 | 2445 | 21 | 2020-04-12 | Friday | 5 | No | #N/A | #N/A | #N/A | #N/A | #N/A | #N/A | #N/A | #N/A | #N/A | #N/A | #N/A | #N/A | #N/A | #N/A | #N/A | #N/A | #N/A | #N/A | #N/A | #N/A | #N/A | #N/A | #N/A | #N/A | #N/A | #N/A | #N/A | #N/A | #N/A | #N/A | #N/A | #N/A | #N/A | #N/A | #N/A | #N/A
[7 empty] | 4 | 12 | 2446 | 22 | 2020-04-12 | Friday | 5 | No | #N/A | #N/A | #N/A | #N/A | #N/A | #N/A | #N/A | #N/A | #N/A | #N/A | #N/A | #N/A | #N/A | #N/A | #N/A | #N/A | #N/A | #N/A | #N/A | #N/A | #N/A | #N/A | #N/A | #N/A | #N/A | #N/A | #N/A | #N/A | #N/A | #N/A | #N/A | #N/A | #N/A | #N/A | #N/A | #N/A
[7 empty] | 4 | 12 | 2447 | 23 | 2020-04-12 | Friday | 5 | No | #N/A | #N/A | #N/A | #N/A | #N/A | #N/A | #N/A | #N/A | #N/A | #N/A | #N/A | #N/A | #N/A | #N/A | #N/A | #N/A | #N/A | #N/A | #N/A | #N/A | #N/A | #N/A | #N/A | #N/A | #N/A | #N/A | #N/A | #N/A | #N/A | #N/A | #N/A | #N/A | #N/A | #N/A | #N/A | #N/A
[7 empty] | 4 | 12 | 2448 | 24 | 2020-04-12 | Friday | 5 | No | #N/A | #N/A | #N/A | #N/A | #N/A | #N/A | #N/A | #N/A | #N/A | #N/A | #N/A | #N/A | #N/A | #N/A | #N/A | #N/A | #N/A | #N/A | #N/A | #N/A | #N/A | #N/A | #N/A | #N/A | #N/A | #N/A | #N/A | #N/A | #N/A | #N/A | #N/A | #N/A | #N/A | #N/A | #N/A | #N/A
[7 empty] | 4 | 13 | 2449 | 1 | 2020-04-13 | Saturday | 6 | No | #N/A | #N/A | #N/A | #N/A | #N/A | #N/A | #N/A | #N/A | #N/A | #N/A | #N/A | #N/A | #N/A | #N/A | #N/A | #N/A | #N/A | #N/A | #N/A | #N/A | #N/A | #N/A | #N/A | #N/A | #N/A | #N/A | #N/A | #N/A | #N/A | #N/A | #N/A | #N/A | #N/A | #N/A | #N/A | #N/A
[7 empty] | 4 | 13 | 2450 | 2 | 2020-04-13 | Saturday | 6 | No | #N/A | #N/A | #N/A | #N/A | #N/A | #N/A | #N/A | #N/A | #N/A | #N/A | #N/A | #N/A | #N/A | #N/A | #N/A | #N/A | #N/A | #N/A | #N/A | #N/A | #N/A | #N/A | #N/A | #N/A | #N/A | #N/A | #N/A | #N/A | #N/A | #N/A | #N/A | #N/A | #N/A | #N/A | #N/A | #N/A
[7 empty] | 4 | 13 | 2451 | 3 | 2020-04-13 | Saturday | 6 | No | #N/A | #N/A | #N/A | #N/A | #N/A | #N/A | #N/A | #N/A | #N/A | #N/A | #N/A | #N/A | #N/A | #N/A | #N/A | #N/A | #N/A | #N/A | #N/A | #N/A | #N/A | #N/A | #N/A | #N/A | #N/A | #N/A | #N/A | #N/A | #N/A | #N/A | #N/A | #N/A | #N/A | #N/A | #N/A | #N/A
[7 empty] | 4 | 13 | 2452 | 4 | 2020-04-13 | Saturday | 6 | No | #N/A | #N/A | #N/A | #N/A | #N/A | #N/A | #N/A | #N/A | #N/A | #N/A | #N/A | #N/A | #N/A | #N/A | #N/A | #N/A | #N/A | #N/A | #N/A | #N/A | #N/A | #N/A | #N/A | #N/A | #N/A | #N/A | #N/A | #N/A | #N/A | #N/A | #N/A | #N/A | #N/A | #N/A | #N/A | #N/A
[7 empty] | 4 | 13 | 2453 | 5 | 2020-04-13 | Saturday | 6 | No | #N/A | #N/A | #N/A | #N/A | #N/A | #N/A | #N/A | #N/A | #N/A | #N/A | #N/A | #N/A | #N/A | #N/A | #N/A | #N/A | #N/A | #N/A | #N/A | #N/A | #N/A | #N/A | #N/A | #N/A | #N/A | #N/A | #N/A | #N/A | #N/A | #N/A | #N/A | #N/A | #N/A | #N/A | #N/A | #N/A
[7 empty] | 4 | 13 | 2454 | 6 | 2020-04-13 | Saturday | 6 | No | #N/A | #N/A | #N/A | #N/A | #N/A | #N/A | #N/A | #N/A | #N/A | #N/A | #N/A | #N/A | #N/A | #N/A | #N/A | #N/A | #N/A | #N/A | #N/A | #N/A | #N/A | #N/A | #N/A | #N/A | #N/A | #N/A | #N/A | #N/A | #N/A | #N/A | #N/A | #N/A | #N/A | #N/A | #N/A | #N/A
[7 empty] | 4 | 13 | 2455 | 7 | 2020-04-13 | Saturday | 6 | No | #N/A | #N/A | #N/A | #N/A | #N/A | #N/A | #N/A | #N/A | #N/A | #N/A | #N/A | #N/A | #N/A | #N/A | #N/A | #N/A | #N/A | #N/A | #N/A | #N/A | #N/A | #N/A | #N/A | #N/A | #N/A | #N/A | #N/A | #N/A | #N/A | #N/A | #N/A | #N/A | #N/A | #N/A | #N/A | #N/A
[7 empty] | 4 | 13 | 2456 | 8 | 2020-04-13 | Saturday | 6 | No | #N/A | #N/A | #N/A | #N/A | #N/A | #N/A | #N/A | #N/A | #N/A | #N/A | #N/A | #N/A | #N/A | #N/A | #N/A | #N/A | #N/A | #N/A | #N/A | #N/A | #N/A | #N/A | #N/A | #N/A | #N/A | #N/A | #N/A | #N/A | #N/A | #N/A | #N/A | #N/A | #N/A | #N/A | #N/A | #N/A
[7 empty] | 4 | 13 | 2457 | 9 | 2020-04-13 | Saturday | 6 | No | #N/A | #N/A | #N/A | #N/A | #N/A | #N/A | #N/A | #N/A | #N/A | #N/A | #N/A | #N/A | #N/A | #N/A | #N/A | #N/A | #N/A | #N/A | #N/A | #N/A | #N/A | #N/A | #N/A | #N/A | #N/A | #N/A | #N/A | #N/A | #N/A | #N/A | #N/A | #N/A | #N/A | #N/A | #N/A | #N/A
[7 empty] | 4 | 13 | 2458 | 10 | 2020-04-13 | Saturday | 6 | No | #N/A | #N/A | #N/A | #N/A | #N/A | #N/A | #N/A | #N/A | #N/A | #N/A | #N/A | #N/A | #N/A | #N/A | #N/A | #N/A | #N/A | #N/A | #N/A | #N/A | #N/A | #N/A | #N/A | #N/A | #N/A | #N/A | #N/A | #N/A | #N/A | #N/A | #N/A | #N/A | #N/A | #N/A | #N/A | #N/A
[7 empty] | 4 | 13 | 2459 | 11 | 2020-04-13 | Saturday | 6 | No | #N/A | #N/A | #N/A | #N/A | #N/A | #N/A | #N/A | #N/A | #N/A | #N/A | #N/A | #N/A | #N/A | #N/A | #N/A | #N/A | #N/A | #N/A | #N/A | #N/A | #N/A | #N/A | #N/A | #N/A | #N/A | #N/A | #N/A | #N/A | #N/A | #N/A | #N/A | #N/A | #N/A | #N/A | #N/A | #N/A
[7 empty] | 4 | 13 | 2460 | 12 | 2020-04-13 | Saturday | 6 | No | #N/A | #N/A | #N/A | #N/A | #N/A | #N/A | #N/A | #N/A | #N/A | #N/A | #N/A | #N/A | #N/A | #N/A | #N/A | #N/A | #N/A | #N/A | #N/A | #N/A | #N/A | #N/A | #N/A | #N/A | #N/A | #N/A | #N/A | #N/A | #N/A | #N/A | #N/A | #N/A | #N/A | #N/A | #N/A | #N/A
[7 empty] | 4 | 13 | 2461 | 13 | 2020-04-13 | Saturday | 6 | No | #N/A | #N/A | #N/A | #N/A | #N/A | #N/A | #N/A | #N/A | #N/A | #N/A | #N/A | #N/A | #N/A | #N/A | #N/A | #N/A | #N/A | #N/A | #N/A | #N/A | #N/A | #N/A | #N/A | #N/A | #N/A | #N/A | #N/A | #N/A | #N/A | #N/A | #N/A | #N/A | #N/A | #N/A | #N/A | #N/A
[7 empty] | 4 | 13 | 2462 | 14 | 2020-04-13 | Saturday | 6 | No | #N/A | #N/A | #N/A | #N/A | #N/A | #N/A | #N/A | #N/A | #N/A | #N/A | #N/A | #N/A | #N/A | #N/A | #N/A | #N/A | #N/A | #N/A | #N/A | #N/A | #N/A | #N/A | #N/A | #N/A | #N/A | #N/A | #N/A | #N/A | #N/A | #N/A | #N/A | #N/A | #N/A | #N/A | #N/A | #N/A
[7 empty] | 4 | 13 | 2463 | 15 | 2020-04-13 | Saturday | 6 | No | #N/A | #N/A | #N/A | #N/A | #N/A | #N/A | #N/A | #N/A | #N/A | #N/A | #N/A | #N/A | #N/A | #N/A | #N/A | #N/A | #N/A | #N/A | #N/A | #N/A | #N/A | #N/A | #N/A | #N/A | #N/A | #N/A | #N/A | #N/A | #N/A | #N/A | #N/A | #N/A | #N/A | #N/A | #N/A | #N/A
[7 empty] | 4 | 13 | 2464 | 16 | 2020-04-13 | Saturday | 6 | No | #N/A | #N/A | #N/A | #N/A | #N/A | #N/A | #N/A | #N/A | #N/A | #N/A | #N/A | #N/A | #N/A | #N/A | #N/A | #N/A | #N/A | #N/A | #N/A | #N/A | #N/A | #N/A | #N/A | #N/A | #N/A | #N/A | #N/A | #N/A | #N/A | #N/A | #N/A | #N/A | #N/A | #N/A | #N/A | #N/A
[7 empty] | 4 | 13 | 2465 | 17 | 2020-04-13 | Saturday | 6 | No | #N/A | #N/A | #N/A | #N/A | #N/A | #N/A | #N/A | #N/A | #N/A | #N/A | #N/A | #N/A | #N/A | #N/A | #N/A | #N/A | #N/A | #N/A | #N/A | #N/A | #N/A | #N/A | #N/A | #N/A | #N/A | #N/A | #N/A | #N/A | #N/A | #N/A | #N/A | #N/A | #N/A | #N/A | #N/A | #N/A
[7 empty] | 4 | 13 | 2466 | 18 | 2020-04-13 | Saturday | 6 | No | #N/A | #N/A | #N/A | #N/A | #N/A | #N/A | #N/A | #N/A | #N/A | #N/A | #N/A | #N/A | #N/A | #N/A | #N/A | #N/A | #N/A | #N/A | #N/A | #N/A | #N/A | #N/A | #N/A | #N/A | #N/A | #N/A | #N/A | #N/A | #N/A | #N/A | #N/A | #N/A | #N/A | #N/A | #N/A | #N/A
[7 empty] | 4 | 13 | 2467 | 19 | 2020-04-13 | Saturday | 6 | No | #N/A | #N/A | #N/A | #N/A | #N/A | #N/A | #N/A | #N/A | #N/A | #N/A | #N/A | #N/A | #N/A | #N/A | #N/A | #N/A | #N/A | #N/A | #N/A | #N/A | #N/A | #N/A | #N/A | #N/A | #N/A | #N/A | #N/A | #N/A | #N/A | #N/A | #N/A | #N/A | #N/A | #N/A | #N/A | #N/A
[7 empty] | 4 | 13 | 2468 | 20 | 2020-04-13 | Saturday | 6 | No | #N/A | #N/A | #N/A | #N/A | #N/A | #N/A | #N/A | #N/A | #N/A | #N/A | #N/A | #N/A | #N/A | #N/A | #N/A | #N/A | #N/A | #N/A | #N/A | #N/A | #N/A | #N/A | #N/A | #N/A | #N/A | #N/A | #N/A | #N/A | #N/A | #N/A | #N/A | #N/A | #N/A | #N/A | #N/A | #N/A
[7 empty] | 4 | 13 | 2469 | 21 | 2020-04-13 | Saturday | 6 | No | #N/A | #N/A | #N/A | #N/A | #N/A | #N/A | #N/A | #N/A | #N/A | #N/A | #N/A | #N/A | #N/A | #N/A | #N/A | #N/A | #N/A | #N/A | #N/A | #N/A | #N/A | #N/A | #N/A | #N/A | #N/A | #N/A | #N/A | #N/A | #N/A | #N/A | #N/A | #N/A | #N/A | #N/A | #N/A | #N/A
[7 empty] | 4 | 13 | 2470 | 22 | 2020-04-13 | Saturday | 6 | No | #N/A | #N/A | #N/A | #N/A | #N/A | #N/A | #N/A | #N/A | #N/A | #N/A | #N/A | #N/A | #N/A | #N/A | #N/A | #N/A | #N/A | #N/A | #N/A | #N/A | #N/A | #N/A | #N/A | #N/A | #N/A | #N/A | #N/A | #N/A | #N/A | #N/A | #N/A | #N/A | #N/A | #N/A | #N/A | #N/A
[7 empty] | 4 | 13 | 2471 | 23 | 2020-04-13 | Saturday | 6 | No | #N/A | #N/A | #N/A | #N/A | #N/A | #N/A | #N/A | #N/A | #N/A | #N/A | #N/A | #N/A | #N/A | #N/A | #N/A | #N/A | #N/A | #N/A | #N/A | #N/A | #N/A | #N/A | #N/A | #N/A | #N/A | #N/A | #N/A | #N/A | #N/A | #N/A | #N/A | #N/A | #N/A | #N/A | #N/A | #N/A
[7 empty] | 4 | 13 | 2472 | 24 | 2020-04-13 | Saturday | 6 | No | #N/A | #N/A | #N/A | #N/A | #N/A | #N/A | #N/A | #N/A | #N/A | #N/A | #N/A | #N/A | #N/A | #N/A | #N/A | #N/A | #N/A | #N/A | #N/A | #N/A | #N/A | #N/A | #N/A | #N/A | #N/A | #N/A | #N/A | #N/A | #N/A | #N/A | #N/A | #N/A | #N/A | #N/A | #N/A | #N/A
[7 empty] | 4 | 14 | 2473 | 1 | 2020-04-14 | Sunday | 7 | No | #N/A | #N/A | #N/A | #N/A | #N/A | #N/A | #N/A | #N/A | #N/A | #N/A | #N/A | #N/A | #N/A | #N/A | #N/A | #N/A | #N/A | #N/A | #N/A | #N/A | #N/A | #N/A | #N/A | #N/A | #N/A | #N/A | #N/A | #N/A | #N/A | #N/A | #N/A | #N/A | #N/A | #N/A | #N/A | #N/A
[7 empty] | 4 | 14 | 2474 | 2 | 2020-04-14 | Sunday | 7 | No | #N/A | #N/A | #N/A | #N/A | #N/A | #N/A | #N/A | #N/A | #N/A | #N/A | #N/A | #N/A | #N/A | #N/A | #N/A | #N/A | #N/A | #N/A | #N/A | #N/A | #N/A | #N/A | #N/A | #N/A | #N/A | #N/A | #N/A | #N/A | #N/A | #N/A | #N/A | #N/A | #N/A | #N/A | #N/A | #N/A
[7 empty] | 4 | 14 | 2475 | 3 | 2020-04-14 | Sunday | 7 | No | #N/A | #N/A | #N/A | #N/A | #N/A | #N/A | #N/A | #N/A | #N/A | #N/A | #N/A | #N/A | #N/A | #N/A | #N/A | #N/A | #N/A | #N/A | #N/A | #N/A | #N/A | #N/A | #N/A | #N/A | #N/A | #N/A | #N/A | #N/A | #N/A | #N/A | #N/A | #N/A | #N/A | #N/A | #N/A | #N/A
[7 empty] | 4 | 14 | 2476 | 4 | 2020-04-14 | Sunday | 7 | No | #N/A | #N/A | #N/A | #N/A | #N/A | #N/A | #N/A | #N/A | #N/A | #N/A | #N/A | #N/A | #N/A | #N/A | #N/A | #N/A | #N/A | #N/A | #N/A | #N/A | #N/A | #N/A | #N/A | #N/A | #N/A | #N/A | #N/A | #N/A | #N/A | #N/A | #N/A | #N/A | #N/A | #N/A | #N/A | #N/A
[7 empty] | 4 | 14 | 2477 | 5 | 2020-04-14 | Sunday | 7 | No | #N/A | #N/A | #N/A | #N/A | #N/A | #N/A | #N/A | #N/A | #N/A | #N/A | #N/A | #N/A | #N/A | #N/A | #N/A | #N/A | #N/A | #N/A | #N/A | #N/A | #N/A | #N/A | #N/A | #N/A | #N/A | #N/A | #N/A | #N/A | #N/A | #N/A | #N/A | #N/A | #N/A | #N/A | #N/A | #N/A
[7 empty] | 4 | 14 | 2478 | 6 | 2020-04-14 | Sunday | 7 | No | #N/A | #N/A | #N/A | #N/A | #N/A | #N/A | #N/A | #N/A | #N/A | #N/A | #N/A | #N/A | #N/A | #N/A | #N/A | #N/A | #N/A | #N/A | #N/A | #N/A | #N/A | #N/A | #N/A | #N/A | #N/A | #N/A | #N/A | #N/A | #N/A | #N/A | #N/A | #N/A | #N/A | #N/A | #N/A | #N/A
[7 empty] | 4 | 14 | 2479 | 7 | 2020-04-14 | Sunday | 7 | No | #N/A | #N/A | #N/A | #N/A | #N/A | #N/A | #N/A | #N/A | #N/A | #N/A | #N/A | #N/A | #N/A | #N/A | #N/A | #N/A | #N/A | #N/A | #N/A | #N/A | #N/A | #N/A | #N/A | #N/A | #N/A | #N/A | #N/A | #N/A | #N/A | #N/A | #N/A | #N/A | #N/A | #N/A | #N/A | #N/A
[7 empty] | 4 | 14 | 2480 | 8 | 2020-04-14 | Sunday | 7 | No | #N/A | #N/A | #N/A | #N/A | #N/A | #N/A | #N/A | #N/A | #N/A | #N/A | #N/A | #N/A | #N/A | #N/A | #N/A | #N/A | #N/A | #N/A | #N/A | #N/A | #N/A | #N/A | #N/A | #N/A | #N/A | #N/A | #N/A | #N/A | #N/A | #N/A | #N/A | #N/A | #N/A | #N/A | #N/A | #N/A
[7 empty] | 4 | 14 | 2481 | 9 | 2020-04-14 | Sunday | 7 | No | #N/A | #N/A | #N/A | #N/A | #N/A | #N/A | #N/A | #N/A | #N/A | #N/A | #N/A | #N/A | #N/A | #N/A | #N/A | #N/A | #N/A | #N/A | #N/A | #N/A | #N/A | #N/A | #N/A | #N/A | #N/A | #N/A | #N/A | #N/A | #N/A | #N/A | #N/A | #N/A | #N/A | #N/A | #N/A | #N/A
[7 empty] | 4 | 14 | 2482 | 10 | 2020-04-14 | Sunday | 7 | No | #N/A | #N/A | #N/A | #N/A | #N/A | #N/A | #N/A | #N/A | #N/A | #N/A | #N/A | #N/A | #N/A | #N/A | #N/A | #N/A | #N/A | #N/A | #N/A | #N/A | #N/A | #N/A | #N/A | #N/A | #N/A | #N/A | #N/A | #N/A | #N/A | #N/A | #N/A | #N/A | #N/A | #N/A | #N/A | #N/A
[7 empty] | 4 | 14 | 2483 | 11 | 2020-04-14 | Sunday | 7 | No | #N/A | #N/A | #N/A | #N/A | #N/A | #N/A | #N/A | #N/A | #N/A | #N/A | #N/A | #N/A | #N/A | #N/A | #N/A | #N/A | #N/A | #N/A | #N/A | #N/A | #N/A | #N/A | #N/A | #N/A | #N/A | #N/A | #N/A | #N/A | #N/A | #N/A | #N/A | #N/A | #N/A | #N/A | #N/A | #N/A
[7 empty] | 4 | 14 | 2484 | 12 | 2020-04-14 | Sunday | 7 | No | #N/A | #N/A | #N/A | #N/A | #N/A | #N/A | #N/A | #N/A | #N/A | #N/A | #N/A | #N/A | #N/A | #N/A | #N/A | #N/A | #N/A | #N/A | #N/A | #N/A | #N/A | #N/A | #N/A | #N/A | #N/A | #N/A | #N/A | #N/A | #N/A | #N/A | #N/A | #N/A | #N/A | #N/A | #N/A | #N/A
[7 empty] | 4 | 14 | 2485 | 13 | 2020-04-14 | Sunday | 7 | No | #N/A | #N/A | #N/A | #N/A | #N/A | #N/A | #N/A | #N/A | #N/A | #N/A | #N/A | #N/A | #N/A | #N/A | #N/A | #N/A | #N/A | #N/A | #N/A | #N/A | #N/A | #N/A | #N/A | #N/A | #N/A | #N/A | #N/A | #N/A | #N/A | #N/A | #N/A | #N/A | #N/A | #N/A | #N/A | #N/A
[7 empty] | 4 | 14 | 2486 | 14 | 2020-04-14 | Sunday | 7 | No | #N/A | #N/A | #N/A | #N/A | #N/A | #N/A | #N/A | #N/A | #N/A | #N/A | #N/A | #N/A | #N/A | #N/A | #N/A | #N/A | #N/A | #N/A | #N/A | #N/A | #N/A | #N/A | #N/A | #N/A | #N/A | #N/A | #N/A | #N/A | #N/A | #N/A | #N/A | #N/A | #N/A | #N/A | #N/A | #N/A
[7 empty] | 4 | 14 | 2487 | 15 | 2020-04-14 | Sunday | 7 | No | #N/A | #N/A | #N/A | #N/A | #N/A | #N/A | #N/A | #N/A | #N/A | #N/A | #N/A | #N/A | #N/A | #N/A | #N/A | #N/A | #N/A | #N/A | #N/A | #N/A | #N/A | #N/A | #N/A | #N/A | #N/A | #N/A | #N/A | #N/A | #N/A | #N/A | #N/A | #N/A | #N/A | #N/A | #N/A | #N/A
[7 empty] | 4 | 14 | 2488 | 16 | 2020-04-14 | Sunday | 7 | No | #N/A | #N/A | #N/A | #N/A | #N/A | #N/A | #N/A | #N/A | #N/A | #N/A | #N/A | #N/A | #N/A | #N/A | #N/A | #N/A | #N/A | #N/A | #N/A | #N/A | #N/A | #N/A | #N/A | #N/A | #N/A | #N/A | #N/A | #N/A | #N/A | #N/A | #N/A | #N/A | #N/A | #N/A | #N/A | #N/A
[7 empty] | 4 | 14 | 2489 | 17 | 2020-04-14 | Sunday | 7 | No | #N/A | #N/A | #N/A | #N/A | #N/A | #N/A | #N/A | #N/A | #N/A | #N/A | #N/A | #N/A | #N/A | #N/A | #N/A | #N/A | #N/A | #N/A | #N/A | #N/A | #N/A | #N/A | #N/A | #N/A | #N/A | #N/A | #N/A | #N/A | #N/A | #N/A | #N/A | #N/A | #N/A | #N/A | #N/A | #N/A
[7 empty] | 4 | 14 | 2490 | 18 | 2020-04-14 | Sunday | 7 | No | #N/A | #N/A | #N/A | #N/A | #N/A | #N/A | #N/A | #N/A | #N/A | #N/A | #N/A | #N/A | #N/A | #N/A | #N/A | #N/A | #N/A | #N/A | #N/A | #N/A | #N/A | #N/A | #N/A | #N/A | #N/A | #N/A | #N/A | #N/A | #N/A | #N/A | #N/A | #N/A | #N/A | #N/A | #N/A | #N/A
[7 empty] | 4 | 14 | 2491 | 19 | 2020-04-14 | Sunday | 7 | No | #N/A | #N/A | #N/A | #N/A | #N/A | #N/A | #N/A | #N/A | #N/A | #N/A | #N/A | #N/A | #N/A | #N/A | #N/A | #N/A | #N/A | #N/A | #N/A | #N/A | #N/A | #N/A | #N/A | #N/A | #N/A | #N/A | #N/A | #N/A | #N/A | #N/A | #N/A | #N/A | #N/A | #N/A | #N/A | #N/A
[7 empty] | 4 | 14 | 2492 | 20 | 2020-04-14 | Sunday | 7 | No | #N/A | #N/A | #N/A | #N/A | #N/A | #N/A | #N/A | #N/A | #N/A | #N/A | #N/A | #N/A | #N/A | #N/A | #N/A | #N/A | #N/A | #N/A | #N/A | #N/A | #N/A | #N/A | #N/A | #N/A | #N/A | #N/A | #N/A | #N/A | #N/A | #N/A | #N/A | #N/A | #N/A | #N/A | #N/A | #N/A
[7 empty] | 4 | 14 | 2493 | 21 | 2020-04-14 | Sunday | 7 | No | #N/A | #N/A | #N/A | #N/A | #N/A | #N/A | #N/A | #N/A | #N/A | #N/A | #N/A | #N/A | #N/A | #N/A | #N/A | #N/A | #N/A | #N/A | #N/A | #N/A | #N/A | #N/A | #N/A | #N/A | #N/A | #N/A | #N/A | #N/A | #N/A | #N/A | #N/A | #N/A | #N/A | #N/A | #N/A | #N/A
[7 empty] | 4 | 14 | 2494 | 22 | 2020-04-14 | Sunday | 7 | No | #N/A | #N/A | #N/A | #N/A | #N/A | #N/A | #N/A | #N/A | #N/A | #N/A | #N/A | #N/A | #N/A | #N/A | #N/A | #N/A | #N/A | #N/A | #N/A | #N/A | #N/A | #N/A | #N/A | #N/A | #N/A | #N/A | #N/A | #N/A | #N/A | #N/A | #N/A | #N/A | #N/A | #N/A | #N/A | #N/A
[7 empty] | 4 | 14 | 2495 | 23 | 2020-04-14 | Sunday | 7 | No | #N/A | #N/A | #N/A | #N/A | #N/A | #N/A | #N/A | #N/A | #N/A | #N/A | #N/A | #N/A | #N/A | #N/A | #N/A | #N/A | #N/A | #N/A | #N/A | #N/A | #N/A | #N/A | #N/A | #N/A | #N/A | #N/A | #N/A | #N/A | #N/A | #N/A | #N/A | #N/A | #N/A | #N/A | #N/A | #N/A
[7 empty] | 4 | 14 | 2496 | 24 | 2020-04-14 | Sunday | 7 | No | #N/A | #N/A | #N/A | #N/A | #N/A | #N/A | #N/A | #N/A | #N/A | #N/A | #N/A | #N/A | #N/A | #N/A | #N/A | #N/A | #N/A | #N/A | #N/A | #N/A | #N/A | #N/A | #N/A | #N/A | #N/A | #N/A | #N/A | #N/A | #N/A | #N/A | #N/A | #N/A | #N/A | #N/A | #N/A | #N/A
[7 empty] | 4 | 15 | 2497 | 1 | 2020-04-15 | Monday | 1 | No | #N/A | #N/A | #N/A | #N/A | #N/A | #N/A | #N/A | #N/A | #N/A | #N/A | #N/A | #N/A | #N/A | #N/A | #N/A | #N/A | #N/A | #N/A | #N/A | #N/A | #N/A | #N/A | #N/A | #N/A | #N/A | #N/A | #N/A | #N/A | #N/A | #N/A | #N/A | #N/A | #N/A | #N/A | #N/A | #N/A
[7 empty] | 4 | 15 | 2498 | 2 | 2020-04-15 | Monday | 1 | No | #N/A | #N/A | #N/A | #N/A | #N/A | #N/A | #N/A | #N/A | #N/A | #N/A | #N/A | #N/A | #N/A | #N/A | #N/A | #N/A | #N/A | #N/A | #N/A | #N/A | #N/A | #N/A | #N/A | #N/A | #N/A | #N/A | #N/A | #N/A | #N/A | #N/A | #N/A | #N/A | #N/A | #N/A | #N/A | #N/A
[7 empty] | 4 | 15 | 2499 | 3 | 2020-04-15 | Monday | 1 | No | #N/A | #N/A | #N/A | #N/A | #N/A | #N/A | #N/A | #N/A | #N/A | #N/A | #N/A | #N/A | #N/A | #N/A | #N/A | #N/A | #N/A | #N/A | #N/A | #N/A | #N/A | #N/A | #N/A | #N/A | #N/A | #N/A | #N/A | #N/A | #N/A | #N/A | #N/A | #N/A | #N/A | #N/A | #N/A | #N/A
[7 empty] | 4 | 15 | 2500 | 4 | 2020-04-15 | Monday | 1 | No | #N/A | #N/A | #N/A | #N/A | #N/A | #N/A | #N/A | #N/A | #N/A | #N/A | #N/A | #N/A | #N/A | #N/A | #N/A | #N/A | #N/A | #N/A | #N/A | #N/A | #N/A | #N/A | #N/A | #N/A | #N/A | #N/A | #N/A | #N/A | #N/A | #N/A | #N/A | #N/A | #N/A | #N/A | #N/A | #N/A
[7 empty] | 4 | 15 | 2501 | 5 | 2020-04-15 | Monday | 1 | No | #N/A | #N/A | #N/A | #N/A | #N/A | #N/A | #N/A | #N/A | #N/A | #N/A | #N/A | #N/A | #N/A | #N/A | #N/A | #N/A | #N/A | #N/A | #N/A | #N/A | #N/A | #N/A | #N/A | #N/A | #N/A | #N/A | #N/A | #N/A | #N/A | #N/A | #N/A | #N/A | #N/A | #N/A | #N/A | #N/A
[7 empty] | 4 | 15 | 2502 | 6 | 2020-04-15 | Monday | 1 | No | #N/A | #N/A | #N/A | #N/A | #N/A | #N/A | #N/A | #N/A | #N/A | #N/A | #N/A | #N/A | #N/A | #N/A | #N/A | #N/A | #N/A | #N/A | #N/A | #N/A | #N/A | #N/A | #N/A | #N/A | #N/A | #N/A | #N/A | #N/A | #N/A | #N/A | #N/A | #N/A | #N/A | #N/A | #N/A | #N/A
[7 empty] | 4 | 15 | 2503 | 7 | 2020-04-15 | Monday | 1 | No | #N/A | #N/A | #N/A | #N/A | #N/A | #N/A | #N/A | #N/A | #N/A | #N/A | #N/A | #N/A | #N/A | #N/A | #N/A | #N/A | #N/A | #N/A | #N/A | #N/A | #N/A | #N/A | #N/A | #N/A | #N/A | #N/A | #N/A | #N/A | #N/A | #N/A | #N/A | #N/A | #N/A | #N/A | #N/A | #N/A
[7 empty] | 4 | 15 | 2504 | 8 | 2020-04-15 | Monday | 1 | No | #N/A | #N/A | #N/A | #N/A | #N/A | #N/A | #N/A | #N/A | #N/A | #N/A | #N/A | #N/A | #N/A | #N/A | #N/A | #N/A | #N/A | #N/A | #N/A | #N/A | #N/A | #N/A | #N/A | #N/A | #N/A | #N/A | #N/A | #N/A | #N/A | #N/A | #N/A | #N/A | #N/A | #N/A | #N/A | #N/A
[7 empty] | 4 | 15 | 2505 | 9 | 2020-04-15 | Monday | 1 | No | #N/A | #N/A | #N/A | #N/A | #N/A | #N/A | #N/A | #N/A | #N/A | #N/A | #N/A | #N/A | #N/A | #N/A | #N/A | #N/A | #N/A | #N/A | #N/A | #N/A | #N/A | #N/A | #N/A | #N/A | #N/A | #N/A | #N/A | #N/A | #N/A | #N/A | #N/A | #N/A | #N/A | #N/A | #N/A | #N/A
[7 empty] | 4 | 15 | 2506 | 10 | 2020-04-15 | Monday | 1 | No | #N/A | #N/A | #N/A | #N/A | #N/A | #N/A | #N/A | #N/A | #N/A | #N/A | #N/A | #N/A | #N/A | #N/A | #N/A | #N/A | #N/A | #N/A | #N/A | #N/A | #N/A | #N/A | #N/A | #N/A | #N/A | #N/A | #N/A | #N/A | #N/A | #N/A | #N/A | #N/A | #N/A | #N/A | #N/A | #N/A
[7 empty] | 4 | 15 | 2507 | 11 | 2020-04-15 | Monday | 1 | No | #N/A | #N/A | #N/A | #N/A | #N/A | #N/A | #N/A | #N/A | #N/A | #N/A | #N/A | #N/A | #N/A | #N/A | #N/A | #N/A | #N/A | #N/A | #N/A | #N/A | #N/A | #N/A | #N/A | #N/A | #N/A | #N/A | #N/A | #N/A | #N/A | #N/A | #N/A | #N/A | #N/A | #N/A | #N/A | #N/A
[7 empty] | 4 | 15 | 2508 | 12 | 2020-04-15 | Monday | 1 | No | #N/A | #N/A | #N/A | #N/A | #N/A | #N/A | #N/A | #N/A | #N/A | #N/A | #N/A | #N/A | #N/A | #N/A | #N/A | #N/A | #N/A | #N/A | #N/A | #N/A | #N/A | #N/A | #N/A | #N/A | #N/A | #N/A | #N/A | #N/A | #N/A | #N/A | #N/A | #N/A | #N/A | #N/A | #N/A | #N/A
[7 empty] | 4 | 15 | 2509 | 13 | 2020-04-15 | Monday | 1 | No | #N/A | #N/A | #N/A | #N/A | #N/A | #N/A | #N/A | #N/A | #N/A | #N/A | #N/A | #N/A | #N/A | #N/A | #N/A | #N/A | #N/A | #N/A | #N/A | #N/A | #N/A | #N/A | #N/A | #N/A | #N/A | #N/A | #N/A | #N/A | #N/A | #N/A | #N/A | #N/A | #N/A | #N/A | #N/A | #N/A
[7 empty] | 4 | 15 | 2510 | 14 | 2020-04-15 | Monday | 1 | No | #N/A | #N/A | #N/A | #N/A | #N/A | #N/A | #N/A | #N/A | #N/A | #N/A | #N/A | #N/A | #N/A | #N/A | #N/A | #N/A | #N/A | #N/A | #N/A | #N/A | #N/A | #N/A | #N/A | #N/A | #N/A | #N/A | #N/A | #N/A | #N/A | #N/A | #N/A | #N/A | #N/A | #N/A | #N/A | #N/A
[7 empty] | 4 | 15 | 2511 | 15 | 2020-04-15 | Monday | 1 | No | #N/A | #N/A | #N/A | #N/A | #N/A | #N/A | #N/A | #N/A | #N/A | #N/A | #N/A | #N/A | #N/A | #N/A | #N/A | #N/A | #N/A | #N/A | #N/A | #N/A | #N/A | #N/A | #N/A | #N/A | #N/A | #N/A | #N/A | #N/A | #N/A | #N/A | #N/A | #N/A | #N/A | #N/A | #N/A | #N/A
[7 empty] | 4 | 15 | 2512 | 16 | 2020-04-15 | Monday | 1 | No | #N/A | #N/A | #N/A | #N/A | #N/A | #N/A | #N/A | #N/A | #N/A | #N/A | #N/A | #N/A | #N/A | #N/A | #N/A | #N/A | #N/A | #N/A | #N/A | #N/A | #N/A | #N/A | #N/A | #N/A | #N/A | #N/A | #N/A | #N/A | #N/A | #N/A | #N/A | #N/A | #N/A | #N/A | #N/A | #N/A
[7 empty] | 4 | 15 | 2513 | 17 | 2020-04-15 | Monday | 1 | No | #N/A | #N/A | #N/A | #N/A | #N/A | #N/A | #N/A | #N/A | #N/A | #N/A | #N/A | #N/A | #N/A | #N/A | #N/A | #N/A | #N/A | #N/A | #N/A | #N/A | #N/A | #N/A | #N/A | #N/A | #N/A | #N/A | #N/A | #N/A | #N/A | #N/A | #N/A | #N/A | #N/A | #N/A | #N/A | #N/A
[7 empty] | 4 | 15 | 2514 | 18 | 2020-04-15 | Monday | 1 | No | #N/A | #N/A | #N/A | #N/A | #N/A | #N/A | #N/A | #N/A | #N/A | #N/A | #N/A | #N/A | #N/A | #N/A | #N/A | #N/A | #N/A | #N/A | #N/A | #N/A | #N/A | #N/A | #N/A | #N/A | #N/A | #N/A | #N/A | #N/A | #N/A | #N/A | #N/A | #N/A | #N/A | #N/A | #N/A | #N/A
[7 empty] | 4 | 15 | 2515 | 19 | 2020-04-15 | Monday | 1 | No | #N/A | #N/A | #N/A | #N/A | #N/A | #N/A | #N/A | #N/A | #N/A | #N/A | #N/A | #N/A | #N/A | #N/A | #N/A | #N/A | #N/A | #N/A | #N/A | #N/A | #N/A | #N/A | #N/A | #N/A | #N/A | #N/A | #N/A | #N/A | #N/A | #N/A | #N/A | #N/A | #N/A | #N/A | #N/A | #N/A
[7 empty] | 4 | 15 | 2516 | 20 | 2020-04-15 | Monday | 1 | No | #N/A | #N/A | #N/A | #N/A | #N/A | #N/A | #N/A | #N/A | #N/A | #N/A | #N/A | #N/A | #N/A | #N/A | #N/A | #N/A | #N/A | #N/A | #N/A | #N/A | #N/A | #N/A | #N/A | #N/A | #N/A | #N/A | #N/A | #N/A | #N/A | #N/A | #N/A | #N/A | #N/A | #N/A | #N/A | #N/A
[7 empty] | 4 | 15 | 2517 | 21 | 2020-04-15 | Monday | 1 | No | #N/A | #N/A | #N/A | #N/A | #N/A | #N/A | #N/A | #N/A | #N/A | #N/A | #N/A | #N/A | #N/A | #N/A | #N/A | #N/A | #N/A | #N/A | #N/A | #N/A | #N/A | #N/A | #N/A | #N/A | #N/A | #N/A | #N/A | #N/A | #N/A | #N/A | #N/A | #N/A | #N/A | #N/A | #N/A | #N/A
[7 empty] | 4 | 15 | 2518 | 22 | 2020-04-15 | Monday | 1 | No | #N/A | #N/A | #N/A | #N/A | #N/A | #N/A | #N/A | #N/A | #N/A | #N/A | #N/A | #N/A | #N/A | #N/A | #N/A | #N/A | #N/A | #N/A | #N/A | #N/A | #N/A | #N/A | #N/A | #N/A | #N/A | #N/A | #N/A | #N/A | #N/A | #N/A | #N/A | #N/A | #N/A | #N/A | #N/A | #N/A
[7 empty] | 4 | 15 | 2519 | 23 | 2020-04-15 | Monday | 1 | No | #N/A | #N/A | #N/A | #N/A | #N/A | #N/A | #N/A | #N/A | #N/A | #N/A | #N/A | #N/A | #N/A | #N/A | #N/A | #N/A | #N/A | #N/A | #N/A | #N/A | #N/A | #N/A | #N/A | #N/A | #N/A | #N/A | #N/A | #N/A | #N/A | #N/A | #N/A | #N/A | #N/A | #N/A | #N/A | #N/A
[7 empty] | 4 | 15 | 2520 | 24 | 2020-04-15 | Monday | 1 | No | #N/A | #N/A | #N/A | #N/A | #N/A | #N/A | #N/A | #N/A | #N/A | #N/A | #N/A | #N/A | #N/A | #N/A | #N/A | #N/A | #N/A | #N/A | #N/A | #N/A | #N/A | #N/A | #N/A | #N/A | #N/A | #N/A | #N/A | #N/A | #N/A | #N/A | #N/A | #N/A | #N/A | #N/A | #N/A | #N/A
[7 empty] | 4 | 16 | 2521 | 1 | 2020-04-16 | Tuesday | 2 | No | #N/A | #N/A | #N/A | #N/A | #N/A | #N/A | #N/A | #N/A | #N/A | #N/A | #N/A | #N/A | #N/A | #N/A | #N/A | #N/A | #N/A | #N/A | #N/A | #N/A | #N/A | #N/A | #N/A | #N/A | #N/A | #N/A | #N/A | #N/A | #N/A | #N/A | #N/A | #N/A | #N/A | #N/A | #N/A | #N/A
[7 empty] | 4 | 16 | 2522 | 2 | 2020-04-16 | Tuesday | 2 | No | #N/A | #N/A | #N/A | #N/A | #N/A | #N/A | #N/A | #N/A | #N/A | #N/A | #N/A | #N/A | #N/A | #N/A | #N/A | #N/A | #N/A | #N/A | #N/A | #N/A | #N/A | #N/A | #N/A | #N/A | #N/A | #N/A | #N/A | #N/A | #N/A | #N/A | #N/A | #N/A | #N/A | #N/A | #N/A | #N/A
[7 empty] | 4 | 16 | 2523 | 3 | 2020-04-16 | Tuesday | 2 | No | #N/A | #N/A | #N/A | #N/A | #N/A | #N/A | #N/A | #N/A | #N/A | #N/A | #N/A | #N/A | #N/A | #N/A | #N/A | #N/A | #N/A | #N/A | #N/A | #N/A | #N/A | #N/A | #N/A | #N/A | #N/A | #N/A | #N/A | #N/A | #N/A | #N/A | #N/A | #N/A | #N/A | #N/A | #N/A | #N/A
[7 empty] | 4 | 16 | 2524 | 4 | 2020-04-16 | Tuesday | 2 | No | #N/A | #N/A | #N/A | #N/A | #N/A | #N/A | #N/A | #N/A | #N/A | #N/A | #N/A | #N/A | #N/A | #N/A | #N/A | #N/A | #N/A | #N/A | #N/A | #N/A | #N/A | #N/A | #N/A | #N/A | #N/A | #N/A | #N/A | #N/A | #N/A | #N/A | #N/A | #N/A | #N/A | #N/A | #N/A | #N/A
[7 empty] | 4 | 16 | 2525 | 5 | 2020-04-16 | Tuesday | 2 | No | #N/A | #N/A | #N/A | #N/A | #N/A | #N/A | #N/A | #N/A | #N/A | #N/A | #N/A | #N/A | #N/A | #N/A | #N/A | #N/A | #N/A | #N/A | #N/A | #N/A | #N/A | #N/A | #N/A | #N/A | #N/A | #N/A | #N/A | #N/A | #N/A | #N/A | #N/A | #N/A | #N/A | #N/A | #N/A | #N/A
[7 empty] | 4 | 16 | 2526 | 6 | 2020-04-16 | Tuesday | 2 | No | #N/A | #N/A | #N/A | #N/A | #N/A | #N/A | #N/A | #N/A | #N/A | #N/A | #N/A | #N/A | #N/A | #N/A | #N/A | #N/A | #N/A | #N/A | #N/A | #N/A | #N/A | #N/A | #N/A | #N/A | #N/A | #N/A | #N/A | #N/A | #N/A | #N/A | #N/A | #N/A | #N/A | #N/A | #N/A | #N/A
[7 empty] | 4 | 16 | 2527 | 7 | 2020-04-16 | Tuesday | 2 | No | #N/A | #N/A | #N/A | #N/A | #N/A | #N/A | #N/A | #N/A | #N/A | #N/A | #N/A | #N/A | #N/A | #N/A | #N/A | #N/A | #N/A | #N/A | #N/A | #N/A | #N/A | #N/A | #N/A | #N/A | #N/A | #N/A | #N/A | #N/A | #N/A | #N/A | #N/A | #N/A | #N/A | #N/A | #N/A | #N/A
[7 empty] | 4 | 16 | 2528 | 8 | 2020-04-16 | Tuesday | 2 | No | #N/A | #N/A | #N/A | #N/A | #N/A | #N/A | #N/A | #N/A | #N/A | #N/A | #N/A | #N/A | #N/A | #N/A | #N/A | #N/A | #N/A | #N/A | #N/A | #N/A | #N/A | #N/A | #N/A | #N/A | #N/A | #N/A | #N/A | #N/A | #N/A | #N/A | #N/A | #N/A | #N/A | #N/A | #N/A | #N/A
[7 empty] | 4 | 16 | 2529 | 9 | 2020-04-16 | Tuesday | 2 | No | #N/A | #N/A | #N/A | #N/A | #N/A | #N/A | #N/A | #N/A | #N/A | #N/A | #N/A | #N/A | #N/A | #N/A | #N/A | #N/A | #N/A | #N/A | #N/A | #N/A | #N/A | #N/A | #N/A | #N/A | #N/A | #N/A | #N/A | #N/A | #N/A | #N/A | #N/A | #N/A | #N/A | #N/A | #N/A | #N/A
[7 empty] | 4 | 16 | 2530 | 10 | 2020-04-16 | Tuesday | 2 | No | #N/A | #N/A | #N/A | #N/A | #N/A | #N/A | #N/A | #N/A | #N/A | #N/A | #N/A | #N/A | #N/A | #N/A | #N/A | #N/A | #N/A | #N/A | #N/A | #N/A | #N/A | #N/A | #N/A | #N/A | #N/A | #N/A | #N/A | #N/A | #N/A | #N/A | #N/A | #N/A | #N/A | #N/A | #N/A | #N/A
[7 empty] | 4 | 16 | 2531 | 11 | 2020-04-16 | Tuesday | 2 | No | #N/A | #N/A | #N/A | #N/A | #N/A | #N/A | #N/A | #N/A | #N/A | #N/A | #N/A | #N/A | #N/A | #N/A | #N/A | #N/A | #N/A | #N/A | #N/A | #N/A | #N/A | #N/A | #N/A | #N/A | #N/A | #N/A | #N/A | #N/A | #N/A | #N/A | #N/A | #N/A | #N/A | #N/A | #N/A | #N/A
[7 empty] | 4 | 16 | 2532 | 12 | 2020-04-16 | Tuesday | 2 | No | #N/A | #N/A | #N/A | #N/A | #N/A | #N/A | #N/A | #N/A | #N/A | #N/A | #N/A | #N/A | #N/A | #N/A | #N/A | #N/A | #N/A | #N/A | #N/A | #N/A | #N/A | #N/A | #N/A | #N/A | #N/A | #N/A | #N/A | #N/A | #N/A | #N/A | #N/A | #N/A | #N/A | #N/A | #N/A | #N/A
[7 empty] | 4 | 16 | 2533 | 13 | 2020-04-16 | Tuesday | 2 | No | #N/A | #N/A | #N/A | #N/A | #N/A | #N/A | #N/A | #N/A | #N/A | #N/A | #N/A | #N/A | #N/A | #N/A | #N/A | #N/A | #N/A | #N/A | #N/A | #N/A | #N/A | #N/A | #N/A | #N/A | #N/A | #N/A | #N/A | #N/A | #N/A | #N/A | #N/A | #N/A | #N/A | #N/A | #N/A | #N/A
[7 empty] | 4 | 16 | 2534 | 14 | 2020-04-16 | Tuesday | 2 | No | #N/A | #N/A | #N/A | #N/A | #N/A | #N/A | #N/A | #N/A | #N/A | #N/A | #N/A | #N/A | #N/A | #N/A | #N/A | #N/A | #N/A | #N/A | #N/A | #N/A | #N/A | #N/A | #N/A | #N/A | #N/A | #N/A | #N/A | #N/A | #N/A | #N/A | #N/A | #N/A | #N/A | #N/A | #N/A | #N/A
[7 empty] | 4 | 16 | 2535 | 15 | 2020-04-16 | Tuesday | 2 | No | #N/A | #N/A | #N/A | #N/A | #N/A | #N/A | #N/A | #N/A | #N/A | #N/A | #N/A | #N/A | #N/A | #N/A | #N/A | #N/A | #N/A | #N/A | #N/A | #N/A | #N/A | #N/A | #N/A | #N/A | #N/A | #N/A | #N/A | #N/A | #N/A | #N/A | #N/A | #N/A | #N/A | #N/A | #N/A | #N/A
[7 empty] | 4 | 16 | 2536 | 16 | 2020-04-16 | Tuesday | 2 | No | #N/A | #N/A | #N/A | #N/A | #N/A | #N/A | #N/A | #N/A | #N/A | #N/A | #N/A | #N/A | #N/A | #N/A | #N/A | #N/A | #N/A | #N/A | #N/A | #N/A | #N/A | #N/A | #N/A | #N/A | #N/A | #N/A | #N/A | #N/A | #N/A | #N/A | #N/A | #N/A | #N/A | #N/A | #N/A | #N/A
[7 empty] | 4 | 16 | 2537 | 17 | 2020-04-16 | Tuesday | 2 | No | #N/A | #N/A | #N/A | #N/A | #N/A | #N/A | #N/A | #N/A | #N/A | #N/A | #N/A | #N/A | #N/A | #N/A | #N/A | #N/A | #N/A | #N/A | #N/A | #N/A | #N/A | #N/A | #N/A | #N/A | #N/A | #N/A | #N/A | #N/A | #N/A | #N/A | #N/A | #N/A | #N/A | #N/A | #N/A | #N/A
[7 empty] | 4 | 16 | 2538 | 18 | 2020-04-16 | Tuesday | 2 | No | #N/A | #N/A | #N/A | #N/A | #N/A | #N/A | #N/A | #N/A | #N/A | #N/A | #N/A | #N/A | #N/A | #N/A | #N/A | #N/A | #N/A | #N/A | #N/A | #N/A | #N/A | #N/A | #N/A | #N/A | #N/A | #N/A | #N/A | #N/A | #N/A | #N/A | #N/A | #N/A | #N/A | #N/A | #N/A | #N/A
[7 empty] | 4 | 16 | 2539 | 19 | 2020-04-16 | Tuesday | 2 | No | #N/A | #N/A | #N/A | #N/A | #N/A | #N/A | #N/A | #N/A | #N/A | #N/A | #N/A | #N/A | #N/A | #N/A | #N/A | #N/A | #N/A | #N/A | #N/A | #N/A | #N/A | #N/A | #N/A | #N/A | #N/A | #N/A | #N/A | #N/A | #N/A | #N/A | #N/A | #N/A | #N/A | #N/A | #N/A | #N/A
[7 empty] | 4 | 16 | 2540 | 20 | 2020-04-16 | Tuesday | 2 | No | #N/A | #N/A | #N/A | #N/A | #N/A | #N/A | #N/A | #N/A | #N/A | #N/A | #N/A | #N/A | #N/A | #N/A | #N/A | #N/A | #N/A | #N/A | #N/A | #N/A | #N/A | #N/A | #N/A | #N/A | #N/A | #N/A | #N/A | #N/A | #N/A | #N/A | #N/A | #N/A | #N/A | #N/A | #N/A | #N/A
[7 empty] | 4 | 16 | 2541 | 21 | 2020-04-16 | Tuesday | 2 | No | #N/A | #N/A | #N/A | #N/A | #N/A | #N/A | #N/A | #N/A | #N/A | #N/A | #N/A | #N/A | #N/A | #N/A | #N/A | #N/A | #N/A | #N/A | #N/A | #N/A | #N/A | #N/A | #N/A | #N/A | #N/A | #N/A | #N/A | #N/A | #N/A | #N/A | #N/A | #N/A | #N/A | #N/A | #N/A | #N/A
[7 empty] | 4 | 16 | 2542 | 22 | 2020-04-16 | Tuesday | 2 | No | #N/A | #N/A | #N/A | #N/A | #N/A | #N/A | #N/A | #N/A | #N/A | #N/A | #N/A | #N/A | #N/A | #N/A | #N/A | #N/A | #N/A | #N/A | #N/A | #N/A | #N/A | #N/A | #N/A | #N/A | #N/A | #N/A | #N/A | #N/A | #N/A | #N/A | #N/A | #N/A | #N/A | #N/A | #N/A | #N/A
[7 empty] | 4 | 16 | 2543 | 23 | 2020-04-16 | Tuesday | 2 | No | #N/A | #N/A | #N/A | #N/A | #N/A | #N/A | #N/A | #N/A | #N/A | #N/A | #N/A | #N/A | #N/A | #N/A | #N/A | #N/A | #N/A | #N/A | #N/A | #N/A | #N/A | #N/A | #N/A | #N/A | #N/A | #N/A | #N/A | #N/A | #N/A | #N/A | #N/A | #N/A | #N/A | #N/A | #N/A | #N/A
[7 empty] | 4 | 16 | 2544 | 24 | 2020-04-16 | Tuesday | 2 | No | #N/A | #N/A | #N/A | #N/A | #N/A | #N/A | #N/A | #N/A | #N/A | #N/A | #N/A | #N/A | #N/A | #N/A | #N/A | #N/A | #N/A | #N/A | #N/A | #N/A | #N/A | #N/A | #N/A | #N/A | #N/A | #N/A | #N/A | #N/A | #N/A | #N/A | #N/A | #N/A | #N/A | #N/A | #N/A | #N/A
[7 empty] | 4 | 17 | 2545 | 1 | 2020-04-17 | Wednesday | 3 | No | #N/A | #N/A | #N/A | #N/A | #N/A | #N/A | #N/A | #N/A | #N/A | #N/A | #N/A | #N/A | #N/A | #N/A | #N/A | #N/A | #N/A | #N/A | #N/A | #N/A | #N/A | #N/A | #N/A | #N/A | #N/A | #N/A | #N/A | #N/A | #N/A | #N/A | #N/A | #N/A | #N/A | #N/A | #N/A | #N/A
[7 empty] | 4 | 17 | 2546 | 2 | 2020-04-17 | Wednesday | 3 | No | #N/A | #N/A | #N/A | #N/A | #N/A | #N/A | #N/A | #N/A | #N/A | #N/A | #N/A | #N/A | #N/A | #N/A | #N/A | #N/A | #N/A | #N/A | #N/A | #N/A | #N/A | #N/A | #N/A | #N/A | #N/A | #N/A | #N/A | #N/A | #N/A | #N/A | #N/A | #N/A | #N/A | #N/A | #N/A | #N/A
[7 empty] | 4 | 17 | 2547 | 3 | 2020-04-17 | Wednesday | 3 | No | #N/A | #N/A | #N/A | #N/A | #N/A | #N/A | #N/A | #N/A | #N/A | #N/A | #N/A | #N/A | #N/A | #N/A | #N/A | #N/A | #N/A | #N/A | #N/A | #N/A | #N/A | #N/A | #N/A | #N/A | #N/A | #N/A | #N/A | #N/A | #N/A | #N/A | #N/A | #N/A | #N/A | #N/A | #N/A | #N/A
[7 empty] | 4 | 17 | 2548 | 4 | 2020-04-17 | Wednesday | 3 | No | #N/A | #N/A | #N/A | #N/A | #N/A | #N/A | #N/A | #N/A | #N/A | #N/A | #N/A | #N/A | #N/A | #N/A | #N/A | #N/A | #N/A | #N/A | #N/A | #N/A | #N/A | #N/A | #N/A | #N/A | #N/A | #N/A | #N/A | #N/A | #N/A | #N/A | #N/A | #N/A | #N/A | #N/A | #N/A | #N/A
[7 empty] | 4 | 17 | 2549 | 5 | 2020-04-17 | Wednesday | 3 | No | #N/A | #N/A | #N/A | #N/A | #N/A | #N/A | #N/A | #N/A | #N/A | #N/A | #N/A | #N/A | #N/A | #N/A | #N/A | #N/A | #N/A | #N/A | #N/A | #N/A | #N/A | #N/A | #N/A | #N/A | #N/A | #N/A | #N/A | #N/A | #N/A | #N/A | #N/A | #N/A | #N/A | #N/A | #N/A | #N/A
[7 empty] | 4 | 17 | 2550 | 6 | 2020-04-17 | Wednesday | 3 | No | #N/A | #N/A | #N/A | #N/A | #N/A | #N/A | #N/A | #N/A | #N/A | #N/A | #N/A | #N/A | #N/A | #N/A | #N/A | #N/A | #N/A | #N/A | #N/A | #N/A | #N/A | #N/A | #N/A | #N/A | #N/A | #N/A | #N/A | #N/A | #N/A | #N/A | #N/A | #N/A | #N/A | #N/A | #N/A | #N/A
[7 empty] | 4 | 17 | 2551 | 7 | 2020-04-17 | Wednesday | 3 | No | #N/A | #N/A | #N/A | #N/A | #N/A | #N/A | #N/A | #N/A | #N/A | #N/A | #N/A | #N/A | #N/A | #N/A | #N/A | #N/A | #N/A | #N/A | #N/A | #N/A | #N/A | #N/A | #N/A | #N/A | #N/A | #N/A | #N/A | #N/A | #N/A | #N/A | #N/A | #N/A | #N/A | #N/A | #N/A | #N/A
[7 empty] | 4 | 17 | 2552 | 8 | 2020-04-17 | Wednesday | 3 | No | #N/A | #N/A | #N/A | #N/A | #N/A | #N/A | #N/A | #N/A | #N/A | #N/A | #N/A | #N/A | #N/A | #N/A | #N/A | #N/A | #N/A | #N/A | #N/A | #N/A | #N/A | #N/A | #N/A | #N/A | #N/A | #N/A | #N/A | #N/A | #N/A | #N/A | #N/A | #N/A | #N/A | #N/A | #N/A | #N/A
[7 empty] | 4 | 17 | 2553 | 9 | 2020-04-17 | Wednesday | 3 | No | #N/A | #N/A | #N/A | #N/A | #N/A | #N/A | #N/A | #N/A | #N/A | #N/A | #N/A | #N/A | #N/A | #N/A | #N/A | #N/A | #N/A | #N/A | #N/A | #N/A | #N/A | #N/A | #N/A | #N/A | #N/A | #N/A | #N/A | #N/A | #N/A | #N/A | #N/A | #N/A | #N/A | #N/A | #N/A | #N/A
[7 empty] | 4 | 17 | 2554 | 10 | 2020-04-17 | Wednesday | 3 | No | #N/A | #N/A | #N/A | #N/A | #N/A | #N/A | #N/A | #N/A | #N/A | #N/A | #N/A | #N/A | #N/A | #N/A | #N/A | #N/A | #N/A | #N/A | #N/A | #N/A | #N/A | #N/A | #N/A | #N/A | #N/A | #N/A | #N/A | #N/A | #N/A | #N/A | #N/A | #N/A | #N/A | #N/A | #N/A | #N/A
[7 empty] | 4 | 17 | 2555 | 11 | 2020-04-17 | Wednesday | 3 | No | #N/A | #N/A | #N/A | #N/A | #N/A | #N/A | #N/A | #N/A | #N/A | #N/A | #N/A | #N/A | #N/A | #N/A | #N/A | #N/A | #N/A | #N/A | #N/A | #N/A | #N/A | #N/A | #N/A | #N/A | #N/A | #N/A | #N/A | #N/A | #N/A | #N/A | #N/A | #N/A | #N/A | #N/A | #N/A | #N/A
[7 empty] | 4 | 17 | 2556 | 12 | 2020-04-17 | Wednesday | 3 | No | #N/A | #N/A | #N/A | #N/A | #N/A | #N/A | #N/A | #N/A | #N/A | #N/A | #N/A | #N/A | #N/A | #N/A | #N/A | #N/A | #N/A | #N/A | #N/A | #N/A | #N/A | #N/A | #N/A | #N/A | #N/A | #N/A | #N/A | #N/A | #N/A | #N/A | #N/A | #N/A | #N/A | #N/A | #N/A | #N/A
[7 empty] | 4 | 17 | 2557 | 13 | 2020-04-17 | Wednesday | 3 | No | #N/A | #N/A | #N/A | #N/A | #N/A | #N/A | #N/A | #N/A | #N/A | #N/A | #N/A | #N/A | #N/A | #N/A | #N/A | #N/A | #N/A | #N/A | #N/A | #N/A | #N/A | #N/A | #N/A | #N/A | #N/A | #N/A | #N/A | #N/A | #N/A | #N/A | #N/A | #N/A | #N/A | #N/A | #N/A | #N/A
[7 empty] | 4 | 17 | 2558 | 14 | 2020-04-17 | Wednesday | 3 | No | #N/A | #N/A | #N/A | #N/A | #N/A | #N/A | #N/A | #N/A | #N/A | #N/A | #N/A | #N/A | #N/A | #N/A | #N/A | #N/A | #N/A | #N/A | #N/A | #N/A | #N/A | #N/A | #N/A | #N/A | #N/A | #N/A | #N/A | #N/A | #N/A | #N/A | #N/A | #N/A | #N/A | #N/A | #N/A | #N/A
[7 empty] | 4 | 17 | 2559 | 15 | 2020-04-17 | Wednesday | 3 | No | #N/A | #N/A | #N/A | #N/A | #N/A | #N/A | #N/A | #N/A | #N/A | #N/A | #N/A | #N/A | #N/A | #N/A | #N/A | #N/A | #N/A | #N/A | #N/A | #N/A | #N/A | #N/A | #N/A | #N/A | #N/A | #N/A | #N/A | #N/A | #N/A | #N/A | #N/A | #N/A | #N/A | #N/A | #N/A | #N/A
[7 empty] | 4 | 17 | 2560 | 16 | 2020-04-17 | Wednesday | 3 | No | #N/A | #N/A | #N/A | #N/A | #N/A | #N/A | #N/A | #N/A | #N/A | #N/A | #N/A | #N/A | #N/A | #N/A | #N/A | #N/A | #N/A | #N/A | #N/A | #N/A | #N/A | #N/A | #N/A | #N/A | #N/A | #N/A | #N/A | #N/A | #N/A | #N/A | #N/A | #N/A | #N/A | #N/A | #N/A | #N/A
[7 empty] | 4 | 17 | 2561 | 17 | 2020-04-17 | Wednesday | 3 | No | #N/A | #N/A | #N/A | #N/A | #N/A | #N/A | #N/A | #N/A | #N/A | #N/A | #N/A | #N/A | #N/A | #N/A | #N/A | #N/A | #N/A | #N/A | #N/A | #N/A | #N/A | #N/A | #N/A | #N/A | #N/A | #N/A | #N/A | #N/A | #N/A | #N/A | #N/A | #N/A | #N/A | #N/A | #N/A | #N/A
[7 empty] | 4 | 17 | 2562 | 18 | 2020-04-17 | Wednesday | 3 | No | #N/A | #N/A | #N/A | #N/A | #N/A | #N/A | #N/A | #N/A | #N/A | #N/A | #N/A | #N/A | #N/A | #N/A | #N/A | #N/A | #N/A | #N/A | #N/A | #N/A | #N/A | #N/A | #N/A | #N/A | #N/A | #N/A | #N/A | #N/A | #N/A | #N/A | #N/A | #N/A | #N/A | #N/A | #N/A | #N/A
[7 empty] | 4 | 17 | 2563 | 19 | 2020-04-17 | Wednesday | 3 | No | #N/A | #N/A | #N/A | #N/A | #N/A | #N/A | #N/A | #N/A | #N/A | #N/A | #N/A | #N/A | #N/A | #N/A | #N/A | #N/A | #N/A | #N/A | #N/A | #N/A | #N/A | #N/A | #N/A | #N/A | #N/A | #N/A | #N/A | #N/A | #N/A | #N/A | #N/A | #N/A | #N/A | #N/A | #N/A | #N/A
[7 empty] | 4 | 17 | 2564 | 20 | 2020-04-17 | Wednesday | 3 | No | #N/A | #N/A | #N/A | #N/A | #N/A | #N/A | #N/A | #N/A | #N/A | #N/A | #N/A | #N/A | #N/A | #N/A | #N/A | #N/A | #N/A | #N/A | #N/A | #N/A | #N/A | #N/A | #N/A | #N/A | #N/A | #N/A | #N/A | #N/A | #N/A | #N/A | #N/A | #N/A | #N/A | #N/A | #N/A | #N/A
[7 empty] | 4 | 17 | 2565 | 21 | 2020-04-17 | Wednesday | 3 | No | #N/A | #N/A | #N/A | #N/A | #N/A | #N/A | #N/A | #N/A | #N/A | #N/A | #N/A | #N/A | #N/A | #N/A | #N/A | #N/A | #N/A | #N/A | #N/A | #N/A | #N/A | #N/A | #N/A | #N/A | #N/A | #N/A | #N/A | #N/A | #N/A | #N/A | #N/A | #N/A | #N/A | #N/A | #N/A | #N/A
[7 empty] | 4 | 17 | 2566 | 22 | 2020-04-17 | Wednesday | 3 | No | #N/A | #N/A | #N/A | #N/A | #N/A | #N/A | #N/A | #N/A | #N/A | #N/A | #N/A | #N/A | #N/A | #N/A | #N/A | #N/A | #N/A | #N/A | #N/A | #N/A | #N/A | #N/A | #N/A | #N/A | #N/A | #N/A | #N/A | #N/A | #N/A | #N/A | #N/A | #N/A | #N/A | #N/A | #N/A | #N/A
[7 empty] | 4 | 17 | 2567 | 23 | 2020-04-17 | Wednesday | 3 | No | #N/A | #N/A | #N/A | #N/A | #N/A | #N/A | #N/A | #N/A | #N/A | #N/A | #N/A | #N/A | #N/A | #N/A | #N/A | #N/A | #N/A | #N/A | #N/A | #N/A | #N/A | #N/A | #N/A | #N/A | #N/A | #N/A | #N/A | #N/A | #N/A | #N/A | #N/A | #N/A | #N/A | #N/A | #N/A | #N/A
[7 empty] | 4 | 17 | 2568 | 24 | 2020-04-17 | Wednesday | 3 | No | #N/A | #N/A | #N/A | #N/A | #N/A | #N/A | #N/A | #N/A | #N/A | #N/A | #N/A | #N/A | #N/A | #N/A | #N/A | #N/A | #N/A | #N/A | #N/A | #N/A | #N/A | #N/A | #N/A | #N/A | #N/A | #N/A | #N/A | #N/A | #N/A | #N/A | #N/A | #N/A | #N/A | #N/A | #N/A | #N/A
[7 empty] | 4 | 18 | 2569 | 1 | 2020-04-18 | Thursday | 4 | No | #N/A | #N/A | #N/A | #N/A | #N/A | #N/A | #N/A | #N/A | #N/A | #N/A | #N/A | #N/A | #N/A | #N/A | #N/A | #N/A | #N/A | #N/A | #N/A | #N/A | #N/A | #N/A | #N/A | #N/A | #N/A | #N/A | #N/A | #N/A | #N/A | #N/A | #N/A | #N/A | #N/A | #N/A | #N/A | #N/A
[7 empty] | 4 | 18 | 2570 | 2 | 2020-04-18 | Thursday | 4 | No | #N/A | #N/A | #N/A | #N/A | #N/A | #N/A | #N/A | #N/A | #N/A | #N/A | #N/A | #N/A | #N/A | #N/A | #N/A | #N/A | #N/A | #N/A | #N/A | #N/A | #N/A | #N/A | #N/A | #N/A | #N/A | #N/A | #N/A | #N/A | #N/A | #N/A | #N/A | #N/A | #N/A | #N/A | #N/A | #N/A
[7 empty] | 4 | 18 | 2571 | 3 | 2020-04-18 | Thursday | 4 | No | #N/A | #N/A | #N/A | #N/A | #N/A | #N/A | #N/A | #N/A | #N/A | #N/A | #N/A | #N/A | #N/A | #N/A | #N/A | #N/A | #N/A | #N/A | #N/A | #N/A | #N/A | #N/A | #N/A | #N/A | #N/A | #N/A | #N/A | #N/A | #N/A | #N/A | #N/A | #N/A | #N/A | #N/A | #N/A | #N/A
[7 empty] | 4 | 18 | 2572 | 4 | 2020-04-18 | Thursday | 4 | No | #N/A | #N/A | #N/A | #N/A | #N/A | #N/A | #N/A | #N/A | #N/A | #N/A | #N/A | #N/A | #N/A | #N/A | #N/A | #N/A | #N/A | #N/A | #N/A | #N/A | #N/A | #N/A | #N/A | #N/A | #N/A | #N/A | #N/A | #N/A | #N/A | #N/A | #N/A | #N/A | #N/A | #N/A | #N/A | #N/A
[7 empty] | 4 | 18 | 2573 | 5 | 2020-04-18 | Thursday | 4 | No | #N/A | #N/A | #N/A | #N/A | #N/A | #N/A | #N/A | #N/A | #N/A | #N/A | #N/A | #N/A | #N/A | #N/A | #N/A | #N/A | #N/A | #N/A | #N/A | #N/A | #N/A | #N/A | #N/A | #N/A | #N/A | #N/A | #N/A | #N/A | #N/A | #N/A | #N/A | #N/A | #N/A | #N/A | #N/A | #N/A
[7 empty] | 4 | 18 | 2574 | 6 | 2020-04-18 | Thursday | 4 | No | #N/A | #N/A | #N/A | #N/A | #N/A | #N/A | #N/A | #N/A | #N/A | #N/A | #N/A | #N/A | #N/A | #N/A | #N/A | #N/A | #N/A | #N/A | #N/A | #N/A | #N/A | #N/A | #N/A | #N/A | #N/A | #N/A | #N/A | #N/A | #N/A | #N/A | #N/A | #N/A | #N/A | #N/A | #N/A | #N/A
[7 empty] | 4 | 18 | 2575 | 7 | 2020-04-18 | Thursday | 4 | No | #N/A | #N/A | #N/A | #N/A | #N/A | #N/A | #N/A | #N/A | #N/A | #N/A | #N/A | #N/A | #N/A | #N/A | #N/A | #N/A | #N/A | #N/A | #N/A | #N/A | #N/A | #N/A | #N/A | #N/A | #N/A | #N/A | #N/A | #N/A | #N/A | #N/A | #N/A | #N/A | #N/A | #N/A | #N/A | #N/A
[7 empty] | 4 | 18 | 2576 | 8 | 2020-04-18 | Thursday | 4 | No | #N/A | #N/A | #N/A | #N/A | #N/A | #N/A | #N/A | #N/A | #N/A | #N/A | #N/A | #N/A | #N/A | #N/A | #N/A | #N/A | #N/A | #N/A | #N/A | #N/A | #N/A | #N/A | #N/A | #N/A | #N/A | #N/A | #N/A | #N/A | #N/A | #N/A | #N/A | #N/A | #N/A | #N/A | #N/A | #N/A
[7 empty] | 4 | 18 | 2577 | 9 | 2020-04-18 | Thursday | 4 | No | #N/A | #N/A | #N/A | #N/A | #N/A | #N/A | #N/A | #N/A | #N/A | #N/A | #N/A | #N/A | #N/A | #N/A | #N/A | #N/A | #N/A | #N/A | #N/A | #N/A | #N/A | #N/A | #N/A | #N/A | #N/A | #N/A | #N/A | #N/A | #N/A | #N/A | #N/A | #N/A | #N/A | #N/A | #N/A | #N/A
[7 empty] | 4 | 18 | 2578 | 10 | 2020-04-18 | Thursday | 4 | No | #N/A | #N/A | #N/A | #N/A | #N/A | #N/A | #N/A | #N/A | #N/A | #N/A | #N/A | #N/A | #N/A | #N/A | #N/A | #N/A | #N/A | #N/A | #N/A | #N/A | #N/A | #N/A | #N/A | #N/A | #N/A | #N/A | #N/A | #N/A | #N/A | #N/A | #N/A | #N/A | #N/A | #N/A | #N/A | #N/A
[7 empty] | 4 | 18 | 2579 | 11 | 2020-04-18 | Thursday | 4 | No | #N/A | #N/A | #N/A | #N/A | #N/A | #N/A | #N/A | #N/A | #N/A | #N/A | #N/A | #N/A | #N/A | #N/A | #N/A | #N/A | #N/A | #N/A | #N/A | #N/A | #N/A | #N/A | #N/A | #N/A | #N/A | #N/A | #N/A | #N/A | #N/A | #N/A | #N/A | #N/A | #N/A | #N/A | #N/A | #N/A
[7 empty] | 4 | 18 | 2580 | 12 | 2020-04-18 | Thursday | 4 | No | #N/A | #N/A | #N/A | #N/A | #N/A | #N/A | #N/A | #N/A | #N/A | #N/A | #N/A | #N/A | #N/A | #N/A | #N/A | #N/A | #N/A | #N/A | #N/A | #N/A | #N/A | #N/A | #N/A | #N/A | #N/A | #N/A | #N/A | #N/A | #N/A | #N/A | #N/A | #N/A | #N/A | #N/A | #N/A | #N/A
[7 empty] | 4 | 18 | 2581 | 13 | 2020-04-18 | Thursday | 4 | No | #N/A | #N/A | #N/A | #N/A | #N/A | #N/A | #N/A | #N/A | #N/A | #N/A | #N/A | #N/A | #N/A | #N/A | #N/A | #N/A | #N/A | #N/A | #N/A | #N/A | #N/A | #N/A | #N/A | #N/A | #N/A | #N/A | #N/A | #N/A | #N/A | #N/A | #N/A | #N/A | #N/A | #N/A | #N/A | #N/A
[7 empty] | 4 | 18 | 2582 | 14 | 2020-04-18 | Thursday | 4 | No | #N/A | #N/A | #N/A | #N/A | #N/A | #N/A | #N/A | #N/A | #N/A | #N/A | #N/A | #N/A | #N/A | #N/A | #N/A | #N/A | #N/A | #N/A | #N/A | #N/A | #N/A | #N/A | #N/A | #N/A | #N/A | #N/A | #N/A | #N/A | #N/A | #N/A | #N/A | #N/A | #N/A | #N/A | #N/A | #N/A
[7 empty] | 4 | 18 | 2583 | 15 | 2020-04-18 | Thursday | 4 | No | #N/A | #N/A | #N/A | #N/A | #N/A | #N/A | #N/A | #N/A | #N/A | #N/A | #N/A | #N/A | #N/A | #N/A | #N/A | #N/A | #N/A | #N/A | #N/A | #N/A | #N/A | #N/A | #N/A | #N/A | #N/A | #N/A | #N/A | #N/A | #N/A | #N/A | #N/A | #N/A | #N/A | #N/A | #N/A | #N/A
[7 empty] | 4 | 18 | 2584 | 16 | 2020-04-18 | Thursday | 4 | No | #N/A | #N/A | #N/A | #N/A | #N/A | #N/A | #N/A | #N/A | #N/A | #N/A | #N/A | #N/A | #N/A | #N/A | #N/A | #N/A | #N/A | #N/A | #N/A | #N/A | #N/A | #N/A | #N/A | #N/A | #N/A | #N/A | #N/A | #N/A | #N/A | #N/A | #N/A | #N/A | #N/A | #N/A | #N/A | #N/A
[7 empty] | 4 | 18 | 2585 | 17 | 2020-04-18 | Thursday | 4 | No | #N/A | #N/A | #N/A | #N/A | #N/A | #N/A | #N/A | #N/A | #N/A | #N/A | #N/A | #N/A | #N/A | #N/A | #N/A | #N/A | #N/A | #N/A | #N/A | #N/A | #N/A | #N/A | #N/A | #N/A | #N/A | #N/A | #N/A | #N/A | #N/A | #N/A | #N/A | #N/A | #N/A | #N/A | #N/A | #N/A
[7 empty] | 4 | 18 | 2586 | 18 | 2020-04-18 | Thursday | 4 | No | #N/A | #N/A | #N/A | #N/A | #N/A | #N/A | #N/A | #N/A | #N/A | #N/A | #N/A | #N/A | #N/A | #N/A | #N/A | #N/A | #N/A | #N/A | #N/A | #N/A | #N/A | #N/A | #N/A | #N/A | #N/A | #N/A | #N/A | #N/A | #N/A | #N/A | #N/A | #N/A | #N/A | #N/A | #N/A | #N/A
[7 empty] | 4 | 18 | 2587 | 19 | 2020-04-18 | Thursday | 4 | No | #N/A | #N/A | #N/A | #N/A | #N/A | #N/A | #N/A | #N/A | #N/A | #N/A | #N/A | #N/A | #N/A | #N/A | #N/A | #N/A | #N/A | #N/A | #N/A | #N/A | #N/A | #N/A | #N/A | #N/A | #N/A | #N/A | #N/A | #N/A | #N/A | #N/A | #N/A | #N/A | #N/A | #N/A | #N/A | #N/A
[7 empty] | 4 | 18 | 2588 | 20 | 2020-04-18 | Thursday | 4 | No | #N/A | #N/A | #N/A | #N/A | #N/A | #N/A | #N/A | #N/A | #N/A | #N/A | #N/A | #N/A | #N/A | #N/A | #N/A | #N/A | #N/A | #N/A | #N/A | #N/A | #N/A | #N/A | #N/A | #N/A | #N/A | #N/A | #N/A | #N/A | #N/A | #N/A | #N/A | #N/A | #N/A | #N/A | #N/A | #N/A
[7 empty] | 4 | 18 | 2589 | 21 | 2020-04-18 | Thursday | 4 | No | #N/A | #N/A | #N/A | #N/A | #N/A | #N/A | #N/A | #N/A | #N/A | #N/A | #N/A | #N/A | #N/A | #N/A | #N/A | #N/A | #N/A | #N/A | #N/A | #N/A | #N/A | #N/A | #N/A | #N/A | #N/A | #N/A | #N/A | #N/A | #N/A | #N/A | #N/A | #N/A | #N/A | #N/A | #N/A | #N/A
[7 empty] | 4 | 18 | 2590 | 22 | 2020-04-18 | Thursday | 4 | No | #N/A | #N/A | #N/A | #N/A | #N/A | #N/A | #N/A | #N/A | #N/A | #N/A | #N/A | #N/A | #N/A | #N/A | #N/A | #N/A | #N/A | #N/A | #N/A | #N/A | #N/A | #N/A | #N/A | #N/A | #N/A | #N/A | #N/A | #N/A | #N/A | #N/A | #N/A | #N/A | #N/A | #N/A | #N/A | #N/A
[7 empty] | 4 | 18 | 2591 | 23 | 2020-04-18 | Thursday | 4 | No | #N/A | #N/A | #N/A | #N/A | #N/A | #N/A | #N/A | #N/A | #N/A | #N/A | #N/A | #N/A | #N/A | #N/A | #N/A | #N/A | #N/A | #N/A | #N/A | #N/A | #N/A | #N/A | #N/A | #N/A | #N/A | #N/A | #N/A | #N/A | #N/A | #N/A | #N/A | #N/A | #N/A | #N/A | #N/A | #N/A
[7 empty] | 4 | 18 | 2592 | 24 | 2020-04-18 | Thursday | 4 | No | #N/A | #N/A | #N/A | #N/A | #N/A | #N/A | #N/A | #N/A | #N/A | #N/A | #N/A | #N/A | #N/A | #N/A | #N/A | #N/A | #N/A | #N/A | #N/A | #N/A | #N/A | #N/A | #N/A | #N/A | #N/A | #N/A | #N/A | #N/A | #N/A | #N/A | #N/A | #N/A | #N/A | #N/A | #N/A | #N/A
[7 empty] | 4 | 19 | 2593 | 1 | 2020-04-19 | Friday | 5 | No | #N/A | #N/A | #N/A | #N/A | #N/A | #N/A | #N/A | #N/A | #N/A | #N/A | #N/A | #N/A | #N/A | #N/A | #N/A | #N/A | #N/A | #N/A | #N/A | #N/A | #N/A | #N/A | #N/A | #N/A | #N/A | #N/A | #N/A | #N/A | #N/A | #N/A | #N/A | #N/A | #N/A | #N/A | #N/A | #N/A
[7 empty] | 4 | 19 | 2594 | 2 | 2020-04-19 | Friday | 5 | No | #N/A | #N/A | #N/A | #N/A | #N/A | #N/A | #N/A | #N/A | #N/A | #N/A | #N/A | #N/A | #N/A | #N/A | #N/A | #N/A | #N/A | #N/A | #N/A | #N/A | #N/A | #N/A | #N/A | #N/A | #N/A | #N/A | #N/A | #N/A | #N/A | #N/A | #N/A | #N/A | #N/A | #N/A | #N/A | #N/A
[7 empty] | 4 | 19 | 2595 | 3 | 2020-04-19 | Friday | 5 | No | #N/A | #N/A | #N/A | #N/A | #N/A | #N/A | #N/A | #N/A | #N/A | #N/A | #N/A | #N/A | #N/A | #N/A | #N/A | #N/A | #N/A | #N/A | #N/A | #N/A | #N/A | #N/A | #N/A | #N/A | #N/A | #N/A | #N/A | #N/A | #N/A | #N/A | #N/A | #N/A | #N/A | #N/A | #N/A | #N/A
[7 empty] | 4 | 19 | 2596 | 4 | 2020-04-19 | Friday | 5 | No | #N/A | #N/A | #N/A | #N/A | #N/A | #N/A | #N/A | #N/A | #N/A | #N/A | #N/A | #N/A | #N/A | #N/A | #N/A | #N/A | #N/A | #N/A | #N/A | #N/A | #N/A | #N/A | #N/A | #N/A | #N/A | #N/A | #N/A | #N/A | #N/A | #N/A | #N/A | #N/A | #N/A | #N/A | #N/A | #N/A
[7 empty] | 4 | 19 | 2597 | 5 | 2020-04-19 | Friday | 5 | No | #N/A | #N/A | #N/A | #N/A | #N/A | #N/A | #N/A | #N/A | #N/A | #N/A | #N/A | #N/A | #N/A | #N/A | #N/A | #N/A | #N/A | #N/A | #N/A | #N/A | #N/A | #N/A | #N/A | #N/A | #N/A | #N/A | #N/A | #N/A | #N/A | #N/A | #N/A | #N/A | #N/A | #N/A | #N/A | #N/A
[7 empty] | 4 | 19 | 2598 | 6 | 2020-04-19 | Friday | 5 | No | #N/A | #N/A | #N/A | #N/A | #N/A | #N/A | #N/A | #N/A | #N/A | #N/A | #N/A | #N/A | #N/A | #N/A | #N/A | #N/A | #N/A | #N/A | #N/A | #N/A | #N/A | #N/A | #N/A | #N/A | #N/A | #N/A | #N/A | #N/A | #N/A | #N/A | #N/A | #N/A | #N/A | #N/A | #N/A | #N/A
[7 empty] | 4 | 19 | 2599 | 7 | 2020-04-19 | Friday | 5 | No | #N/A | #N/A | #N/A | #N/A | #N/A | #N/A | #N/A | #N/A | #N/A | #N/A | #N/A | #N/A | #N/A | #N/A | #N/A | #N/A | #N/A | #N/A | #N/A | #N/A | #N/A | #N/A | #N/A | #N/A | #N/A | #N/A | #N/A | #N/A | #N/A | #N/A | #N/A | #N/A | #N/A | #N/A | #N/A | #N/A
[7 empty] | 4 | 19 | 2600 | 8 | 2020-04-19 | Friday | 5 | No | #N/A | #N/A | #N/A | #N/A | #N/A | #N/A | #N/A | #N/A | #N/A | #N/A | #N/A | #N/A | #N/A | #N/A | #N/A | #N/A | #N/A | #N/A | #N/A | #N/A | #N/A | #N/A | #N/A | #N/A | #N/A | #N/A | #N/A | #N/A | #N/A | #N/A | #N/A | #N/A | #N/A | #N/A | #N/A | #N/A
[7 empty] | 4 | 19 | 2601 | 9 | 2020-04-19 | Friday | 5 | No | #N/A | #N/A | #N/A | #N/A | #N/A | #N/A | #N/A | #N/A | #N/A | #N/A | #N/A | #N/A | #N/A | #N/A | #N/A | #N/A | #N/A | #N/A | #N/A | #N/A | #N/A | #N/A | #N/A | #N/A | #N/A | #N/A | #N/A | #N/A | #N/A | #N/A | #N/A | #N/A | #N/A | #N/A | #N/A | #N/A
[7 empty] | 4 | 19 | 2602 | 10 | 2020-04-19 | Friday | 5 | No | #N/A | #N/A | #N/A | #N/A | #N/A | #N/A | #N/A | #N/A | #N/A | #N/A | #N/A | #N/A | #N/A | #N/A | #N/A | #N/A | #N/A | #N/A | #N/A | #N/A | #N/A | #N/A | #N/A | #N/A | #N/A | #N/A | #N/A | #N/A | #N/A | #N/A | #N/A | #N/A | #N/A | #N/A | #N/A | #N/A
[7 empty] | 4 | 19 | 2603 | 11 | 2020-04-19 | Friday | 5 | No | #N/A | #N/A | #N/A | #N/A | #N/A | #N/A | #N/A | #N/A | #N/A | #N/A | #N/A | #N/A | #N/A | #N/A | #N/A | #N/A | #N/A | #N/A | #N/A | #N/A | #N/A | #N/A | #N/A | #N/A | #N/A | #N/A | #N/A | #N/A | #N/A | #N/A | #N/A | #N/A | #N/A | #N/A | #N/A | #N/A
[7 empty] | 4 | 19 | 2604 | 12 | 2020-04-19 | Friday | 5 | No | #N/A | #N/A | #N/A | #N/A | #N/A | #N/A | #N/A | #N/A | #N/A | #N/A | #N/A | #N/A | #N/A | #N/A | #N/A | #N/A | #N/A | #N/A | #N/A | #N/A | #N/A | #N/A | #N/A | #N/A | #N/A | #N/A | #N/A | #N/A | #N/A | #N/A | #N/A | #N/A | #N/A | #N/A | #N/A | #N/A
[7 empty] | 4 | 19 | 2605 | 13 | 2020-04-19 | Friday | 5 | No | #N/A | #N/A | #N/A | #N/A | #N/A | #N/A | #N/A | #N/A | #N/A | #N/A | #N/A | #N/A | #N/A | #N/A | #N/A | #N/A | #N/A | #N/A | #N/A | #N/A | #N/A | #N/A | #N/A | #N/A | #N/A | #N/A | #N/A | #N/A | #N/A | #N/A | #N/A | #N/A | #N/A | #N/A | #N/A | #N/A
[7 empty] | 4 | 19 | 2606 | 14 | 2020-04-19 | Friday | 5 | No | #N/A | #N/A | #N/A | #N/A | #N/A | #N/A | #N/A | #N/A | #N/A | #N/A | #N/A | #N/A | #N/A | #N/A | #N/A | #N/A | #N/A | #N/A | #N/A | #N/A | #N/A | #N/A | #N/A | #N/A | #N/A | #N/A | #N/A | #N/A | #N/A | #N/A | #N/A | #N/A | #N/A | #N/A | #N/A | #N/A
[7 empty] | 4 | 19 | 2607 | 15 | 2020-04-19 | Friday | 5 | No | #N/A | #N/A | #N/A | #N/A | #N/A | #N/A | #N/A | #N/A | #N/A | #N/A | #N/A | #N/A | #N/A | #N/A | #N/A | #N/A | #N/A | #N/A | #N/A | #N/A | #N/A | #N/A | #N/A | #N/A | #N/A | #N/A | #N/A | #N/A | #N/A | #N/A | #N/A | #N/A | #N/A | #N/A | #N/A | #N/A
[7 empty] | 4 | 19 | 2608 | 16 | 2020-04-19 | Friday | 5 | No | #N/A | #N/A | #N/A | #N/A | #N/A | #N/A | #N/A | #N/A | #N/A | #N/A | #N/A | #N/A | #N/A | #N/A | #N/A | #N/A | #N/A | #N/A | #N/A | #N/A | #N/A | #N/A | #N/A | #N/A | #N/A | #N/A | #N/A | #N/A | #N/A | #N/A | #N/A | #N/A | #N/A | #N/A | #N/A | #N/A
[7 empty] | 4 | 19 | 2609 | 17 | 2020-04-19 | Friday | 5 | No | #N/A | #N/A | #N/A | #N/A | #N/A | #N/A | #N/A | #N/A | #N/A | #N/A | #N/A | #N/A | #N/A | #N/A | #N/A | #N/A | #N/A | #N/A | #N/A | #N/A | #N/A | #N/A | #N/A | #N/A | #N/A | #N/A | #N/A | #N/A | #N/A | #N/A | #N/A | #N/A | #N/A | #N/A | #N/A | #N/A
[7 empty] | 4 | 19 | 2610 | 18 | 2020-04-19 | Friday | 5 | No | #N/A | #N/A | #N/A | #N/A | #N/A | #N/A | #N/A | #N/A | #N/A | #N/A | #N/A | #N/A | #N/A | #N/A | #N/A | #N/A | #N/A | #N/A | #N/A | #N/A | #N/A | #N/A | #N/A | #N/A | #N/A | #N/A | #N/A | #N/A | #N/A | #N/A | #N/A | #N/A | #N/A | #N/A | #N/A | #N/A
[7 empty] | 4 | 19 | 2611 | 19 | 2020-04-19 | Friday | 5 | No | #N/A | #N/A | #N/A | #N/A | #N/A | #N/A | #N/A | #N/A | #N/A | #N/A | #N/A | #N/A | #N/A | #N/A | #N/A | #N/A | #N/A | #N/A | #N/A | #N/A | #N/A | #N/A | #N/A | #N/A | #N/A | #N/A | #N/A | #N/A | #N/A | #N/A | #N/A | #N/A | #N/A | #N/A | #N/A | #N/A
[7 empty] | 4 | 19 | 2612 | 20 | 2020-04-19 | Friday | 5 | No | #N/A | #N/A | #N/A | #N/A | #N/A | #N/A | #N/A | #N/A | #N/A | #N/A | #N/A | #N/A | #N/A | #N/A | #N/A | #N/A | #N/A | #N/A | #N/A | #N/A | #N/A | #N/A | #N/A | #N/A | #N/A | #N/A | #N/A | #N/A | #N/A | #N/A | #N/A | #N/A | #N/A | #N/A | #N/A | #N/A
[7 empty] | 4 | 19 | 2613 | 21 | 2020-04-19 | Friday | 5 | No | #N/A | #N/A | #N/A | #N/A | #N/A | #N/A | #N/A | #N/A | #N/A | #N/A | #N/A | #N/A | #N/A | #N/A | #N/A | #N/A | #N/A | #N/A | #N/A | #N/A | #N/A | #N/A | #N/A | #N/A | #N/A | #N/A | #N/A | #N/A | #N/A | #N/A | #N/A | #N/A | #N/A | #N/A | #N/A | #N/A
[7 empty] | 4 | 19 | 2614 | 22 | 2020-04-19 | Friday | 5 | No | #N/A | #N/A | #N/A | #N/A | #N/A | #N/A | #N/A | #N/A | #N/A | #N/A | #N/A | #N/A | #N/A | #N/A | #N/A | #N/A | #N/A | #N/A | #N/A | #N/A | #N/A | #N/A | #N/A | #N/A | #N/A | #N/A | #N/A | #N/A | #N/A | #N/A | #N/A | #N/A | #N/A | #N/A | #N/A | #N/A
[7 empty] | 4 | 19 | 2615 | 23 | 2020-04-19 | Friday | 5 | No | #N/A | #N/A | #N/A | #N/A | #N/A | #N/A | #N/A | #N/A | #N/A | #N/A | #N/A | #N/A | #N/A | #N/A | #N/A | #N/A | #N/A | #N/A | #N/A | #N/A | #N/A | #N/A | #N/A | #N/A | #N/A | #N/A | #N/A | #N/A | #N/A | #N/A | #N/A | #N/A | #N/A | #N/A | #N/A | #N/A
[7 empty] | 4 | 19 | 2616 | 24 | 2020-04-19 | Friday | 5 | No | #N/A | #N/A | #N/A | #N/A | #N/A | #N/A | #N/A | #N/A | #N/A | #N/A | #N/A | #N/A | #N/A | #N/A | #N/A | #N/A | #N/A | #N/A | #N/A | #N/A | #N/A | #N/A | #N/A | #N/A | #N/A | #N/A | #N/A | #N/A | #N/A | #N/A | #N/A | #N/A | #N/A | #N/A | #N/A | #N/A
[7 empty] | 4 | 20 | 2617 | 1 | 2020-04-20 | Saturday | 6 | No | #N/A | #N/A | #N/A | #N/A | #N/A | #N/A | #N/A | #N/A | #N/A | #N/A | #N/A | #N/A | #N/A | #N/A | #N/A | #N/A | #N/A | #N/A | #N/A | #N/A | #N/A | #N/A | #N/A | #N/A | #N/A | #N/A | #N/A | #N/A | #N/A | #N/A | #N/A | #N/A | #N/A | #N/A | #N/A | #N/A
[7 empty] | 4 | 20 | 2618 | 2 | 2020-04-20 | Saturday | 6 | No | #N/A | #N/A | #N/A | #N/A | #N/A | #N/A | #N/A | #N/A | #N/A | #N/A | #N/A | #N/A | #N/A | #N/A | #N/A | #N/A | #N/A | #N/A | #N/A | #N/A | #N/A | #N/A | #N/A | #N/A | #N/A | #N/A | #N/A | #N/A | #N/A | #N/A | #N/A | #N/A | #N/A | #N/A | #N/A | #N/A
[7 empty] | 4 | 20 | 2619 | 3 | 2020-04-20 | Saturday | 6 | No | #N/A | #N/A | #N/A | #N/A | #N/A | #N/A | #N/A | #N/A | #N/A | #N/A | #N/A | #N/A | #N/A | #N/A | #N/A | #N/A | #N/A | #N/A | #N/A | #N/A | #N/A | #N/A | #N/A | #N/A | #N/A | #N/A | #N/A | #N/A | #N/A | #N/A | #N/A | #N/A | #N/A | #N/A | #N/A | #N/A
[7 empty] | 4 | 20 | 2620 | 4 | 2020-04-20 | Saturday | 6 | No | #N/A | #N/A | #N/A | #N/A | #N/A | #N/A | #N/A | #N/A | #N/A | #N/A | #N/A | #N/A | #N/A | #N/A | #N/A | #N/A | #N/A | #N/A | #N/A | #N/A | #N/A | #N/A | #N/A | #N/A | #N/A | #N/A | #N/A | #N/A | #N/A | #N/A | #N/A | #N/A | #N/A | #N/A | #N/A | #N/A
[7 empty] | 4 | 20 | 2621 | 5 | 2020-04-20 | Saturday | 6 | No | #N/A | #N/A | #N/A | #N/A | #N/A | #N/A | #N/A | #N/A | #N/A | #N/A | #N/A | #N/A | #N/A | #N/A | #N/A | #N/A | #N/A | #N/A | #N/A | #N/A | #N/A | #N/A | #N/A | #N/A | #N/A | #N/A | #N/A | #N/A | #N/A | #N/A | #N/A | #N/A | #N/A | #N/A | #N/A | #N/A
[7 empty] | 4 | 20 | 2622 | 6 | 2020-04-20 | Saturday | 6 | No | #N/A | #N/A | #N/A | #N/A | #N/A | #N/A | #N/A | #N/A | #N/A | #N/A | #N/A | #N/A | #N/A | #N/A | #N/A | #N/A | #N/A | #N/A | #N/A | #N/A | #N/A | #N/A | #N/A | #N/A | #N/A | #N/A | #N/A | #N/A | #N/A | #N/A | #N/A | #N/A | #N/A | #N/A | #N/A | #N/A
[7 empty] | 4 | 20 | 2623 | 7 | 2020-04-20 | Saturday | 6 | No | #N/A | #N/A | #N/A | #N/A | #N/A | #N/A | #N/A | #N/A | #N/A | #N/A | #N/A | #N/A | #N/A | #N/A | #N/A | #N/A | #N/A | #N/A | #N/A | #N/A | #N/A | #N/A | #N/A | #N/A | #N/A | #N/A | #N/A | #N/A | #N/A | #N/A | #N/A | #N/A | #N/A | #N/A | #N/A | #N/A
[7 empty] | 4 | 20 | 2624 | 8 | 2020-04-20 | Saturday | 6 | No | #N/A | #N/A | #N/A | #N/A | #N/A | #N/A | #N/A | #N/A | #N/A | #N/A | #N/A | #N/A | #N/A | #N/A | #N/A | #N/A | #N/A | #N/A | #N/A | #N/A | #N/A | #N/A | #N/A | #N/A | #N/A | #N/A | #N/A | #N/A | #N/A | #N/A | #N/A | #N/A | #N/A | #N/A | #N/A | #N/A
[7 empty] | 4 | 20 | 2625 | 9 | 2020-04-20 | Saturday | 6 | No | #N/A | #N/A | #N/A | #N/A | #N/A | #N/A | #N/A | #N/A | #N/A | #N/A | #N/A | #N/A | #N/A | #N/A | #N/A | #N/A | #N/A | #N/A | #N/A | #N/A | #N/A | #N/A | #N/A | #N/A | #N/A | #N/A | #N/A | #N/A | #N/A | #N/A | #N/A | #N/A | #N/A | #N/A | #N/A | #N/A
[7 empty] | 4 | 20 | 2626 | 10 | 2020-04-20 | Saturday | 6 | No | #N/A | #N/A | #N/A | #N/A | #N/A | #N/A | #N/A | #N/A | #N/A | #N/A | #N/A | #N/A | #N/A | #N/A | #N/A | #N/A | #N/A | #N/A | #N/A | #N/A | #N/A | #N/A | #N/A | #N/A | #N/A | #N/A | #N/A | #N/A | #N/A | #N/A | #N/A | #N/A | #N/A | #N/A | #N/A | #N/A
[7 empty] | 4 | 20 | 2627 | 11 | 2020-04-20 | Saturday | 6 | No | #N/A | #N/A | #N/A | #N/A | #N/A | #N/A | #N/A | #N/A | #N/A | #N/A | #N/A | #N/A | #N/A | #N/A | #N/A | #N/A | #N/A | #N/A | #N/A | #N/A | #N/A | #N/A | #N/A | #N/A | #N/A | #N/A | #N/A | #N/A | #N/A | #N/A | #N/A | #N/A | #N/A | #N/A | #N/A | #N/A
[7 empty] | 4 | 20 | 2628 | 12 | 2020-04-20 | Saturday | 6 | No | #N/A | #N/A | #N/A | #N/A | #N/A | #N/A | #N/A | #N/A | #N/A | #N/A | #N/A | #N/A | #N/A | #N/A | #N/A | #N/A | #N/A | #N/A | #N/A | #N/A | #N/A | #N/A | #N/A | #N/A | #N/A | #N/A | #N/A | #N/A | #N/A | #N/A | #N/A | #N/A | #N/A | #N/A | #N/A | #N/A
[7 empty] | 4 | 20 | 2629 | 13 | 2020-04-20 | Saturday | 6 | No | #N/A | #N/A | #N/A | #N/A | #N/A | #N/A | #N/A | #N/A | #N/A | #N/A | #N/A | #N/A | #N/A | #N/A | #N/A | #N/A | #N/A | #N/A | #N/A | #N/A | #N/A | #N/A | #N/A | #N/A | #N/A | #N/A | #N/A | #N/A | #N/A | #N/A | #N/A | #N/A | #N/A | #N/A | #N/A | #N/A
[7 empty] | 4 | 20 | 2630 | 14 | 2020-04-20 | Saturday | 6 | No | #N/A | #N/A | #N/A | #N/A | #N/A | #N/A | #N/A | #N/A | #N/A | #N/A | #N/A | #N/A | #N/A | #N/A | #N/A | #N/A | #N/A | #N/A | #N/A | #N/A | #N/A | #N/A | #N/A | #N/A | #N/A | #N/A | #N/A | #N/A | #N/A | #N/A | #N/A | #N/A | #N/A | #N/A | #N/A | #N/A
[7 empty] | 4 | 20 | 2631 | 15 | 2020-04-20 | Saturday | 6 | No | #N/A | #N/A | #N/A | #N/A | #N/A | #N/A | #N/A | #N/A | #N/A | #N/A | #N/A | #N/A | #N/A | #N/A | #N/A | #N/A | #N/A | #N/A | #N/A | #N/A | #N/A | #N/A | #N/A | #N/A | #N/A | #N/A | #N/A | #N/A | #N/A | #N/A | #N/A | #N/A | #N/A | #N/A | #N/A | #N/A
[7 empty] | 4 | 20 | 2632 | 16 | 2020-04-20 | Saturday | 6 | No | #N/A | #N/A | #N/A | #N/A | #N/A | #N/A | #N/A | #N/A | #N/A | #N/A | #N/A | #N/A | #N/A | #N/A | #N/A | #N/A | #N/A | #N/A | #N/A | #N/A | #N/A | #N/A | #N/A | #N/A | #N/A | #N/A | #N/A | #N/A | #N/A | #N/A | #N/A | #N/A | #N/A | #N/A | #N/A | #N/A
[7 empty] | 4 | 20 | 2633 | 17 | 2020-04-20 | Saturday | 6 | No | #N/A | #N/A | #N/A | #N/A | #N/A | #N/A | #N/A | #N/A | #N/A | #N/A | #N/A | #N/A | #N/A | #N/A | #N/A | #N/A | #N/A | #N/A | #N/A | #N/A | #N/A | #N/A | #N/A | #N/A | #N/A | #N/A | #N/A | #N/A | #N/A | #N/A | #N/A | #N/A | #N/A | #N/A | #N/A | #N/A
[7 empty] | 4 | 20 | 2634 | 18 | 2020-04-20 | Saturday | 6 | No | #N/A | #N/A | #N/A | #N/A | #N/A | #N/A | #N/A | #N/A | #N/A | #N/A | #N/A | #N/A | #N/A | #N/A | #N/A | #N/A | #N/A | #N/A | #N/A | #N/A | #N/A | #N/A | #N/A | #N/A | #N/A | #N/A | #N/A | #N/A | #N/A | #N/A | #N/A | #N/A | #N/A | #N/A | #N/A | #N/A
[7 empty] | 4 | 20 | 2635 | 19 | 2020-04-20 | Saturday | 6 | No | #N/A | #N/A | #N/A | #N/A | #N/A | #N/A | #N/A | #N/A | #N/A | #N/A | #N/A | #N/A | #N/A | #N/A | #N/A | #N/A | #N/A | #N/A | #N/A | #N/A | #N/A | #N/A | #N/A | #N/A | #N/A | #N/A | #N/A | #N/A | #N/A | #N/A | #N/A | #N/A | #N/A | #N/A | #N/A | #N/A
[7 empty] | 4 | 20 | 2636 | 20 | 2020-04-20 | Saturday | 6 | No | #N/A | #N/A | #N/A | #N/A | #N/A | #N/A | #N/A | #N/A | #N/A | #N/A | #N/A | #N/A | #N/A | #N/A | #N/A | #N/A | #N/A | #N/A | #N/A | #N/A | #N/A | #N/A | #N/A | #N/A | #N/A | #N/A | #N/A | #N/A | #N/A | #N/A | #N/A | #N/A | #N/A | #N/A | #N/A | #N/A
[7 empty] | 4 | 20 | 2637 | 21 | 2020-04-20 | Saturday | 6 | No | #N/A | #N/A | #N/A | #N/A | #N/A | #N/A | #N/A | #N/A | #N/A | #N/A | #N/A | #N/A | #N/A | #N/A | #N/A | #N/A | #N/A | #N/A | #N/A | #N/A | #N/A | #N/A | #N/A | #N/A | #N/A | #N/A | #N/A | #N/A | #N/A | #N/A | #N/A | #N/A | #N/A | #N/A | #N/A | #N/A
[7 empty] | 4 | 20 | 2638 | 22 | 2020-04-20 | Saturday | 6 | No | #N/A | #N/A | #N/A | #N/A | #N/A | #N/A | #N/A | #N/A | #N/A | #N/A | #N/A | #N/A | #N/A | #N/A | #N/A | #N/A | #N/A | #N/A | #N/A | #N/A | #N/A | #N/A | #N/A | #N/A | #N/A | #N/A | #N/A | #N/A | #N/A | #N/A | #N/A | #N/A | #N/A | #N/A | #N/A | #N/A
[7 empty] | 4 | 20 | 2639 | 23 | 2020-04-20 | Saturday | 6 | No | #N/A | #N/A | #N/A | #N/A | #N/A | #N/A | #N/A | #N/A | #N/A | #N/A | #N/A | #N/A | #N/A | #N/A | #N/A | #N/A | #N/A | #N/A | #N/A | #N/A | #N/A | #N/A | #N/A | #N/A | #N/A | #N/A | #N/A | #N/A | #N/A | #N/A | #N/A | #N/A | #N/A | #N/A | #N/A | #N/A
[7 empty] | 4 | 20 | 2640 | 24 | 2020-04-20 | Saturday | 6 | No | #N/A | #N/A | #N/A | #N/A | #N/A | #N/A | #N/A | #N/A | #N/A | #N/A | #N/A | #N/A | #N/A | #N/A | #N/A | #N/A | #N/A | #N/A | #N/A | #N/A | #N/A | #N/A | #N/A | #N/A | #N/A | #N/A | #N/A | #N/A | #N/A | #N/A | #N/A | #N/A | #N/A | #N/A | #N/A | #N/A
[7 empty] | 4 | 21 | 2641 | 1 | 2020-04-21 | Sunday | 7 | No | #N/A | #N/A | #N/A | #N/A | #N/A | #N/A | #N/A | #N/A | #N/A | #N/A | #N/A | #N/A | #N/A | #N/A | #N/A | #N/A | #N/A | #N/A | #N/A | #N/A | #N/A | #N/A | #N/A | #N/A | #N/A | #N/A | #N/A | #N/A | #N/A | #N/A | #N/A | #N/A | #N/A | #N/A | #N/A | #N/A
[7 empty] | 4 | 21 | 2642 | 2 | 2020-04-21 | Sunday | 7 | No | #N/A | #N/A | #N/A | #N/A | #N/A | #N/A | #N/A | #N/A | #N/A | #N/A | #N/A | #N/A | #N/A | #N/A | #N/A | #N/A | #N/A | #N/A | #N/A | #N/A | #N/A | #N/A | #N/A | #N/A | #N/A | #N/A | #N/A | #N/A | #N/A | #N/A | #N/A | #N/A | #N/A | #N/A | #N/A | #N/A
[7 empty] | 4 | 21 | 2643 | 3 | 2020-04-21 | Sunday | 7 | No | #N/A | #N/A | #N/A | #N/A | #N/A | #N/A | #N/A | #N/A | #N/A | #N/A | #N/A | #N/A | #N/A | #N/A | #N/A | #N/A | #N/A | #N/A | #N/A | #N/A | #N/A | #N/A | #N/A | #N/A | #N/A | #N/A | #N/A | #N/A | #N/A | #N/A | #N/A | #N/A | #N/A | #N/A | #N/A | #N/A
[7 empty] | 4 | 21 | 2644 | 4 | 2020-04-21 | Sunday | 7 | No | #N/A | #N/A | #N/A | #N/A | #N/A | #N/A | #N/A | #N/A | #N/A | #N/A | #N/A | #N/A | #N/A | #N/A | #N/A | #N/A | #N/A | #N/A | #N/A | #N/A | #N/A | #N/A | #N/A | #N/A | #N/A | #N/A | #N/A | #N/A | #N/A | #N/A | #N/A | #N/A | #N/A | #N/A | #N/A | #N/A
[7 empty] | 4 | 21 | 2645 | 5 | 2020-04-21 | Sunday | 7 | No | #N/A | #N/A | #N/A | #N/A | #N/A | #N/A | #N/A | #N/A | #N/A | #N/A | #N/A | #N/A | #N/A | #N/A | #N/A | #N/A | #N/A | #N/A | #N/A | #N/A | #N/A | #N/A | #N/A | #N/A | #N/A | #N/A | #N/A | #N/A | #N/A | #N/A | #N/A | #N/A | #N/A | #N/A | #N/A | #N/A
[7 empty] | 4 | 21 | 2646 | 6 | 2020-04-21 | Sunday | 7 | No | #N/A | #N/A | #N/A | #N/A | #N/A | #N/A | #N/A | #N/A | #N/A | #N/A | #N/A | #N/A | #N/A | #N/A | #N/A | #N/A | #N/A | #N/A | #N/A | #N/A | #N/A | #N/A | #N/A | #N/A | #N/A | #N/A | #N/A | #N/A | #N/A | #N/A | #N/A | #N/A | #N/A | #N/A | #N/A | #N/A
[7 empty] | 4 | 21 | 2647 | 7 | 2020-04-21 | Sunday | 7 | No | #N/A | #N/A | #N/A | #N/A | #N/A | #N/A | #N/A | #N/A | #N/A | #N/A | #N/A | #N/A | #N/A | #N/A | #N/A | #N/A | #N/A | #N/A | #N/A | #N/A | #N/A | #N/A | #N/A | #N/A | #N/A | #N/A | #N/A | #N/A | #N/A | #N/A | #N/A | #N/A | #N/A | #N/A | #N/A | #N/A
[7 empty] | 4 | 21 | 2648 | 8 | 2020-04-21 | Sunday | 7 | No | #N/A | #N/A | #N/A | #N/A | #N/A | #N/A | #N/A | #N/A | #N/A | #N/A | #N/A | #N/A | #N/A | #N/A | #N/A | #N/A | #N/A | #N/A | #N/A | #N/A | #N/A | #N/A | #N/A | #N/A | #N/A | #N/A | #N/A | #N/A | #N/A | #N/A | #N/A | #N/A | #N/A | #N/A | #N/A | #N/A
[7 empty] | 4 | 21 | 2649 | 9 | 2020-04-21 | Sunday | 7 | No | #N/A | #N/A | #N/A | #N/A | #N/A | #N/A | #N/A | #N/A | #N/A | #N/A | #N/A | #N/A | #N/A | #N/A | #N/A | #N/A | #N/A | #N/A | #N/A | #N/A | #N/A | #N/A | #N/A | #N/A | #N/A | #N/A | #N/A | #N/A | #N/A | #N/A | #N/A | #N/A | #N/A | #N/A | #N/A | #N/A
[7 empty] | 4 | 21 | 2650 | 10 | 2020-04-21 | Sunday | 7 | No | #N/A | #N/A | #N/A | #N/A | #N/A | #N/A | #N/A | #N/A | #N/A | #N/A | #N/A | #N/A | #N/A | #N/A | #N/A | #N/A | #N/A | #N/A | #N/A | #N/A | #N/A | #N/A | #N/A | #N/A | #N/A | #N/A | #N/A | #N/A | #N/A | #N/A | #N/A | #N/A | #N/A | #N/A | #N/A | #N/A
[7 empty] | 4 | 21 | 2651 | 11 | 2020-04-21 | Sunday | 7 | No | #N/A | #N/A | #N/A | #N/A | #N/A | #N/A | #N/A | #N/A | #N/A | #N/A | #N/A | #N/A | #N/A | #N/A | #N/A | #N/A | #N/A | #N/A | #N/A | #N/A | #N/A | #N/A | #N/A | #N/A | #N/A | #N/A | #N/A | #N/A | #N/A | #N/A | #N/A | #N/A | #N/A | #N/A | #N/A | #N/A
[7 empty] | 4 | 21 | 2652 | 12 | 2020-04-21 | Sunday | 7 | No | #N/A | #N/A | #N/A | #N/A | #N/A | #N/A | #N/A | #N/A | #N/A | #N/A | #N/A | #N/A | #N/A | #N/A | #N/A | #N/A | #N/A | #N/A | #N/A | #N/A | #N/A | #N/A | #N/A | #N/A | #N/A | #N/A | #N/A | #N/A | #N/A | #N/A | #N/A | #N/A | #N/A | #N/A | #N/A | #N/A
[7 empty] | 4 | 21 | 2653 | 13 | 2020-04-21 | Sunday | 7 | No | #N/A | #N/A | #N/A | #N/A | #N/A | #N/A | #N/A | #N/A | #N/A | #N/A | #N/A | #N/A | #N/A | #N/A | #N/A | #N/A | #N/A | #N/A | #N/A | #N/A | #N/A | #N/A | #N/A | #N/A | #N/A | #N/A | #N/A | #N/A | #N/A | #N/A | #N/A | #N/A | #N/A | #N/A | #N/A | #N/A
[7 empty] | 4 | 21 | 2654 | 14 | 2020-04-21 | Sunday | 7 | No | #N/A | #N/A | #N/A | #N/A | #N/A | #N/A | #N/A | #N/A | #N/A | #N/A | #N/A | #N/A | #N/A | #N/A | #N/A | #N/A | #N/A | #N/A | #N/A | #N/A | #N/A | #N/A | #N/A | #N/A | #N/A | #N/A | #N/A | #N/A | #N/A | #N/A | #N/A | #N/A | #N/A | #N/A | #N/A | #N/A
[7 empty] | 4 | 21 | 2655 | 15 | 2020-04-21 | Sunday | 7 | No | #N/A | #N/A | #N/A | #N/A | #N/A | #N/A | #N/A | #N/A | #N/A | #N/A | #N/A | #N/A | #N/A | #N/A | #N/A | #N/A | #N/A | #N/A | #N/A | #N/A | #N/A | #N/A | #N/A | #N/A | #N/A | #N/A | #N/A | #N/A | #N/A | #N/A | #N/A | #N/A | #N/A | #N/A | #N/A | #N/A
[7 empty] | 4 | 21 | 2656 | 16 | 2020-04-21 | Sunday | 7 | No | #N/A | #N/A | #N/A | #N/A | #N/A | #N/A | #N/A | #N/A | #N/A | #N/A | #N/A | #N/A | #N/A | #N/A | #N/A | #N/A | #N/A | #N/A | #N/A | #N/A | #N/A | #N/A | #N/A | #N/A | #N/A | #N/A | #N/A | #N/A | #N/A | #N/A | #N/A | #N/A | #N/A | #N/A | #N/A | #N/A
[7 empty] | 4 | 21 | 2657 | 17 | 2020-04-21 | Sunday | 7 | No | #N/A | #N/A | #N/A | #N/A | #N/A | #N/A | #N/A | #N/A | #N/A | #N/A | #N/A | #N/A | #N/A | #N/A | #N/A | #N/A | #N/A | #N/A | #N/A | #N/A | #N/A | #N/A | #N/A | #N/A | #N/A | #N/A | #N/A | #N/A | #N/A | #N/A | #N/A | #N/A | #N/A | #N/A | #N/A | #N/A
[7 empty] | 4 | 21 | 2658 | 18 | 2020-04-21 | Sunday | 7 | No | #N/A | #N/A | #N/A | #N/A | #N/A | #N/A | #N/A | #N/A | #N/A | #N/A | #N/A | #N/A | #N/A | #N/A | #N/A | #N/A | #N/A | #N/A | #N/A | #N/A | #N/A | #N/A | #N/A | #N/A | #N/A | #N/A | #N/A | #N/A | #N/A | #N/A | #N/A | #N/A | #N/A | #N/A | #N/A | #N/A
[7 empty] | 4 | 21 | 2659 | 19 | 2020-04-21 | Sunday | 7 | No | #N/A | #N/A | #N/A | #N/A | #N/A | #N/A | #N/A | #N/A | #N/A | #N/A | #N/A | #N/A | #N/A | #N/A | #N/A | #N/A | #N/A | #N/A | #N/A | #N/A | #N/A | #N/A | #N/A | #N/A | #N/A | #N/A | #N/A | #N/A | #N/A | #N/A | #N/A | #N/A | #N/A | #N/A | #N/A | #N/A
[7 empty] | 4 | 21 | 2660 | 20 | 2020-04-21 | Sunday | 7 | No | #N/A | #N/A | #N/A | #N/A | #N/A | #N/A | #N/A | #N/A | #N/A | #N/A | #N/A | #N/A | #N/A | #N/A | #N/A | #N/A | #N/A | #N/A | #N/A | #N/A | #N/A | #N/A | #N/A | #N/A | #N/A | #N/A | #N/A | #N/A | #N/A | #N/A | #N/A | #N/A | #N/A | #N/A | #N/A | #N/A
[7 empty] | 4 | 21 | 2661 | 21 | 2020-04-21 | Sunday | 7 | No | #N/A | #N/A | #N/A | #N/A | #N/A | #N/A | #N/A | #N/A | #N/A | #N/A | #N/A | #N/A | #N/A | #N/A | #N/A | #N/A | #N/A | #N/A | #N/A | #N/A | #N/A | #N/A | #N/A | #N/A | #N/A | #N/A | #N/A | #N/A | #N/A | #N/A | #N/A | #N/A | #N/A | #N/A | #N/A | #N/A
[7 empty] | 4 | 21 | 2662 | 22 | 2020-04-21 | Sunday | 7 | No | #N/A | #N/A | #N/A | #N/A | #N/A | #N/A | #N/A | #N/A | #N/A | #N/A | #N/A | #N/A | #N/A | #N/A | #N/A | #N/A | #N/A | #N/A | #N/A | #N/A | #N/A | #N/A | #N/A | #N/A | #N/A | #N/A | #N/A | #N/A | #N/A | #N/A | #N/A | #N/A | #N/A | #N/A | #N/A | #N/A
[7 empty] | 4 | 21 | 2663 | 23 | 2020-04-21 | Sunday | 7 | No | #N/A | #N/A | #N/A | #N/A | #N/A | #N/A | #N/A | #N/A | #N/A | #N/A | #N/A | #N/A | #N/A | #N/A | #N/A | #N/A | #N/A | #N/A | #N/A | #N/A | #N/A | #N/A | #N/A | #N/A | #N/A | #N/A | #N/A | #N/A | #N/A | #N/A | #N/A | #N/A | #N/A | #N/A | #N/A | #N/A
[7 empty] | 4 | 21 | 2664 | 24 | 2020-04-21 | Sunday | 7 | No | #N/A | #N/A | #N/A | #N/A | #N/A | #N/A | #N/A | #N/A | #N/A | #N/A | #N/A | #N/A | #N/A | #N/A | #N/A | #N/A | #N/A | #N/A | #N/A | #N/A | #N/A | #N/A | #N/A | #N/A | #N/A | #N/A | #N/A | #N/A | #N/A | #N/A | #N/A | #N/A | #N/A | #N/A | #N/A | #N/A
[7 empty] | 4 | 22 | 2665 | 1 | 2020-04-22 | Monday | 1 | No | #N/A | #N/A | #N/A | #N/A | #N/A | #N/A | #N/A | #N/A | #N/A | #N/A | #N/A | #N/A | #N/A | #N/A | #N/A | #N/A | #N/A | #N/A | #N/A | #N/A | #N/A | #N/A | #N/A | #N/A | #N/A | #N/A | #N/A | #N/A | #N/A | #N/A | #N/A | #N/A | #N/A | #N/A | #N/A | #N/A
[7 empty] | 4 | 22 | 2666 | 2 | 2020-04-22 | Monday | 1 | No | #N/A | #N/A | #N/A | #N/A | #N/A | #N/A | #N/A | #N/A | #N/A | #N/A | #N/A | #N/A | #N/A | #N/A | #N/A | #N/A | #N/A | #N/A | #N/A | #N/A | #N/A | #N/A | #N/A | #N/A | #N/A | #N/A | #N/A | #N/A | #N/A | #N/A | #N/A | #N/A | #N/A | #N/A | #N/A | #N/A
[7 empty] | 4 | 22 | 2667 | 3 | 2020-04-22 | Monday | 1 | No | #N/A | #N/A | #N/A | #N/A | #N/A | #N/A | #N/A | #N/A | #N/A | #N/A | #N/A | #N/A | #N/A | #N/A | #N/A | #N/A | #N/A | #N/A | #N/A | #N/A | #N/A | #N/A | #N/A | #N/A | #N/A | #N/A | #N/A | #N/A | #N/A | #N/A | #N/A | #N/A | #N/A | #N/A | #N/A | #N/A
[7 empty] | 4 | 22 | 2668 | 4 | 2020-04-22 | Monday | 1 | No | #N/A | #N/A | #N/A | #N/A | #N/A | #N/A | #N/A | #N/A | #N/A | #N/A | #N/A | #N/A | #N/A | #N/A | #N/A | #N/A | #N/A | #N/A | #N/A | #N/A | #N/A | #N/A | #N/A | #N/A | #N/A | #N/A | #N/A | #N/A | #N/A | #N/A | #N/A | #N/A | #N/A | #N/A | #N/A | #N/A
[7 empty] | 4 | 22 | 2669 | 5 | 2020-04-22 | Monday | 1 | No | #N/A | #N/A | #N/A | #N/A | #N/A | #N/A | #N/A | #N/A | #N/A | #N/A | #N/A | #N/A | #N/A | #N/A | #N/A | #N/A | #N/A | #N/A | #N/A | #N/A | #N/A | #N/A | #N/A | #N/A | #N/A | #N/A | #N/A | #N/A | #N/A | #N/A | #N/A | #N/A | #N/A | #N/A | #N/A | #N/A
[7 empty] | 4 | 22 | 2670 | 6 | 2020-04-22 | Monday | 1 | No | #N/A | #N/A | #N/A | #N/A | #N/A | #N/A | #N/A | #N/A | #N/A | #N/A | #N/A | #N/A | #N/A | #N/A | #N/A | #N/A | #N/A | #N/A | #N/A | #N/A | #N/A | #N/A | #N/A | #N/A | #N/A | #N/A | #N/A | #N/A | #N/A | #N/A | #N/A | #N/A | #N/A | #N/A | #N/A | #N/A
[7 empty] | 4 | 22 | 2671 | 7 | 2020-04-22 | Monday | 1 | No | #N/A | #N/A | #N/A | #N/A | #N/A | #N/A | #N/A | #N/A | #N/A | #N/A | #N/A | #N/A | #N/A | #N/A | #N/A | #N/A | #N/A | #N/A | #N/A | #N/A | #N/A | #N/A | #N/A | #N/A | #N/A | #N/A | #N/A | #N/A | #N/A | #N/A | #N/A | #N/A | #N/A | #N/A | #N/A | #N/A
[7 empty] | 4 | 22 | 2672 | 8 | 2020-04-22 | Monday | 1 | No | #N/A | #N/A | #N/A | #N/A | #N/A | #N/A | #N/A | #N/A | #N/A | #N/A | #N/A | #N/A | #N/A | #N/A | #N/A | #N/A | #N/A | #N/A | #N/A | #N/A | #N/A | #N/A | #N/A | #N/A | #N/A | #N/A | #N/A | #N/A | #N/A | #N/A | #N/A | #N/A | #N/A | #N/A | #N/A | #N/A
[7 empty] | 4 | 22 | 2673 | 9 | 2020-04-22 | Monday | 1 | No | #N/A | #N/A | #N/A | #N/A | #N/A | #N/A | #N/A | #N/A | #N/A | #N/A | #N/A | #N/A | #N/A | #N/A | #N/A | #N/A | #N/A | #N/A | #N/A | #N/A | #N/A | #N/A | #N/A | #N/A | #N/A | #N/A | #N/A | #N/A | #N/A | #N/A | #N/A | #N/A | #N/A | #N/A | #N/A | #N/A
[7 empty] | 4 | 22 | 2674 | 10 | 2020-04-22 | Monday | 1 | No | #N/A | #N/A | #N/A | #N/A | #N/A | #N/A | #N/A | #N/A | #N/A | #N/A | #N/A | #N/A | #N/A | #N/A | #N/A | #N/A | #N/A | #N/A | #N/A | #N/A | #N/A | #N/A | #N/A | #N/A | #N/A | #N/A | #N/A | #N/A | #N/A | #N/A | #N/A | #N/A | #N/A | #N/A | #N/A | #N/A
[7 empty] | 4 | 22 | 2675 | 11 | 2020-04-22 | Monday | 1 | No | #N/A | #N/A | #N/A | #N/A | #N/A | #N/A | #N/A | #N/A | #N/A | #N/A | #N/A | #N/A | #N/A | #N/A | #N/A | #N/A | #N/A | #N/A | #N/A | #N/A | #N/A | #N/A | #N/A | #N/A | #N/A | #N/A | #N/A | #N/A | #N/A | #N/A | #N/A | #N/A | #N/A | #N/A | #N/A | #N/A
[7 empty] | 4 | 22 | 2676 | 12 | 2020-04-22 | Monday | 1 | No | #N/A | #N/A | #N/A | #N/A | #N/A | #N/A | #N/A | #N/A | #N/A | #N/A | #N/A | #N/A | #N/A | #N/A | #N/A | #N/A | #N/A | #N/A | #N/A | #N/A | #N/A | #N/A | #N/A | #N/A | #N/A | #N/A | #N/A | #N/A | #N/A | #N/A | #N/A | #N/A | #N/A | #N/A | #N/A | #N/A
[7 empty] | 4 | 22 | 2677 | 13 | 2020-04-22 | Monday | 1 | No | #N/A | #N/A | #N/A | #N/A | #N/A | #N/A | #N/A | #N/A | #N/A | #N/A | #N/A | #N/A | #N/A | #N/A | #N/A | #N/A | #N/A | #N/A | #N/A | #N/A | #N/A | #N/A | #N/A | #N/A | #N/A | #N/A | #N/A | #N/A | #N/A | #N/A | #N/A | #N/A | #N/A | #N/A | #N/A | #N/A
[7 empty] | 4 | 22 | 2678 | 14 | 2020-04-22 | Monday | 1 | No | #N/A | #N/A | #N/A | #N/A | #N/A | #N/A | #N/A | #N/A | #N/A | #N/A | #N/A | #N/A | #N/A | #N/A | #N/A | #N/A | #N/A | #N/A | #N/A | #N/A | #N/A | #N/A | #N/A | #N/A | #N/A | #N/A | #N/A | #N/A | #N/A | #N/A | #N/A | #N/A | #N/A | #N/A | #N/A | #N/A
[7 empty] | 4 | 22 | 2679 | 15 | 2020-04-22 | Monday | 1 | No | #N/A | #N/A | #N/A | #N/A | #N/A | #N/A | #N/A | #N/A | #N/A | #N/A | #N/A | #N/A | #N/A | #N/A | #N/A | #N/A | #N/A | #N/A | #N/A | #N/A | #N/A | #N/A | #N/A | #N/A | #N/A | #N/A | #N/A | #N/A | #N/A | #N/A | #N/A | #N/A | #N/A | #N/A | #N/A | #N/A
[7 empty] | 4 | 22 | 2680 | 16 | 2020-04-22 | Monday | 1 | No | #N/A | #N/A | #N/A | #N/A | #N/A | #N/A | #N/A | #N/A | #N/A | #N/A | #N/A | #N/A | #N/A | #N/A | #N/A | #N/A | #N/A | #N/A | #N/A | #N/A | #N/A | #N/A | #N/A | #N/A | #N/A | #N/A | #N/A | #N/A | #N/A | #N/A | #N/A | #N/A | #N/A | #N/A | #N/A | #N/A
[7 empty] | 4 | 22 | 2681 | 17 | 2020-04-22 | Monday | 1 | No | #N/A | #N/A | #N/A | #N/A | #N/A | #N/A | #N/A | #N/A | #N/A | #N/A | #N/A | #N/A | #N/A | #N/A | #N/A | #N/A | #N/A | #N/A | #N/A | #N/A | #N/A | #N/A | #N/A | #N/A | #N/A | #N/A | #N/A | #N/A | #N/A | #N/A | #N/A | #N/A | #N/A | #N/A | #N/A | #N/A
[7 empty] | 4 | 22 | 2682 | 18 | 2020-04-22 | Monday | 1 | No | #N/A | #N/A | #N/A | #N/A | #N/A | #N/A | #N/A | #N/A | #N/A | #N/A | #N/A | #N/A | #N/A | #N/A | #N/A | #N/A | #N/A | #N/A | #N/A | #N/A | #N/A | #N/A | #N/A | #N/A | #N/A | #N/A | #N/A | #N/A | #N/A | #N/A | #N/A | #N/A | #N/A | #N/A | #N/A | #N/A
[7 empty] | 4 | 22 | 2683 | 19 | 2020-04-22 | Monday | 1 | No | #N/A | #N/A | #N/A | #N/A | #N/A | #N/A | #N/A | #N/A | #N/A | #N/A | #N/A | #N/A | #N/A | #N/A | #N/A | #N/A | #N/A | #N/A | #N/A | #N/A | #N/A | #N/A | #N/A | #N/A | #N/A | #N/A | #N/A | #N/A | #N/A | #N/A | #N/A | #N/A | #N/A | #N/A | #N/A | #N/A
[7 empty] | 4 | 22 | 2684 | 20 | 2020-04-22 | Monday | 1 | No | #N/A | #N/A | #N/A | #N/A | #N/A | #N/A | #N/A | #N/A | #N/A | #N/A | #N/A | #N/A | #N/A | #N/A | #N/A | #N/A | #N/A | #N/A | #N/A | #N/A | #N/A | #N/A | #N/A | #N/A | #N/A | #N/A | #N/A | #N/A | #N/A | #N/A | #N/A | #N/A | #N/A | #N/A | #N/A | #N/A
[7 empty] | 4 | 22 | 2685 | 21 | 2020-04-22 | Monday | 1 | No | #N/A | #N/A | #N/A | #N/A | #N/A | #N/A | #N/A | #N/A | #N/A | #N/A | #N/A | #N/A | #N/A | #N/A | #N/A | #N/A | #N/A | #N/A | #N/A | #N/A | #N/A | #N/A | #N/A | #N/A | #N/A | #N/A | #N/A | #N/A | #N/A | #N/A | #N/A | #N/A | #N/A | #N/A | #N/A | #N/A
[7 empty] | 4 | 22 | 2686 | 22 | 2020-04-22 | Monday | 1 | No | #N/A | #N/A | #N/A | #N/A | #N/A | #N/A | #N/A | #N/A | #N/A | #N/A | #N/A | #N/A | #N/A | #N/A | #N/A | #N/A | #N/A | #N/A | #N/A | #N/A | #N/A | #N/A | #N/A | #N/A | #N/A | #N/A | #N/A | #N/A | #N/A | #N/A | #N/A | #N/A | #N/A | #N/A | #N/A | #N/A
[7 empty] | 4 | 22 | 2687 | 23 | 2020-04-22 | Monday | 1 | No | #N/A | #N/A | #N/A | #N/A | #N/A | #N/A | #N/A | #N/A | #N/A | #N/A | #N/A | #N/A | #N/A | #N/A | #N/A | #N/A | #N/A | #N/A | #N/A | #N/A | #N/A | #N/A | #N/A | #N/A | #N/A | #N/A | #N/A | #N/A | #N/A | #N/A | #N/A | #N/A | #N/A | #N/A | #N/A | #N/A
[7 empty] | 4 | 22 | 2688 | 24 | 2020-04-22 | Monday | 1 | No | #N/A | #N/A | #N/A | #N/A | #N/A | #N/A | #N/A | #N/A | #N/A | #N/A | #N/A | #N/A | #N/A | #N/A | #N/A | #N/A | #N/A | #N/A | #N/A | #N/A | #N/A | #N/A | #N/A | #N/A | #N/A | #N/A | #N/A | #N/A | #N/A | #N/A | #N/A | #N/A | #N/A | #N/A | #N/A | #N/A
[7 empty] | 4 | 23 | 2689 | 1 | 2020-04-23 | Tuesday | 2 | No | #N/A | #N/A | #N/A | #N/A | #N/A | #N/A | #N/A | #N/A | #N/A | #N/A | #N/A | #N/A | #N/A | #N/A | #N/A | #N/A | #N/A | #N/A | #N/A | #N/A | #N/A | #N/A | #N/A | #N/A | #N/A | #N/A | #N/A | #N/A | #N/A | #N/A | #N/A | #N/A | #N/A | #N/A | #N/A | #N/A
[7 empty] | 4 | 23 | 2690 | 2 | 2020-04-23 | Tuesday | 2 | No | #N/A | #N/A | #N/A | #N/A | #N/A | #N/A | #N/A | #N/A | #N/A | #N/A | #N/A | #N/A | #N/A | #N/A | #N/A | #N/A | #N/A | #N/A | #N/A | #N/A | #N/A | #N/A | #N/A | #N/A | #N/A | #N/A | #N/A | #N/A | #N/A | #N/A | #N/A | #N/A | #N/A | #N/A | #N/A | #N/A
[7 empty] | 4 | 23 | 2691 | 3 | 2020-04-23 | Tuesday | 2 | No | #N/A | #N/A | #N/A | #N/A | #N/A | #N/A | #N/A | #N/A | #N/A | #N/A | #N/A | #N/A | #N/A | #N/A | #N/A | #N/A | #N/A | #N/A | #N/A | #N/A | #N/A | #N/A | #N/A | #N/A | #N/A | #N/A | #N/A | #N/A | #N/A | #N/A | #N/A | #N/A | #N/A | #N/A | #N/A | #N/A
[7 empty] | 4 | 23 | 2692 | 4 | 2020-04-23 | Tuesday | 2 | No | #N/A | #N/A | #N/A | #N/A | #N/A | #N/A | #N/A | #N/A | #N/A | #N/A | #N/A | #N/A | #N/A | #N/A | #N/A | #N/A | #N/A | #N/A | #N/A | #N/A | #N/A | #N/A | #N/A | #N/A | #N/A | #N/A | #N/A | #N/A | #N/A | #N/A | #N/A | #N/A | #N/A | #N/A | #N/A | #N/A
[7 empty] | 4 | 23 | 2693 | 5 | 2020-04-23 | Tuesday | 2 | No | #N/A | #N/A | #N/A | #N/A | #N/A | #N/A | #N/A | #N/A | #N/A | #N/A | #N/A | #N/A | #N/A | #N/A | #N/A | #N/A | #N/A | #N/A | #N/A | #N/A | #N/A | #N/A | #N/A | #N/A | #N/A | #N/A | #N/A | #N/A | #N/A | #N/A | #N/A | #N/A | #N/A | #N/A | #N/A | #N/A
[7 empty] | 4 | 23 | 2694 | 6 | 2020-04-23 | Tuesday | 2 | No | #N/A | #N/A | #N/A | #N/A | #N/A | #N/A | #N/A | #N/A | #N/A | #N/A | #N/A | #N/A | #N/A | #N/A | #N/A | #N/A | #N/A | #N/A | #N/A | #N/A | #N/A | #N/A | #N/A | #N/A | #N/A | #N/A | #N/A | #N/A | #N/A | #N/A | #N/A | #N/A | #N/A | #N/A | #N/A | #N/A
[7 empty] | 4 | 23 | 2695 | 7 | 2020-04-23 | Tuesday | 2 | No | #N/A | #N/A | #N/A | #N/A | #N/A | #N/A | #N/A | #N/A | #N/A | #N/A | #N/A | #N/A | #N/A | #N/A | #N/A | #N/A | #N/A | #N/A | #N/A | #N/A | #N/A | #N/A | #N/A | #N/A | #N/A | #N/A | #N/A | #N/A | #N/A | #N/A | #N/A | #N/A | #N/A | #N/A | #N/A | #N/A
[7 empty] | 4 | 23 | 2696 | 8 | 2020-04-23 | Tuesday | 2 | No | #N/A | #N/A | #N/A | #N/A | #N/A | #N/A | #N/A | #N/A | #N/A | #N/A | #N/A | #N/A | #N/A | #N/A | #N/A | #N/A | #N/A | #N/A | #N/A | #N/A | #N/A | #N/A | #N/A | #N/A | #N/A | #N/A | #N/A | #N/A | #N/A | #N/A | #N/A | #N/A | #N/A | #N/A | #N/A | #N/A
[7 empty] | 4 | 23 | 2697 | 9 | 2020-04-23 | Tuesday | 2 | No | #N/A | #N/A | #N/A | #N/A | #N/A | #N/A | #N/A | #N/A | #N/A | #N/A | #N/A | #N/A | #N/A | #N/A | #N/A | #N/A | #N/A | #N/A | #N/A | #N/A | #N/A | #N/A | #N/A | #N/A | #N/A | #N/A | #N/A | #N/A | #N/A | #N/A | #N/A | #N/A | #N/A | #N/A | #N/A | #N/A
[7 empty] | 4 | 23 | 2698 | 10 | 2020-04-23 | Tuesday | 2 | No | #N/A | #N/A | #N/A | #N/A | #N/A | #N/A | #N/A | #N/A | #N/A | #N/A | #N/A | #N/A | #N/A | #N/A | #N/A | #N/A | #N/A | #N/A | #N/A | #N/A | #N/A | #N/A | #N/A | #N/A | #N/A | #N/A | #N/A | #N/A | #N/A | #N/A | #N/A | #N/A | #N/A | #N/A | #N/A | #N/A
[7 empty] | 4 | 23 | 2699 | 11 | 2020-04-23 | Tuesday | 2 | No | #N/A | #N/A | #N/A | #N/A | #N/A | #N/A | #N/A | #N/A | #N/A | #N/A | #N/A | #N/A | #N/A | #N/A | #N/A | #N/A | #N/A | #N/A | #N/A | #N/A | #N/A | #N/A | #N/A | #N/A | #N/A | #N/A | #N/A | #N/A | #N/A | #N/A | #N/A | #N/A | #N/A | #N/A | #N/A | #N/A
[7 empty] | 4 | 23 | 2700 | 12 | 2020-04-23 | Tuesday | 2 | No | #N/A | #N/A | #N/A | #N/A | #N/A | #N/A | #N/A | #N/A | #N/A | #N/A | #N/A | #N/A | #N/A | #N/A | #N/A | #N/A | #N/A | #N/A | #N/A | #N/A | #N/A | #N/A | #N/A | #N/A | #N/A | #N/A | #N/A | #N/A | #N/A | #N/A | #N/A | #N/A | #N/A | #N/A | #N/A | #N/A
[7 empty] | 4 | 23 | 2701 | 13 | 2020-04-23 | Tuesday | 2 | No | #N/A | #N/A | #N/A | #N/A | #N/A | #N/A | #N/A | #N/A | #N/A | #N/A | #N/A | #N/A | #N/A | #N/A | #N/A | #N/A | #N/A | #N/A | #N/A | #N/A | #N/A | #N/A | #N/A | #N/A | #N/A | #N/A | #N/A | #N/A | #N/A | #N/A | #N/A | #N/A | #N/A | #N/A | #N/A | #N/A
[7 empty] | 4 | 23 | 2702 | 14 | 2020-04-23 | Tuesday | 2 | No | #N/A | #N/A | #N/A | #N/A | #N/A | #N/A | #N/A | #N/A | #N/A | #N/A | #N/A | #N/A | #N/A | #N/A | #N/A | #N/A | #N/A | #N/A | #N/A | #N/A | #N/A | #N/A | #N/A | #N/A | #N/A | #N/A | #N/A | #N/A | #N/A | #N/A | #N/A | #N/A | #N/A | #N/A | #N/A | #N/A
[7 empty] | 4 | 23 | 2703 | 15 | 2020-04-23 | Tuesday | 2 | No | #N/A | #N/A | #N/A | #N/A | #N/A | #N/A | #N/A | #N/A | #N/A | #N/A | #N/A | #N/A | #N/A | #N/A | #N/A | #N/A | #N/A | #N/A | #N/A | #N/A | #N/A | #N/A | #N/A | #N/A | #N/A | #N/A | #N/A | #N/A | #N/A | #N/A | #N/A | #N/A | #N/A | #N/A | #N/A | #N/A
[7 empty] | 4 | 23 | 2704 | 16 | 2020-04-23 | Tuesday | 2 | No | #N/A | #N/A | #N/A | #N/A | #N/A | #N/A | #N/A | #N/A | #N/A | #N/A | #N/A | #N/A | #N/A | #N/A | #N/A | #N/A | #N/A | #N/A | #N/A | #N/A | #N/A | #N/A | #N/A | #N/A | #N/A | #N/A | #N/A | #N/A | #N/A | #N/A | #N/A | #N/A | #N/A | #N/A | #N/A | #N/A
[7 empty] | 4 | 23 | 2705 | 17 | 2020-04-23 | Tuesday | 2 | No | #N/A | #N/A | #N/A | #N/A | #N/A | #N/A | #N/A | #N/A | #N/A | #N/A | #N/A | #N/A | #N/A | #N/A | #N/A | #N/A | #N/A | #N/A | #N/A | #N/A | #N/A | #N/A | #N/A | #N/A | #N/A | #N/A | #N/A | #N/A | #N/A | #N/A | #N/A | #N/A | #N/A | #N/A | #N/A | #N/A
[7 empty] | 4 | 23 | 2706 | 18 | 2020-04-23 | Tuesday | 2 | No | #N/A | #N/A | #N/A | #N/A | #N/A | #N/A | #N/A | #N/A | #N/A | #N/A | #N/A | #N/A | #N/A | #N/A | #N/A | #N/A | #N/A | #N/A | #N/A | #N/A | #N/A | #N/A | #N/A | #N/A | #N/A | #N/A | #N/A | #N/A | #N/A | #N/A | #N/A | #N/A | #N/A | #N/A | #N/A | #N/A
[7 empty] | 4 | 23 | 2707 | 19 | 2020-04-23 | Tuesday | 2 | No | #N/A | #N/A | #N/A | #N/A | #N/A | #N/A | #N/A | #N/A | #N/A | #N/A | #N/A | #N/A | #N/A | #N/A | #N/A | #N/A | #N/A | #N/A | #N/A | #N/A | #N/A | #N/A | #N/A | #N/A | #N/A | #N/A | #N/A | #N/A | #N/A | #N/A | #N/A | #N/A | #N/A | #N/A | #N/A | #N/A
[7 empty] | 4 | 23 | 2708 | 20 | 2020-04-23 | Tuesday | 2 | No | #N/A | #N/A | #N/A | #N/A | #N/A | #N/A | #N/A | #N/A | #N/A | #N/A | #N/A | #N/A | #N/A | #N/A | #N/A | #N/A | #N/A | #N/A | #N/A | #N/A | #N/A | #N/A | #N/A | #N/A | #N/A | #N/A | #N/A | #N/A | #N/A | #N/A | #N/A | #N/A | #N/A | #N/A | #N/A | #N/A
[7 empty] | 4 | 23 | 2709 | 21 | 2020-04-23 | Tuesday | 2 | No | #N/A | #N/A | #N/A | #N/A | #N/A | #N/A | #N/A | #N/A | #N/A | #N/A | #N/A | #N/A | #N/A | #N/A | #N/A | #N/A | #N/A | #N/A | #N/A | #N/A | #N/A | #N/A | #N/A | #N/A | #N/A | #N/A | #N/A | #N/A | #N/A | #N/A | #N/A | #N/A | #N/A | #N/A | #N/A | #N/A
[7 empty] | 4 | 23 | 2710 | 22 | 2020-04-23 | Tuesday | 2 | No | #N/A | #N/A | #N/A | #N/A | #N/A | #N/A | #N/A | #N/A | #N/A | #N/A | #N/A | #N/A | #N/A | #N/A | #N/A | #N/A | #N/A | #N/A | #N/A | #N/A | #N/A | #N/A | #N/A | #N/A | #N/A | #N/A | #N/A | #N/A | #N/A | #N/A | #N/A | #N/A | #N/A | #N/A | #N/A | #N/A
[7 empty] | 4 | 23 | 2711 | 23 | 2020-04-23 | Tuesday | 2 | No | #N/A | #N/A | #N/A | #N/A | #N/A | #N/A | #N/A | #N/A | #N/A | #N/A | #N/A | #N/A | #N/A | #N/A | #N/A | #N/A | #N/A | #N/A | #N/A | #N/A | #N/A | #N/A | #N/A | #N/A | #N/A | #N/A | #N/A | #N/A | #N/A | #N/A | #N/A | #N/A | #N/A | #N/A | #N/A | #N/A
[7 empty] | 4 | 23 | 2712 | 24 | 2020-04-23 | Tuesday | 2 | No | #N/A | #N/A | #N/A | #N/A | #N/A | #N/A | #N/A | #N/A | #N/A | #N/A | #N/A | #N/A | #N/A | #N/A | #N/A | #N/A | #N/A | #N/A | #N/A | #N/A | #N/A | #N/A | #N/A | #N/A | #N/A | #N/A | #N/A | #N/A | #N/A | #N/A | #N/A | #N/A | #N/A | #N/A | #N/A | #N/A
[7 empty] | 4 | 24 | 2713 | 1 | 2020-04-24 | Wednesday | 3 | No | #N/A | #N/A | #N/A | #N/A | #N/A | #N/A | #N/A | #N/A | #N/A | #N/A | #N/A | #N/A | #N/A | #N/A | #N/A | #N/A | #N/A | #N/A | #N/A | #N/A | #N/A | #N/A | #N/A | #N/A | #N/A | #N/A | #N/A | #N/A | #N/A | #N/A | #N/A | #N/A | #N/A | #N/A | #N/A | #N/A
[7 empty] | 4 | 24 | 2714 | 2 | 2020-04-24 | Wednesday | 3 | No | #N/A | #N/A | #N/A | #N/A | #N/A | #N/A | #N/A | #N/A | #N/A | #N/A | #N/A | #N/A | #N/A | #N/A | #N/A | #N/A | #N/A | #N/A | #N/A | #N/A | #N/A | #N/A | #N/A | #N/A | #N/A | #N/A | #N/A | #N/A | #N/A | #N/A | #N/A | #N/A | #N/A | #N/A | #N/A | #N/A
[7 empty] | 4 | 24 | 2715 | 3 | 2020-04-24 | Wednesday | 3 | No | #N/A | #N/A | #N/A | #N/A | #N/A | #N/A | #N/A | #N/A | #N/A | #N/A | #N/A | #N/A | #N/A | #N/A | #N/A | #N/A | #N/A | #N/A | #N/A | #N/A | #N/A | #N/A | #N/A | #N/A | #N/A | #N/A | #N/A | #N/A | #N/A | #N/A | #N/A | #N/A | #N/A | #N/A | #N/A | #N/A
[7 empty] | 4 | 24 | 2716 | 4 | 2020-04-24 | Wednesday | 3 | No | #N/A | #N/A | #N/A | #N/A | #N/A | #N/A | #N/A | #N/A | #N/A | #N/A | #N/A | #N/A | #N/A | #N/A | #N/A | #N/A | #N/A | #N/A | #N/A | #N/A | #N/A | #N/A | #N/A | #N/A | #N/A | #N/A | #N/A | #N/A | #N/A | #N/A | #N/A | #N/A | #N/A | #N/A | #N/A | #N/A
[7 empty] | 4 | 24 | 2717 | 5 | 2020-04-24 | Wednesday | 3 | No | #N/A | #N/A | #N/A | #N/A | #N/A | #N/A | #N/A | #N/A | #N/A | #N/A | #N/A | #N/A | #N/A | #N/A | #N/A | #N/A | #N/A | #N/A | #N/A | #N/A | #N/A | #N/A | #N/A | #N/A | #N/A | #N/A | #N/A | #N/A | #N/A | #N/A | #N/A | #N/A | #N/A | #N/A | #N/A | #N/A
[7 empty] | 4 | 24 | 2718 | 6 | 2020-04-24 | Wednesday | 3 | No | #N/A | #N/A | #N/A | #N/A | #N/A | #N/A | #N/A | #N/A | #N/A | #N/A | #N/A | #N/A | #N/A | #N/A | #N/A | #N/A | #N/A | #N/A | #N/A | #N/A | #N/A | #N/A | #N/A | #N/A | #N/A | #N/A | #N/A | #N/A | #N/A | #N/A | #N/A | #N/A | #N/A | #N/A | #N/A | #N/A
[7 empty] | 4 | 24 | 2719 | 7 | 2020-04-24 | Wednesday | 3 | No | #N/A | #N/A | #N/A | #N/A | #N/A | #N/A | #N/A | #N/A | #N/A | #N/A | #N/A | #N/A | #N/A | #N/A | #N/A | #N/A | #N/A | #N/A | #N/A | #N/A | #N/A | #N/A | #N/A | #N/A | #N/A | #N/A | #N/A | #N/A | #N/A | #N/A | #N/A | #N/A | #N/A | #N/A | #N/A | #N/A
[7 empty] | 4 | 24 | 2720 | 8 | 2020-04-24 | Wednesday | 3 | No | #N/A | #N/A | #N/A | #N/A | #N/A | #N/A | #N/A | #N/A | #N/A | #N/A | #N/A | #N/A | #N/A | #N/A | #N/A | #N/A | #N/A | #N/A | #N/A | #N/A | #N/A | #N/A | #N/A | #N/A | #N/A | #N/A | #N/A | #N/A | #N/A | #N/A | #N/A | #N/A | #N/A | #N/A | #N/A | #N/A
[7 empty] | 4 | 24 | 2721 | 9 | 2020-04-24 | Wednesday | 3 | No | #N/A | #N/A | #N/A | #N/A | #N/A | #N/A | #N/A | #N/A | #N/A | #N/A | #N/A | #N/A | #N/A | #N/A | #N/A | #N/A | #N/A | #N/A | #N/A | #N/A | #N/A | #N/A | #N/A | #N/A | #N/A | #N/A | #N/A | #N/A | #N/A | #N/A | #N/A | #N/A | #N/A | #N/A | #N/A | #N/A
[7 empty] | 4 | 24 | 2722 | 10 | 2020-04-24 | Wednesday | 3 | No | #N/A | #N/A | #N/A | #N/A | #N/A | #N/A | #N/A | #N/A | #N/A | #N/A | #N/A | #N/A | #N/A | #N/A | #N/A | #N/A | #N/A | #N/A | #N/A | #N/A | #N/A | #N/A | #N/A | #N/A | #N/A | #N/A | #N/A | #N/A | #N/A | #N/A | #N/A | #N/A | #N/A | #N/A | #N/A | #N/A
[7 empty] | 4 | 24 | 2723 | 11 | 2020-04-24 | Wednesday | 3 | No | #N/A | #N/A | #N/A | #N/A | #N/A | #N/A | #N/A | #N/A | #N/A | #N/A | #N/A | #N/A | #N/A | #N/A | #N/A | #N/A | #N/A | #N/A | #N/A | #N/A | #N/A | #N/A | #N/A | #N/A | #N/A | #N/A | #N/A | #N/A | #N/A | #N/A | #N/A | #N/A | #N/A | #N/A | #N/A | #N/A
[7 empty] | 4 | 24 | 2724 | 12 | 2020-04-24 | Wednesday | 3 | No | #N/A | #N/A | #N/A | #N/A | #N/A | #N/A | #N/A | #N/A | #N/A | #N/A | #N/A | #N/A | #N/A | #N/A | #N/A | #N/A | #N/A | #N/A | #N/A | #N/A | #N/A | #N/A | #N/A | #N/A | #N/A | #N/A | #N/A | #N/A | #N/A | #N/A | #N/A | #N/A | #N/A | #N/A | #N/A | #N/A
[7 empty] | 4 | 24 | 2725 | 13 | 2020-04-24 | Wednesday | 3 | No | #N/A | #N/A | #N/A | #N/A | #N/A | #N/A | #N/A | #N/A | #N/A | #N/A | #N/A | #N/A | #N/A | #N/A | #N/A | #N/A | #N/A | #N/A | #N/A | #N/A | #N/A | #N/A | #N/A | #N/A | #N/A | #N/A | #N/A | #N/A | #N/A | #N/A | #N/A | #N/A | #N/A | #N/A | #N/A | #N/A
[7 empty] | 4 | 24 | 2726 | 14 | 2020-04-24 | Wednesday | 3 | No | #N/A | #N/A | #N/A | #N/A | #N/A | #N/A | #N/A | #N/A | #N/A | #N/A | #N/A | #N/A | #N/A | #N/A | #N/A | #N/A | #N/A | #N/A | #N/A | #N/A | #N/A | #N/A | #N/A | #N/A | #N/A | #N/A | #N/A | #N/A | #N/A | #N/A | #N/A | #N/A | #N/A | #N/A | #N/A | #N/A
[7 empty] | 4 | 24 | 2727 | 15 | 2020-04-24 | Wednesday | 3 | No | #N/A | #N/A | #N/A | #N/A | #N/A | #N/A | #N/A | #N/A | #N/A | #N/A | #N/A | #N/A | #N/A | #N/A | #N/A | #N/A | #N/A | #N/A | #N/A | #N/A | #N/A | #N/A | #N/A | #N/A | #N/A | #N/A | #N/A | #N/A | #N/A | #N/A | #N/A | #N/A | #N/A | #N/A | #N/A | #N/A
[7 empty] | 4 | 24 | 2728 | 16 | 2020-04-24 | Wednesday | 3 | No | #N/A | #N/A | #N/A | #N/A | #N/A | #N/A | #N/A | #N/A | #N/A | #N/A | #N/A | #N/A | #N/A | #N/A | #N/A | #N/A | #N/A | #N/A | #N/A | #N/A | #N/A | #N/A | #N/A | #N/A | #N/A | #N/A | #N/A | #N/A | #N/A | #N/A | #N/A | #N/A | #N/A | #N/A | #N/A | #N/A
[7 empty] | 4 | 24 | 2729 | 17 | 2020-04-24 | Wednesday | 3 | No | #N/A | #N/A | #N/A | #N/A | #N/A | #N/A | #N/A | #N/A | #N/A | #N/A | #N/A | #N/A | #N/A | #N/A | #N/A | #N/A | #N/A | #N/A | #N/A | #N/A | #N/A | #N/A | #N/A | #N/A | #N/A | #N/A | #N/A | #N/A | #N/A | #N/A | #N/A | #N/A | #N/A | #N/A | #N/A | #N/A
[7 empty] | 4 | 24 | 2730 | 18 | 2020-04-24 | Wednesday | 3 | No | #N/A | #N/A | #N/A | #N/A | #N/A | #N/A | #N/A | #N/A | #N/A | #N/A | #N/A | #N/A | #N/A | #N/A | #N/A | #N/A | #N/A | #N/A | #N/A | #N/A | #N/A | #N/A | #N/A | #N/A | #N/A | #N/A | #N/A | #N/A | #N/A | #N/A | #N/A | #N/A | #N/A | #N/A | #N/A | #N/A
[7 empty] | 4 | 24 | 2731 | 19 | 2020-04-24 | Wednesday | 3 | No | #N/A | #N/A | #N/A | #N/A | #N/A | #N/A | #N/A | #N/A | #N/A | #N/A | #N/A | #N/A | #N/A | #N/A | #N/A | #N/A | #N/A | #N/A | #N/A | #N/A | #N/A | #N/A | #N/A | #N/A | #N/A | #N/A | #N/A | #N/A | #N/A | #N/A | #N/A | #N/A | #N/A | #N/A | #N/A | #N/A
[7 empty] | 4 | 24 | 2732 | 20 | 2020-04-24 | Wednesday | 3 | No | #N/A | #N/A | #N/A | #N/A | #N/A | #N/A | #N/A | #N/A | #N/A | #N/A | #N/A | #N/A | #N/A | #N/A | #N/A | #N/A | #N/A | #N/A | #N/A | #N/A | #N/A | #N/A | #N/A | #N/A | #N/A | #N/A | #N/A | #N/A | #N/A | #N/A | #N/A | #N/A | #N/A | #N/A | #N/A | #N/A
[7 empty] | 4 | 24 | 2733 | 21 | 2020-04-24 | Wednesday | 3 | No | #N/A | #N/A | #N/A | #N/A | #N/A | #N/A | #N/A | #N/A | #N/A | #N/A | #N/A | #N/A | #N/A | #N/A | #N/A | #N/A | #N/A | #N/A | #N/A | #N/A | #N/A | #N/A | #N/A | #N/A | #N/A | #N/A | #N/A | #N/A | #N/A | #N/A | #N/A | #N/A | #N/A | #N/A | #N/A | #N/A
[7 empty] | 4 | 24 | 2734 | 22 | 2020-04-24 | Wednesday | 3 | No | #N/A | #N/A | #N/A | #N/A | #N/A | #N/A | #N/A | #N/A | #N/A | #N/A | #N/A | #N/A | #N/A | #N/A | #N/A | #N/A | #N/A | #N/A | #N/A | #N/A | #N/A | #N/A | #N/A | #N/A | #N/A | #N/A | #N/A | #N/A | #N/A | #N/A | #N/A | #N/A | #N/A | #N/A | #N/A | #N/A
[7 empty] | 4 | 24 | 2735 | 23 | 2020-04-24 | Wednesday | 3 | No | #N/A | #N/A | #N/A | #N/A | #N/A | #N/A | #N/A | #N/A | #N/A | #N/A | #N/A | #N/A | #N/A | #N/A | #N/A | #N/A | #N/A | #N/A | #N/A | #N/A | #N/A | #N/A | #N/A | #N/A | #N/A | #N/A | #N/A | #N/A | #N/A | #N/A | #N/A | #N/A | #N/A | #N/A | #N/A | #N/A
[7 empty] | 4 | 24 | 2736 | 24 | 2020-04-24 | Wednesday | 3 | No | #N/A | #N/A | #N/A | #N/A | #N/A | #N/A | #N/A | #N/A | #N/A | #N/A | #N/A | #N/A | #N/A | #N/A | #N/A | #N/A | #N/A | #N/A | #N/A | #N/A | #N/A | #N/A | #N/A | #N/A | #N/A | #N/A | #N/A | #N/A | #N/A | #N/A | #N/A | #N/A | #N/A | #N/A | #N/A | #N/A
[7 empty] | 4 | 25 | 2737 | 1 | 2020-04-25 | Thursday | 4 | No | #N/A | #N/A | #N/A | #N/A | #N/A | #N/A | #N/A | #N/A | #N/A | #N/A | #N/A | #N/A | #N/A | #N/A | #N/A | #N/A | #N/A | #N/A | #N/A | #N/A | #N/A | #N/A | #N/A | #N/A | #N/A | #N/A | #N/A | #N/A | #N/A | #N/A | #N/A | #N/A | #N/A | #N/A | #N/A | #N/A
[7 empty] | 4 | 25 | 2738 | 2 | 2020-04-25 | Thursday | 4 | No | #N/A | #N/A | #N/A | #N/A | #N/A | #N/A | #N/A | #N/A | #N/A | #N/A | #N/A | #N/A | #N/A | #N/A | #N/A | #N/A | #N/A | #N/A | #N/A | #N/A | #N/A | #N/A | #N/A | #N/A | #N/A | #N/A | #N/A | #N/A | #N/A | #N/A | #N/A | #N/A | #N/A | #N/A | #N/A | #N/A
[7 empty] | 4 | 25 | 2739 | 3 | 2020-04-25 | Thursday | 4 | No | #N/A | #N/A | #N/A | #N/A | #N/A | #N/A | #N/A | #N/A | #N/A | #N/A | #N/A | #N/A | #N/A | #N/A | #N/A | #N/A | #N/A | #N/A | #N/A | #N/A | #N/A | #N/A | #N/A | #N/A | #N/A | #N/A | #N/A | #N/A | #N/A | #N/A | #N/A | #N/A | #N/A | #N/A | #N/A | #N/A
[7 empty] | 4 | 25 | 2740 | 4 | 2020-04-25 | Thursday | 4 | No | #N/A | #N/A | #N/A | #N/A | #N/A | #N/A | #N/A | #N/A | #N/A | #N/A | #N/A | #N/A | #N/A | #N/A | #N/A | #N/A | #N/A | #N/A | #N/A | #N/A | #N/A | #N/A | #N/A | #N/A | #N/A | #N/A | #N/A | #N/A | #N/A | #N/A | #N/A | #N/A | #N/A | #N/A | #N/A | #N/A
[7 empty] | 4 | 25 | 2741 | 5 | 2020-04-25 | Thursday | 4 | No | #N/A | #N/A | #N/A | #N/A | #N/A | #N/A | #N/A | #N/A | #N/A | #N/A | #N/A | #N/A | #N/A | #N/A | #N/A | #N/A | #N/A | #N/A | #N/A | #N/A | #N/A | #N/A | #N/A | #N/A | #N/A | #N/A | #N/A | #N/A | #N/A | #N/A | #N/A | #N/A | #N/A | #N/A | #N/A | #N/A
[7 empty] | 4 | 25 | 2742 | 6 | 2020-04-25 | Thursday | 4 | No | #N/A | #N/A | #N/A | #N/A | #N/A | #N/A | #N/A | #N/A | #N/A | #N/A | #N/A | #N/A | #N/A | #N/A | #N/A | #N/A | #N/A | #N/A | #N/A | #N/A | #N/A | #N/A | #N/A | #N/A | #N/A | #N/A | #N/A | #N/A | #N/A | #N/A | #N/A | #N/A | #N/A | #N/A | #N/A | #N/A
[7 empty] | 4 | 25 | 2743 | 7 | 2020-04-25 | Thursday | 4 | No | #N/A | #N/A | #N/A | #N/A | #N/A | #N/A | #N/A | #N/A | #N/A | #N/A | #N/A | #N/A | #N/A | #N/A | #N/A | #N/A | #N/A | #N/A | #N/A | #N/A | #N/A | #N/A | #N/A | #N/A | #N/A | #N/A | #N/A | #N/A | #N/A | #N/A | #N/A | #N/A | #N/A | #N/A | #N/A | #N/A
[7 empty] | 4 | 25 | 2744 | 8 | 2020-04-25 | Thursday | 4 | No | #N/A | #N/A | #N/A | #N/A | #N/A | #N/A | #N/A | #N/A | #N/A | #N/A | #N/A | #N/A | #N/A | #N/A | #N/A | #N/A | #N/A | #N/A | #N/A | #N/A | #N/A | #N/A | #N/A | #N/A | #N/A | #N/A | #N/A | #N/A | #N/A | #N/A | #N/A | #N/A | #N/A | #N/A | #N/A | #N/A
[7 empty] | 4 | 25 | 2745 | 9 | 2020-04-25 | Thursday | 4 | No | #N/A | #N/A | #N/A | #N/A | #N/A | #N/A | #N/A | #N/A | #N/A | #N/A | #N/A | #N/A | #N/A | #N/A | #N/A | #N/A | #N/A | #N/A | #N/A | #N/A | #N/A | #N/A | #N/A | #N/A | #N/A | #N/A | #N/A | #N/A | #N/A | #N/A | #N/A | #N/A | #N/A | #N/A | #N/A | #N/A
[7 empty] | 4 | 25 | 2746 | 10 | 2020-04-25 | Thursday | 4 | No | #N/A | #N/A | #N/A | #N/A | #N/A | #N/A | #N/A | #N/A | #N/A | #N/A | #N/A | #N/A | #N/A | #N/A | #N/A | #N/A | #N/A | #N/A | #N/A | #N/A | #N/A | #N/A | #N/A | #N/A | #N/A | #N/A | #N/A | #N/A | #N/A | #N/A | #N/A | #N/A | #N/A | #N/A | #N/A | #N/A
[7 empty] | 4 | 25 | 2747 | 11 | 2020-04-25 | Thursday | 4 | No | #N/A | #N/A | #N/A | #N/A | #N/A | #N/A | #N/A | #N/A | #N/A | #N/A | #N/A | #N/A | #N/A | #N/A | #N/A | #N/A | #N/A | #N/A | #N/A | #N/A | #N/A | #N/A | #N/A | #N/A | #N/A | #N/A | #N/A | #N/A | #N/A | #N/A | #N/A | #N/A | #N/A | #N/A | #N/A | #N/A
[7 empty] | 4 | 25 | 2748 | 12 | 2020-04-25 | Thursday | 4 | No | #N/A | #N/A | #N/A | #N/A | #N/A | #N/A | #N/A | #N/A | #N/A | #N/A | #N/A | #N/A | #N/A | #N/A | #N/A | #N/A | #N/A | #N/A | #N/A | #N/A | #N/A | #N/A | #N/A | #N/A | #N/A | #N/A | #N/A | #N/A | #N/A | #N/A | #N/A | #N/A | #N/A | #N/A | #N/A | #N/A
[7 empty] | 4 | 25 | 2749 | 13 | 2020-04-25 | Thursday | 4 | No | #N/A | #N/A | #N/A | #N/A | #N/A | #N/A | #N/A | #N/A | #N/A | #N/A | #N/A | #N/A | #N/A | #N/A | #N/A | #N/A | #N/A | #N/A | #N/A | #N/A | #N/A | #N/A | #N/A | #N/A | #N/A | #N/A | #N/A | #N/A | #N/A | #N/A | #N/A | #N/A | #N/A | #N/A | #N/A | #N/A
[7 empty] | 4 | 25 | 2750 | 14 | 2020-04-25 | Thursday | 4 | No | #N/A | #N/A | #N/A | #N/A | #N/A | #N/A | #N/A | #N/A | #N/A | #N/A | #N/A | #N/A | #N/A | #N/A | #N/A | #N/A | #N/A | #N/A | #N/A | #N/A | #N/A | #N/A | #N/A | #N/A | #N/A | #N/A | #N/A | #N/A | #N/A | #N/A | #N/A | #N/A | #N/A | #N/A | #N/A | #N/A
[7 empty] | 4 | 25 | 2751 | 15 | 2020-04-25 | Thursday | 4 | No | #N/A | #N/A | #N/A | #N/A | #N/A | #N/A | #N/A | #N/A | #N/A | #N/A | #N/A | #N/A | #N/A | #N/A | #N/A | #N/A | #N/A | #N/A | #N/A | #N/A | #N/A | #N/A | #N/A | #N/A | #N/A | #N/A | #N/A | #N/A | #N/A | #N/A | #N/A | #N/A | #N/A | #N/A | #N/A | #N/A
[7 empty] | 4 | 25 | 2752 | 16 | 2020-04-25 | Thursday | 4 | No | #N/A | #N/A | #N/A | #N/A | #N/A | #N/A | #N/A | #N/A | #N/A | #N/A | #N/A | #N/A | #N/A | #N/A | #N/A | #N/A | #N/A | #N/A | #N/A | #N/A | #N/A | #N/A | #N/A | #N/A | #N/A | #N/A | #N/A | #N/A | #N/A | #N/A | #N/A | #N/A | #N/A | #N/A | #N/A | #N/A
[7 empty] | 4 | 25 | 2753 | 17 | 2020-04-25 | Thursday | 4 | No | #N/A | #N/A | #N/A | #N/A | #N/A | #N/A | #N/A | #N/A | #N/A | #N/A | #N/A | #N/A | #N/A | #N/A | #N/A | #N/A | #N/A | #N/A | #N/A | #N/A | #N/A | #N/A | #N/A | #N/A | #N/A | #N/A | #N/A | #N/A | #N/A | #N/A | #N/A | #N/A | #N/A | #N/A | #N/A | #N/A
[7 empty] | 4 | 25 | 2754 | 18 | 2020-04-25 | Thursday | 4 | No | #N/A | #N/A | #N/A | #N/A | #N/A | #N/A | #N/A | #N/A | #N/A | #N/A | #N/A | #N/A | #N/A | #N/A | #N/A | #N/A | #N/A | #N/A | #N/A | #N/A | #N/A | #N/A | #N/A | #N/A | #N/A | #N/A | #N/A | #N/A | #N/A | #N/A | #N/A | #N/A | #N/A | #N/A | #N/A | #N/A
[7 empty] | 4 | 25 | 2755 | 19 | 2020-04-25 | Thursday | 4 | No | #N/A | #N/A | #N/A | #N/A | #N/A | #N/A | #N/A | #N/A | #N/A | #N/A | #N/A | #N/A | #N/A | #N/A | #N/A | #N/A | #N/A | #N/A | #N/A | #N/A | #N/A | #N/A | #N/A | #N/A | #N/A | #N/A | #N/A | #N/A | #N/A | #N/A | #N/A | #N/A | #N/A | #N/A | #N/A | #N/A
[7 empty] | 4 | 25 | 2756 | 20 | 2020-04-25 | Thursday | 4 | No | #N/A | #N/A | #N/A | #N/A | #N/A | #N/A | #N/A | #N/A | #N/A | #N/A | #N/A | #N/A | #N/A | #N/A | #N/A | #N/A | #N/A | #N/A | #N/A | #N/A | #N/A | #N/A | #N/A | #N/A | #N/A | #N/A | #N/A | #N/A | #N/A | #N/A | #N/A | #N/A | #N/A | #N/A | #N/A | #N/A
[7 empty] | 4 | 25 | 2757 | 21 | 2020-04-25 | Thursday | 4 | No | #N/A | #N/A | #N/A | #N/A | #N/A | #N/A | #N/A | #N/A | #N/A | #N/A | #N/A | #N/A | #N/A | #N/A | #N/A | #N/A | #N/A | #N/A | #N/A | #N/A | #N/A | #N/A | #N/A | #N/A | #N/A | #N/A | #N/A | #N/A | #N/A | #N/A | #N/A | #N/A | #N/A | #N/A | #N/A | #N/A
[7 empty] | 4 | 25 | 2758 | 22 | 2020-04-25 | Thursday | 4 | No | #N/A | #N/A | #N/A | #N/A | #N/A | #N/A | #N/A | #N/A | #N/A | #N/A | #N/A | #N/A | #N/A | #N/A | #N/A | #N/A | #N/A | #N/A | #N/A | #N/A | #N/A | #N/A | #N/A | #N/A | #N/A | #N/A | #N/A | #N/A | #N/A | #N/A | #N/A | #N/A | #N/A | #N/A | #N/A | #N/A
[7 empty] | 4 | 25 | 2759 | 23 | 2020-04-25 | Thursday | 4 | No | #N/A | #N/A | #N/A | #N/A | #N/A | #N/A | #N/A | #N/A | #N/A | #N/A | #N/A | #N/A | #N/A | #N/A | #N/A | #N/A | #N/A | #N/A | #N/A | #N/A | #N/A | #N/A | #N/A | #N/A | #N/A | #N/A | #N/A | #N/A | #N/A | #N/A | #N/A | #N/A | #N/A | #N/A | #N/A | #N/A
[7 empty] | 4 | 25 | 2760 | 24 | 2020-04-25 | Thursday | 4 | No | #N/A | #N/A | #N/A | #N/A | #N/A | #N/A | #N/A | #N/A | #N/A | #N/A | #N/A | #N/A | #N/A | #N/A | #N/A | #N/A | #N/A | #N/A | #N/A | #N/A | #N/A | #N/A | #N/A | #N/A | #N/A | #N/A | #N/A | #N/A | #N/A | #N/A | #N/A | #N/A | #N/A | #N/A | #N/A | #N/A
[7 empty] | 4 | 26 | 2761 | 1 | 2020-04-26 | Friday | 5 | No | #N/A | #N/A | #N/A | #N/A | #N/A | #N/A | #N/A | #N/A | #N/A | #N/A | #N/A | #N/A | #N/A | #N/A | #N/A | #N/A | #N/A | #N/A | #N/A | #N/A | #N/A | #N/A | #N/A | #N/A | #N/A | #N/A | #N/A | #N/A | #N/A | #N/A | #N/A | #N/A | #N/A | #N/A | #N/A | #N/A
[7 empty] | 4 | 26 | 2762 | 2 | 2020-04-26 | Friday | 5 | No | #N/A | #N/A | #N/A | #N/A | #N/A | #N/A | #N/A | #N/A | #N/A | #N/A | #N/A | #N/A | #N/A | #N/A | #N/A | #N/A | #N/A | #N/A | #N/A | #N/A | #N/A | #N/A | #N/A | #N/A | #N/A | #N/A | #N/A | #N/A | #N/A | #N/A | #N/A | #N/A | #N/A | #N/A | #N/A | #N/A
[7 empty] | 4 | 26 | 2763 | 3 | 2020-04-26 | Friday | 5 | No | #N/A | #N/A | #N/A | #N/A | #N/A | #N/A | #N/A | #N/A | #N/A | #N/A | #N/A | #N/A | #N/A | #N/A | #N/A | #N/A | #N/A | #N/A | #N/A | #N/A | #N/A | #N/A | #N/A | #N/A | #N/A | #N/A | #N/A | #N/A | #N/A | #N/A | #N/A | #N/A | #N/A | #N/A | #N/A | #N/A
[7 empty] | 4 | 26 | 2764 | 4 | 2020-04-26 | Friday | 5 | No | #N/A | #N/A | #N/A | #N/A | #N/A | #N/A | #N/A | #N/A | #N/A | #N/A | #N/A | #N/A | #N/A | #N/A | #N/A | #N/A | #N/A | #N/A | #N/A | #N/A | #N/A | #N/A | #N/A | #N/A | #N/A | #N/A | #N/A | #N/A | #N/A | #N/A | #N/A | #N/A | #N/A | #N/A | #N/A | #N/A
[7 empty] | 4 | 26 | 2765 | 5 | 2020-04-26 | Friday | 5 | No | #N/A | #N/A | #N/A | #N/A | #N/A | #N/A | #N/A | #N/A | #N/A | #N/A | #N/A | #N/A | #N/A | #N/A | #N/A | #N/A | #N/A | #N/A | #N/A | #N/A | #N/A | #N/A | #N/A | #N/A | #N/A | #N/A | #N/A | #N/A | #N/A | #N/A | #N/A | #N/A | #N/A | #N/A | #N/A | #N/A
[7 empty] | 4 | 26 | 2766 | 6 | 2020-04-26 | Friday | 5 | No | #N/A | #N/A | #N/A | #N/A | #N/A | #N/A | #N/A | #N/A | #N/A | #N/A | #N/A | #N/A | #N/A | #N/A | #N/A | #N/A | #N/A | #N/A | #N/A | #N/A | #N/A | #N/A | #N/A | #N/A | #N/A | #N/A | #N/A | #N/A | #N/A | #N/A | #N/A | #N/A | #N/A | #N/A | #N/A | #N/A
[7 empty] | 4 | 26 | 2767 | 7 | 2020-04-26 | Friday | 5 | No | #N/A | #N/A | #N/A | #N/A | #N/A | #N/A | #N/A | #N/A | #N/A | #N/A | #N/A | #N/A | #N/A | #N/A | #N/A | #N/A | #N/A | #N/A | #N/A | #N/A | #N/A | #N/A | #N/A | #N/A | #N/A | #N/A | #N/A | #N/A | #N/A | #N/A | #N/A | #N/A | #N/A | #N/A | #N/A | #N/A
[7 empty] | 4 | 26 | 2768 | 8 | 2020-04-26 | Friday | 5 | No | #N/A | #N/A | #N/A | #N/A | #N/A | #N/A | #N/A | #N/A | #N/A | #N/A | #N/A | #N/A | #N/A | #N/A | #N/A | #N/A | #N/A | #N/A | #N/A | #N/A | #N/A | #N/A | #N/A | #N/A | #N/A | #N/A | #N/A | #N/A | #N/A | #N/A | #N/A | #N/A | #N/A | #N/A | #N/A | #N/A
[7 empty] | 4 | 26 | 2769 | 9 | 2020-04-26 | Friday | 5 | No | #N/A | #N/A | #N/A | #N/A | #N/A | #N/A | #N/A | #N/A | #N/A | #N/A | #N/A | #N/A | #N/A | #N/A | #N/A | #N/A | #N/A | #N/A | #N/A | #N/A | #N/A | #N/A | #N/A | #N/A | #N/A | #N/A | #N/A | #N/A | #N/A | #N/A | #N/A | #N/A | #N/A | #N/A | #N/A | #N/A
[7 empty] | 4 | 26 | 2770 | 10 | 2020-04-26 | Friday | 5 | No | #N/A | #N/A | #N/A | #N/A | #N/A | #N/A | #N/A | #N/A | #N/A | #N/A | #N/A | #N/A | #N/A | #N/A | #N/A | #N/A | #N/A | #N/A | #N/A | #N/A | #N/A | #N/A | #N/A | #N/A | #N/A | #N/A | #N/A | #N/A | #N/A | #N/A | #N/A | #N/A | #N/A | #N/A | #N/A | #N/A
[7 empty] | 4 | 26 | 2771 | 11 | 2020-04-26 | Friday | 5 | No | #N/A | #N/A | #N/A | #N/A | #N/A | #N/A | #N/A | #N/A | #N/A | #N/A | #N/A | #N/A | #N/A | #N/A | #N/A | #N/A | #N/A | #N/A | #N/A | #N/A | #N/A | #N/A | #N/A | #N/A | #N/A | #N/A | #N/A | #N/A | #N/A | #N/A | #N/A | #N/A | #N/A | #N/A | #N/A | #N/A
[7 empty] | 4 | 26 | 2772 | 12 | 2020-04-26 | Friday | 5 | No | #N/A | #N/A | #N/A | #N/A | #N/A | #N/A | #N/A | #N/A | #N/A | #N/A | #N/A | #N/A | #N/A | #N/A | #N/A | #N/A | #N/A | #N/A | #N/A | #N/A | #N/A | #N/A | #N/A | #N/A | #N/A | #N/A | #N/A | #N/A | #N/A | #N/A | #N/A | #N/A | #N/A | #N/A | #N/A | #N/A
[7 empty] | 4 | 26 | 2773 | 13 | 2020-04-26 | Friday | 5 | No | #N/A | #N/A | #N/A | #N/A | #N/A | #N/A | #N/A | #N/A | #N/A | #N/A | #N/A | #N/A | #N/A | #N/A | #N/A | #N/A | #N/A | #N/A | #N/A | #N/A | #N/A | #N/A | #N/A | #N/A | #N/A | #N/A | #N/A | #N/A | #N/A | #N/A | #N/A | #N/A | #N/A | #N/A | #N/A | #N/A
[7 empty] | 4 | 26 | 2774 | 14 | 2020-04-26 | Friday | 5 | No | #N/A | #N/A | #N/A | #N/A | #N/A | #N/A | #N/A | #N/A | #N/A | #N/A | #N/A | #N/A | #N/A | #N/A | #N/A | #N/A | #N/A | #N/A | #N/A | #N/A | #N/A | #N/A | #N/A | #N/A | #N/A | #N/A | #N/A | #N/A | #N/A | #N/A | #N/A | #N/A | #N/A | #N/A | #N/A | #N/A
[7 empty] | 4 | 26 | 2775 | 15 | 2020-04-26 | Friday | 5 | No | #N/A | #N/A | #N/A | #N/A | #N/A | #N/A | #N/A | #N/A | #N/A | #N/A | #N/A | #N/A | #N/A | #N/A | #N/A | #N/A | #N/A | #N/A | #N/A | #N/A | #N/A | #N/A | #N/A | #N/A | #N/A | #N/A | #N/A | #N/A | #N/A | #N/A | #N/A | #N/A | #N/A | #N/A | #N/A | #N/A
[7 empty] | 4 | 26 | 2776 | 16 | 2020-04-26 | Friday | 5 | No | #N/A | #N/A | #N/A | #N/A | #N/A | #N/A | #N/A | #N/A | #N/A | #N/A | #N/A | #N/A | #N/A | #N/A | #N/A | #N/A | #N/A | #N/A | #N/A | #N/A | #N/A | #N/A | #N/A | #N/A | #N/A | #N/A | #N/A | #N/A | #N/A | #N/A | #N/A | #N/A | #N/A | #N/A | #N/A | #N/A
[7 empty] | 4 | 26 | 2777 | 17 | 2020-04-26 | Friday | 5 | No | #N/A | #N/A | #N/A | #N/A | #N/A | #N/A | #N/A | #N/A | #N/A | #N/A | #N/A | #N/A | #N/A | #N/A | #N/A | #N/A | #N/A | #N/A | #N/A | #N/A | #N/A | #N/A | #N/A | #N/A | #N/A | #N/A | #N/A | #N/A | #N/A | #N/A | #N/A | #N/A | #N/A | #N/A | #N/A | #N/A
[7 empty] | 4 | 26 | 2778 | 18 | 2020-04-26 | Friday | 5 | No | #N/A | #N/A | #N/A | #N/A | #N/A | #N/A | #N/A | #N/A | #N/A | #N/A | #N/A | #N/A | #N/A | #N/A | #N/A | #N/A | #N/A | #N/A | #N/A | #N/A | #N/A | #N/A | #N/A | #N/A | #N/A | #N/A | #N/A | #N/A | #N/A | #N/A | #N/A | #N/A | #N/A | #N/A | #N/A | #N/A
[7 empty] | 4 | 26 | 2779 | 19 | 2020-04-26 | Friday | 5 | No | #N/A | #N/A | #N/A | #N/A | #N/A | #N/A | #N/A | #N/A | #N/A | #N/A | #N/A | #N/A | #N/A | #N/A | #N/A | #N/A | #N/A | #N/A | #N/A | #N/A | #N/A | #N/A | #N/A | #N/A | #N/A | #N/A | #N/A | #N/A | #N/A | #N/A | #N/A | #N/A | #N/A | #N/A | #N/A | #N/A
[7 empty] | 4 | 26 | 2780 | 20 | 2020-04-26 | Friday | 5 | No | #N/A | #N/A | #N/A | #N/A | #N/A | #N/A | #N/A | #N/A | #N/A | #N/A | #N/A | #N/A | #N/A | #N/A | #N/A | #N/A | #N/A | #N/A | #N/A | #N/A | #N/A | #N/A | #N/A | #N/A | #N/A | #N/A | #N/A | #N/A | #N/A | #N/A | #N/A | #N/A | #N/A | #N/A | #N/A | #N/A
[7 empty] | 4 | 26 | 2781 | 21 | 2020-04-26 | Friday | 5 | No | #N/A | #N/A | #N/A | #N/A | #N/A | #N/A | #N/A | #N/A | #N/A | #N/A | #N/A | #N/A | #N/A | #N/A | #N/A | #N/A | #N/A | #N/A | #N/A | #N/A | #N/A | #N/A | #N/A | #N/A | #N/A | #N/A | #N/A | #N/A | #N/A | #N/A | #N/A | #N/A | #N/A | #N/A | #N/A | #N/A
[7 empty] | 4 | 26 | 2782 | 22 | 2020-04-26 | Friday | 5 | No | #N/A | #N/A | #N/A | #N/A | #N/A | #N/A | #N/A | #N/A | #N/A | #N/A | #N/A | #N/A | #N/A | #N/A | #N/A | #N/A | #N/A | #N/A | #N/A | #N/A | #N/A | #N/A | #N/A | #N/A | #N/A | #N/A | #N/A | #N/A | #N/A | #N/A | #N/A | #N/A | #N/A | #N/A | #N/A | #N/A
[7 empty] | 4 | 26 | 2783 | 23 | 2020-04-26 | Friday | 5 | No | #N/A | #N/A | #N/A | #N/A | #N/A | #N/A | #N/A | #N/A | #N/A | #N/A | #N/A | #N/A | #N/A | #N/A | #N/A | #N/A | #N/A | #N/A | #N/A | #N/A | #N/A | #N/A | #N/A | #N/A | #N/A | #N/A | #N/A | #N/A | #N/A | #N/A | #N/A | #N/A | #N/A | #N/A | #N/A | #N/A
[7 empty] | 4 | 26 | 2784 | 24 | 2020-04-26 | Friday | 5 | No | #N/A | #N/A | #N/A | #N/A | #N/A | #N/A | #N/A | #N/A | #N/A | #N/A | #N/A | #N/A | #N/A | #N/A | #N/A | #N/A | #N/A | #N/A | #N/A | #N/A | #N/A | #N/A | #N/A | #N/A | #N/A | #N/A | #N/A | #N/A | #N/A | #N/A | #N/A | #N/A | #N/A | #N/A | #N/A | #N/A
[7 empty] | 4 | 27 | 2785 | 1 | 2020-04-27 | Saturday | 6 | No | #N/A | #N/A | #N/A | #N/A | #N/A | #N/A | #N/A | #N/A | #N/A | #N/A | #N/A | #N/A | #N/A | #N/A | #N/A | #N/A | #N/A | #N/A | #N/A | #N/A | #N/A | #N/A | #N/A | #N/A | #N/A | #N/A | #N/A | #N/A | #N/A | #N/A | #N/A | #N/A | #N/A | #N/A | #N/A | #N/A
[7 empty] | 4 | 27 | 2786 | 2 | 2020-04-27 | Saturday | 6 | No | #N/A | #N/A | #N/A | #N/A | #N/A | #N/A | #N/A | #N/A | #N/A | #N/A | #N/A | #N/A | #N/A | #N/A | #N/A | #N/A | #N/A | #N/A | #N/A | #N/A | #N/A | #N/A | #N/A | #N/A | #N/A | #N/A | #N/A | #N/A | #N/A | #N/A | #N/A | #N/A | #N/A | #N/A | #N/A | #N/A
[7 empty] | 4 | 27 | 2787 | 3 | 2020-04-27 | Saturday | 6 | No | #N/A | #N/A | #N/A | #N/A | #N/A | #N/A | #N/A | #N/A | #N/A | #N/A | #N/A | #N/A | #N/A | #N/A | #N/A | #N/A | #N/A | #N/A | #N/A | #N/A | #N/A | #N/A | #N/A | #N/A | #N/A | #N/A | #N/A | #N/A | #N/A | #N/A | #N/A | #N/A | #N/A | #N/A | #N/A | #N/A
[7 empty] | 4 | 27 | 2788 | 4 | 2020-04-27 | Saturday | 6 | No | #N/A | #N/A | #N/A | #N/A | #N/A | #N/A | #N/A | #N/A | #N/A | #N/A | #N/A | #N/A | #N/A | #N/A | #N/A | #N/A | #N/A | #N/A | #N/A | #N/A | #N/A | #N/A | #N/A | #N/A | #N/A | #N/A | #N/A | #N/A | #N/A | #N/A | #N/A | #N/A | #N/A | #N/A | #N/A | #N/A
[7 empty] | 4 | 27 | 2789 | 5 | 2020-04-27 | Saturday | 6 | No | #N/A | #N/A | #N/A | #N/A | #N/A | #N/A | #N/A | #N/A | #N/A | #N/A | #N/A | #N/A | #N/A | #N/A | #N/A | #N/A | #N/A | #N/A | #N/A | #N/A | #N/A | #N/A | #N/A | #N/A | #N/A | #N/A | #N/A | #N/A | #N/A | #N/A | #N/A | #N/A | #N/A | #N/A | #N/A | #N/A
[7 empty] | 4 | 27 | 2790 | 6 | 2020-04-27 | Saturday | 6 | No | #N/A | #N/A | #N/A | #N/A | #N/A | #N/A | #N/A | #N/A | #N/A | #N/A | #N/A | #N/A | #N/A | #N/A | #N/A | #N/A | #N/A | #N/A | #N/A | #N/A | #N/A | #N/A | #N/A | #N/A | #N/A | #N/A | #N/A | #N/A | #N/A | #N/A | #N/A | #N/A | #N/A | #N/A | #N/A | #N/A
[7 empty] | 4 | 27 | 2791 | 7 | 2020-04-27 | Saturday | 6 | No | #N/A | #N/A | #N/A | #N/A | #N/A | #N/A | #N/A | #N/A | #N/A | #N/A | #N/A | #N/A | #N/A | #N/A | #N/A | #N/A | #N/A | #N/A | #N/A | #N/A | #N/A | #N/A | #N/A | #N/A | #N/A | #N/A | #N/A | #N/A | #N/A | #N/A | #N/A | #N/A | #N/A | #N/A | #N/A | #N/A
[7 empty] | 4 | 27 | 2792 | 8 | 2020-04-27 | Saturday | 6 | No | #N/A | #N/A | #N/A | #N/A | #N/A | #N/A | #N/A | #N/A | #N/A | #N/A | #N/A | #N/A | #N/A | #N/A | #N/A | #N/A | #N/A | #N/A | #N/A | #N/A | #N/A | #N/A | #N/A | #N/A | #N/A | #N/A | #N/A | #N/A | #N/A | #N/A | #N/A | #N/A | #N/A | #N/A | #N/A | #N/A
[7 empty] | 4 | 27 | 2793 | 9 | 2020-04-27 | Saturday | 6 | No | #N/A | #N/A | #N/A | #N/A | #N/A | #N/A | #N/A | #N/A | #N/A | #N/A | #N/A | #N/A | #N/A | #N/A | #N/A | #N/A | #N/A | #N/A | #N/A | #N/A | #N/A | #N/A | #N/A | #N/A | #N/A | #N/A | #N/A | #N/A | #N/A | #N/A | #N/A | #N/A | #N/A | #N/A | #N/A | #N/A
[7 empty] | 4 | 27 | 2794 | 10 | 2020-04-27 | Saturday | 6 | No | #N/A | #N/A | #N/A | #N/A | #N/A | #N/A | #N/A | #N/A | #N/A | #N/A | #N/A | #N/A | #N/A | #N/A | #N/A | #N/A | #N/A | #N/A | #N/A | #N/A | #N/A | #N/A | #N/A | #N/A | #N/A | #N/A | #N/A | #N/A | #N/A | #N/A | #N/A | #N/A | #N/A | #N/A | #N/A | #N/A
[7 empty] | 4 | 27 | 2795 | 11 | 2020-04-27 | Saturday | 6 | No | #N/A | #N/A | #N/A | #N/A | #N/A | #N/A | #N/A | #N/A | #N/A | #N/A | #N/A | #N/A | #N/A | #N/A | #N/A | #N/A | #N/A | #N/A | #N/A | #N/A | #N/A | #N/A | #N/A | #N/A | #N/A | #N/A | #N/A | #N/A | #N/A | #N/A | #N/A | #N/A | #N/A | #N/A | #N/A | #N/A
[7 empty] | 4 | 27 | 2796 | 12 | 2020-04-27 | Saturday | 6 | No | #N/A | #N/A | #N/A | #N/A | #N/A | #N/A | #N/A | #N/A | #N/A | #N/A | #N/A | #N/A | #N/A | #N/A | #N/A | #N/A | #N/A | #N/A | #N/A | #N/A | #N/A | #N/A | #N/A | #N/A | #N/A | #N/A | #N/A | #N/A | #N/A | #N/A | #N/A | #N/A | #N/A | #N/A | #N/A | #N/A
[7 empty] | 4 | 27 | 2797 | 13 | 2020-04-27 | Saturday | 6 | No | #N/A | #N/A | #N/A | #N/A | #N/A | #N/A | #N/A | #N/A | #N/A | #N/A | #N/A | #N/A | #N/A | #N/A | #N/A | #N/A | #N/A | #N/A | #N/A | #N/A | #N/A | #N/A | #N/A | #N/A | #N/A | #N/A | #N/A | #N/A | #N/A | #N/A | #N/A | #N/A | #N/A | #N/A | #N/A | #N/A
[7 empty] | 4 | 27 | 2798 | 14 | 2020-04-27 | Saturday | 6 | No | #N/A | #N/A | #N/A | #N/A | #N/A | #N/A | #N/A | #N/A | #N/A | #N/A | #N/A | #N/A | #N/A | #N/A | #N/A | #N/A | #N/A | #N/A | #N/A | #N/A | #N/A | #N/A | #N/A | #N/A | #N/A | #N/A | #N/A | #N/A | #N/A | #N/A | #N/A | #N/A | #N/A | #N/A | #N/A | #N/A
[7 empty] | 4 | 27 | 2799 | 15 | 2020-04-27 | Saturday | 6 | No | #N/A | #N/A | #N/A | #N/A | #N/A | #N/A | #N/A | #N/A | #N/A | #N/A | #N/A | #N/A | #N/A | #N/A | #N/A | #N/A | #N/A | #N/A | #N/A | #N/A | #N/A | #N/A | #N/A | #N/A | #N/A | #N/A | #N/A | #N/A | #N/A | #N/A | #N/A | #N/A | #N/A | #N/A | #N/A | #N/A
[7 empty] | 4 | 27 | 2800 | 16 | 2020-04-27 | Saturday | 6 | No | #N/A | #N/A | #N/A | #N/A | #N/A | #N/A | #N/A | #N/A | #N/A | #N/A | #N/A | #N/A | #N/A | #N/A | #N/A | #N/A | #N/A | #N/A | #N/A | #N/A | #N/A | #N/A | #N/A | #N/A | #N/A | #N/A | #N/A | #N/A | #N/A | #N/A | #N/A | #N/A | #N/A | #N/A | #N/A | #N/A
[7 empty] | 4 | 27 | 2801 | 17 | 2020-04-27 | Saturday | 6 | No | #N/A | #N/A | #N/A | #N/A | #N/A | #N/A | #N/A | #N/A | #N/A | #N/A | #N/A | #N/A | #N/A | #N/A | #N/A | #N/A | #N/A | #N/A | #N/A | #N/A | #N/A | #N/A | #N/A | #N/A | #N/A | #N/A | #N/A | #N/A | #N/A | #N/A | #N/A | #N/A | #N/A | #N/A | #N/A | #N/A
[7 empty] | 4 | 27 | 2802 | 18 | 2020-04-27 | Saturday | 6 | No | #N/A | #N/A | #N/A | #N/A | #N/A | #N/A | #N/A | #N/A | #N/A | #N/A | #N/A | #N/A | #N/A | #N/A | #N/A | #N/A | #N/A | #N/A | #N/A | #N/A | #N/A | #N/A | #N/A | #N/A | #N/A | #N/A | #N/A | #N/A | #N/A | #N/A | #N/A | #N/A | #N/A | #N/A | #N/A | #N/A
[7 empty] | 4 | 27 | 2803 | 19 | 2020-04-27 | Saturday | 6 | No | #N/A | #N/A | #N/A | #N/A | #N/A | #N/A | #N/A | #N/A | #N/A | #N/A | #N/A | #N/A | #N/A | #N/A | #N/A | #N/A | #N/A | #N/A | #N/A | #N/A | #N/A | #N/A | #N/A | #N/A | #N/A | #N/A | #N/A | #N/A | #N/A | #N/A | #N/A | #N/A | #N/A | #N/A | #N/A | #N/A
[7 empty] | 4 | 27 | 2804 | 20 | 2020-04-27 | Saturday | 6 | No | #N/A | #N/A | #N/A | #N/A | #N/A | #N/A | #N/A | #N/A | #N/A | #N/A | #N/A | #N/A | #N/A | #N/A | #N/A | #N/A | #N/A | #N/A | #N/A | #N/A | #N/A | #N/A | #N/A | #N/A | #N/A | #N/A | #N/A | #N/A | #N/A | #N/A | #N/A | #N/A | #N/A | #N/A | #N/A | #N/A
[7 empty] | 4 | 27 | 2805 | 21 | 2020-04-27 | Saturday | 6 | No | #N/A | #N/A | #N/A | #N/A | #N/A | #N/A | #N/A | #N/A | #N/A | #N/A | #N/A | #N/A | #N/A | #N/A | #N/A | #N/A | #N/A | #N/A | #N/A | #N/A | #N/A | #N/A | #N/A | #N/A | #N/A | #N/A | #N/A | #N/A | #N/A | #N/A | #N/A | #N/A | #N/A | #N/A | #N/A | #N/A
[7 empty] | 4 | 27 | 2806 | 22 | 2020-04-27 | Saturday | 6 | No | #N/A | #N/A | #N/A | #N/A | #N/A | #N/A | #N/A | #N/A | #N/A | #N/A | #N/A | #N/A | #N/A | #N/A | #N/A | #N/A | #N/A | #N/A | #N/A | #N/A | #N/A | #N/A | #N/A | #N/A | #N/A | #N/A | #N/A | #N/A | #N/A | #N/A | #N/A | #N/A | #N/A | #N/A | #N/A | #N/A
[7 empty] | 4 | 27 | 2807 | 23 | 2020-04-27 | Saturday | 6 | No | #N/A | #N/A | #N/A | #N/A | #N/A | #N/A | #N/A | #N/A | #N/A | #N/A | #N/A | #N/A | #N/A | #N/A | #N/A | #N/A | #N/A | #N/A | #N/A | #N/A | #N/A | #N/A | #N/A | #N/A | #N/A | #N/A | #N/A | #N/A | #N/A | #N/A | #N/A | #N/A | #N/A | #N/A | #N/A | #N/A
[7 empty] | 4 | 27 | 2808 | 24 | 2020-04-27 | Saturday | 6 | No | #N/A | #N/A | #N/A | #N/A | #N/A | #N/A | #N/A | #N/A | #N/A | #N/A | #N/A | #N/A | #N/A | #N/A | #N/A | #N/A | #N/A | #N/A | #N/A | #N/A | #N/A | #N/A | #N/A | #N/A | #N/A | #N/A | #N/A | #N/A | #N/A | #N/A | #N/A | #N/A | #N/A | #N/A | #N/A | #N/A
[7 empty] | 4 | 28 | 2809 | 1 | 2020-04-28 | Sunday | 7 | No | #N/A | #N/A | #N/A | #N/A | #N/A | #N/A | #N/A | #N/A | #N/A | #N/A | #N/A | #N/A | #N/A | #N/A | #N/A | #N/A | #N/A | #N/A | #N/A | #N/A | #N/A | #N/A | #N/A | #N/A | #N/A | #N/A | #N/A | #N/A | #N/A | #N/A | #N/A | #N/A | #N/A | #N/A | #N/A | #N/A
[7 empty] | 4 | 28 | 2810 | 2 | 2020-04-28 | Sunday | 7 | No | #N/A | #N/A | #N/A | #N/A | #N/A | #N/A | #N/A | #N/A | #N/A | #N/A | #N/A | #N/A | #N/A | #N/A | #N/A | #N/A | #N/A | #N/A | #N/A | #N/A | #N/A | #N/A | #N/A | #N/A | #N/A | #N/A | #N/A | #N/A | #N/A | #N/A | #N/A | #N/A | #N/A | #N/A | #N/A | #N/A
[7 empty] | 4 | 28 | 2811 | 3 | 2020-04-28 | Sunday | 7 | No | #N/A | #N/A | #N/A | #N/A | #N/A | #N/A | #N/A | #N/A | #N/A | #N/A | #N/A | #N/A | #N/A | #N/A | #N/A | #N/A | #N/A | #N/A | #N/A | #N/A | #N/A | #N/A | #N/A | #N/A | #N/A | #N/A | #N/A | #N/A | #N/A | #N/A | #N/A | #N/A | #N/A | #N/A | #N/A | #N/A
[7 empty] | 4 | 28 | 2812 | 4 | 2020-04-28 | Sunday | 7 | No | #N/A | #N/A | #N/A | #N/A | #N/A | #N/A | #N/A | #N/A | #N/A | #N/A | #N/A | #N/A | #N/A | #N/A | #N/A | #N/A | #N/A | #N/A | #N/A | #N/A | #N/A | #N/A | #N/A | #N/A | #N/A | #N/A | #N/A | #N/A | #N/A | #N/A | #N/A | #N/A | #N/A | #N/A | #N/A | #N/A
[7 empty] | 4 | 28 | 2813 | 5 | 2020-04-28 | Sunday | 7 | No | #N/A | #N/A | #N/A | #N/A | #N/A | #N/A | #N/A | #N/A | #N/A | #N/A | #N/A | #N/A | #N/A | #N/A | #N/A | #N/A | #N/A | #N/A | #N/A | #N/A | #N/A | #N/A | #N/A | #N/A | #N/A | #N/A | #N/A | #N/A | #N/A | #N/A | #N/A | #N/A | #N/A | #N/A | #N/A | #N/A
[7 empty] | 4 | 28 | 2814 | 6 | 2020-04-28 | Sunday | 7 | No | #N/A | #N/A | #N/A | #N/A | #N/A | #N/A | #N/A | #N/A | #N/A | #N/A | #N/A | #N/A | #N/A | #N/A | #N/A | #N/A | #N/A | #N/A | #N/A | #N/A | #N/A | #N/A | #N/A | #N/A | #N/A | #N/A | #N/A | #N/A | #N/A | #N/A | #N/A | #N/A | #N/A | #N/A | #N/A | #N/A
[7 empty] | 4 | 28 | 2815 | 7 | 2020-04-28 | Sunday | 7 | No | #N/A | #N/A | #N/A | #N/A | #N/A | #N/A | #N/A | #N/A | #N/A | #N/A | #N/A | #N/A | #N/A | #N/A | #N/A | #N/A | #N/A | #N/A | #N/A | #N/A | #N/A | #N/A | #N/A | #N/A | #N/A | #N/A | #N/A | #N/A | #N/A | #N/A | #N/A | #N/A | #N/A | #N/A | #N/A | #N/A
[7 empty] | 4 | 28 | 2816 | 8 | 2020-04-28 | Sunday | 7 | No | #N/A | #N/A | #N/A | #N/A | #N/A | #N/A | #N/A | #N/A | #N/A | #N/A | #N/A | #N/A | #N/A | #N/A | #N/A | #N/A | #N/A | #N/A | #N/A | #N/A | #N/A | #N/A | #N/A | #N/A | #N/A | #N/A | #N/A | #N/A | #N/A | #N/A | #N/A | #N/A | #N/A | #N/A | #N/A | #N/A
[7 empty] | 4 | 28 | 2817 | 9 | 2020-04-28 | Sunday | 7 | No | #N/A | #N/A | #N/A | #N/A | #N/A | #N/A | #N/A | #N/A | #N/A | #N/A | #N/A | #N/A | #N/A | #N/A | #N/A | #N/A | #N/A | #N/A | #N/A | #N/A | #N/A | #N/A | #N/A | #N/A | #N/A | #N/A | #N/A | #N/A | #N/A | #N/A | #N/A | #N/A | #N/A | #N/A | #N/A | #N/A
[7 empty] | 4 | 28 | 2818 | 10 | 2020-04-28 | Sunday | 7 | No | #N/A | #N/A | #N/A | #N/A | #N/A | #N/A | #N/A | #N/A | #N/A | #N/A | #N/A | #N/A | #N/A | #N/A | #N/A | #N/A | #N/A | #N/A | #N/A | #N/A | #N/A | #N/A | #N/A | #N/A | #N/A | #N/A | #N/A | #N/A | #N/A | #N/A | #N/A | #N/A | #N/A | #N/A | #N/A | #N/A
[7 empty] | 4 | 28 | 2819 | 11 | 2020-04-28 | Sunday | 7 | No | #N/A | #N/A | #N/A | #N/A | #N/A | #N/A | #N/A | #N/A | #N/A | #N/A | #N/A | #N/A | #N/A | #N/A | #N/A | #N/A | #N/A | #N/A | #N/A | #N/A | #N/A | #N/A | #N/A | #N/A | #N/A | #N/A | #N/A | #N/A | #N/A | #N/A | #N/A | #N/A | #N/A | #N/A | #N/A | #N/A
[7 empty] | 4 | 28 | 2820 | 12 | 2020-04-28 | Sunday | 7 | No | #N/A | #N/A | #N/A | #N/A | #N/A | #N/A | #N/A | #N/A | #N/A | #N/A | #N/A | #N/A | #N/A | #N/A | #N/A | #N/A | #N/A | #N/A | #N/A | #N/A | #N/A | #N/A | #N/A | #N/A | #N/A | #N/A | #N/A | #N/A | #N/A | #N/A | #N/A | #N/A | #N/A | #N/A | #N/A | #N/A
[7 empty] | 4 | 28 | 2821 | 13 | 2020-04-28 | Sunday | 7 | No | #N/A | #N/A | #N/A | #N/A | #N/A | #N/A | #N/A | #N/A | #N/A | #N/A | #N/A | #N/A | #N/A | #N/A | #N/A | #N/A | #N/A | #N/A | #N/A | #N/A | #N/A | #N/A | #N/A | #N/A | #N/A | #N/A | #N/A | #N/A | #N/A | #N/A | #N/A | #N/A | #N/A | #N/A | #N/A | #N/A
[7 empty] | 4 | 28 | 2822 | 14 | 2020-04-28 | Sunday | 7 | No | #N/A | #N/A | #N/A | #N/A | #N/A | #N/A | #N/A | #N/A | #N/A | #N/A | #N/A | #N/A | #N/A | #N/A | #N/A | #N/A | #N/A | #N/A | #N/A | #N/A | #N/A | #N/A | #N/A | #N/A | #N/A | #N/A | #N/A | #N/A | #N/A | #N/A | #N/A | #N/A | #N/A | #N/A | #N/A | #N/A
[7 empty] | 4 | 28 | 2823 | 15 | 2020-04-28 | Sunday | 7 | No | #N/A | #N/A | #N/A | #N/A | #N/A | #N/A | #N/A | #N/A | #N/A | #N/A | #N/A | #N/A | #N/A | #N/A | #N/A | #N/A | #N/A | #N/A | #N/A | #N/A | #N/A | #N/A | #N/A | #N/A | #N/A | #N/A | #N/A | #N/A | #N/A | #N/A | #N/A | #N/A | #N/A | #N/A | #N/A | #N/A
[7 empty] | 4 | 28 | 2824 | 16 | 2020-04-28 | Sunday | 7 | No | #N/A | #N/A | #N/A | #N/A | #N/A | #N/A | #N/A | #N/A | #N/A | #N/A | #N/A | #N/A | #N/A | #N/A | #N/A | #N/A | #N/A | #N/A | #N/A | #N/A | #N/A | #N/A | #N/A | #N/A | #N/A | #N/A | #N/A | #N/A | #N/A | #N/A | #N/A | #N/A | #N/A | #N/A | #N/A | #N/A
[7 empty] | 4 | 28 | 2825 | 17 | 2020-04-28 | Sunday | 7 | No | #N/A | #N/A | #N/A | #N/A | #N/A | #N/A | #N/A | #N/A | #N/A | #N/A | #N/A | #N/A | #N/A | #N/A | #N/A | #N/A | #N/A | #N/A | #N/A | #N/A | #N/A | #N/A | #N/A | #N/A | #N/A | #N/A | #N/A | #N/A | #N/A | #N/A | #N/A | #N/A | #N/A | #N/A | #N/A | #N/A
[7 empty] | 4 | 28 | 2826 | 18 | 2020-04-28 | Sunday | 7 | No | #N/A | #N/A | #N/A | #N/A | #N/A | #N/A | #N/A | #N/A | #N/A | #N/A | #N/A | #N/A | #N/A | #N/A | #N/A | #N/A | #N/A | #N/A | #N/A | #N/A | #N/A | #N/A | #N/A | #N/A | #N/A | #N/A | #N/A | #N/A | #N/A | #N/A | #N/A | #N/A | #N/A | #N/A | #N/A | #N/A
[7 empty] | 4 | 28 | 2827 | 19 | 2020-04-28 | Sunday | 7 | No | #N/A | #N/A | #N/A | #N/A | #N/A | #N/A | #N/A | #N/A | #N/A | #N/A | #N/A | #N/A | #N/A | #N/A | #N/A | #N/A | #N/A | #N/A | #N/A | #N/A | #N/A | #N/A | #N/A | #N/A | #N/A | #N/A | #N/A | #N/A | #N/A | #N/A | #N/A | #N/A | #N/A | #N/A | #N/A | #N/A
[7 empty] | 4 | 28 | 2828 | 20 | 2020-04-28 | Sunday | 7 | No | #N/A | #N/A | #N/A | #N/A | #N/A | #N/A | #N/A | #N/A | #N/A | #N/A | #N/A | #N/A | #N/A | #N/A | #N/A | #N/A | #N/A | #N/A | #N/A | #N/A | #N/A | #N/A | #N/A | #N/A | #N/A | #N/A | #N/A | #N/A | #N/A | #N/A | #N/A | #N/A | #N/A | #N/A | #N/A | #N/A
[7 empty] | 4 | 28 | 2829 | 21 | 2020-04-28 | Sunday | 7 | No | #N/A | #N/A | #N/A | #N/A | #N/A | #N/A | #N/A | #N/A | #N/A | #N/A | #N/A | #N/A | #N/A | #N/A | #N/A | #N/A | #N/A | #N/A | #N/A | #N/A | #N/A | #N/A | #N/A | #N/A | #N/A | #N/A | #N/A | #N/A | #N/A | #N/A | #N/A | #N/A | #N/A | #N/A | #N/A | #N/A
[7 empty] | 4 | 28 | 2830 | 22 | 2020-04-28 | Sunday | 7 | No | #N/A | #N/A | #N/A | #N/A | #N/A | #N/A | #N/A | #N/A | #N/A | #N/A | #N/A | #N/A | #N/A | #N/A | #N/A | #N/A | #N/A | #N/A | #N/A | #N/A | #N/A | #N/A | #N/A | #N/A | #N/A | #N/A | #N/A | #N/A | #N/A | #N/A | #N/A | #N/A | #N/A | #N/A | #N/A | #N/A
[7 empty] | 4 | 28 | 2831 | 23 | 2020-04-28 | Sunday | 7 | No | #N/A | #N/A | #N/A | #N/A | #N/A | #N/A | #N/A | #N/A | #N/A | #N/A | #N/A | #N/A | #N/A | #N/A | #N/A | #N/A | #N/A | #N/A | #N/A | #N/A | #N/A | #N/A | #N/A | #N/A | #N/A | #N/A | #N/A | #N/A | #N/A | #N/A | #N/A | #N/A | #N/A | #N/A | #N/A | #N/A
[7 empty] | 4 | 28 | 2832 | 24 | 2020-04-28 | Sunday | 7 | No | #N/A | #N/A | #N/A | #N/A | #N/A | #N/A | #N/A | #N/A | #N/A | #N/A | #N/A | #N/A | #N/A | #N/A | #N/A | #N/A | #N/A | #N/A | #N/A | #N/A | #N/A | #N/A | #N/A | #N/A | #N/A | #N/A | #N/A | #N/A | #N/A | #N/A | #N/A | #N/A | #N/A | #N/A | #N/A | #N/A
[7 empty] | 4 | 29 | 2833 | 1 | 2020-04-29 | Monday | 1 | No | #N/A | #N/A | #N/A | #N/A | #N/A | #N/A | #N/A | #N/A | #N/A | #N/A | #N/A | #N/A | #N/A | #N/A | #N/A | #N/A | #N/A | #N/A | #N/A | #N/A | #N/A | #N/A | #N/A | #N/A | #N/A | #N/A | #N/A | #N/A | #N/A | #N/A | #N/A | #N/A | #N/A | #N/A | #N/A | #N/A
[7 empty] | 4 | 29 | 2834 | 2 | 2020-04-29 | Monday | 1 | No | #N/A | #N/A | #N/A | #N/A | #N/A | #N/A | #N/A | #N/A | #N/A | #N/A | #N/A | #N/A | #N/A | #N/A | #N/A | #N/A | #N/A | #N/A | #N/A | #N/A | #N/A | #N/A | #N/A | #N/A | #N/A | #N/A | #N/A | #N/A | #N/A | #N/A | #N/A | #N/A | #N/A | #N/A | #N/A | #N/A
[7 empty] | 4 | 29 | 2835 | 3 | 2020-04-29 | Monday | 1 | No | #N/A | #N/A | #N/A | #N/A | #N/A | #N/A | #N/A | #N/A | #N/A | #N/A | #N/A | #N/A | #N/A | #N/A | #N/A | #N/A | #N/A | #N/A | #N/A | #N/A | #N/A | #N/A | #N/A | #N/A | #N/A | #N/A | #N/A | #N/A | #N/A | #N/A | #N/A | #N/A | #N/A | #N/A | #N/A | #N/A
[7 empty] | 4 | 29 | 2836 | 4 | 2020-04-29 | Monday | 1 | No | #N/A | #N/A | #N/A | #N/A | #N/A | #N/A | #N/A | #N/A | #N/A | #N/A | #N/A | #N/A | #N/A | #N/A | #N/A | #N/A | #N/A | #N/A | #N/A | #N/A | #N/A | #N/A | #N/A | #N/A | #N/A | #N/A | #N/A | #N/A | #N/A | #N/A | #N/A | #N/A | #N/A | #N/A | #N/A | #N/A
[7 empty] | 4 | 29 | 2837 | 5 | 2020-04-29 | Monday | 1 | No | #N/A | #N/A | #N/A | #N/A | #N/A | #N/A | #N/A | #N/A | #N/A | #N/A | #N/A | #N/A | #N/A | #N/A | #N/A | #N/A | #N/A | #N/A | #N/A | #N/A | #N/A | #N/A | #N/A | #N/A | #N/A | #N/A | #N/A | #N/A | #N/A | #N/A | #N/A | #N/A | #N/A | #N/A | #N/A | #N/A
[7 empty] | 4 | 29 | 2838 | 6 | 2020-04-29 | Monday | 1 | No | #N/A | #N/A | #N/A | #N/A | #N/A | #N/A | #N/A | #N/A | #N/A | #N/A | #N/A | #N/A | #N/A | #N/A | #N/A | #N/A | #N/A | #N/A | #N/A | #N/A | #N/A | #N/A | #N/A | #N/A | #N/A | #N/A | #N/A | #N/A | #N/A | #N/A | #N/A | #N/A | #N/A | #N/A | #N/A | #N/A
[7 empty] | 4 | 29 | 2839 | 7 | 2020-04-29 | Monday | 1 | No | #N/A | #N/A | #N/A | #N/A | #N/A | #N/A | #N/A | #N/A | #N/A | #N/A | #N/A | #N/A | #N/A | #N/A | #N/A | #N/A | #N/A | #N/A | #N/A | #N/A | #N/A | #N/A | #N/A | #N/A | #N/A | #N/A | #N/A | #N/A | #N/A | #N/A | #N/A | #N/A | #N/A | #N/A | #N/A | #N/A
[7 empty] | 4 | 29 | 2840 | 8 | 2020-04-29 | Monday | 1 | No | #N/A | #N/A | #N/A | #N/A | #N/A | #N/A | #N/A | #N/A | #N/A | #N/A | #N/A | #N/A | #N/A | #N/A | #N/A | #N/A | #N/A | #N/A | #N/A | #N/A | #N/A | #N/A | #N/A | #N/A | #N/A | #N/A | #N/A | #N/A | #N/A | #N/A | #N/A | #N/A | #N/A | #N/A | #N/A | #N/A
[7 empty] | 4 | 29 | 2841 | 9 | 2020-04-29 | Monday | 1 | No | #N/A | #N/A | #N/A | #N/A | #N/A | #N/A | #N/A | #N/A | #N/A | #N/A | #N/A | #N/A | #N/A | #N/A | #N/A | #N/A | #N/A | #N/A | #N/A | #N/A | #N/A | #N/A | #N/A | #N/A | #N/A | #N/A | #N/A | #N/A | #N/A | #N/A | #N/A | #N/A | #N/A | #N/A | #N/A | #N/A
[7 empty] | 4 | 29 | 2842 | 10 | 2020-04-29 | Monday | 1 | No | #N/A | #N/A | #N/A | #N/A | #N/A | #N/A | #N/A | #N/A | #N/A | #N/A | #N/A | #N/A | #N/A | #N/A | #N/A | #N/A | #N/A | #N/A | #N/A | #N/A | #N/A | #N/A | #N/A | #N/A | #N/A | #N/A | #N/A | #N/A | #N/A | #N/A | #N/A | #N/A | #N/A | #N/A | #N/A | #N/A
[7 empty] | 4 | 29 | 2843 | 11 | 2020-04-29 | Monday | 1 | No | #N/A | #N/A | #N/A | #N/A | #N/A | #N/A | #N/A | #N/A | #N/A | #N/A | #N/A | #N/A | #N/A | #N/A | #N/A | #N/A | #N/A | #N/A | #N/A | #N/A | #N/A | #N/A | #N/A | #N/A | #N/A | #N/A | #N/A | #N/A | #N/A | #N/A | #N/A | #N/A | #N/A | #N/A | #N/A | #N/A
[7 empty] | 4 | 29 | 2844 | 12 | 2020-04-29 | Monday | 1 | No | #N/A | #N/A | #N/A | #N/A | #N/A | #N/A | #N/A | #N/A | #N/A | #N/A | #N/A | #N/A | #N/A | #N/A | #N/A | #N/A | #N/A | #N/A | #N/A | #N/A | #N/A | #N/A | #N/A | #N/A | #N/A | #N/A | #N/A | #N/A | #N/A | #N/A | #N/A | #N/A | #N/A | #N/A | #N/A | #N/A
[7 empty] | 4 | 29 | 2845 | 13 | 2020-04-29 | Monday | 1 | No | #N/A | #N/A | #N/A | #N/A | #N/A | #N/A | #N/A | #N/A | #N/A | #N/A | #N/A | #N/A | #N/A | #N/A | #N/A | #N/A | #N/A | #N/A | #N/A | #N/A | #N/A | #N/A | #N/A | #N/A | #N/A | #N/A | #N/A | #N/A | #N/A | #N/A | #N/A | #N/A | #N/A | #N/A | #N/A | #N/A
[7 empty] | 4 | 29 | 2846 | 14 | 2020-04-29 | Monday | 1 | No | #N/A | #N/A | #N/A | #N/A | #N/A | #N/A | #N/A | #N/A | #N/A | #N/A | #N/A | #N/A | #N/A | #N/A | #N/A | #N/A | #N/A | #N/A | #N/A | #N/A | #N/A | #N/A | #N/A | #N/A | #N/A | #N/A | #N/A | #N/A | #N/A | #N/A | #N/A | #N/A | #N/A | #N/A | #N/A | #N/A
[7 empty] | 4 | 29 | 2847 | 15 | 2020-04-29 | Monday | 1 | No | #N/A | #N/A | #N/A | #N/A | #N/A | #N/A | #N/A | #N/A | #N/A | #N/A | #N/A | #N/A | #N/A | #N/A | #N/A | #N/A | #N/A | #N/A | #N/A | #N/A | #N/A | #N/A | #N/A | #N/A | #N/A | #N/A | #N/A | #N/A | #N/A | #N/A | #N/A | #N/A | #N/A | #N/A | #N/A | #N/A
[7 empty] | 4 | 29 | 2848 | 16 | 2020-04-29 | Monday | 1 | No | #N/A | #N/A | #N/A | #N/A | #N/A | #N/A | #N/A | #N/A | #N/A | #N/A | #N/A | #N/A | #N/A | #N/A | #N/A | #N/A | #N/A | #N/A | #N/A | #N/A | #N/A | #N/A | #N/A | #N/A | #N/A | #N/A | #N/A | #N/A | #N/A | #N/A | #N/A | #N/A | #N/A | #N/A | #N/A | #N/A
[7 empty] | 4 | 29 | 2849 | 17 | 2020-04-29 | Monday | 1 | No | #N/A | #N/A | #N/A | #N/A | #N/A | #N/A | #N/A | #N/A | #N/A | #N/A | #N/A | #N/A | #N/A | #N/A | #N/A | #N/A | #N/A | #N/A | #N/A | #N/A | #N/A | #N/A | #N/A | #N/A | #N/A | #N/A | #N/A | #N/A | #N/A | #N/A | #N/A | #N/A | #N/A | #N/A | #N/A | #N/A
[7 empty] | 4 | 29 | 2850 | 18 | 2020-04-29 | Monday | 1 | No | #N/A | #N/A | #N/A | #N/A | #N/A | #N/A | #N/A | #N/A | #N/A | #N/A | #N/A | #N/A | #N/A | #N/A | #N/A | #N/A | #N/A | #N/A | #N/A | #N/A | #N/A | #N/A | #N/A | #N/A | #N/A | #N/A | #N/A | #N/A | #N/A | #N/A | #N/A | #N/A | #N/A | #N/A | #N/A | #N/A
[7 empty] | 4 | 29 | 2851 | 19 | 2020-04-29 | Monday | 1 | No | #N/A | #N/A | #N/A | #N/A | #N/A | #N/A | #N/A | #N/A | #N/A | #N/A | #N/A | #N/A | #N/A | #N/A | #N/A | #N/A | #N/A | #N/A | #N/A | #N/A | #N/A | #N/A | #N/A | #N/A | #N/A | #N/A | #N/A | #N/A | #N/A | #N/A | #N/A | #N/A | #N/A | #N/A | #N/A | #N/A
[7 empty] | 4 | 29 | 2852 | 20 | 2020-04-29 | Monday | 1 | No | #N/A | #N/A | #N/A | #N/A | #N/A | #N/A | #N/A | #N/A | #N/A | #N/A | #N/A | #N/A | #N/A | #N/A | #N/A | #N/A | #N/A | #N/A | #N/A | #N/A | #N/A | #N/A | #N/A | #N/A | #N/A | #N/A | #N/A | #N/A | #N/A | #N/A | #N/A | #N/A | #N/A | #N/A | #N/A | #N/A
[7 empty] | 4 | 29 | 2853 | 21 | 2020-04-29 | Monday | 1 | No | #N/A | #N/A | #N/A | #N/A | #N/A | #N/A | #N/A | #N/A | #N/A | #N/A | #N/A | #N/A | #N/A | #N/A | #N/A | #N/A | #N/A | #N/A | #N/A | #N/A | #N/A | #N/A | #N/A | #N/A | #N/A | #N/A | #N/A | #N/A | #N/A | #N/A | #N/A | #N/A | #N/A | #N/A | #N/A | #N/A
[7 empty] | 4 | 29 | 2854 | 22 | 2020-04-29 | Monday | 1 | No | #N/A | #N/A | #N/A | #N/A | #N/A | #N/A | #N/A | #N/A | #N/A | #N/A | #N/A | #N/A | #N/A | #N/A | #N/A | #N/A | #N/A | #N/A | #N/A | #N/A | #N/A | #N/A | #N/A | #N/A | #N/A | #N/A | #N/A | #N/A | #N/A | #N/A | #N/A | #N/A | #N/A | #N/A | #N/A | #N/A
[7 empty] | 4 | 29 | 2855 | 23 | 2020-04-29 | Monday | 1 | No | #N/A | #N/A | #N/A | #N/A | #N/A | #N/A | #N/A | #N/A | #N/A | #N/A | #N/A | #N/A | #N/A | #N/A | #N/A | #N/A | #N/A | #N/A | #N/A | #N/A | #N/A | #N/A | #N/A | #N/A | #N/A | #N/A | #N/A | #N/A | #N/A | #N/A | #N/A | #N/A | #N/A | #N/A | #N/A | #N/A
[7 empty] | 4 | 29 | 2856 | 24 | 2020-04-29 | Monday | 1 | No | #N/A | #N/A | #N/A | #N/A | #N/A | #N/A | #N/A | #N/A | #N/A | #N/A | #N/A | #N/A | #N/A | #N/A | #N/A | #N/A | #N/A | #N/A | #N/A | #N/A | #N/A | #N/A | #N/A | #N/A | #N/A | #N/A | #N/A | #N/A | #N/A | #N/A | #N/A | #N/A | #N/A | #N/A | #N/A | #N/A
[7 empty] | 4 | 30 | 2857 | 1 | 2020-04-30 | Tuesday | 2 | No | #N/A | #N/A | #N/A | #N/A | #N/A | #N/A | #N/A | #N/A | #N/A | #N/A | #N/A | #N/A | #N/A | #N/A | #N/A | #N/A | #N/A | #N/A | #N/A | #N/A | #N/A | #N/A | #N/A | #N/A | #N/A | #N/A | #N/A | #N/A | #N/A | #N/A | #N/A | #N/A | #N/A | #N/A | #N/A | #N/A
[7 empty] | 4 | 30 | 2858 | 2 | 2020-04-30 | Tuesday | 2 | No | #N/A | #N/A | #N/A | #N/A | #N/A | #N/A | #N/A | #N/A | #N/A | #N/A | #N/A | #N/A | #N/A | #N/A | #N/A | #N/A | #N/A | #N/A | #N/A | #N/A | #N/A | #N/A | #N/A | #N/A | #N/A | #N/A | #N/A | #N/A | #N/A | #N/A | #N/A | #N/A | #N/A | #N/A | #N/A | #N/A
[7 empty] | 4 | 30 | 2859 | 3 | 2020-04-30 | Tuesday | 2 | No | #N/A | #N/A | #N/A | #N/A | #N/A | #N/A | #N/A | #N/A | #N/A | #N/A | #N/A | #N/A | #N/A | #N/A | #N/A | #N/A | #N/A | #N/A | #N/A | #N/A | #N/A | #N/A | #N/A | #N/A | #N/A | #N/A | #N/A | #N/A | #N/A | #N/A | #N/A | #N/A | #N/A | #N/A | #N/A | #N/A
[7 empty] | 4 | 30 | 2860 | 4 | 2020-04-30 | Tuesday | 2 | No | #N/A | #N/A | #N/A | #N/A | #N/A | #N/A | #N/A | #N/A | #N/A | #N/A | #N/A | #N/A | #N/A | #N/A | #N/A | #N/A | #N/A | #N/A | #N/A | #N/A | #N/A | #N/A | #N/A | #N/A | #N/A | #N/A | #N/A | #N/A | #N/A | #N/A | #N/A | #N/A | #N/A | #N/A | #N/A | #N/A
[7 empty] | 4 | 30 | 2861 | 5 | 2020-04-30 | Tuesday | 2 | No | #N/A | #N/A | #N/A | #N/A | #N/A | #N/A | #N/A | #N/A | #N/A | #N/A | #N/A | #N/A | #N/A | #N/A | #N/A | #N/A | #N/A | #N/A | #N/A | #N/A | #N/A | #N/A | #N/A | #N/A | #N/A | #N/A | #N/A | #N/A | #N/A | #N/A | #N/A | #N/A | #N/A | #N/A | #N/A | #N/A
[7 empty] | 4 | 30 | 2862 | 6 | 2020-04-30 | Tuesday | 2 | No | #N/A | #N/A | #N/A | #N/A | #N/A | #N/A | #N/A | #N/A | #N/A | #N/A | #N/A | #N/A | #N/A | #N/A | #N/A | #N/A | #N/A | #N/A | #N/A | #N/A | #N/A | #N/A | #N/A | #N/A | #N/A | #N/A | #N/A | #N/A | #N/A | #N/A | #N/A | #N/A | #N/A | #N/A | #N/A | #N/A
[7 empty] | 4 | 30 | 2863 | 7 | 2020-04-30 | Tuesday | 2 | No | #N/A | #N/A | #N/A | #N/A | #N/A | #N/A | #N/A | #N/A | #N/A | #N/A | #N/A | #N/A | #N/A | #N/A | #N/A | #N/A | #N/A | #N/A | #N/A | #N/A | #N/A | #N/A | #N/A | #N/A | #N/A | #N/A | #N/A | #N/A | #N/A | #N/A | #N/A | #N/A | #N/A | #N/A | #N/A | #N/A
[7 empty] | 4 | 30 | 2864 | 8 | 2020-04-30 | Tuesday | 2 | No | #N/A | #N/A | #N/A | #N/A | #N/A | #N/A | #N/A | #N/A | #N/A | #N/A | #N/A | #N/A | #N/A | #N/A | #N/A | #N/A | #N/A | #N/A | #N/A | #N/A | #N/A | #N/A | #N/A | #N/A | #N/A | #N/A | #N/A | #N/A | #N/A | #N/A | #N/A | #N/A | #N/A | #N/A | #N/A | #N/A
[7 empty] | 4 | 30 | 2865 | 9 | 2020-04-30 | Tuesday | 2 | No | #N/A | #N/A | #N/A | #N/A | #N/A | #N/A | #N/A | #N/A | #N/A | #N/A | #N/A | #N/A | #N/A | #N/A | #N/A | #N/A | #N/A | #N/A | #N/A | #N/A | #N/A | #N/A | #N/A | #N/A | #N/A | #N/A | #N/A | #N/A | #N/A | #N/A | #N/A | #N/A | #N/A | #N/A | #N/A | #N/A
[7 empty] | 4 | 30 | 2866 | 10 | 2020-04-30 | Tuesday | 2 | No | #N/A | #N/A | #N/A | #N/A | #N/A | #N/A | #N/A | #N/A | #N/A | #N/A | #N/A | #N/A | #N/A | #N/A | #N/A | #N/A | #N/A | #N/A | #N/A | #N/A | #N/A | #N/A | #N/A | #N/A | #N/A | #N/A | #N/A | #N/A | #N/A | #N/A | #N/A | #N/A | #N/A | #N/A | #N/A | #N/A
[7 empty] | 4 | 30 | 2867 | 11 | 2020-04-30 | Tuesday | 2 | No | #N/A | #N/A | #N/A | #N/A | #N/A | #N/A | #N/A | #N/A | #N/A | #N/A | #N/A | #N/A | #N/A | #N/A | #N/A | #N/A | #N/A | #N/A | #N/A | #N/A | #N/A | #N/A | #N/A | #N/A | #N/A | #N/A | #N/A | #N/A | #N/A | #N/A | #N/A | #N/A | #N/A | #N/A | #N/A | #N/A
[7 empty] | 4 | 30 | 2868 | 12 | 2020-04-30 | Tuesday | 2 | No | #N/A | #N/A | #N/A | #N/A | #N/A | #N/A | #N/A | #N/A | #N/A | #N/A | #N/A | #N/A | #N/A | #N/A | #N/A | #N/A | #N/A | #N/A | #N/A | #N/A | #N/A | #N/A | #N/A | #N/A | #N/A | #N/A | #N/A | #N/A | #N/A | #N/A | #N/A | #N/A | #N/A | #N/A | #N/A | #N/A
[7 empty] | 4 | 30 | 2869 | 13 | 2020-04-30 | Tuesday | 2 | No | #N/A | #N/A | #N/A | #N/A | #N/A | #N/A | #N/A | #N/A | #N/A | #N/A | #N/A | #N/A | #N/A | #N/A | #N/A | #N/A | #N/A | #N/A | #N/A | #N/A | #N/A | #N/A | #N/A | #N/A | #N/A | #N/A | #N/A | #N/A | #N/A | #N/A | #N/A | #N/A | #N/A | #N/A | #N/A | #N/A
[7 empty] | 4 | 30 | 2870 | 14 | 2020-04-30 | Tuesday | 2 | No | #N/A | #N/A | #N/A | #N/A | #N/A | #N/A | #N/A | #N/A | #N/A | #N/A | #N/A | #N/A | #N/A | #N/A | #N/A | #N/A | #N/A | #N/A | #N/A | #N/A | #N/A | #N/A | #N/A | #N/A | #N/A | #N/A | #N/A | #N/A | #N/A | #N/A | #N/A | #N/A | #N/A | #N/A | #N/A | #N/A
[7 empty] | 4 | 30 | 2871 | 15 | 2020-04-30 | Tuesday | 2 | No | #N/A | #N/A | #N/A | #N/A | #N/A | #N/A | #N/A | #N/A | #N/A | #N/A | #N/A | #N/A | #N/A | #N/A | #N/A | #N/A | #N/A | #N/A | #N/A | #N/A | #N/A | #N/A | #N/A | #N/A | #N/A | #N/A | #N/A | #N/A | #N/A | #N/A | #N/A | #N/A | #N/A | #N/A | #N/A | #N/A
[7 empty] | 4 | 30 | 2872 | 16 | 2020-04-30 | Tuesday | 2 | No | #N/A | #N/A | #N/A | #N/A | #N/A | #N/A | #N/A | #N/A | #N/A | #N/A | #N/A | #N/A | #N/A | #N/A | #N/A | #N/A | #N/A | #N/A | #N/A | #N/A | #N/A | #N/A | #N/A | #N/A | #N/A | #N/A | #N/A | #N/A | #N/A | #N/A | #N/A | #N/A | #N/A | #N/A | #N/A | #N/A
[7 empty] | 4 | 30 | 2873 | 17 | 2020-04-30 | Tuesday | 2 | No | #N/A | #N/A | #N/A | #N/A | #N/A | #N/A | #N/A | #N/A | #N/A | #N/A | #N/A | #N/A | #N/A | #N/A | #N/A | #N/A | #N/A | #N/A | #N/A | #N/A | #N/A | #N/A | #N/A | #N/A | #N/A | #N/A | #N/A | #N/A | #N/A | #N/A | #N/A | #N/A | #N/A | #N/A | #N/A | #N/A
[7 empty] | 4 | 30 | 2874 | 18 | 2020-04-30 | Tuesday | 2 | No | #N/A | #N/A | #N/A | #N/A | #N/A | #N/A | #N/A | #N/A | #N/A | #N/A | #N/A | #N/A | #N/A | #N/A | #N/A | #N/A | #N/A | #N/A | #N/A | #N/A | #N/A | #N/A | #N/A | #N/A | #N/A | #N/A | #N/A | #N/A | #N/A | #N/A | #N/A | #N/A | #N/A | #N/A | #N/A | #N/A
[7 empty] | 4 | 30 | 2875 | 19 | 2020-04-30 | Tuesday | 2 | No | #N/A | #N/A | #N/A | #N/A | #N/A | #N/A | #N/A | #N/A | #N/A | #N/A | #N/A | #N/A | #N/A | #N/A | #N/A | #N/A | #N/A | #N/A | #N/A | #N/A | #N/A | #N/A | #N/A | #N/A | #N/A | #N/A | #N/A | #N/A | #N/A | #N/A | #N/A | #N/A | #N/A | #N/A | #N/A | #N/A
[7 empty] | 4 | 30 | 2876 | 20 | 2020-04-30 | Tuesday | 2 | No | #N/A | #N/A | #N/A | #N/A | #N/A | #N/A | #N/A | #N/A | #N/A | #N/A | #N/A | #N/A | #N/A | #N/A | #N/A | #N/A | #N/A | #N/A | #N/A | #N/A | #N/A | #N/A | #N/A | #N/A | #N/A | #N/A | #N/A | #N/A | #N/A | #N/A | #N/A | #N/A | #N/A | #N/A | #N/A | #N/A
[7 empty] | 4 | 30 | 2877 | 21 | 2020-04-30 | Tuesday | 2 | No | #N/A | #N/A | #N/A | #N/A | #N/A | #N/A | #N/A | #N/A | #N/A | #N/A | #N/A | #N/A | #N/A | #N/A | #N/A | #N/A | #N/A | #N/A | #N/A | #N/A | #N/A | #N/A | #N/A | #N/A | #N/A | #N/A | #N/A | #N/A | #N/A | #N/A | #N/A | #N/A | #N/A | #N/A | #N/A | #N/A
[7 empty] | 4 | 30 | 2878 | 22 | 2020-04-30 | Tuesday | 2 | No | #N/A | #N/A | #N/A | #N/A | #N/A | #N/A | #N/A | #N/A | #N/A | #N/A | #N/A | #N/A | #N/A | #N/A | #N/A | #N/A | #N/A | #N/A | #N/A | #N/A | #N/A | #N/A | #N/A | #N/A | #N/A | #N/A | #N/A | #N/A | #N/A | #N/A | #N/A | #N/A | #N/A | #N/A | #N/A | #N/A
[7 empty] | 4 | 30 | 2879 | 23 | 2020-04-30 | Tuesday | 2 | No | #N/A | #N/A | #N/A | #N/A | #N/A | #N/A | #N/A | #N/A | #N/A | #N/A | #N/A | #N/A | #N/A | #N/A | #N/A | #N/A | #N/A | #N/A | #N/A | #N/A | #N/A | #N/A | #N/A | #N/A | #N/A | #N/A | #N/A | #N/A | #N/A | #N/A | #N/A | #N/A | #N/A | #N/A | #N/A | #N/A
[7 empty] | 4 | 30 | 2880 | 24 | 2020-04-30 | Tuesday | 2 | No | #N/A | #N/A | #N/A | #N/A | #N/A | #N/A | #N/A | #N/A | #N/A | #N/A | #N/A | #N/A | #N/A | #N/A | #N/A | #N/A | #N/A | #N/A | #N/A | #N/A | #N/A | #N/A | #N/A | #N/A | #N/A | #N/A | #N/A | #N/A | #N/A | #N/A | #N/A | #N/A | #N/A | #N/A | #N/A | #N/A
[7 empty] | 5 | 1 | 2881 | 1 | 2020-05-01 | Wednesday | 3 | No | #N/A | #N/A | #N/A | #N/A | #N/A | #N/A | #N/A | #N/A | #N/A | #N/A | #N/A | #N/A | #N/A | #N/A | #N/A | #N/A | #N/A | #N/A | #N/A | #N/A | #N/A | #N/A | #N/A | #N/A | #N/A | #N/A | #N/A | #N/A | #N/A | #N/A | #N/A | #N/A | #N/A | #N/A | #N/A | #N/A
[7 empty] | 5 | 1 | 2882 | 2 | 2020-05-01 | Wednesday | 3 | No | #N/A | #N/A | #N/A | #N/A | #N/A | #N/A | #N/A | #N/A | #N/A | #N/A | #N/A | #N/A | #N/A | #N/A | #N/A | #N/A | #N/A | #N/A | #N/A | #N/A | #N/A | #N/A | #N/A | #N/A | #N/A | #N/A | #N/A | #N/A | #N/A | #N/A | #N/A | #N/A | #N/A | #N/A | #N/A | #N/A
[7 empty] | 5 | 1 | 2883 | 3 | 2020-05-01 | Wednesday | 3 | No | #N/A | #N/A | #N/A | #N/A | #N/A | #N/A | #N/A | #N/A | #N/A | #N/A | #N/A | #N/A | #N/A | #N/A | #N/A | #N/A | #N/A | #N/A | #N/A | #N/A | #N/A | #N/A | #N/A | #N/A | #N/A | #N/A | #N/A | #N/A | #N/A | #N/A | #N/A | #N/A | #N/A | #N/A | #N/A | #N/A
[7 empty] | 5 | 1 | 2884 | 4 | 2020-05-01 | Wednesday | 3 | No | #N/A | #N/A | #N/A | #N/A | #N/A | #N/A | #N/A | #N/A | #N/A | #N/A | #N/A | #N/A | #N/A | #N/A | #N/A | #N/A | #N/A | #N/A | #N/A | #N/A | #N/A | #N/A | #N/A | #N/A | #N/A | #N/A | #N/A | #N/A | #N/A | #N/A | #N/A | #N/A | #N/A | #N/A | #N/A | #N/A
[7 empty] | 5 | 1 | 2885 | 5 | 2020-05-01 | Wednesday | 3 | No | #N/A | #N/A | #N/A | #N/A | #N/A | #N/A | #N/A | #N/A | #N/A | #N/A | #N/A | #N/A | #N/A | #N/A | #N/A | #N/A | #N/A | #N/A | #N/A | #N/A | #N/A | #N/A | #N/A | #N/A | #N/A | #N/A | #N/A | #N/A | #N/A | #N/A | #N/A | #N/A | #N/A | #N/A | #N/A | #N/A
[7 empty] | 5 | 1 | 2886 | 6 | 2020-05-01 | Wednesday | 3 | No | #N/A | #N/A | #N/A | #N/A | #N/A | #N/A | #N/A | #N/A | #N/A | #N/A | #N/A | #N/A | #N/A | #N/A | #N/A | #N/A | #N/A | #N/A | #N/A | #N/A | #N/A | #N/A | #N/A | #N/A | #N/A | #N/A | #N/A | #N/A | #N/A | #N/A | #N/A | #N/A | #N/A | #N/A | #N/A | #N/A
[7 empty] | 5 | 1 | 2887 | 7 | 2020-05-01 | Wednesday | 3 | No | #N/A | #N/A | #N/A | #N/A | #N/A | #N/A | #N/A | #N/A | #N/A | #N/A | #N/A | #N/A | #N/A | #N/A | #N/A | #N/A | #N/A | #N/A | #N/A | #N/A | #N/A | #N/A | #N/A | #N/A | #N/A | #N/A | #N/A | #N/A | #N/A | #N/A | #N/A | #N/A | #N/A | #N/A | #N/A | #N/A
[7 empty] | 5 | 1 | 2888 | 8 | 2020-05-01 | Wednesday | 3 | No | #N/A | #N/A | #N/A | #N/A | #N/A | #N/A | #N/A | #N/A | #N/A | #N/A | #N/A | #N/A | #N/A | #N/A | #N/A | #N/A | #N/A | #N/A | #N/A | #N/A | #N/A | #N/A | #N/A | #N/A | #N/A | #N/A | #N/A | #N/A | #N/A | #N/A | #N/A | #N/A | #N/A | #N/A | #N/A | #N/A
[7 empty] | 5 | 1 | 2889 | 9 | 2020-05-01 | Wednesday | 3 | No | #N/A | #N/A | #N/A | #N/A | #N/A | #N/A | #N/A | #N/A | #N/A | #N/A | #N/A | #N/A | #N/A | #N/A | #N/A | #N/A | #N/A | #N/A | #N/A | #N/A | #N/A | #N/A | #N/A | #N/A | #N/A | #N/A | #N/A | #N/A | #N/A | #N/A | #N/A | #N/A | #N/A | #N/A | #N/A | #N/A
[7 empty] | 5 | 1 | 2890 | 10 | 2020-05-01 | Wednesday | 3 | No | #N/A | #N/A | #N/A | #N/A | #N/A | #N/A | #N/A | #N/A | #N/A | #N/A | #N/A | #N/A | #N/A | #N/A | #N/A | #N/A | #N/A | #N/A | #N/A | #N/A | #N/A | #N/A | #N/A | #N/A | #N/A | #N/A | #N/A | #N/A | #N/A | #N/A | #N/A | #N/A | #N/A | #N/A | #N/A | #N/A
[7 empty] | 5 | 1 | 2891 | 11 | 2020-05-01 | Wednesday | 3 | No | #N/A | #N/A | #N/A | #N/A | #N/A | #N/A | #N/A | #N/A | #N/A | #N/A | #N/A | #N/A | #N/A | #N/A | #N/A | #N/A | #N/A | #N/A | #N/A | #N/A | #N/A | #N/A | #N/A | #N/A | #N/A | #N/A | #N/A | #N/A | #N/A | #N/A | #N/A | #N/A | #N/A | #N/A | #N/A | #N/A
[7 empty] | 5 | 1 | 2892 | 12 | 2020-05-01 | Wednesday | 3 | No | #N/A | #N/A | #N/A | #N/A | #N/A | #N/A | #N/A | #N/A | #N/A | #N/A | #N/A | #N/A | #N/A | #N/A | #N/A | #N/A | #N/A | #N/A | #N/A | #N/A | #N/A | #N/A | #N/A | #N/A | #N/A | #N/A | #N/A | #N/A | #N/A | #N/A | #N/A | #N/A | #N/A | #N/A | #N/A | #N/A
[7 empty] | 5 | 1 | 2893 | 13 | 2020-05-01 | Wednesday | 3 | No | #N/A | #N/A | #N/A | #N/A | #N/A | #N/A | #N/A | #N/A | #N/A | #N/A | #N/A | #N/A | #N/A | #N/A | #N/A | #N/A | #N/A | #N/A | #N/A | #N/A | #N/A | #N/A | #N/A | #N/A | #N/A | #N/A | #N/A | #N/A | #N/A | #N/A | #N/A | #N/A | #N/A | #N/A | #N/A | #N/A
[7 empty] | 5 | 1 | 2894 | 14 | 2020-05-01 | Wednesday | 3 | No | #N/A | #N/A | #N/A | #N/A | #N/A | #N/A | #N/A | #N/A | #N/A | #N/A | #N/A | #N/A | #N/A | #N/A | #N/A | #N/A | #N/A | #N/A | #N/A | #N/A | #N/A | #N/A | #N/A | #N/A | #N/A | #N/A | #N/A | #N/A | #N/A | #N/A | #N/A | #N/A | #N/A | #N/A | #N/A | #N/A
[7 empty] | 5 | 1 | 2895 | 15 | 2020-05-01 | Wednesday | 3 | No | #N/A | #N/A | #N/A | #N/A | #N/A | #N/A | #N/A | #N/A | #N/A | #N/A | #N/A | #N/A | #N/A | #N/A | #N/A | #N/A | #N/A | #N/A | #N/A | #N/A | #N/A | #N/A | #N/A | #N/A | #N/A | #N/A | #N/A | #N/A | #N/A | #N/A | #N/A | #N/A | #N/A | #N/A | #N/A | #N/A
[7 empty] | 5 | 1 | 2896 | 16 | 2020-05-01 | Wednesday | 3 | No | #N/A | #N/A | #N/A | #N/A | #N/A | #N/A | #N/A | #N/A | #N/A | #N/A | #N/A | #N/A | #N/A | #N/A | #N/A | #N/A | #N/A | #N/A | #N/A | #N/A | #N/A | #N/A | #N/A | #N/A | #N/A | #N/A | #N/A | #N/A | #N/A | #N/A | #N/A | #N/A | #N/A | #N/A | #N/A | #N/A
[7 empty] | 5 | 1 | 2897 | 17 | 2020-05-01 | Wednesday | 3 | No | #N/A | #N/A | #N/A | #N/A | #N/A | #N/A | #N/A | #N/A | #N/A | #N/A | #N/A | #N/A | #N/A | #N/A | #N/A | #N/A | #N/A | #N/A | #N/A | #N/A | #N/A | #N/A | #N/A | #N/A | #N/A | #N/A | #N/A | #N/A | #N/A | #N/A | #N/A | #N/A | #N/A | #N/A | #N/A | #N/A
[7 empty] | 5 | 1 | 2898 | 18 | 2020-05-01 | Wednesday | 3 | No | #N/A | #N/A | #N/A | #N/A | #N/A | #N/A | #N/A | #N/A | #N/A | #N/A | #N/A | #N/A | #N/A | #N/A | #N/A | #N/A | #N/A | #N/A | #N/A | #N/A | #N/A | #N/A | #N/A | #N/A | #N/A | #N/A | #N/A | #N/A | #N/A | #N/A | #N/A | #N/A | #N/A | #N/A | #N/A | #N/A
[7 empty] | 5 | 1 | 2899 | 19 | 2020-05-01 | Wednesday | 3 | No | #N/A | #N/A | #N/A | #N/A | #N/A | #N/A | #N/A | #N/A | #N/A | #N/A | #N/A | #N/A | #N/A | #N/A | #N/A | #N/A | #N/A | #N/A | #N/A | #N/A | #N/A | #N/A | #N/A | #N/A | #N/A | #N/A | #N/A | #N/A | #N/A | #N/A | #N/A | #N/A | #N/A | #N/A | #N/A | #N/A
[7 empty] | 5 | 1 | 2900 | 20 | 2020-05-01 | Wednesday | 3 | No | #N/A | #N/A | #N/A | #N/A | #N/A | #N/A | #N/A | #N/A | #N/A | #N/A | #N/A | #N/A | #N/A | #N/A | #N/A | #N/A | #N/A | #N/A | #N/A | #N/A | #N/A | #N/A | #N/A | #N/A | #N/A | #N/A | #N/A | #N/A | #N/A | #N/A | #N/A | #N/A | #N/A | #N/A | #N/A | #N/A
[7 empty] | 5 | 1 | 2901 | 21 | 2020-05-01 | Wednesday | 3 | No | #N/A | #N/A | #N/A | #N/A | #N/A | #N/A | #N/A | #N/A | #N/A | #N/A | #N/A | #N/A | #N/A | #N/A | #N/A | #N/A | #N/A | #N/A | #N/A | #N/A | #N/A | #N/A | #N/A | #N/A | #N/A | #N/A | #N/A | #N/A | #N/A | #N/A | #N/A | #N/A | #N/A | #N/A | #N/A | #N/A
[7 empty] | 5 | 1 | 2902 | 22 | 2020-05-01 | Wednesday | 3 | No | #N/A | #N/A | #N/A | #N/A | #N/A | #N/A | #N/A | #N/A | #N/A | #N/A | #N/A | #N/A | #N/A | #N/A | #N/A | #N/A | #N/A | #N/A | #N/A | #N/A | #N/A | #N/A | #N/A | #N/A | #N/A | #N/A | #N/A | #N/A | #N/A | #N/A | #N/A | #N/A | #N/A | #N/A | #N/A | #N/A
[7 empty] | 5 | 1 | 2903 | 23 | 2020-05-01 | Wednesday | 3 | No | #N/A | #N/A | #N/A | #N/A | #N/A | #N/A | #N/A | #N/A | #N/A | #N/A | #N/A | #N/A | #N/A | #N/A | #N/A | #N/A | #N/A | #N/A | #N/A | #N/A | #N/A | #N/A | #N/A | #N/A | #N/A | #N/A | #N/A | #N/A | #N/A | #N/A | #N/A | #N/A | #N/A | #N/A | #N/A | #N/A
[7 empty] | 5 | 1 | 2904 | 24 | 2020-05-01 | Wednesday | 3 | No | #N/A | #N/A | #N/A | #N/A | #N/A | #N/A | #N/A | #N/A | #N/A | #N/A | #N/A | #N/A | #N/A | #N/A | #N/A | #N/A | #N/A | #N/A | #N/A | #N/A | #N/A | #N/A | #N/A | #N/A | #N/A | #N/A | #N/A | #N/A | #N/A | #N/A | #N/A | #N/A | #N/A | #N/A | #N/A | #N/A
[7 empty] | 5 | 2 | 2905 | 1 | 2020-05-02 | Thursday | 4 | No | #N/A | #N/A | #N/A | #N/A | #N/A | #N/A | #N/A | #N/A | #N/A | #N/A | #N/A | #N/A | #N/A | #N/A | #N/A | #N/A | #N/A | #N/A | #N/A | #N/A | #N/A | #N/A | #N/A | #N/A | #N/A | #N/A | #N/A | #N/A | #N/A | #N/A | #N/A | #N/A | #N/A | #N/A | #N/A | #N/A
[7 empty] | 5 | 2 | 2906 | 2 | 2020-05-02 | Thursday | 4 | No | #N/A | #N/A | #N/A | #N/A | #N/A | #N/A | #N/A | #N/A | #N/A | #N/A | #N/A | #N/A | #N/A | #N/A | #N/A | #N/A | #N/A | #N/A | #N/A | #N/A | #N/A | #N/A | #N/A | #N/A | #N/A | #N/A | #N/A | #N/A | #N/A | #N/A | #N/A | #N/A | #N/A | #N/A | #N/A | #N/A
[7 empty] | 5 | 2 | 2907 | 3 | 2020-05-02 | Thursday | 4 | No | #N/A | #N/A | #N/A | #N/A | #N/A | #N/A | #N/A | #N/A | #N/A | #N/A | #N/A | #N/A | #N/A | #N/A | #N/A | #N/A | #N/A | #N/A | #N/A | #N/A | #N/A | #N/A | #N/A | #N/A | #N/A | #N/A | #N/A | #N/A | #N/A | #N/A | #N/A | #N/A | #N/A | #N/A | #N/A | #N/A
[7 empty] | 5 | 2 | 2908 | 4 | 2020-05-02 | Thursday | 4 | No | #N/A | #N/A | #N/A | #N/A | #N/A | #N/A | #N/A | #N/A | #N/A | #N/A | #N/A | #N/A | #N/A | #N/A | #N/A | #N/A | #N/A | #N/A | #N/A | #N/A | #N/A | #N/A | #N/A | #N/A | #N/A | #N/A | #N/A | #N/A | #N/A | #N/A | #N/A | #N/A | #N/A | #N/A | #N/A | #N/A
[7 empty] | 5 | 2 | 2909 | 5 | 2020-05-02 | Thursday | 4 | No | #N/A | #N/A | #N/A | #N/A | #N/A | #N/A | #N/A | #N/A | #N/A | #N/A | #N/A | #N/A | #N/A | #N/A | #N/A | #N/A | #N/A | #N/A | #N/A | #N/A | #N/A | #N/A | #N/A | #N/A | #N/A | #N/A | #N/A | #N/A | #N/A | #N/A | #N/A | #N/A | #N/A | #N/A | #N/A | #N/A
[7 empty] | 5 | 2 | 2910 | 6 | 2020-05-02 | Thursday | 4 | No | #N/A | #N/A | #N/A | #N/A | #N/A | #N/A | #N/A | #N/A | #N/A | #N/A | #N/A | #N/A | #N/A | #N/A | #N/A | #N/A | #N/A | #N/A | #N/A | #N/A | #N/A | #N/A | #N/A | #N/A | #N/A | #N/A | #N/A | #N/A | #N/A | #N/A | #N/A | #N/A | #N/A | #N/A | #N/A | #N/A
[7 empty] | 5 | 2 | 2911 | 7 | 2020-05-02 | Thursday | 4 | No | #N/A | #N/A | #N/A | #N/A | #N/A | #N/A | #N/A | #N/A | #N/A | #N/A | #N/A | #N/A | #N/A | #N/A | #N/A | #N/A | #N/A | #N/A | #N/A | #N/A | #N/A | #N/A | #N/A | #N/A | #N/A | #N/A | #N/A | #N/A | #N/A | #N/A | #N/A | #N/A | #N/A | #N/A | #N/A | #N/A
[7 empty] | 5 | 2 | 2912 | 8 | 2020-05-02 | Thursday | 4 | No | #N/A | #N/A | #N/A | #N/A | #N/A | #N/A | #N/A | #N/A | #N/A | #N/A | #N/A | #N/A | #N/A | #N/A | #N/A | #N/A | #N/A | #N/A | #N/A | #N/A | #N/A | #N/A | #N/A | #N/A | #N/A | #N/A | #N/A | #N/A | #N/A | #N/A | #N/A | #N/A | #N/A | #N/A | #N/A | #N/A
[7 empty] | 5 | 2 | 2913 | 9 | 2020-05-02 | Thursday | 4 | No | #N/A | #N/A | #N/A | #N/A | #N/A | #N/A | #N/A | #N/A | #N/A | #N/A | #N/A | #N/A | #N/A | #N/A | #N/A | #N/A | #N/A | #N/A | #N/A | #N/A | #N/A | #N/A | #N/A | #N/A | #N/A | #N/A | #N/A | #N/A | #N/A | #N/A | #N/A | #N/A | #N/A | #N/A | #N/A | #N/A
[7 empty] | 5 | 2 | 2914 | 10 | 2020-05-02 | Thursday | 4 | No | #N/A | #N/A | #N/A | #N/A | #N/A | #N/A | #N/A | #N/A | #N/A | #N/A | #N/A | #N/A | #N/A | #N/A | #N/A | #N/A | #N/A | #N/A | #N/A | #N/A | #N/A | #N/A | #N/A | #N/A | #N/A | #N/A | #N/A | #N/A | #N/A | #N/A | #N/A | #N/A | #N/A | #N/A | #N/A | #N/A
[7 empty] | 5 | 2 | 2915 | 11 | 2020-05-02 | Thursday | 4 | No | #N/A | #N/A | #N/A | #N/A | #N/A | #N/A | #N/A | #N/A | #N/A | #N/A | #N/A | #N/A | #N/A | #N/A | #N/A | #N/A | #N/A | #N/A | #N/A | #N/A | #N/A | #N/A | #N/A | #N/A | #N/A | #N/A | #N/A | #N/A | #N/A | #N/A | #N/A | #N/A | #N/A | #N/A | #N/A | #N/A
[7 empty] | 5 | 2 | 2916 | 12 | 2020-05-02 | Thursday | 4 | No | #N/A | #N/A | #N/A | #N/A | #N/A | #N/A | #N/A | #N/A | #N/A | #N/A | #N/A | #N/A | #N/A | #N/A | #N/A | #N/A | #N/A | #N/A | #N/A | #N/A | #N/A | #N/A | #N/A | #N/A | #N/A | #N/A | #N/A | #N/A | #N/A | #N/A | #N/A | #N/A | #N/A | #N/A | #N/A | #N/A
[7 empty] | 5 | 2 | 2917 | 13 | 2020-05-02 | Thursday | 4 | No | #N/A | #N/A | #N/A | #N/A | #N/A | #N/A | #N/A | #N/A | #N/A | #N/A | #N/A | #N/A | #N/A | #N/A | #N/A | #N/A | #N/A | #N/A | #N/A | #N/A | #N/A | #N/A | #N/A | #N/A | #N/A | #N/A | #N/A | #N/A | #N/A | #N/A | #N/A | #N/A | #N/A | #N/A | #N/A | #N/A
[7 empty] | 5 | 2 | 2918 | 14 | 2020-05-02 | Thursday | 4 | No | #N/A | #N/A | #N/A | #N/A | #N/A | #N/A | #N/A | #N/A | #N/A | #N/A | #N/A | #N/A | #N/A | #N/A | #N/A | #N/A | #N/A | #N/A | #N/A | #N/A | #N/A | #N/A | #N/A | #N/A | #N/A | #N/A | #N/A | #N/A | #N/A | #N/A | #N/A | #N/A | #N/A | #N/A | #N/A | #N/A
[7 empty] | 5 | 2 | 2919 | 15 | 2020-05-02 | Thursday | 4 | No | #N/A | #N/A | #N/A | #N/A | #N/A | #N/A | #N/A | #N/A | #N/A | #N/A | #N/A | #N/A | #N/A | #N/A | #N/A | #N/A | #N/A | #N/A | #N/A | #N/A | #N/A | #N/A | #N/A | #N/A | #N/A | #N/A | #N/A | #N/A | #N/A | #N/A | #N/A | #N/A | #N/A | #N/A | #N/A | #N/A
[7 empty] | 5 | 2 | 2920 | 16 | 2020-05-02 | Thursday | 4 | No | #N/A | #N/A | #N/A | #N/A | #N/A | #N/A | #N/A | #N/A | #N/A | #N/A | #N/A | #N/A | #N/A | #N/A | #N/A | #N/A | #N/A | #N/A | #N/A | #N/A | #N/A | #N/A | #N/A | #N/A | #N/A | #N/A | #N/A | #N/A | #N/A | #N/A | #N/A | #N/A | #N/A | #N/A | #N/A | #N/A
[7 empty] | 5 | 2 | 2921 | 17 | 2020-05-02 | Thursday | 4 | No | #N/A | #N/A | #N/A | #N/A | #N/A | #N/A | #N/A | #N/A | #N/A | #N/A | #N/A | #N/A | #N/A | #N/A | #N/A | #N/A | #N/A | #N/A | #N/A | #N/A | #N/A | #N/A | #N/A | #N/A | #N/A | #N/A | #N/A | #N/A | #N/A | #N/A | #N/A | #N/A | #N/A | #N/A | #N/A | #N/A
[7 empty] | 5 | 2 | 2922 | 18 | 2020-05-02 | Thursday | 4 | No | #N/A | #N/A | #N/A | #N/A | #N/A | #N/A | #N/A | #N/A | #N/A | #N/A | #N/A | #N/A | #N/A | #N/A | #N/A | #N/A | #N/A | #N/A | #N/A | #N/A | #N/A | #N/A | #N/A | #N/A | #N/A | #N/A | #N/A | #N/A | #N/A | #N/A | #N/A | #N/A | #N/A | #N/A | #N/A | #N/A
[7 empty] | 5 | 2 | 2923 | 19 | 2020-05-02 | Thursday | 4 | No | #N/A | #N/A | #N/A | #N/A | #N/A | #N/A | #N/A | #N/A | #N/A | #N/A | #N/A | #N/A | #N/A | #N/A | #N/A | #N/A | #N/A | #N/A | #N/A | #N/A | #N/A | #N/A | #N/A | #N/A | #N/A | #N/A | #N/A | #N/A | #N/A | #N/A | #N/A | #N/A | #N/A | #N/A | #N/A | #N/A
[7 empty] | 5 | 2 | 2924 | 20 | 2020-05-02 | Thursday | 4 | No | #N/A | #N/A | #N/A | #N/A | #N/A | #N/A | #N/A | #N/A | #N/A | #N/A | #N/A | #N/A | #N/A | #N/A | #N/A | #N/A | #N/A | #N/A | #N/A | #N/A | #N/A | #N/A | #N/A | #N/A | #N/A | #N/A | #N/A | #N/A | #N/A | #N/A | #N/A | #N/A | #N/A | #N/A | #N/A | #N/A
[7 empty] | 5 | 2 | 2925 | 21 | 2020-05-02 | Thursday | 4 | No | #N/A | #N/A | #N/A | #N/A | #N/A | #N/A | #N/A | #N/A | #N/A | #N/A | #N/A | #N/A | #N/A | #N/A | #N/A | #N/A | #N/A | #N/A | #N/A | #N/A | #N/A | #N/A | #N/A | #N/A | #N/A | #N/A | #N/A | #N/A | #N/A | #N/A | #N/A | #N/A | #N/A | #N/A | #N/A | #N/A
[7 empty] | 5 | 2 | 2926 | 22 | 2020-05-02 | Thursday | 4 | No | #N/A | #N/A | #N/A | #N/A | #N/A | #N/A | #N/A | #N/A | #N/A | #N/A | #N/A | #N/A | #N/A | #N/A | #N/A | #N/A | #N/A | #N/A | #N/A | #N/A | #N/A | #N/A | #N/A | #N/A | #N/A | #N/A | #N/A | #N/A | #N/A | #N/A | #N/A | #N/A | #N/A | #N/A | #N/A | #N/A
[7 empty] | 5 | 2 | 2927 | 23 | 2020-05-02 | Thursday | 4 | No | #N/A | #N/A | #N/A | #N/A | #N/A | #N/A | #N/A | #N/A | #N/A | #N/A | #N/A | #N/A | #N/A | #N/A | #N/A | #N/A | #N/A | #N/A | #N/A | #N/A | #N/A | #N/A | #N/A | #N/A | #N/A | #N/A | #N/A | #N/A | #N/A | #N/A | #N/A | #N/A | #N/A | #N/A | #N/A | #N/A
[7 empty] | 5 | 2 | 2928 | 24 | 2020-05-02 | Thursday | 4 | No | #N/A | #N/A | #N/A | #N/A | #N/A | #N/A | #N/A | #N/A | #N/A | #N/A | #N/A | #N/A | #N/A | #N/A | #N/A | #N/A | #N/A | #N/A | #N/A | #N/A | #N/A | #N/A | #N/A | #N/A | #N/A | #N/A | #N/A | #N/A | #N/A | #N/A | #N/A | #N/A | #N/A | #N/A | #N/A | #N/A
[7 empty] | 5 | 3 | 2929 | 1 | 2020-05-03 | Friday | 5 | No | #N/A | #N/A | #N/A | #N/A | #N/A | #N/A | #N/A | #N/A | #N/A | #N/A | #N/A | #N/A | #N/A | #N/A | #N/A | #N/A | #N/A | #N/A | #N/A | #N/A | #N/A | #N/A | #N/A | #N/A | #N/A | #N/A | #N/A | #N/A | #N/A | #N/A | #N/A | #N/A | #N/A | #N/A | #N/A | #N/A
[7 empty] | 5 | 3 | 2930 | 2 | 2020-05-03 | Friday | 5 | No | #N/A | #N/A | #N/A | #N/A | #N/A | #N/A | #N/A | #N/A | #N/A | #N/A | #N/A | #N/A | #N/A | #N/A | #N/A | #N/A | #N/A | #N/A | #N/A | #N/A | #N/A | #N/A | #N/A | #N/A | #N/A | #N/A | #N/A | #N/A | #N/A | #N/A | #N/A | #N/A | #N/A | #N/A | #N/A | #N/A
[7 empty] | 5 | 3 | 2931 | 3 | 2020-05-03 | Friday | 5 | No | #N/A | #N/A | #N/A | #N/A | #N/A | #N/A | #N/A | #N/A | #N/A | #N/A | #N/A | #N/A | #N/A | #N/A | #N/A | #N/A | #N/A | #N/A | #N/A | #N/A | #N/A | #N/A | #N/A | #N/A | #N/A | #N/A | #N/A | #N/A | #N/A | #N/A | #N/A | #N/A | #N/A | #N/A | #N/A | #N/A
[7 empty] | 5 | 3 | 2932 | 4 | 2020-05-03 | Friday | 5 | No | #N/A | #N/A | #N/A | #N/A | #N/A | #N/A | #N/A | #N/A | #N/A | #N/A | #N/A | #N/A | #N/A | #N/A | #N/A | #N/A | #N/A | #N/A | #N/A | #N/A | #N/A | #N/A | #N/A | #N/A | #N/A | #N/A | #N/A | #N/A | #N/A | #N/A | #N/A | #N/A | #N/A | #N/A | #N/A | #N/A
[7 empty] | 5 | 3 | 2933 | 5 | 2020-05-03 | Friday | 5 | No | #N/A | #N/A | #N/A | #N/A | #N/A | #N/A | #N/A | #N/A | #N/A | #N/A | #N/A | #N/A | #N/A | #N/A | #N/A | #N/A | #N/A | #N/A | #N/A | #N/A | #N/A | #N/A | #N/A | #N/A | #N/A | #N/A | #N/A | #N/A | #N/A | #N/A | #N/A | #N/A | #N/A | #N/A | #N/A | #N/A
[7 empty] | 5 | 3 | 2934 | 6 | 2020-05-03 | Friday | 5 | No | #N/A | #N/A | #N/A | #N/A | #N/A | #N/A | #N/A | #N/A | #N/A | #N/A | #N/A | #N/A | #N/A | #N/A | #N/A | #N/A | #N/A | #N/A | #N/A | #N/A | #N/A | #N/A | #N/A | #N/A | #N/A | #N/A | #N/A | #N/A | #N/A | #N/A | #N/A | #N/A | #N/A | #N/A | #N/A | #N/A
[7 empty] | 5 | 3 | 2935 | 7 | 2020-05-03 | Friday | 5 | No | #N/A | #N/A | #N/A | #N/A | #N/A | #N/A | #N/A | #N/A | #N/A | #N/A | #N/A | #N/A | #N/A | #N/A | #N/A | #N/A | #N/A | #N/A | #N/A | #N/A | #N/A | #N/A | #N/A | #N/A | #N/A | #N/A | #N/A | #N/A | #N/A | #N/A | #N/A | #N/A | #N/A | #N/A | #N/A | #N/A
[7 empty] | 5 | 3 | 2936 | 8 | 2020-05-03 | Friday | 5 | No | #N/A | #N/A | #N/A | #N/A | #N/A | #N/A | #N/A | #N/A | #N/A | #N/A | #N/A | #N/A | #N/A | #N/A | #N/A | #N/A | #N/A | #N/A | #N/A | #N/A | #N/A | #N/A | #N/A | #N/A | #N/A | #N/A | #N/A | #N/A | #N/A | #N/A | #N/A | #N/A | #N/A | #N/A | #N/A | #N/A
[7 empty] | 5 | 3 | 2937 | 9 | 2020-05-03 | Friday | 5 | No | #N/A | #N/A | #N/A | #N/A | #N/A | #N/A | #N/A | #N/A | #N/A | #N/A | #N/A | #N/A | #N/A | #N/A | #N/A | #N/A | #N/A | #N/A | #N/A | #N/A | #N/A | #N/A | #N/A | #N/A | #N/A | #N/A | #N/A | #N/A | #N/A | #N/A | #N/A | #N/A | #N/A | #N/A | #N/A | #N/A
[7 empty] | 5 | 3 | 2938 | 10 | 2020-05-03 | Friday | 5 | No | #N/A | #N/A | #N/A | #N/A | #N/A | #N/A | #N/A | #N/A | #N/A | #N/A | #N/A | #N/A | #N/A | #N/A | #N/A | #N/A | #N/A | #N/A | #N/A | #N/A | #N/A | #N/A | #N/A | #N/A | #N/A | #N/A | #N/A | #N/A | #N/A | #N/A | #N/A | #N/A | #N/A | #N/A | #N/A | #N/A
[7 empty] | 5 | 3 | 2939 | 11 | 2020-05-03 | Friday | 5 | No | #N/A | #N/A | #N/A | #N/A | #N/A | #N/A | #N/A | #N/A | #N/A | #N/A | #N/A | #N/A | #N/A | #N/A | #N/A | #N/A | #N/A | #N/A | #N/A | #N/A | #N/A | #N/A | #N/A | #N/A | #N/A | #N/A | #N/A | #N/A | #N/A | #N/A | #N/A | #N/A | #N/A | #N/A | #N/A | #N/A
[7 empty] | 5 | 3 | 2940 | 12 | 2020-05-03 | Friday | 5 | No | #N/A | #N/A | #N/A | #N/A | #N/A | #N/A | #N/A | #N/A | #N/A | #N/A | #N/A | #N/A | #N/A | #N/A | #N/A | #N/A | #N/A | #N/A | #N/A | #N/A | #N/A | #N/A | #N/A | #N/A | #N/A | #N/A | #N/A | #N/A | #N/A | #N/A | #N/A | #N/A | #N/A | #N/A | #N/A | #N/A
[7 empty] | 5 | 3 | 2941 | 13 | 2020-05-03 | Friday | 5 | No | #N/A | #N/A | #N/A | #N/A | #N/A | #N/A | #N/A | #N/A | #N/A | #N/A | #N/A | #N/A | #N/A | #N/A | #N/A | #N/A | #N/A | #N/A | #N/A | #N/A | #N/A | #N/A | #N/A | #N/A | #N/A | #N/A | #N/A | #N/A | #N/A | #N/A | #N/A | #N/A | #N/A | #N/A | #N/A | #N/A
[7 empty] | 5 | 3 | 2942 | 14 | 2020-05-03 | Friday | 5 | No | #N/A | #N/A | #N/A | #N/A | #N/A | #N/A | #N/A | #N/A | #N/A | #N/A | #N/A | #N/A | #N/A | #N/A | #N/A | #N/A | #N/A | #N/A | #N/A | #N/A | #N/A | #N/A | #N/A | #N/A | #N/A | #N/A | #N/A | #N/A | #N/A | #N/A | #N/A | #N/A | #N/A | #N/A | #N/A | #N/A
[7 empty] | 5 | 3 | 2943 | 15 | 2020-05-03 | Friday | 5 | No | #N/A | #N/A | #N/A | #N/A | #N/A | #N/A | #N/A | #N/A | #N/A | #N/A | #N/A | #N/A | #N/A | #N/A | #N/A | #N/A | #N/A | #N/A | #N/A | #N/A | #N/A | #N/A | #N/A | #N/A | #N/A | #N/A | #N/A | #N/A | #N/A | #N/A | #N/A | #N/A | #N/A | #N/A | #N/A | #N/A
[7 empty] | 5 | 3 | 2944 | 16 | 2020-05-03 | Friday | 5 | No | #N/A | #N/A | #N/A | #N/A | #N/A | #N/A | #N/A | #N/A | #N/A | #N/A | #N/A | #N/A | #N/A | #N/A | #N/A | #N/A | #N/A | #N/A | #N/A | #N/A | #N/A | #N/A | #N/A | #N/A | #N/A | #N/A | #N/A | #N/A | #N/A | #N/A | #N/A | #N/A | #N/A | #N/A | #N/A | #N/A
[7 empty] | 5 | 3 | 2945 | 17 | 2020-05-03 | Friday | 5 | No | #N/A | #N/A | #N/A | #N/A | #N/A | #N/A | #N/A | #N/A | #N/A | #N/A | #N/A | #N/A | #N/A | #N/A | #N/A | #N/A | #N/A | #N/A | #N/A | #N/A | #N/A | #N/A | #N/A | #N/A | #N/A | #N/A | #N/A | #N/A | #N/A | #N/A | #N/A | #N/A | #N/A | #N/A | #N/A | #N/A
[7 empty] | 5 | 3 | 2946 | 18 | 2020-05-03 | Friday | 5 | No | #N/A | #N/A | #N/A | #N/A | #N/A | #N/A | #N/A | #N/A | #N/A | #N/A | #N/A | #N/A | #N/A | #N/A | #N/A | #N/A | #N/A | #N/A | #N/A | #N/A | #N/A | #N/A | #N/A | #N/A | #N/A | #N/A | #N/A | #N/A | #N/A | #N/A | #N/A | #N/A | #N/A | #N/A | #N/A | #N/A
[7 empty] | 5 | 3 | 2947 | 19 | 2020-05-03 | Friday | 5 | No | #N/A | #N/A | #N/A | #N/A | #N/A | #N/A | #N/A | #N/A | #N/A | #N/A | #N/A | #N/A | #N/A | #N/A | #N/A | #N/A | #N/A | #N/A | #N/A | #N/A | #N/A | #N/A | #N/A | #N/A | #N/A | #N/A | #N/A | #N/A | #N/A | #N/A | #N/A | #N/A | #N/A | #N/A | #N/A | #N/A
[7 empty] | 5 | 3 | 2948 | 20 | 2020-05-03 | Friday | 5 | No | #N/A | #N/A | #N/A | #N/A | #N/A | #N/A | #N/A | #N/A | #N/A | #N/A | #N/A | #N/A | #N/A | #N/A | #N/A | #N/A | #N/A | #N/A | #N/A | #N/A | #N/A | #N/A | #N/A | #N/A | #N/A | #N/A | #N/A | #N/A | #N/A | #N/A | #N/A | #N/A | #N/A | #N/A | #N/A | #N/A
[7 empty] | 5 | 3 | 2949 | 21 | 2020-05-03 | Friday | 5 | No | #N/A | #N/A | #N/A | #N/A | #N/A | #N/A | #N/A | #N/A | #N/A | #N/A | #N/A | #N/A | #N/A | #N/A | #N/A | #N/A | #N/A | #N/A | #N/A | #N/A | #N/A | #N/A | #N/A | #N/A | #N/A | #N/A | #N/A | #N/A | #N/A | #N/A | #N/A | #N/A | #N/A | #N/A | #N/A | #N/A
[7 empty] | 5 | 3 | 2950 | 22 | 2020-05-03 | Friday | 5 | No | #N/A | #N/A | #N/A | #N/A | #N/A | #N/A | #N/A | #N/A | #N/A | #N/A | #N/A | #N/A | #N/A | #N/A | #N/A | #N/A | #N/A | #N/A | #N/A | #N/A | #N/A | #N/A | #N/A | #N/A | #N/A | #N/A | #N/A | #N/A | #N/A | #N/A | #N/A | #N/A | #N/A | #N/A | #N/A | #N/A
[7 empty] | 5 | 3 | 2951 | 23 | 2020-05-03 | Friday | 5 | No | #N/A | #N/A | #N/A | #N/A | #N/A | #N/A | #N/A | #N/A | #N/A | #N/A | #N/A | #N/A | #N/A | #N/A | #N/A | #N/A | #N/A | #N/A | #N/A | #N/A | #N/A | #N/A | #N/A | #N/A | #N/A | #N/A | #N/A | #N/A | #N/A | #N/A | #N/A | #N/A | #N/A | #N/A | #N/A | #N/A
[7 empty] | 5 | 3 | 2952 | 24 | 2020-05-03 | Friday | 5 | No | #N/A | #N/A | #N/A | #N/A | #N/A | #N/A | #N/A | #N/A | #N/A | #N/A | #N/A | #N/A | #N/A | #N/A | #N/A | #N/A | #N/A | #N/A | #N/A | #N/A | #N/A | #N/A | #N/A | #N/A | #N/A | #N/A | #N/A | #N/A | #N/A | #N/A | #N/A | #N/A | #N/A | #N/A | #N/A | #N/A
[7 empty] | 5 | 4 | 2953 | 1 | 2020-05-04 | Saturday | 6 | No | #N/A | #N/A | #N/A | #N/A | #N/A | #N/A | #N/A | #N/A | #N/A | #N/A | #N/A | #N/A | #N/A | #N/A | #N/A | #N/A | #N/A | #N/A | #N/A | #N/A | #N/A | #N/A | #N/A | #N/A | #N/A | #N/A | #N/A | #N/A | #N/A | #N/A | #N/A | #N/A | #N/A | #N/A | #N/A | #N/A
[7 empty] | 5 | 4 | 2954 | 2 | 2020-05-04 | Saturday | 6 | No | #N/A | #N/A | #N/A | #N/A | #N/A | #N/A | #N/A | #N/A | #N/A | #N/A | #N/A | #N/A | #N/A | #N/A | #N/A | #N/A | #N/A | #N/A | #N/A | #N/A | #N/A | #N/A | #N/A | #N/A | #N/A | #N/A | #N/A | #N/A | #N/A | #N/A | #N/A | #N/A | #N/A | #N/A | #N/A | #N/A
[7 empty] | 5 | 4 | 2955 | 3 | 2020-05-04 | Saturday | 6 | No | #N/A | #N/A | #N/A | #N/A | #N/A | #N/A | #N/A | #N/A | #N/A | #N/A | #N/A | #N/A | #N/A | #N/A | #N/A | #N/A | #N/A | #N/A | #N/A | #N/A | #N/A | #N/A | #N/A | #N/A | #N/A | #N/A | #N/A | #N/A | #N/A | #N/A | #N/A | #N/A | #N/A | #N/A | #N/A | #N/A
[7 empty] | 5 | 4 | 2956 | 4 | 2020-05-04 | Saturday | 6 | No | #N/A | #N/A | #N/A | #N/A | #N/A | #N/A | #N/A | #N/A | #N/A | #N/A | #N/A | #N/A | #N/A | #N/A | #N/A | #N/A | #N/A | #N/A | #N/A | #N/A | #N/A | #N/A | #N/A | #N/A | #N/A | #N/A | #N/A | #N/A | #N/A | #N/A | #N/A | #N/A | #N/A | #N/A | #N/A | #N/A
[7 empty] | 5 | 4 | 2957 | 5 | 2020-05-04 | Saturday | 6 | No | #N/A | #N/A | #N/A | #N/A | #N/A | #N/A | #N/A | #N/A | #N/A | #N/A | #N/A | #N/A | #N/A | #N/A | #N/A | #N/A | #N/A | #N/A | #N/A | #N/A | #N/A | #N/A | #N/A | #N/A | #N/A | #N/A | #N/A | #N/A | #N/A | #N/A | #N/A | #N/A | #N/A | #N/A | #N/A | #N/A
[7 empty] | 5 | 4 | 2958 | 6 | 2020-05-04 | Saturday | 6 | No | #N/A | #N/A | #N/A | #N/A | #N/A | #N/A | #N/A | #N/A | #N/A | #N/A | #N/A | #N/A | #N/A | #N/A | #N/A | #N/A | #N/A | #N/A | #N/A | #N/A | #N/A | #N/A | #N/A | #N/A | #N/A | #N/A | #N/A | #N/A | #N/A | #N/A | #N/A | #N/A | #N/A | #N/A | #N/A | #N/A
[7 empty] | 5 | 4 | 2959 | 7 | 2020-05-04 | Saturday | 6 | No | #N/A | #N/A | #N/A | #N/A | #N/A | #N/A | #N/A | #N/A | #N/A | #N/A | #N/A | #N/A | #N/A | #N/A | #N/A | #N/A | #N/A | #N/A | #N/A | #N/A | #N/A | #N/A | #N/A | #N/A | #N/A | #N/A | #N/A | #N/A | #N/A | #N/A | #N/A | #N/A | #N/A | #N/A | #N/A | #N/A
[7 empty] | 5 | 4 | 2960 | 8 | 2020-05-04 | Saturday | 6 | No | #N/A | #N/A | #N/A | #N/A | #N/A | #N/A | #N/A | #N/A | #N/A | #N/A | #N/A | #N/A | #N/A | #N/A | #N/A | #N/A | #N/A | #N/A | #N/A | #N/A | #N/A | #N/A | #N/A | #N/A | #N/A | #N/A | #N/A | #N/A | #N/A | #N/A | #N/A | #N/A | #N/A | #N/A | #N/A | #N/A
[7 empty] | 5 | 4 | 2961 | 9 | 2020-05-04 | Saturday | 6 | No | #N/A | #N/A | #N/A | #N/A | #N/A | #N/A | #N/A | #N/A | #N/A | #N/A | #N/A | #N/A | #N/A | #N/A | #N/A | #N/A | #N/A | #N/A | #N/A | #N/A | #N/A | #N/A | #N/A | #N/A | #N/A | #N/A | #N/A | #N/A | #N/A | #N/A | #N/A | #N/A | #N/A | #N/A | #N/A | #N/A
[7 empty] | 5 | 4 | 2962 | 10 | 2020-05-04 | Saturday | 6 | No | #N/A | #N/A | #N/A | #N/A | #N/A | #N/A | #N/A | #N/A | #N/A | #N/A | #N/A | #N/A | #N/A | #N/A | #N/A | #N/A | #N/A | #N/A | #N/A | #N/A | #N/A | #N/A | #N/A | #N/A | #N/A | #N/A | #N/A | #N/A | #N/A | #N/A | #N/A | #N/A | #N/A | #N/A | #N/A | #N/A
[7 empty] | 5 | 4 | 2963 | 11 | 2020-05-04 | Saturday | 6 | No | #N/A | #N/A | #N/A | #N/A | #N/A | #N/A | #N/A | #N/A | #N/A | #N/A | #N/A | #N/A | #N/A | #N/A | #N/A | #N/A | #N/A | #N/A | #N/A | #N/A | #N/A | #N/A | #N/A | #N/A | #N/A | #N/A | #N/A | #N/A | #N/A | #N/A | #N/A | #N/A | #N/A | #N/A | #N/A | #N/A
[7 empty] | 5 | 4 | 2964 | 12 | 2020-05-04 | Saturday | 6 | No | #N/A | #N/A | #N/A | #N/A | #N/A | #N/A | #N/A | #N/A | #N/A | #N/A | #N/A | #N/A | #N/A | #N/A | #N/A | #N/A | #N/A | #N/A | #N/A | #N/A | #N/A | #N/A | #N/A | #N/A | #N/A | #N/A | #N/A | #N/A | #N/A | #N/A | #N/A | #N/A | #N/A | #N/A | #N/A | #N/A
[7 empty] | 5 | 4 | 2965 | 13 | 2020-05-04 | Saturday | 6 | No | #N/A | #N/A | #N/A | #N/A | #N/A | #N/A | #N/A | #N/A | #N/A | #N/A | #N/A | #N/A | #N/A | #N/A | #N/A | #N/A | #N/A | #N/A | #N/A | #N/A | #N/A | #N/A | #N/A | #N/A | #N/A | #N/A | #N/A | #N/A | #N/A | #N/A | #N/A | #N/A | #N/A | #N/A | #N/A | #N/A
[7 empty] | 5 | 4 | 2966 | 14 | 2020-05-04 | Saturday | 6 | No | #N/A | #N/A | #N/A | #N/A | #N/A | #N/A | #N/A | #N/A | #N/A | #N/A | #N/A | #N/A | #N/A | #N/A | #N/A | #N/A | #N/A | #N/A | #N/A | #N/A | #N/A | #N/A | #N/A | #N/A | #N/A | #N/A | #N/A | #N/A | #N/A | #N/A | #N/A | #N/A | #N/A | #N/A | #N/A | #N/A
[7 empty] | 5 | 4 | 2967 | 15 | 2020-05-04 | Saturday | 6 | No | #N/A | #N/A | #N/A | #N/A | #N/A | #N/A | #N/A | #N/A | #N/A | #N/A | #N/A | #N/A | #N/A | #N/A | #N/A | #N/A | #N/A | #N/A | #N/A | #N/A | #N/A | #N/A | #N/A | #N/A | #N/A | #N/A | #N/A | #N/A | #N/A | #N/A | #N/A | #N/A | #N/A | #N/A | #N/A | #N/A
[7 empty] | 5 | 4 | 2968 | 16 | 2020-05-04 | Saturday | 6 | No | #N/A | #N/A | #N/A | #N/A | #N/A | #N/A | #N/A | #N/A | #N/A | #N/A | #N/A | #N/A | #N/A | #N/A | #N/A | #N/A | #N/A | #N/A | #N/A | #N/A | #N/A | #N/A | #N/A | #N/A | #N/A | #N/A | #N/A | #N/A | #N/A | #N/A | #N/A | #N/A | #N/A | #N/A | #N/A | #N/A
[7 empty] | 5 | 4 | 2969 | 17 | 2020-05-04 | Saturday | 6 | No | #N/A | #N/A | #N/A | #N/A | #N/A | #N/A | #N/A | #N/A | #N/A | #N/A | #N/A | #N/A | #N/A | #N/A | #N/A | #N/A | #N/A | #N/A | #N/A | #N/A | #N/A | #N/A | #N/A | #N/A | #N/A | #N/A | #N/A | #N/A | #N/A | #N/A | #N/A | #N/A | #N/A | #N/A | #N/A | #N/A
[7 empty] | 5 | 4 | 2970 | 18 | 2020-05-04 | Saturday | 6 | No | #N/A | #N/A | #N/A | #N/A | #N/A | #N/A | #N/A | #N/A | #N/A | #N/A | #N/A | #N/A | #N/A | #N/A | #N/A | #N/A | #N/A | #N/A | #N/A | #N/A | #N/A | #N/A | #N/A | #N/A | #N/A | #N/A | #N/A | #N/A | #N/A | #N/A | #N/A | #N/A | #N/A | #N/A | #N/A | #N/A
[7 empty] | 5 | 4 | 2971 | 19 | 2020-05-04 | Saturday | 6 | No | #N/A | #N/A | #N/A | #N/A | #N/A | #N/A | #N/A | #N/A | #N/A | #N/A | #N/A | #N/A | #N/A | #N/A | #N/A | #N/A | #N/A | #N/A | #N/A | #N/A | #N/A | #N/A | #N/A | #N/A | #N/A | #N/A | #N/A | #N/A | #N/A | #N/A | #N/A | #N/A | #N/A | #N/A | #N/A | #N/A
[7 empty] | 5 | 4 | 2972 | 20 | 2020-05-04 | Saturday | 6 | No | #N/A | #N/A | #N/A | #N/A | #N/A | #N/A | #N/A | #N/A | #N/A | #N/A | #N/A | #N/A | #N/A | #N/A | #N/A | #N/A | #N/A | #N/A | #N/A | #N/A | #N/A | #N/A | #N/A | #N/A | #N/A | #N/A | #N/A | #N/A | #N/A | #N/A | #N/A | #N/A | #N/A | #N/A | #N/A | #N/A
[7 empty] | 5 | 4 | 2973 | 21 | 2020-05-04 | Saturday | 6 | No | #N/A | #N/A | #N/A | #N/A | #N/A | #N/A | #N/A | #N/A | #N/A | #N/A | #N/A | #N/A | #N/A | #N/A | #N/A | #N/A | #N/A | #N/A | #N/A | #N/A | #N/A | #N/A | #N/A | #N/A | #N/A | #N/A | #N/A | #N/A | #N/A | #N/A | #N/A | #N/A | #N/A | #N/A | #N/A | #N/A
[7 empty] | 5 | 4 | 2974 | 22 | 2020-05-04 | Saturday | 6 | No | #N/A | #N/A | #N/A | #N/A | #N/A | #N/A | #N/A | #N/A | #N/A | #N/A | #N/A | #N/A | #N/A | #N/A | #N/A | #N/A | #N/A | #N/A | #N/A | #N/A | #N/A | #N/A | #N/A | #N/A | #N/A | #N/A | #N/A | #N/A | #N/A | #N/A | #N/A | #N/A | #N/A | #N/A | #N/A | #N/A
[7 empty] | 5 | 4 | 2975 | 23 | 2020-05-04 | Saturday | 6 | No | #N/A | #N/A | #N/A | #N/A | #N/A | #N/A | #N/A | #N/A | #N/A | #N/A | #N/A | #N/A | #N/A | #N/A | #N/A | #N/A | #N/A | #N/A | #N/A | #N/A | #N/A | #N/A | #N/A | #N/A | #N/A | #N/A | #N/A | #N/A | #N/A | #N/A | #N/A | #N/A | #N/A | #N/A | #N/A | #N/A
[7 empty] | 5 | 4 | 2976 | 24 | 2020-05-04 | Saturday | 6 | No | #N/A | #N/A | #N/A | #N/A | #N/A | #N/A | #N/A | #N/A | #N/A | #N/A | #N/A | #N/A | #N/A | #N/A | #N/A | #N/A | #N/A | #N/A | #N/A | #N/A | #N/A | #N/A | #N/A | #N/A | #N/A | #N/A | #N/A | #N/A | #N/A | #N/A | #N/A | #N/A | #N/A | #N/A | #N/A | #N/A
[7 empty] | 5 | 5 | 2977 | 1 | 2020-05-05 | Sunday | 7 | No | #N/A | #N/A | #N/A | #N/A | #N/A | #N/A | #N/A | #N/A | #N/A | #N/A | #N/A | #N/A | #N/A | #N/A | #N/A | #N/A | #N/A | #N/A | #N/A | #N/A | #N/A | #N/A | #N/A | #N/A | #N/A | #N/A | #N/A | #N/A | #N/A | #N/A | #N/A | #N/A | #N/A | #N/A | #N/A | #N/A
[7 empty] | 5 | 5 | 2978 | 2 | 2020-05-05 | Sunday | 7 | No | #N/A | #N/A | #N/A | #N/A | #N/A | #N/A | #N/A | #N/A | #N/A | #N/A | #N/A | #N/A | #N/A | #N/A | #N/A | #N/A | #N/A | #N/A | #N/A | #N/A | #N/A | #N/A | #N/A | #N/A | #N/A | #N/A | #N/A | #N/A | #N/A | #N/A | #N/A | #N/A | #N/A | #N/A | #N/A | #N/A
[7 empty] | 5 | 5 | 2979 | 3 | 2020-05-05 | Sunday | 7 | No | #N/A | #N/A | #N/A | #N/A | #N/A | #N/A | #N/A | #N/A | #N/A | #N/A | #N/A | #N/A | #N/A | #N/A | #N/A | #N/A | #N/A | #N/A | #N/A | #N/A | #N/A | #N/A | #N/A | #N/A | #N/A | #N/A | #N/A | #N/A | #N/A | #N/A | #N/A | #N/A | #N/A | #N/A | #N/A | #N/A
[7 empty] | 5 | 5 | 2980 | 4 | 2020-05-05 | Sunday | 7 | No | #N/A | #N/A | #N/A | #N/A | #N/A | #N/A | #N/A | #N/A | #N/A | #N/A | #N/A | #N/A | #N/A | #N/A | #N/A | #N/A | #N/A | #N/A | #N/A | #N/A | #N/A | #N/A | #N/A | #N/A | #N/A | #N/A | #N/A | #N/A | #N/A | #N/A | #N/A | #N/A | #N/A | #N/A | #N/A | #N/A
[7 empty] | 5 | 5 | 2981 | 5 | 2020-05-05 | Sunday | 7 | No | #N/A | #N/A | #N/A | #N/A | #N/A | #N/A | #N/A | #N/A | #N/A | #N/A | #N/A | #N/A | #N/A | #N/A | #N/A | #N/A | #N/A | #N/A | #N/A | #N/A | #N/A | #N/A | #N/A | #N/A | #N/A | #N/A | #N/A | #N/A | #N/A | #N/A | #N/A | #N/A | #N/A | #N/A | #N/A | #N/A
[7 empty] | 5 | 5 | 2982 | 6 | 2020-05-05 | Sunday | 7 | No | #N/A | #N/A | #N/A | #N/A | #N/A | #N/A | #N/A | #N/A | #N/A | #N/A | #N/A | #N/A | #N/A | #N/A | #N/A | #N/A | #N/A | #N/A | #N/A | #N/A | #N/A | #N/A | #N/A | #N/A | #N/A | #N/A | #N/A | #N/A | #N/A | #N/A | #N/A | #N/A | #N/A | #N/A | #N/A | #N/A
[7 empty] | 5 | 5 | 2983 | 7 | 2020-05-05 | Sunday | 7 | No | #N/A | #N/A | #N/A | #N/A | #N/A | #N/A | #N/A | #N/A | #N/A | #N/A | #N/A | #N/A | #N/A | #N/A | #N/A | #N/A | #N/A | #N/A | #N/A | #N/A | #N/A | #N/A | #N/A | #N/A | #N/A | #N/A | #N/A | #N/A | #N/A | #N/A | #N/A | #N/A | #N/A | #N/A | #N/A | #N/A
[7 empty] | 5 | 5 | 2984 | 8 | 2020-05-05 | Sunday | 7 | No | #N/A | #N/A | #N/A | #N/A | #N/A | #N/A | #N/A | #N/A | #N/A | #N/A | #N/A | #N/A | #N/A | #N/A | #N/A | #N/A | #N/A | #N/A | #N/A | #N/A | #N/A | #N/A | #N/A | #N/A | #N/A | #N/A | #N/A | #N/A | #N/A | #N/A | #N/A | #N/A | #N/A | #N/A | #N/A | #N/A
[7 empty] | 5 | 5 | 2985 | 9 | 2020-05-05 | Sunday | 7 | No | #N/A | #N/A | #N/A | #N/A | #N/A | #N/A | #N/A | #N/A | #N/A | #N/A | #N/A | #N/A | #N/A | #N/A | #N/A | #N/A | #N/A | #N/A | #N/A | #N/A | #N/A | #N/A | #N/A | #N/A | #N/A | #N/A | #N/A | #N/A | #N/A | #N/A | #N/A | #N/A | #N/A | #N/A | #N/A | #N/A
[7 empty] | 5 | 5 | 2986 | 10 | 2020-05-05 | Sunday | 7 | No | #N/A | #N/A | #N/A | #N/A | #N/A | #N/A | #N/A | #N/A | #N/A | #N/A | #N/A | #N/A | #N/A | #N/A | #N/A | #N/A | #N/A | #N/A | #N/A | #N/A | #N/A | #N/A | #N/A | #N/A | #N/A | #N/A | #N/A | #N/A | #N/A | #N/A | #N/A | #N/A | #N/A | #N/A | #N/A | #N/A
[7 empty] | 5 | 5 | 2987 | 11 | 2020-05-05 | Sunday | 7 | No | #N/A | #N/A | #N/A | #N/A | #N/A | #N/A | #N/A | #N/A | #N/A | #N/A | #N/A | #N/A | #N/A | #N/A | #N/A | #N/A | #N/A | #N/A | #N/A | #N/A | #N/A | #N/A | #N/A | #N/A | #N/A | #N/A | #N/A | #N/A | #N/A | #N/A | #N/A | #N/A | #N/A | #N/A | #N/A | #N/A
[7 empty] | 5 | 5 | 2988 | 12 | 2020-05-05 | Sunday | 7 | No | #N/A | #N/A | #N/A | #N/A | #N/A | #N/A | #N/A | #N/A | #N/A | #N/A | #N/A | #N/A | #N/A | #N/A | #N/A | #N/A | #N/A | #N/A | #N/A | #N/A | #N/A | #N/A | #N/A | #N/A | #N/A | #N/A | #N/A | #N/A | #N/A | #N/A | #N/A | #N/A | #N/A | #N/A | #N/A | #N/A
[7 empty] | 5 | 5 | 2989 | 13 | 2020-05-05 | Sunday | 7 | No | #N/A | #N/A | #N/A | #N/A | #N/A | #N/A | #N/A | #N/A | #N/A | #N/A | #N/A | #N/A | #N/A | #N/A | #N/A | #N/A | #N/A | #N/A | #N/A | #N/A | #N/A | #N/A | #N/A | #N/A | #N/A | #N/A | #N/A | #N/A | #N/A | #N/A | #N/A | #N/A | #N/A | #N/A | #N/A | #N/A
[7 empty] | 5 | 5 | 2990 | 14 | 2020-05-05 | Sunday | 7 | No | #N/A | #N/A | #N/A | #N/A | #N/A | #N/A | #N/A | #N/A | #N/A | #N/A | #N/A | #N/A | #N/A | #N/A | #N/A | #N/A | #N/A | #N/A | #N/A | #N/A | #N/A | #N/A | #N/A | #N/A | #N/A | #N/A | #N/A | #N/A | #N/A | #N/A | #N/A | #N/A | #N/A | #N/A | #N/A | #N/A
[7 empty] | 5 | 5 | 2991 | 15 | 2020-05-05 | Sunday | 7 | No | #N/A | #N/A | #N/A | #N/A | #N/A | #N/A | #N/A | #N/A | #N/A | #N/A | #N/A | #N/A | #N/A | #N/A | #N/A | #N/A | #N/A | #N/A | #N/A | #N/A | #N/A | #N/A | #N/A | #N/A | #N/A | #N/A | #N/A | #N/A | #N/A | #N/A | #N/A | #N/A | #N/A | #N/A | #N/A | #N/A
[7 empty] | 5 | 5 | 2992 | 16 | 2020-05-05 | Sunday | 7 | No | #N/A | #N/A | #N/A | #N/A | #N/A | #N/A | #N/A | #N/A | #N/A | #N/A | #N/A | #N/A | #N/A | #N/A | #N/A | #N/A | #N/A | #N/A | #N/A | #N/A | #N/A | #N/A | #N/A | #N/A | #N/A | #N/A | #N/A | #N/A | #N/A | #N/A | #N/A | #N/A | #N/A | #N/A | #N/A | #N/A
[7 empty] | 5 | 5 | 2993 | 17 | 2020-05-05 | Sunday | 7 | No | #N/A | #N/A | #N/A | #N/A | #N/A | #N/A | #N/A | #N/A | #N/A | #N/A | #N/A | #N/A | #N/A | #N/A | #N/A | #N/A | #N/A | #N/A | #N/A | #N/A | #N/A | #N/A | #N/A | #N/A | #N/A | #N/A | #N/A | #N/A | #N/A | #N/A | #N/A | #N/A | #N/A | #N/A | #N/A | #N/A
[7 empty] | 5 | 5 | 2994 | 18 | 2020-05-05 | Sunday | 7 | No | #N/A | #N/A | #N/A | #N/A | #N/A | #N/A | #N/A | #N/A | #N/A | #N/A | #N/A | #N/A | #N/A | #N/A | #N/A | #N/A | #N/A | #N/A | #N/A | #N/A | #N/A | #N/A | #N/A | #N/A | #N/A | #N/A | #N/A | #N/A | #N/A | #N/A | #N/A | #N/A | #N/A | #N/A | #N/A | #N/A
[7 empty] | 5 | 5 | 2995 | 19 | 2020-05-05 | Sunday | 7 | No | #N/A | #N/A | #N/A | #N/A | #N/A | #N/A | #N/A | #N/A | #N/A | #N/A | #N/A | #N/A | #N/A | #N/A | #N/A | #N/A | #N/A | #N/A | #N/A | #N/A | #N/A | #N/A | #N/A | #N/A | #N/A | #N/A | #N/A | #N/A | #N/A | #N/A | #N/A | #N/A | #N/A | #N/A | #N/A | #N/A
[7 empty] | 5 | 5 | 2996 | 20 | 2020-05-05 | Sunday | 7 | No | #N/A | #N/A | #N/A | #N/A | #N/A | #N/A | #N/A | #N/A | #N/A | #N/A | #N/A | #N/A | #N/A | #N/A | #N/A | #N/A | #N/A | #N/A | #N/A | #N/A | #N/A | #N/A | #N/A | #N/A | #N/A | #N/A | #N/A | #N/A | #N/A | #N/A | #N/A | #N/A | #N/A | #N/A | #N/A | #N/A
[7 empty] | 5 | 5 | 2997 | 21 | 2020-05-05 | Sunday | 7 | No | #N/A | #N/A | #N/A | #N/A | #N/A | #N/A | #N/A | #N/A | #N/A | #N/A | #N/A | #N/A | #N/A | #N/A | #N/A | #N/A | #N/A | #N/A | #N/A | #N/A | #N/A | #N/A | #N/A | #N/A | #N/A | #N/A | #N/A | #N/A | #N/A | #N/A | #N/A | #N/A | #N/A | #N/A | #N/A | #N/A
[7 empty] | 5 | 5 | 2998 | 22 | 2020-05-05 | Sunday | 7 | No | #N/A | #N/A | #N/A | #N/A | #N/A | #N/A | #N/A | #N/A | #N/A | #N/A | #N/A | #N/A | #N/A | #N/A | #N/A | #N/A | #N/A | #N/A | #N/A | #N/A | #N/A | #N/A | #N/A | #N/A | #N/A | #N/A | #N/A | #N/A | #N/A | #N/A | #N/A | #N/A | #N/A | #N/A | #N/A | #N/A
[7 empty] | 5 | 5 | 2999 | 23 | 2020-05-05 | Sunday | 7 | No | #N/A | #N/A | #N/A | #N/A | #N/A | #N/A | #N/A | #N/A | #N/A | #N/A | #N/A | #N/A | #N/A | #N/A | #N/A | #N/A | #N/A | #N/A | #N/A | #N/A | #N/A | #N/A | #N/A | #N/A | #N/A | #N/A | #N/A | #N/A | #N/A | #N/A | #N/A | #N/A | #N/A | #N/A | #N/A | #N/A
[7 empty] | 5 | 5 | 3000 | 24 | 2020-05-05 | Sunday | 7 | No | #N/A | #N/A | #N/A | #N/A | #N/A | #N/A | #N/A | #N/A | #N/A | #N/A | #N/A | #N/A | #N/A | #N/A | #N/A | #N/A | #N/A | #N/A | #N/A | #N/A | #N/A | #N/A | #N/A | #N/A | #N/A | #N/A | #N/A | #N/A | #N/A | #N/A | #N/A | #N/A | #N/A | #N/A | #N/A | #N/A
[7 empty] | 5 | 6 | 3001 | 1 | 2020-05-06 | Monday | 1 | No | #N/A | #N/A | #N/A | #N/A | #N/A | #N/A | #N/A | #N/A | #N/A | #N/A | #N/A | #N/A | #N/A | #N/A | #N/A | #N/A | #N/A | #N/A | #N/A | #N/A | #N/A | #N/A | #N/A | #N/A | #N/A | #N/A | #N/A | #N/A | #N/A | #N/A | #N/A | #N/A | #N/A | #N/A | #N/A | #N/A
[7 empty] | 5 | 6 | 3002 | 2 | 2020-05-06 | Monday | 1 | No | #N/A | #N/A | #N/A | #N/A | #N/A | #N/A | #N/A | #N/A | #N/A | #N/A | #N/A | #N/A | #N/A | #N/A | #N/A | #N/A | #N/A | #N/A | #N/A | #N/A | #N/A | #N/A | #N/A | #N/A | #N/A | #N/A | #N/A | #N/A | #N/A | #N/A | #N/A | #N/A | #N/A | #N/A | #N/A | #N/A
[7 empty] | 5 | 6 | 3003 | 3 | 2020-05-06 | Monday | 1 | No | #N/A | #N/A | #N/A | #N/A | #N/A | #N/A | #N/A | #N/A | #N/A | #N/A | #N/A | #N/A | #N/A | #N/A | #N/A | #N/A | #N/A | #N/A | #N/A | #N/A | #N/A | #N/A | #N/A | #N/A | #N/A | #N/A | #N/A | #N/A | #N/A | #N/A | #N/A | #N/A | #N/A | #N/A | #N/A | #N/A
[7 empty] | 5 | 6 | 3004 | 4 | 2020-05-06 | Monday | 1 | No | #N/A | #N/A | #N/A | #N/A | #N/A | #N/A | #N/A | #N/A | #N/A | #N/A | #N/A | #N/A | #N/A | #N/A | #N/A | #N/A | #N/A | #N/A | #N/A | #N/A | #N/A | #N/A | #N/A | #N/A | #N/A | #N/A | #N/A | #N/A | #N/A | #N/A | #N/A | #N/A | #N/A | #N/A | #N/A | #N/A
[7 empty] | 5 | 6 | 3005 | 5 | 2020-05-06 | Monday | 1 | No | #N/A | #N/A | #N/A | #N/A | #N/A | #N/A | #N/A | #N/A | #N/A | #N/A | #N/A | #N/A | #N/A | #N/A | #N/A | #N/A | #N/A | #N/A | #N/A | #N/A | #N/A | #N/A | #N/A | #N/A | #N/A | #N/A | #N/A | #N/A | #N/A | #N/A | #N/A | #N/A | #N/A | #N/A | #N/A | #N/A
[7 empty] | 5 | 6 | 3006 | 6 | 2020-05-06 | Monday | 1 | No | #N/A | #N/A | #N/A | #N/A | #N/A | #N/A | #N/A | #N/A | #N/A | #N/A | #N/A | #N/A | #N/A | #N/A | #N/A | #N/A | #N/A | #N/A | #N/A | #N/A | #N/A | #N/A | #N/A | #N/A | #N/A | #N/A | #N/A | #N/A | #N/A | #N/A | #N/A | #N/A | #N/A | #N/A | #N/A | #N/A
[7 empty] | 5 | 6 | 3007 | 7 | 2020-05-06 | Monday | 1 | No | #N/A | #N/A | #N/A | #N/A | #N/A | #N/A | #N/A | #N/A | #N/A | #N/A | #N/A | #N/A | #N/A | #N/A | #N/A | #N/A | #N/A | #N/A | #N/A | #N/A | #N/A | #N/A | #N/A | #N/A | #N/A | #N/A | #N/A | #N/A | #N/A | #N/A | #N/A | #N/A | #N/A | #N/A | #N/A | #N/A
[7 empty] | 5 | 6 | 3008 | 8 | 2020-05-06 | Monday | 1 | No | #N/A | #N/A | #N/A | #N/A | #N/A | #N/A | #N/A | #N/A | #N/A | #N/A | #N/A | #N/A | #N/A | #N/A | #N/A | #N/A | #N/A | #N/A | #N/A | #N/A | #N/A | #N/A | #N/A | #N/A | #N/A | #N/A | #N/A | #N/A | #N/A | #N/A | #N/A | #N/A | #N/A | #N/A | #N/A | #N/A
[7 empty] | 5 | 6 | 3009 | 9 | 2020-05-06 | Monday | 1 | No | #N/A | #N/A | #N/A | #N/A | #N/A | #N/A | #N/A | #N/A | #N/A | #N/A | #N/A | #N/A | #N/A | #N/A | #N/A | #N/A | #N/A | #N/A | #N/A | #N/A | #N/A | #N/A | #N/A | #N/A | #N/A | #N/A | #N/A | #N/A | #N/A | #N/A | #N/A | #N/A | #N/A | #N/A | #N/A | #N/A
[7 empty] | 5 | 6 | 3010 | 10 | 2020-05-06 | Monday | 1 | No | #N/A | #N/A | #N/A | #N/A | #N/A | #N/A | #N/A | #N/A | #N/A | #N/A | #N/A | #N/A | #N/A | #N/A | #N/A | #N/A | #N/A | #N/A | #N/A | #N/A | #N/A | #N/A | #N/A | #N/A | #N/A | #N/A | #N/A | #N/A | #N/A | #N/A | #N/A | #N/A | #N/A | #N/A | #N/A | #N/A
[7 empty] | 5 | 6 | 3011 | 11 | 2020-05-06 | Monday | 1 | No | #N/A | #N/A | #N/A | #N/A | #N/A | #N/A | #N/A | #N/A | #N/A | #N/A | #N/A | #N/A | #N/A | #N/A | #N/A | #N/A | #N/A | #N/A | #N/A | #N/A | #N/A | #N/A | #N/A | #N/A | #N/A | #N/A | #N/A | #N/A | #N/A | #N/A | #N/A | #N/A | #N/A | #N/A | #N/A | #N/A
[7 empty] | 5 | 6 | 3012 | 12 | 2020-05-06 | Monday | 1 | No | #N/A | #N/A | #N/A | #N/A | #N/A | #N/A | #N/A | #N/A | #N/A | #N/A | #N/A | #N/A | #N/A | #N/A | #N/A | #N/A | #N/A | #N/A | #N/A | #N/A | #N/A | #N/A | #N/A | #N/A | #N/A | #N/A | #N/A | #N/A | #N/A | #N/A | #N/A | #N/A | #N/A | #N/A | #N/A | #N/A
[7 empty] | 5 | 6 | 3013 | 13 | 2020-05-06 | Monday | 1 | No | #N/A | #N/A | #N/A | #N/A | #N/A | #N/A | #N/A | #N/A | #N/A | #N/A | #N/A | #N/A | #N/A | #N/A | #N/A | #N/A | #N/A | #N/A | #N/A | #N/A | #N/A | #N/A | #N/A | #N/A | #N/A | #N/A | #N/A | #N/A | #N/A | #N/A | #N/A | #N/A | #N/A | #N/A | #N/A | #N/A
[7 empty] | 5 | 6 | 3014 | 14 | 2020-05-06 | Monday | 1 | No | #N/A | #N/A | #N/A | #N/A | #N/A | #N/A | #N/A | #N/A | #N/A | #N/A | #N/A | #N/A | #N/A | #N/A | #N/A | #N/A | #N/A | #N/A | #N/A | #N/A | #N/A | #N/A | #N/A | #N/A | #N/A | #N/A | #N/A | #N/A | #N/A | #N/A | #N/A | #N/A | #N/A | #N/A | #N/A | #N/A
[7 empty] | 5 | 6 | 3015 | 15 | 2020-05-06 | Monday | 1 | No | #N/A | #N/A | #N/A | #N/A | #N/A | #N/A | #N/A | #N/A | #N/A | #N/A | #N/A | #N/A | #N/A | #N/A | #N/A | #N/A | #N/A | #N/A | #N/A | #N/A | #N/A | #N/A | #N/A | #N/A | #N/A | #N/A | #N/A | #N/A | #N/A | #N/A | #N/A | #N/A | #N/A | #N/A | #N/A | #N/A
[7 empty] | 5 | 6 | 3016 | 16 | 2020-05-06 | Monday | 1 | No | #N/A | #N/A | #N/A | #N/A | #N/A | #N/A | #N/A | #N/A | #N/A | #N/A | #N/A | #N/A | #N/A | #N/A | #N/A | #N/A | #N/A | #N/A | #N/A | #N/A | #N/A | #N/A | #N/A | #N/A | #N/A | #N/A | #N/A | #N/A | #N/A | #N/A | #N/A | #N/A | #N/A | #N/A | #N/A | #N/A
[7 empty] | 5 | 6 | 3017 | 17 | 2020-05-06 | Monday | 1 | No | #N/A | #N/A | #N/A | #N/A | #N/A | #N/A | #N/A | #N/A | #N/A | #N/A | #N/A | #N/A | #N/A | #N/A | #N/A | #N/A | #N/A | #N/A | #N/A | #N/A | #N/A | #N/A | #N/A | #N/A | #N/A | #N/A | #N/A | #N/A | #N/A | #N/A | #N/A | #N/A | #N/A | #N/A | #N/A | #N/A
[7 empty] | 5 | 6 | 3018 | 18 | 2020-05-06 | Monday | 1 | No | #N/A | #N/A | #N/A | #N/A | #N/A | #N/A | #N/A | #N/A | #N/A | #N/A | #N/A | #N/A | #N/A | #N/A | #N/A | #N/A | #N/A | #N/A | #N/A | #N/A | #N/A | #N/A | #N/A | #N/A | #N/A | #N/A | #N/A | #N/A | #N/A | #N/A | #N/A | #N/A | #N/A | #N/A | #N/A | #N/A
[7 empty] | 5 | 6 | 3019 | 19 | 2020-05-06 | Monday | 1 | No | #N/A | #N/A | #N/A | #N/A | #N/A | #N/A | #N/A | #N/A | #N/A | #N/A | #N/A | #N/A | #N/A | #N/A | #N/A | #N/A | #N/A | #N/A | #N/A | #N/A | #N/A | #N/A | #N/A | #N/A | #N/A | #N/A | #N/A | #N/A | #N/A | #N/A | #N/A | #N/A | #N/A | #N/A | #N/A | #N/A
[7 empty] | 5 | 6 | 3020 | 20 | 2020-05-06 | Monday | 1 | No | #N/A | #N/A | #N/A | #N/A | #N/A | #N/A | #N/A | #N/A | #N/A | #N/A | #N/A | #N/A | #N/A | #N/A | #N/A | #N/A | #N/A | #N/A | #N/A | #N/A | #N/A | #N/A | #N/A | #N/A | #N/A | #N/A | #N/A | #N/A | #N/A | #N/A | #N/A | #N/A | #N/A | #N/A | #N/A | #N/A
[7 empty] | 5 | 6 | 3021 | 21 | 2020-05-06 | Monday | 1 | No | #N/A | #N/A | #N/A | #N/A | #N/A | #N/A | #N/A | #N/A | #N/A | #N/A | #N/A | #N/A | #N/A | #N/A | #N/A | #N/A | #N/A | #N/A | #N/A | #N/A | #N/A | #N/A | #N/A | #N/A | #N/A | #N/A | #N/A | #N/A | #N/A | #N/A | #N/A | #N/A | #N/A | #N/A | #N/A | #N/A
[7 empty] | 5 | 6 | 3022 | 22 | 2020-05-06 | Monday | 1 | No | #N/A | #N/A | #N/A | #N/A | #N/A | #N/A | #N/A | #N/A | #N/A | #N/A | #N/A | #N/A | #N/A | #N/A | #N/A | #N/A | #N/A | #N/A | #N/A | #N/A | #N/A | #N/A | #N/A | #N/A | #N/A | #N/A | #N/A | #N/A | #N/A | #N/A | #N/A | #N/A | #N/A | #N/A | #N/A | #N/A
[7 empty] | 5 | 6 | 3023 | 23 | 2020-05-06 | Monday | 1 | No | #N/A | #N/A | #N/A | #N/A | #N/A | #N/A | #N/A | #N/A | #N/A | #N/A | #N/A | #N/A | #N/A | #N/A | #N/A | #N/A | #N/A | #N/A | #N/A | #N/A | #N/A | #N/A | #N/A | #N/A | #N/A | #N/A | #N/A | #N/A | #N/A | #N/A | #N/A | #N/A | #N/A | #N/A | #N/A | #N/A
[7 empty] | 5 | 6 | 3024 | 24 | 2020-05-06 | Monday | 1 | No | #N/A | #N/A | #N/A | #N/A | #N/A | #N/A | #N/A | #N/A | #N/A | #N/A | #N/A | #N/A | #N/A | #N/A | #N/A | #N/A | #N/A | #N/A | #N/A | #N/A | #N/A | #N/A | #N/A | #N/A | #N/A | #N/A | #N/A | #N/A | #N/A | #N/A | #N/A | #N/A | #N/A | #N/A | #N/A | #N/A
[7 empty] | 5 | 7 | 3025 | 1 | 2020-05-07 | Tuesday | 2 | No | #N/A | #N/A | #N/A | #N/A | #N/A | #N/A | #N/A | #N/A | #N/A | #N/A | #N/A | #N/A | #N/A | #N/A | #N/A | #N/A | #N/A | #N/A | #N/A | #N/A | #N/A | #N/A | #N/A | #N/A | #N/A | #N/A | #N/A | #N/A | #N/A | #N/A | #N/A | #N/A | #N/A | #N/A | #N/A | #N/A
[7 empty] | 5 | 7 | 3026 | 2 | 2020-05-07 | Tuesday | 2 | No | #N/A | #N/A | #N/A | #N/A | #N/A | #N/A | #N/A | #N/A | #N/A | #N/A | #N/A | #N/A | #N/A | #N/A | #N/A | #N/A | #N/A | #N/A | #N/A | #N/A | #N/A | #N/A | #N/A | #N/A | #N/A | #N/A | #N/A | #N/A | #N/A | #N/A | #N/A | #N/A | #N/A | #N/A | #N/A | #N/A
[7 empty] | 5 | 7 | 3027 | 3 | 2020-05-07 | Tuesday | 2 | No | #N/A | #N/A | #N/A | #N/A | #N/A | #N/A | #N/A | #N/A | #N/A | #N/A | #N/A | #N/A | #N/A | #N/A | #N/A | #N/A | #N/A | #N/A | #N/A | #N/A | #N/A | #N/A | #N/A | #N/A | #N/A | #N/A | #N/A | #N/A | #N/A | #N/A | #N/A | #N/A | #N/A | #N/A | #N/A | #N/A
[7 empty] | 5 | 7 | 3028 | 4 | 2020-05-07 | Tuesday | 2 | No | #N/A | #N/A | #N/A | #N/A | #N/A | #N/A | #N/A | #N/A | #N/A | #N/A | #N/A | #N/A | #N/A | #N/A | #N/A | #N/A | #N/A | #N/A | #N/A | #N/A | #N/A | #N/A | #N/A | #N/A | #N/A | #N/A | #N/A | #N/A | #N/A | #N/A | #N/A | #N/A | #N/A | #N/A | #N/A | #N/A
[7 empty] | 5 | 7 | 3029 | 5 | 2020-05-07 | Tuesday | 2 | No | #N/A | #N/A | #N/A | #N/A | #N/A | #N/A | #N/A | #N/A | #N/A | #N/A | #N/A | #N/A | #N/A | #N/A | #N/A | #N/A | #N/A | #N/A | #N/A | #N/A | #N/A | #N/A | #N/A | #N/A | #N/A | #N/A | #N/A | #N/A | #N/A | #N/A | #N/A | #N/A | #N/A | #N/A | #N/A | #N/A
[7 empty] | 5 | 7 | 3030 | 6 | 2020-05-07 | Tuesday | 2 | No | #N/A | #N/A | #N/A | #N/A | #N/A | #N/A | #N/A | #N/A | #N/A | #N/A | #N/A | #N/A | #N/A | #N/A | #N/A | #N/A | #N/A | #N/A | #N/A | #N/A | #N/A | #N/A | #N/A | #N/A | #N/A | #N/A | #N/A | #N/A | #N/A | #N/A | #N/A | #N/A | #N/A | #N/A | #N/A | #N/A
[7 empty] | 5 | 7 | 3031 | 7 | 2020-05-07 | Tuesday | 2 | No | #N/A | #N/A | #N/A | #N/A | #N/A | #N/A | #N/A | #N/A | #N/A | #N/A | #N/A | #N/A | #N/A | #N/A | #N/A | #N/A | #N/A | #N/A | #N/A | #N/A | #N/A | #N/A | #N/A | #N/A | #N/A | #N/A | #N/A | #N/A | #N/A | #N/A | #N/A | #N/A | #N/A | #N/A | #N/A | #N/A
[7 empty] | 5 | 7 | 3032 | 8 | 2020-05-07 | Tuesday | 2 | No | #N/A | #N/A | #N/A | #N/A | #N/A | #N/A | #N/A | #N/A | #N/A | #N/A | #N/A | #N/A | #N/A | #N/A | #N/A | #N/A | #N/A | #N/A | #N/A | #N/A | #N/A | #N/A | #N/A | #N/A | #N/A | #N/A | #N/A | #N/A | #N/A | #N/A | #N/A | #N/A | #N/A | #N/A | #N/A | #N/A
[7 empty] | 5 | 7 | 3033 | 9 | 2020-05-07 | Tuesday | 2 | No | #N/A | #N/A | #N/A | #N/A | #N/A | #N/A | #N/A | #N/A | #N/A | #N/A | #N/A | #N/A | #N/A | #N/A | #N/A | #N/A | #N/A | #N/A | #N/A | #N/A | #N/A | #N/A | #N/A | #N/A | #N/A | #N/A | #N/A | #N/A | #N/A | #N/A | #N/A | #N/A | #N/A | #N/A | #N/A | #N/A
[7 empty] | 5 | 7 | 3034 | 10 | 2020-05-07 | Tuesday | 2 | No | #N/A | #N/A | #N/A | #N/A | #N/A | #N/A | #N/A | #N/A | #N/A | #N/A | #N/A | #N/A | #N/A | #N/A | #N/A | #N/A | #N/A | #N/A | #N/A | #N/A | #N/A | #N/A | #N/A | #N/A | #N/A | #N/A | #N/A | #N/A | #N/A | #N/A | #N/A | #N/A | #N/A | #N/A | #N/A | #N/A
[7 empty] | 5 | 7 | 3035 | 11 | 2020-05-07 | Tuesday | 2 | No | #N/A | #N/A | #N/A | #N/A | #N/A | #N/A | #N/A | #N/A | #N/A | #N/A | #N/A | #N/A | #N/A | #N/A | #N/A | #N/A | #N/A | #N/A | #N/A | #N/A | #N/A | #N/A | #N/A | #N/A | #N/A | #N/A | #N/A | #N/A | #N/A | #N/A | #N/A | #N/A | #N/A | #N/A | #N/A | #N/A
[7 empty] | 5 | 7 | 3036 | 12 | 2020-05-07 | Tuesday | 2 | No | #N/A | #N/A | #N/A | #N/A | #N/A | #N/A | #N/A | #N/A | #N/A | #N/A | #N/A | #N/A | #N/A | #N/A | #N/A | #N/A | #N/A | #N/A | #N/A | #N/A | #N/A | #N/A | #N/A | #N/A | #N/A | #N/A | #N/A | #N/A | #N/A | #N/A | #N/A | #N/A | #N/A | #N/A | #N/A | #N/A
[7 empty] | 5 | 7 | 3037 | 13 | 2020-05-07 | Tuesday | 2 | No | #N/A | #N/A | #N/A | #N/A | #N/A | #N/A | #N/A | #N/A | #N/A | #N/A | #N/A | #N/A | #N/A | #N/A | #N/A | #N/A | #N/A | #N/A | #N/A | #N/A | #N/A | #N/A | #N/A | #N/A | #N/A | #N/A | #N/A | #N/A | #N/A | #N/A | #N/A | #N/A | #N/A | #N/A | #N/A | #N/A
[7 empty] | 5 | 7 | 3038 | 14 | 2020-05-07 | Tuesday | 2 | No | #N/A | #N/A | #N/A | #N/A | #N/A | #N/A | #N/A | #N/A | #N/A | #N/A | #N/A | #N/A | #N/A | #N/A | #N/A | #N/A | #N/A | #N/A | #N/A | #N/A | #N/A | #N/A | #N/A | #N/A | #N/A | #N/A | #N/A | #N/A | #N/A | #N/A | #N/A | #N/A | #N/A | #N/A | #N/A | #N/A
[7 empty] | 5 | 7 | 3039 | 15 | 2020-05-07 | Tuesday | 2 | No | #N/A | #N/A | #N/A | #N/A | #N/A | #N/A | #N/A | #N/A | #N/A | #N/A | #N/A | #N/A | #N/A | #N/A | #N/A | #N/A | #N/A | #N/A | #N/A | #N/A | #N/A | #N/A | #N/A | #N/A | #N/A | #N/A | #N/A | #N/A | #N/A | #N/A | #N/A | #N/A | #N/A | #N/A | #N/A | #N/A
[7 empty] | 5 | 7 | 3040 | 16 | 2020-05-07 | Tuesday | 2 | No | #N/A | #N/A | #N/A | #N/A | #N/A | #N/A | #N/A | #N/A | #N/A | #N/A | #N/A | #N/A | #N/A | #N/A | #N/A | #N/A | #N/A | #N/A | #N/A | #N/A | #N/A | #N/A | #N/A | #N/A | #N/A | #N/A | #N/A | #N/A | #N/A | #N/A | #N/A | #N/A | #N/A | #N/A | #N/A | #N/A
[7 empty] | 5 | 7 | 3041 | 17 | 2020-05-07 | Tuesday | 2 | No | #N/A | #N/A | #N/A | #N/A | #N/A | #N/A | #N/A | #N/A | #N/A | #N/A | #N/A | #N/A | #N/A | #N/A | #N/A | #N/A | #N/A | #N/A | #N/A | #N/A | #N/A | #N/A | #N/A | #N/A | #N/A | #N/A | #N/A | #N/A | #N/A | #N/A | #N/A | #N/A | #N/A | #N/A | #N/A | #N/A
[7 empty] | 5 | 7 | 3042 | 18 | 2020-05-07 | Tuesday | 2 | No | #N/A | #N/A | #N/A | #N/A | #N/A | #N/A | #N/A | #N/A | #N/A | #N/A | #N/A | #N/A | #N/A | #N/A | #N/A | #N/A | #N/A | #N/A | #N/A | #N/A | #N/A | #N/A | #N/A | #N/A | #N/A | #N/A | #N/A | #N/A | #N/A | #N/A | #N/A | #N/A | #N/A | #N/A | #N/A | #N/A
[7 empty] | 5 | 7 | 3043 | 19 | 2020-05-07 | Tuesday | 2 | No | #N/A | #N/A | #N/A | #N/A | #N/A | #N/A | #N/A | #N/A | #N/A | #N/A | #N/A | #N/A | #N/A | #N/A | #N/A | #N/A | #N/A | #N/A | #N/A | #N/A | #N/A | #N/A | #N/A | #N/A | #N/A | #N/A | #N/A | #N/A | #N/A | #N/A | #N/A | #N/A | #N/A | #N/A | #N/A | #N/A
[7 empty] | 5 | 7 | 3044 | 20 | 2020-05-07 | Tuesday | 2 | No | #N/A | #N/A | #N/A | #N/A | #N/A | #N/A | #N/A | #N/A | #N/A | #N/A | #N/A | #N/A | #N/A | #N/A | #N/A | #N/A | #N/A | #N/A | #N/A | #N/A | #N/A | #N/A | #N/A | #N/A | #N/A | #N/A | #N/A | #N/A | #N/A | #N/A | #N/A | #N/A | #N/A | #N/A | #N/A | #N/A
[7 empty] | 5 | 7 | 3045 | 21 | 2020-05-07 | Tuesday | 2 | No | #N/A | #N/A | #N/A | #N/A | #N/A | #N/A | #N/A | #N/A | #N/A | #N/A | #N/A | #N/A | #N/A | #N/A | #N/A | #N/A | #N/A | #N/A | #N/A | #N/A | #N/A | #N/A | #N/A | #N/A | #N/A | #N/A | #N/A | #N/A | #N/A | #N/A | #N/A | #N/A | #N/A | #N/A | #N/A | #N/A
[7 empty] | 5 | 7 | 3046 | 22 | 2020-05-07 | Tuesday | 2 | No | #N/A | #N/A | #N/A | #N/A | #N/A | #N/A | #N/A | #N/A | #N/A | #N/A | #N/A | #N/A | #N/A | #N/A | #N/A | #N/A | #N/A | #N/A | #N/A | #N/A | #N/A | #N/A | #N/A | #N/A | #N/A | #N/A | #N/A | #N/A | #N/A | #N/A | #N/A | #N/A | #N/A | #N/A | #N/A | #N/A
[7 empty] | 5 | 7 | 3047 | 23 | 2020-05-07 | Tuesday | 2 | No | #N/A | #N/A | #N/A | #N/A | #N/A | #N/A | #N/A | #N/A | #N/A | #N/A | #N/A | #N/A | #N/A | #N/A | #N/A | #N/A | #N/A | #N/A | #N/A | #N/A | #N/A | #N/A | #N/A | #N/A | #N/A | #N/A | #N/A | #N/A | #N/A | #N/A | #N/A | #N/A | #N/A | #N/A | #N/A | #N/A
[7 empty] | 5 | 7 | 3048 | 24 | 2020-05-07 | Tuesday | 2 | No | #N/A | #N/A | #N/A | #N/A | #N/A | #N/A | #N/A | #N/A | #N/A | #N/A | #N/A | #N/A | #N/A | #N/A | #N/A | #N/A | #N/A | #N/A | #N/A | #N/A | #N/A | #N/A | #N/A | #N/A | #N/A | #N/A | #N/A | #N/A | #N/A | #N/A | #N/A | #N/A | #N/A | #N/A | #N/A | #N/A
[7 empty] | 5 | 8 | 3049 | 1 | 2020-05-08 | Wednesday | 3 | No | #N/A | #N/A | #N/A | #N/A | #N/A | #N/A | #N/A | #N/A | #N/A | #N/A | #N/A | #N/A | #N/A | #N/A | #N/A | #N/A | #N/A | #N/A | #N/A | #N/A | #N/A | #N/A | #N/A | #N/A | #N/A | #N/A | #N/A | #N/A | #N/A | #N/A | #N/A | #N/A | #N/A | #N/A | #N/A | #N/A
[7 empty] | 5 | 8 | 3050 | 2 | 2020-05-08 | Wednesday | 3 | No | #N/A | #N/A | #N/A | #N/A | #N/A | #N/A | #N/A | #N/A | #N/A | #N/A | #N/A | #N/A | #N/A | #N/A | #N/A | #N/A | #N/A | #N/A | #N/A | #N/A | #N/A | #N/A | #N/A | #N/A | #N/A | #N/A | #N/A | #N/A | #N/A | #N/A | #N/A | #N/A | #N/A | #N/A | #N/A | #N/A
[7 empty] | 5 | 8 | 3051 | 3 | 2020-05-08 | Wednesday | 3 | No | #N/A | #N/A | #N/A | #N/A | #N/A | #N/A | #N/A | #N/A | #N/A | #N/A | #N/A | #N/A | #N/A | #N/A | #N/A | #N/A | #N/A | #N/A | #N/A | #N/A | #N/A | #N/A | #N/A | #N/A | #N/A | #N/A | #N/A | #N/A | #N/A | #N/A | #N/A | #N/A | #N/A | #N/A | #N/A | #N/A
[7 empty] | 5 | 8 | 3052 | 4 | 2020-05-08 | Wednesday | 3 | No | #N/A | #N/A | #N/A | #N/A | #N/A | #N/A | #N/A | #N/A | #N/A | #N/A | #N/A | #N/A | #N/A | #N/A | #N/A | #N/A | #N/A | #N/A | #N/A | #N/A | #N/A | #N/A | #N/A | #N/A | #N/A | #N/A | #N/A | #N/A | #N/A | #N/A | #N/A | #N/A | #N/A | #N/A | #N/A | #N/A
[7 empty] | 5 | 8 | 3053 | 5 | 2020-05-08 | Wednesday | 3 | No | #N/A | #N/A | #N/A | #N/A | #N/A | #N/A | #N/A | #N/A | #N/A | #N/A | #N/A | #N/A | #N/A | #N/A | #N/A | #N/A | #N/A | #N/A | #N/A | #N/A | #N/A | #N/A | #N/A | #N/A | #N/A | #N/A | #N/A | #N/A | #N/A | #N/A | #N/A | #N/A | #N/A | #N/A | #N/A | #N/A
[7 empty] | 5 | 8 | 3054 | 6 | 2020-05-08 | Wednesday | 3 | No | #N/A | #N/A | #N/A | #N/A | #N/A | #N/A | #N/A | #N/A | #N/A | #N/A | #N/A | #N/A | #N/A | #N/A | #N/A | #N/A | #N/A | #N/A | #N/A | #N/A | #N/A | #N/A | #N/A | #N/A | #N/A | #N/A | #N/A | #N/A | #N/A | #N/A | #N/A | #N/A | #N/A | #N/A | #N/A | #N/A
[7 empty] | 5 | 8 | 3055 | 7 | 2020-05-08 | Wednesday | 3 | No | #N/A | #N/A | #N/A | #N/A | #N/A | #N/A | #N/A | #N/A | #N/A | #N/A | #N/A | #N/A | #N/A | #N/A | #N/A | #N/A | #N/A | #N/A | #N/A | #N/A | #N/A | #N/A | #N/A | #N/A | #N/A | #N/A | #N/A | #N/A | #N/A | #N/A | #N/A | #N/A | #N/A | #N/A | #N/A | #N/A
[7 empty] | 5 | 8 | 3056 | 8 | 2020-05-08 | Wednesday | 3 | No | #N/A | #N/A | #N/A | #N/A | #N/A | #N/A | #N/A | #N/A | #N/A | #N/A | #N/A | #N/A | #N/A | #N/A | #N/A | #N/A | #N/A | #N/A | #N/A | #N/A | #N/A | #N/A | #N/A | #N/A | #N/A | #N/A | #N/A | #N/A | #N/A | #N/A | #N/A | #N/A | #N/A | #N/A | #N/A | #N/A
[7 empty] | 5 | 8 | 3057 | 9 | 2020-05-08 | Wednesday | 3 | No | #N/A | #N/A | #N/A | #N/A | #N/A | #N/A | #N/A | #N/A | #N/A | #N/A | #N/A | #N/A | #N/A | #N/A | #N/A | #N/A | #N/A | #N/A | #N/A | #N/A | #N/A | #N/A | #N/A | #N/A | #N/A | #N/A | #N/A | #N/A | #N/A | #N/A | #N/A | #N/A | #N/A | #N/A | #N/A | #N/A
[7 empty] | 5 | 8 | 3058 | 10 | 2020-05-08 | Wednesday | 3 | No | #N/A | #N/A | #N/A | #N/A | #N/A | #N/A | #N/A | #N/A | #N/A | #N/A | #N/A | #N/A | #N/A | #N/A | #N/A | #N/A | #N/A | #N/A | #N/A | #N/A | #N/A | #N/A | #N/A | #N/A | #N/A | #N/A | #N/A | #N/A | #N/A | #N/A | #N/A | #N/A | #N/A | #N/A | #N/A | #N/A
[7 empty] | 5 | 8 | 3059 | 11 | 2020-05-08 | Wednesday | 3 | No | #N/A | #N/A | #N/A | #N/A | #N/A | #N/A | #N/A | #N/A | #N/A | #N/A | #N/A | #N/A | #N/A | #N/A | #N/A | #N/A | #N/A | #N/A | #N/A | #N/A | #N/A | #N/A | #N/A | #N/A | #N/A | #N/A | #N/A | #N/A | #N/A | #N/A | #N/A | #N/A | #N/A | #N/A | #N/A | #N/A
[7 empty] | 5 | 8 | 3060 | 12 | 2020-05-08 | Wednesday | 3 | No | #N/A | #N/A | #N/A | #N/A | #N/A | #N/A | #N/A | #N/A | #N/A | #N/A | #N/A | #N/A | #N/A | #N/A | #N/A | #N/A | #N/A | #N/A | #N/A | #N/A | #N/A | #N/A | #N/A | #N/A | #N/A | #N/A | #N/A | #N/A | #N/A | #N/A | #N/A | #N/A | #N/A | #N/A | #N/A | #N/A
[7 empty] | 5 | 8 | 3061 | 13 | 2020-05-08 | Wednesday | 3 | No | #N/A | #N/A | #N/A | #N/A | #N/A | #N/A | #N/A | #N/A | #N/A | #N/A | #N/A | #N/A | #N/A | #N/A | #N/A | #N/A | #N/A | #N/A | #N/A | #N/A | #N/A | #N/A | #N/A | #N/A | #N/A | #N/A | #N/A | #N/A | #N/A | #N/A | #N/A | #N/A | #N/A | #N/A | #N/A | #N/A
[7 empty] | 5 | 8 | 3062 | 14 | 2020-05-08 | Wednesday | 3 | No | #N/A | #N/A | #N/A | #N/A | #N/A | #N/A | #N/A | #N/A | #N/A | #N/A | #N/A | #N/A | #N/A | #N/A | #N/A | #N/A | #N/A | #N/A | #N/A | #N/A | #N/A | #N/A | #N/A | #N/A | #N/A | #N/A | #N/A | #N/A | #N/A | #N/A | #N/A | #N/A | #N/A | #N/A | #N/A | #N/A
[7 empty] | 5 | 8 | 3063 | 15 | 2020-05-08 | Wednesday | 3 | No | #N/A | #N/A | #N/A | #N/A | #N/A | #N/A | #N/A | #N/A | #N/A | #N/A | #N/A | #N/A | #N/A | #N/A | #N/A | #N/A | #N/A | #N/A | #N/A | #N/A | #N/A | #N/A | #N/A | #N/A | #N/A | #N/A | #N/A | #N/A | #N/A | #N/A | #N/A | #N/A | #N/A | #N/A | #N/A | #N/A
[7 empty] | 5 | 8 | 3064 | 16 | 2020-05-08 | Wednesday | 3 | No | #N/A | #N/A | #N/A | #N/A | #N/A | #N/A | #N/A | #N/A | #N/A | #N/A | #N/A | #N/A | #N/A | #N/A | #N/A | #N/A | #N/A | #N/A | #N/A | #N/A | #N/A | #N/A | #N/A | #N/A | #N/A | #N/A | #N/A | #N/A | #N/A | #N/A | #N/A | #N/A | #N/A | #N/A | #N/A | #N/A
[7 empty] | 5 | 8 | 3065 | 17 | 2020-05-08 | Wednesday | 3 | No | #N/A | #N/A | #N/A | #N/A | #N/A | #N/A | #N/A | #N/A | #N/A | #N/A | #N/A | #N/A | #N/A | #N/A | #N/A | #N/A | #N/A | #N/A | #N/A | #N/A | #N/A | #N/A | #N/A | #N/A | #N/A | #N/A | #N/A | #N/A | #N/A | #N/A | #N/A | #N/A | #N/A | #N/A | #N/A | #N/A
[7 empty] | 5 | 8 | 3066 | 18 | 2020-05-08 | Wednesday | 3 | No | #N/A | #N/A | #N/A | #N/A | #N/A | #N/A | #N/A | #N/A | #N/A | #N/A | #N/A | #N/A | #N/A | #N/A | #N/A | #N/A | #N/A | #N/A | #N/A | #N/A | #N/A | #N/A | #N/A | #N/A | #N/A | #N/A | #N/A | #N/A | #N/A | #N/A | #N/A | #N/A | #N/A | #N/A | #N/A | #N/A
[7 empty] | 5 | 8 | 3067 | 19 | 2020-05-08 | Wednesday | 3 | No | #N/A | #N/A | #N/A | #N/A | #N/A | #N/A | #N/A | #N/A | #N/A | #N/A | #N/A | #N/A | #N/A | #N/A | #N/A | #N/A | #N/A | #N/A | #N/A | #N/A | #N/A | #N/A | #N/A | #N/A | #N/A | #N/A | #N/A | #N/A | #N/A | #N/A | #N/A | #N/A | #N/A | #N/A | #N/A | #N/A
[7 empty] | 5 | 8 | 3068 | 20 | 2020-05-08 | Wednesday | 3 | No | #N/A | #N/A | #N/A | #N/A | #N/A | #N/A | #N/A | #N/A | #N/A | #N/A | #N/A | #N/A | #N/A | #N/A | #N/A | #N/A | #N/A | #N/A | #N/A | #N/A | #N/A | #N/A | #N/A | #N/A | #N/A | #N/A | #N/A | #N/A | #N/A | #N/A | #N/A | #N/A | #N/A | #N/A | #N/A | #N/A
[7 empty] | 5 | 8 | 3069 | 21 | 2020-05-08 | Wednesday | 3 | No | #N/A | #N/A | #N/A | #N/A | #N/A | #N/A | #N/A | #N/A | #N/A | #N/A | #N/A | #N/A | #N/A | #N/A | #N/A | #N/A | #N/A | #N/A | #N/A | #N/A | #N/A | #N/A | #N/A | #N/A | #N/A | #N/A | #N/A | #N/A | #N/A | #N/A | #N/A | #N/A | #N/A | #N/A | #N/A | #N/A
[7 empty] | 5 | 8 | 3070 | 22 | 2020-05-08 | Wednesday | 3 | No | #N/A | #N/A | #N/A | #N/A | #N/A | #N/A | #N/A | #N/A | #N/A | #N/A | #N/A | #N/A | #N/A | #N/A | #N/A | #N/A | #N/A | #N/A | #N/A | #N/A | #N/A | #N/A | #N/A | #N/A | #N/A | #N/A | #N/A | #N/A | #N/A | #N/A | #N/A | #N/A | #N/A | #N/A | #N/A | #N/A
[7 empty] | 5 | 8 | 3071 | 23 | 2020-05-08 | Wednesday | 3 | No | #N/A | #N/A | #N/A | #N/A | #N/A | #N/A | #N/A | #N/A | #N/A | #N/A | #N/A | #N/A | #N/A | #N/A | #N/A | #N/A | #N/A | #N/A | #N/A | #N/A | #N/A | #N/A | #N/A | #N/A | #N/A | #N/A | #N/A | #N/A | #N/A | #N/A | #N/A | #N/A | #N/A | #N/A | #N/A | #N/A
[7 empty] | 5 | 8 | 3072 | 24 | 2020-05-08 | Wednesday | 3 | No | #N/A | #N/A | #N/A | #N/A | #N/A | #N/A | #N/A | #N/A | #N/A | #N/A | #N/A | #N/A | #N/A | #N/A | #N/A | #N/A | #N/A | #N/A | #N/A | #N/A | #N/A | #N/A | #N/A | #N/A | #N/A | #N/A | #N/A | #N/A | #N/A | #N/A | #N/A | #N/A | #N/A | #N/A | #N/A | #N/A
[7 empty] | 5 | 9 | 3073 | 1 | 2020-05-09 | Thursday | 4 | No | #N/A | #N/A | #N/A | #N/A | #N/A | #N/A | #N/A | #N/A | #N/A | #N/A | #N/A | #N/A | #N/A | #N/A | #N/A | #N/A | #N/A | #N/A | #N/A | #N/A | #N/A | #N/A | #N/A | #N/A | #N/A | #N/A | #N/A | #N/A | #N/A | #N/A | #N/A | #N/A | #N/A | #N/A | #N/A | #N/A
[7 empty] | 5 | 9 | 3074 | 2 | 2020-05-09 | Thursday | 4 | No | #N/A | #N/A | #N/A | #N/A | #N/A | #N/A | #N/A | #N/A | #N/A | #N/A | #N/A | #N/A | #N/A | #N/A | #N/A | #N/A | #N/A | #N/A | #N/A | #N/A | #N/A | #N/A | #N/A | #N/A | #N/A | #N/A | #N/A | #N/A | #N/A | #N/A | #N/A | #N/A | #N/A | #N/A | #N/A | #N/A
[7 empty] | 5 | 9 | 3075 | 3 | 2020-05-09 | Thursday | 4 | No | #N/A | #N/A | #N/A | #N/A | #N/A | #N/A | #N/A | #N/A | #N/A | #N/A | #N/A | #N/A | #N/A | #N/A | #N/A | #N/A | #N/A | #N/A | #N/A | #N/A | #N/A | #N/A | #N/A | #N/A | #N/A | #N/A | #N/A | #N/A | #N/A | #N/A | #N/A | #N/A | #N/A | #N/A | #N/A | #N/A
[7 empty] | 5 | 9 | 3076 | 4 | 2020-05-09 | Thursday | 4 | No | #N/A | #N/A | #N/A | #N/A | #N/A | #N/A | #N/A | #N/A | #N/A | #N/A | #N/A | #N/A | #N/A | #N/A | #N/A | #N/A | #N/A | #N/A | #N/A | #N/A | #N/A | #N/A | #N/A | #N/A | #N/A | #N/A | #N/A | #N/A | #N/A | #N/A | #N/A | #N/A | #N/A | #N/A | #N/A | #N/A
[7 empty] | 5 | 9 | 3077 | 5 | 2020-05-09 | Thursday | 4 | No | #N/A | #N/A | #N/A | #N/A | #N/A | #N/A | #N/A | #N/A | #N/A | #N/A | #N/A | #N/A | #N/A | #N/A | #N/A | #N/A | #N/A | #N/A | #N/A | #N/A | #N/A | #N/A | #N/A | #N/A | #N/A | #N/A | #N/A | #N/A | #N/A | #N/A | #N/A | #N/A | #N/A | #N/A | #N/A | #N/A
[7 empty] | 5 | 9 | 3078 | 6 | 2020-05-09 | Thursday | 4 | No | #N/A | #N/A | #N/A | #N/A | #N/A | #N/A | #N/A | #N/A | #N/A | #N/A | #N/A | #N/A | #N/A | #N/A | #N/A | #N/A | #N/A | #N/A | #N/A | #N/A | #N/A | #N/A | #N/A | #N/A | #N/A | #N/A | #N/A | #N/A | #N/A | #N/A | #N/A | #N/A | #N/A | #N/A | #N/A | #N/A
[7 empty] | 5 | 9 | 3079 | 7 | 2020-05-09 | Thursday | 4 | No | #N/A | #N/A | #N/A | #N/A | #N/A | #N/A | #N/A | #N/A | #N/A | #N/A | #N/A | #N/A | #N/A | #N/A | #N/A | #N/A | #N/A | #N/A | #N/A | #N/A | #N/A | #N/A | #N/A | #N/A | #N/A | #N/A | #N/A | #N/A | #N/A | #N/A | #N/A | #N/A | #N/A | #N/A | #N/A | #N/A
[7 empty] | 5 | 9 | 3080 | 8 | 2020-05-09 | Thursday | 4 | No | #N/A | #N/A | #N/A | #N/A | #N/A | #N/A | #N/A | #N/A | #N/A | #N/A | #N/A | #N/A | #N/A | #N/A | #N/A | #N/A | #N/A | #N/A | #N/A | #N/A | #N/A | #N/A | #N/A | #N/A | #N/A | #N/A | #N/A | #N/A | #N/A | #N/A | #N/A | #N/A | #N/A | #N/A | #N/A | #N/A
[7 empty] | 5 | 9 | 3081 | 9 | 2020-05-09 | Thursday | 4 | No | #N/A | #N/A | #N/A | #N/A | #N/A | #N/A | #N/A | #N/A | #N/A | #N/A | #N/A | #N/A | #N/A | #N/A | #N/A | #N/A | #N/A | #N/A | #N/A | #N/A | #N/A | #N/A | #N/A | #N/A | #N/A | #N/A | #N/A | #N/A | #N/A | #N/A | #N/A | #N/A | #N/A | #N/A | #N/A | #N/A
[7 empty] | 5 | 9 | 3082 | 10 | 2020-05-09 | Thursday | 4 | No | #N/A | #N/A | #N/A | #N/A | #N/A | #N/A | #N/A | #N/A | #N/A | #N/A | #N/A | #N/A | #N/A | #N/A | #N/A | #N/A | #N/A | #N/A | #N/A | #N/A | #N/A | #N/A | #N/A | #N/A | #N/A | #N/A | #N/A | #N/A | #N/A | #N/A | #N/A | #N/A | #N/A | #N/A | #N/A | #N/A
[7 empty] | 5 | 9 | 3083 | 11 | 2020-05-09 | Thursday | 4 | No | #N/A | #N/A | #N/A | #N/A | #N/A | #N/A | #N/A | #N/A | #N/A | #N/A | #N/A | #N/A | #N/A | #N/A | #N/A | #N/A | #N/A | #N/A | #N/A | #N/A | #N/A | #N/A | #N/A | #N/A | #N/A | #N/A | #N/A | #N/A | #N/A | #N/A | #N/A | #N/A | #N/A | #N/A | #N/A | #N/A
[7 empty] | 5 | 9 | 3084 | 12 | 2020-05-09 | Thursday | 4 | No | #N/A | #N/A | #N/A | #N/A | #N/A | #N/A | #N/A | #N/A | #N/A | #N/A | #N/A | #N/A | #N/A | #N/A | #N/A | #N/A | #N/A | #N/A | #N/A | #N/A | #N/A | #N/A | #N/A | #N/A | #N/A | #N/A | #N/A | #N/A | #N/A | #N/A | #N/A | #N/A | #N/A | #N/A | #N/A | #N/A
[7 empty] | 5 | 9 | 3085 | 13 | 2020-05-09 | Thursday | 4 | No | #N/A | #N/A | #N/A | #N/A | #N/A | #N/A | #N/A | #N/A | #N/A | #N/A | #N/A | #N/A | #N/A | #N/A | #N/A | #N/A | #N/A | #N/A | #N/A | #N/A | #N/A | #N/A | #N/A | #N/A | #N/A | #N/A | #N/A | #N/A | #N/A | #N/A | #N/A | #N/A | #N/A | #N/A | #N/A | #N/A
[7 empty] | 5 | 9 | 3086 | 14 | 2020-05-09 | Thursday | 4 | No | #N/A | #N/A | #N/A | #N/A | #N/A | #N/A | #N/A | #N/A | #N/A | #N/A | #N/A | #N/A | #N/A | #N/A | #N/A | #N/A | #N/A | #N/A | #N/A | #N/A | #N/A | #N/A | #N/A | #N/A | #N/A | #N/A | #N/A | #N/A | #N/A | #N/A | #N/A | #N/A | #N/A | #N/A | #N/A | #N/A
[7 empty] | 5 | 9 | 3087 | 15 | 2020-05-09 | Thursday | 4 | No | #N/A | #N/A | #N/A | #N/A | #N/A | #N/A | #N/A | #N/A | #N/A | #N/A | #N/A | #N/A | #N/A | #N/A | #N/A | #N/A | #N/A | #N/A | #N/A | #N/A | #N/A | #N/A | #N/A | #N/A | #N/A | #N/A | #N/A | #N/A | #N/A | #N/A | #N/A | #N/A | #N/A | #N/A | #N/A | #N/A
[7 empty] | 5 | 9 | 3088 | 16 | 2020-05-09 | Thursday | 4 | No | #N/A | #N/A | #N/A | #N/A | #N/A | #N/A | #N/A | #N/A | #N/A | #N/A | #N/A | #N/A | #N/A | #N/A | #N/A | #N/A | #N/A | #N/A | #N/A | #N/A | #N/A | #N/A | #N/A | #N/A | #N/A | #N/A | #N/A | #N/A | #N/A | #N/A | #N/A | #N/A | #N/A | #N/A | #N/A | #N/A
[7 empty] | 5 | 9 | 3089 | 17 | 2020-05-09 | Thursday | 4 | No | #N/A | #N/A | #N/A | #N/A | #N/A | #N/A | #N/A | #N/A | #N/A | #N/A | #N/A | #N/A | #N/A | #N/A | #N/A | #N/A | #N/A | #N/A | #N/A | #N/A | #N/A | #N/A | #N/A | #N/A | #N/A | #N/A | #N/A | #N/A | #N/A | #N/A | #N/A | #N/A | #N/A | #N/A | #N/A | #N/A
[7 empty] | 5 | 9 | 3090 | 18 | 2020-05-09 | Thursday | 4 | No | #N/A | #N/A | #N/A | #N/A | #N/A | #N/A | #N/A | #N/A | #N/A | #N/A | #N/A | #N/A | #N/A | #N/A | #N/A | #N/A | #N/A | #N/A | #N/A | #N/A | #N/A | #N/A | #N/A | #N/A | #N/A | #N/A | #N/A | #N/A | #N/A | #N/A | #N/A | #N/A | #N/A | #N/A | #N/A | #N/A
[7 empty] | 5 | 9 | 3091 | 19 | 2020-05-09 | Thursday | 4 | No | #N/A | #N/A | #N/A | #N/A | #N/A | #N/A | #N/A | #N/A | #N/A | #N/A | #N/A | #N/A | #N/A | #N/A | #N/A | #N/A | #N/A | #N/A | #N/A | #N/A | #N/A | #N/A | #N/A | #N/A | #N/A | #N/A | #N/A | #N/A | #N/A | #N/A | #N/A | #N/A | #N/A | #N/A | #N/A | #N/A
[7 empty] | 5 | 9 | 3092 | 20 | 2020-05-09 | Thursday | 4 | No | #N/A | #N/A | #N/A | #N/A | #N/A | #N/A | #N/A | #N/A | #N/A | #N/A | #N/A | #N/A | #N/A | #N/A | #N/A | #N/A | #N/A | #N/A | #N/A | #N/A | #N/A | #N/A | #N/A | #N/A | #N/A | #N/A | #N/A | #N/A | #N/A | #N/A | #N/A | #N/A | #N/A | #N/A | #N/A | #N/A
[7 empty] | 5 | 9 | 3093 | 21 | 2020-05-09 | Thursday | 4 | No | #N/A | #N/A | #N/A | #N/A | #N/A | #N/A | #N/A | #N/A | #N/A | #N/A | #N/A | #N/A | #N/A | #N/A | #N/A | #N/A | #N/A | #N/A | #N/A | #N/A | #N/A | #N/A | #N/A | #N/A | #N/A | #N/A | #N/A | #N/A | #N/A | #N/A | #N/A | #N/A | #N/A | #N/A | #N/A | #N/A
[7 empty] | 5 | 9 | 3094 | 22 | 2020-05-09 | Thursday | 4 | No | #N/A | #N/A | #N/A | #N/A | #N/A | #N/A | #N/A | #N/A | #N/A | #N/A | #N/A | #N/A | #N/A | #N/A | #N/A | #N/A | #N/A | #N/A | #N/A | #N/A | #N/A | #N/A | #N/A | #N/A | #N/A | #N/A | #N/A | #N/A | #N/A | #N/A | #N/A | #N/A | #N/A | #N/A | #N/A | #N/A
[7 empty] | 5 | 9 | 3095 | 23 | 2020-05-09 | Thursday | 4 | No | #N/A | #N/A | #N/A | #N/A | #N/A | #N/A | #N/A | #N/A | #N/A | #N/A | #N/A | #N/A | #N/A | #N/A | #N/A | #N/A | #N/A | #N/A | #N/A | #N/A | #N/A | #N/A | #N/A | #N/A | #N/A | #N/A | #N/A | #N/A | #N/A | #N/A | #N/A | #N/A | #N/A | #N/A | #N/A | #N/A
[7 empty] | 5 | 9 | 3096 | 24 | 2020-05-09 | Thursday | 4 | No | #N/A | #N/A | #N/A | #N/A | #N/A | #N/A | #N/A | #N/A | #N/A | #N/A | #N/A | #N/A | #N/A | #N/A | #N/A | #N/A | #N/A | #N/A | #N/A | #N/A | #N/A | #N/A | #N/A | #N/A | #N/A | #N/A | #N/A | #N/A | #N/A | #N/A | #N/A | #N/A | #N/A | #N/A | #N/A | #N/A
[7 empty] | 5 | 10 | 3097 | 1 | 2020-05-10 | Friday | 5 | No | #N/A | #N/A | #N/A | #N/A | #N/A | #N/A | #N/A | #N/A | #N/A | #N/A | #N/A | #N/A | #N/A | #N/A | #N/A | #N/A | #N/A | #N/A | #N/A | #N/A | #N/A | #N/A | #N/A | #N/A | #N/A | #N/A | #N/A | #N/A | #N/A | #N/A | #N/A | #N/A | #N/A | #N/A | #N/A | #N/A
[7 empty] | 5 | 10 | 3098 | 2 | 2020-05-10 | Friday | 5 | No | #N/A | #N/A | #N/A | #N/A | #N/A | #N/A | #N/A | #N/A | #N/A | #N/A | #N/A | #N/A | #N/A | #N/A | #N/A | #N/A | #N/A | #N/A | #N/A | #N/A | #N/A | #N/A | #N/A | #N/A | #N/A | #N/A | #N/A | #N/A | #N/A | #N/A | #N/A | #N/A | #N/A | #N/A | #N/A | #N/A
[7 empty] | 5 | 10 | 3099 | 3 | 2020-05-10 | Friday | 5 | No | #N/A | #N/A | #N/A | #N/A | #N/A | #N/A | #N/A | #N/A | #N/A | #N/A | #N/A | #N/A | #N/A | #N/A | #N/A | #N/A | #N/A | #N/A | #N/A | #N/A | #N/A | #N/A | #N/A | #N/A | #N/A | #N/A | #N/A | #N/A | #N/A | #N/A | #N/A | #N/A | #N/A | #N/A | #N/A | #N/A
[7 empty] | 5 | 10 | 3100 | 4 | 2020-05-10 | Friday | 5 | No | #N/A | #N/A | #N/A | #N/A | #N/A | #N/A | #N/A | #N/A | #N/A | #N/A | #N/A | #N/A | #N/A | #N/A | #N/A | #N/A | #N/A | #N/A | #N/A | #N/A | #N/A | #N/A | #N/A | #N/A | #N/A | #N/A | #N/A | #N/A | #N/A | #N/A | #N/A | #N/A | #N/A | #N/A | #N/A | #N/A
[7 empty] | 5 | 10 | 3101 | 5 | 2020-05-10 | Friday | 5 | No | #N/A | #N/A | #N/A | #N/A | #N/A | #N/A | #N/A | #N/A | #N/A | #N/A | #N/A | #N/A | #N/A | #N/A | #N/A | #N/A | #N/A | #N/A | #N/A | #N/A | #N/A | #N/A | #N/A | #N/A | #N/A | #N/A | #N/A | #N/A | #N/A | #N/A | #N/A | #N/A | #N/A | #N/A | #N/A | #N/A
[7 empty] | 5 | 10 | 3102 | 6 | 2020-05-10 | Friday | 5 | No | #N/A | #N/A | #N/A | #N/A | #N/A | #N/A | #N/A | #N/A | #N/A | #N/A | #N/A | #N/A | #N/A | #N/A | #N/A | #N/A | #N/A | #N/A | #N/A | #N/A | #N/A | #N/A | #N/A | #N/A | #N/A | #N/A | #N/A | #N/A | #N/A | #N/A | #N/A | #N/A | #N/A | #N/A | #N/A | #N/A
[7 empty] | 5 | 10 | 3103 | 7 | 2020-05-10 | Friday | 5 | No | #N/A | #N/A | #N/A | #N/A | #N/A | #N/A | #N/A | #N/A | #N/A | #N/A | #N/A | #N/A | #N/A | #N/A | #N/A | #N/A | #N/A | #N/A | #N/A | #N/A | #N/A | #N/A | #N/A | #N/A | #N/A | #N/A | #N/A | #N/A | #N/A | #N/A | #N/A | #N/A | #N/A | #N/A | #N/A | #N/A
[7 empty] | 5 | 10 | 3104 | 8 | 2020-05-10 | Friday | 5 | No | #N/A | #N/A | #N/A | #N/A | #N/A | #N/A | #N/A | #N/A | #N/A | #N/A | #N/A | #N/A | #N/A | #N/A | #N/A | #N/A | #N/A | #N/A | #N/A | #N/A | #N/A | #N/A | #N/A | #N/A | #N/A | #N/A | #N/A | #N/A | #N/A | #N/A | #N/A | #N/A | #N/A | #N/A | #N/A | #N/A
[7 empty] | 5 | 10 | 3105 | 9 | 2020-05-10 | Friday | 5 | No | #N/A | #N/A | #N/A | #N/A | #N/A | #N/A | #N/A | #N/A | #N/A | #N/A | #N/A | #N/A | #N/A | #N/A | #N/A | #N/A | #N/A | #N/A | #N/A | #N/A | #N/A | #N/A | #N/A | #N/A | #N/A | #N/A | #N/A | #N/A | #N/A | #N/A | #N/A | #N/A | #N/A | #N/A | #N/A | #N/A
[7 empty] | 5 | 10 | 3106 | 10 | 2020-05-10 | Friday | 5 | No | #N/A | #N/A | #N/A | #N/A | #N/A | #N/A | #N/A | #N/A | #N/A | #N/A | #N/A | #N/A | #N/A | #N/A | #N/A | #N/A | #N/A | #N/A | #N/A | #N/A | #N/A | #N/A | #N/A | #N/A | #N/A | #N/A | #N/A | #N/A | #N/A | #N/A | #N/A | #N/A | #N/A | #N/A | #N/A | #N/A
[7 empty] | 5 | 10 | 3107 | 11 | 2020-05-10 | Friday | 5 | No | #N/A | #N/A | #N/A | #N/A | #N/A | #N/A | #N/A | #N/A | #N/A | #N/A | #N/A | #N/A | #N/A | #N/A | #N/A | #N/A | #N/A | #N/A | #N/A | #N/A | #N/A | #N/A | #N/A | #N/A | #N/A | #N/A | #N/A | #N/A | #N/A | #N/A | #N/A | #N/A | #N/A | #N/A | #N/A | #N/A
[7 empty] | 5 | 10 | 3108 | 12 | 2020-05-10 | Friday | 5 | No | #N/A | #N/A | #N/A | #N/A | #N/A | #N/A | #N/A | #N/A | #N/A | #N/A | #N/A | #N/A | #N/A | #N/A | #N/A | #N/A | #N/A | #N/A | #N/A | #N/A | #N/A | #N/A | #N/A | #N/A | #N/A | #N/A | #N/A | #N/A | #N/A | #N/A | #N/A | #N/A | #N/A | #N/A | #N/A | #N/A
[7 empty] | 5 | 10 | 3109 | 13 | 2020-05-10 | Friday | 5 | No | #N/A | #N/A | #N/A | #N/A | #N/A | #N/A | #N/A | #N/A | #N/A | #N/A | #N/A | #N/A | #N/A | #N/A | #N/A | #N/A | #N/A | #N/A | #N/A | #N/A | #N/A | #N/A | #N/A | #N/A | #N/A | #N/A | #N/A | #N/A | #N/A | #N/A | #N/A | #N/A | #N/A | #N/A | #N/A | #N/A
[7 empty] | 5 | 10 | 3110 | 14 | 2020-05-10 | Friday | 5 | No | #N/A | #N/A | #N/A | #N/A | #N/A | #N/A | #N/A | #N/A | #N/A | #N/A | #N/A | #N/A | #N/A | #N/A | #N/A | #N/A | #N/A | #N/A | #N/A | #N/A | #N/A | #N/A | #N/A | #N/A | #N/A | #N/A | #N/A | #N/A | #N/A | #N/A | #N/A | #N/A | #N/A | #N/A | #N/A | #N/A
[7 empty] | 5 | 10 | 3111 | 15 | 2020-05-10 | Friday | 5 | No | #N/A | #N/A | #N/A | #N/A | #N/A | #N/A | #N/A | #N/A | #N/A | #N/A | #N/A | #N/A | #N/A | #N/A | #N/A | #N/A | #N/A | #N/A | #N/A | #N/A | #N/A | #N/A | #N/A | #N/A | #N/A | #N/A | #N/A | #N/A | #N/A | #N/A | #N/A | #N/A | #N/A | #N/A | #N/A | #N/A
[7 empty] | 5 | 10 | 3112 | 16 | 2020-05-10 | Friday | 5 | No | #N/A | #N/A | #N/A | #N/A | #N/A | #N/A | #N/A | #N/A | #N/A | #N/A | #N/A | #N/A | #N/A | #N/A | #N/A | #N/A | #N/A | #N/A | #N/A | #N/A | #N/A | #N/A | #N/A | #N/A | #N/A | #N/A | #N/A | #N/A | #N/A | #N/A | #N/A | #N/A | #N/A | #N/A | #N/A | #N/A
[7 empty] | 5 | 10 | 3113 | 17 | 2020-05-10 | Friday | 5 | No | #N/A | #N/A | #N/A | #N/A | #N/A | #N/A | #N/A | #N/A | #N/A | #N/A | #N/A | #N/A | #N/A | #N/A | #N/A | #N/A | #N/A | #N/A | #N/A | #N/A | #N/A | #N/A | #N/A | #N/A | #N/A | #N/A | #N/A | #N/A | #N/A | #N/A | #N/A | #N/A | #N/A | #N/A | #N/A | #N/A
[7 empty] | 5 | 10 | 3114 | 18 | 2020-05-10 | Friday | 5 | No | #N/A | #N/A | #N/A | #N/A | #N/A | #N/A | #N/A | #N/A | #N/A | #N/A | #N/A | #N/A | #N/A | #N/A | #N/A | #N/A | #N/A | #N/A | #N/A | #N/A | #N/A | #N/A | #N/A | #N/A | #N/A | #N/A | #N/A | #N/A | #N/A | #N/A | #N/A | #N/A | #N/A | #N/A | #N/A | #N/A
[7 empty] | 5 | 10 | 3115 | 19 | 2020-05-10 | Friday | 5 | No | #N/A | #N/A | #N/A | #N/A | #N/A | #N/A | #N/A | #N/A | #N/A | #N/A | #N/A | #N/A | #N/A | #N/A | #N/A | #N/A | #N/A | #N/A | #N/A | #N/A | #N/A | #N/A | #N/A | #N/A | #N/A | #N/A | #N/A | #N/A | #N/A | #N/A | #N/A | #N/A | #N/A | #N/A | #N/A | #N/A
[7 empty] | 5 | 10 | 3116 | 20 | 2020-05-10 | Friday | 5 | No | #N/A | #N/A | #N/A | #N/A | #N/A | #N/A | #N/A | #N/A | #N/A | #N/A | #N/A | #N/A | #N/A | #N/A | #N/A | #N/A | #N/A | #N/A | #N/A | #N/A | #N/A | #N/A | #N/A | #N/A | #N/A | #N/A | #N/A | #N/A | #N/A | #N/A | #N/A | #N/A | #N/A | #N/A | #N/A | #N/A
[7 empty] | 5 | 10 | 3117 | 21 | 2020-05-10 | Friday | 5 | No | #N/A | #N/A | #N/A | #N/A | #N/A | #N/A | #N/A | #N/A | #N/A | #N/A | #N/A | #N/A | #N/A | #N/A | #N/A | #N/A | #N/A | #N/A | #N/A | #N/A | #N/A | #N/A | #N/A | #N/A | #N/A | #N/A | #N/A | #N/A | #N/A | #N/A | #N/A | #N/A | #N/A | #N/A | #N/A | #N/A
[7 empty] | 5 | 10 | 3118 | 22 | 2020-05-10 | Friday | 5 | No | #N/A | #N/A | #N/A | #N/A | #N/A | #N/A | #N/A | #N/A | #N/A | #N/A | #N/A | #N/A | #N/A | #N/A | #N/A | #N/A | #N/A | #N/A | #N/A | #N/A | #N/A | #N/A | #N/A | #N/A | #N/A | #N/A | #N/A | #N/A | #N/A | #N/A | #N/A | #N/A | #N/A | #N/A | #N/A | #N/A
[7 empty] | 5 | 10 | 3119 | 23 | 2020-05-10 | Friday | 5 | No | #N/A | #N/A | #N/A | #N/A | #N/A | #N/A | #N/A | #N/A | #N/A | #N/A | #N/A | #N/A | #N/A | #N/A | #N/A | #N/A | #N/A | #N/A | #N/A | #N/A | #N/A | #N/A | #N/A | #N/A | #N/A | #N/A | #N/A | #N/A | #N/A | #N/A | #N/A | #N/A | #N/A | #N/A | #N/A | #N/A
[7 empty] | 5 | 10 | 3120 | 24 | 2020-05-10 | Friday | 5 | No | #N/A | #N/A | #N/A | #N/A | #N/A | #N/A | #N/A | #N/A | #N/A | #N/A | #N/A | #N/A | #N/A | #N/A | #N/A | #N/A | #N/A | #N/A | #N/A | #N/A | #N/A | #N/A | #N/A | #N/A | #N/A | #N/A | #N/A | #N/A | #N/A | #N/A | #N/A | #N/A | #N/A | #N/A | #N/A | #N/A
[7 empty] | 5 | 11 | 3121 | 1 | 2020-05-11 | Saturday | 6 | No | #N/A | #N/A | #N/A | #N/A | #N/A | #N/A | #N/A | #N/A | #N/A | #N/A | #N/A | #N/A | #N/A | #N/A | #N/A | #N/A | #N/A | #N/A | #N/A | #N/A | #N/A | #N/A | #N/A | #N/A | #N/A | #N/A | #N/A | #N/A | #N/A | #N/A | #N/A | #N/A | #N/A | #N/A | #N/A | #N/A
[7 empty] | 5 | 11 | 3122 | 2 | 2020-05-11 | Saturday | 6 | No | #N/A | #N/A | #N/A | #N/A | #N/A | #N/A | #N/A | #N/A | #N/A | #N/A | #N/A | #N/A | #N/A | #N/A | #N/A | #N/A | #N/A | #N/A | #N/A | #N/A | #N/A | #N/A | #N/A | #N/A | #N/A | #N/A | #N/A | #N/A | #N/A | #N/A | #N/A | #N/A | #N/A | #N/A | #N/A | #N/A
[7 empty] | 5 | 11 | 3123 | 3 | 2020-05-11 | Saturday | 6 | No | #N/A | #N/A | #N/A | #N/A | #N/A | #N/A | #N/A | #N/A | #N/A | #N/A | #N/A | #N/A | #N/A | #N/A | #N/A | #N/A | #N/A | #N/A | #N/A | #N/A | #N/A | #N/A | #N/A | #N/A | #N/A | #N/A | #N/A | #N/A | #N/A | #N/A | #N/A | #N/A | #N/A | #N/A | #N/A | #N/A
[7 empty] | 5 | 11 | 3124 | 4 | 2020-05-11 | Saturday | 6 | No | #N/A | #N/A | #N/A | #N/A | #N/A | #N/A | #N/A | #N/A | #N/A | #N/A | #N/A | #N/A | #N/A | #N/A | #N/A | #N/A | #N/A | #N/A | #N/A | #N/A | #N/A | #N/A | #N/A | #N/A | #N/A | #N/A | #N/A | #N/A | #N/A | #N/A | #N/A | #N/A | #N/A | #N/A | #N/A | #N/A
[7 empty] | 5 | 11 | 3125 | 5 | 2020-05-11 | Saturday | 6 | No | #N/A | #N/A | #N/A | #N/A | #N/A | #N/A | #N/A | #N/A | #N/A | #N/A | #N/A | #N/A | #N/A | #N/A | #N/A | #N/A | #N/A | #N/A | #N/A | #N/A | #N/A | #N/A | #N/A | #N/A | #N/A | #N/A | #N/A | #N/A | #N/A | #N/A | #N/A | #N/A | #N/A | #N/A | #N/A | #N/A
[7 empty] | 5 | 11 | 3126 | 6 | 2020-05-11 | Saturday | 6 | No | #N/A | #N/A | #N/A | #N/A | #N/A | #N/A | #N/A | #N/A | #N/A | #N/A | #N/A | #N/A | #N/A | #N/A | #N/A | #N/A | #N/A | #N/A | #N/A | #N/A | #N/A | #N/A | #N/A | #N/A | #N/A | #N/A | #N/A | #N/A | #N/A | #N/A | #N/A | #N/A | #N/A | #N/A | #N/A | #N/A
[7 empty] | 5 | 11 | 3127 | 7 | 2020-05-11 | Saturday | 6 | No | #N/A | #N/A | #N/A | #N/A | #N/A | #N/A | #N/A | #N/A | #N/A | #N/A | #N/A | #N/A | #N/A | #N/A | #N/A | #N/A | #N/A | #N/A | #N/A | #N/A | #N/A | #N/A | #N/A | #N/A | #N/A | #N/A | #N/A | #N/A | #N/A | #N/A | #N/A | #N/A | #N/A | #N/A | #N/A | #N/A
[7 empty] | 5 | 11 | 3128 | 8 | 2020-05-11 | Saturday | 6 | No | #N/A | #N/A | #N/A | #N/A | #N/A | #N/A | #N/A | #N/A | #N/A | #N/A | #N/A | #N/A | #N/A | #N/A | #N/A | #N/A | #N/A | #N/A | #N/A | #N/A | #N/A | #N/A | #N/A | #N/A | #N/A | #N/A | #N/A | #N/A | #N/A | #N/A | #N/A | #N/A | #N/A | #N/A | #N/A | #N/A
[7 empty] | 5 | 11 | 3129 | 9 | 2020-05-11 | Saturday | 6 | No | #N/A | #N/A | #N/A | #N/A | #N/A | #N/A | #N/A | #N/A | #N/A | #N/A | #N/A | #N/A | #N/A | #N/A | #N/A | #N/A | #N/A | #N/A | #N/A | #N/A | #N/A | #N/A | #N/A | #N/A | #N/A | #N/A | #N/A | #N/A | #N/A | #N/A | #N/A | #N/A | #N/A | #N/A | #N/A | #N/A
[7 empty] | 5 | 11 | 3130 | 10 | 2020-05-11 | Saturday | 6 | No | #N/A | #N/A | #N/A | #N/A | #N/A | #N/A | #N/A | #N/A | #N/A | #N/A | #N/A | #N/A | #N/A | #N/A | #N/A | #N/A | #N/A | #N/A | #N/A | #N/A | #N/A | #N/A | #N/A | #N/A | #N/A | #N/A | #N/A | #N/A | #N/A | #N/A | #N/A | #N/A | #N/A | #N/A | #N/A | #N/A
[7 empty] | 5 | 11 | 3131 | 11 | 2020-05-11 | Saturday | 6 | No | #N/A | #N/A | #N/A | #N/A | #N/A | #N/A | #N/A | #N/A | #N/A | #N/A | #N/A | #N/A | #N/A | #N/A | #N/A | #N/A | #N/A | #N/A | #N/A | #N/A | #N/A | #N/A | #N/A | #N/A | #N/A | #N/A | #N/A | #N/A | #N/A | #N/A | #N/A | #N/A | #N/A | #N/A | #N/A | #N/A
[7 empty] | 5 | 11 | 3132 | 12 | 2020-05-11 | Saturday | 6 | No | #N/A | #N/A | #N/A | #N/A | #N/A | #N/A | #N/A | #N/A | #N/A | #N/A | #N/A | #N/A | #N/A | #N/A | #N/A | #N/A | #N/A | #N/A | #N/A | #N/A | #N/A | #N/A | #N/A | #N/A | #N/A | #N/A | #N/A | #N/A | #N/A | #N/A | #N/A | #N/A | #N/A | #N/A | #N/A | #N/A
[7 empty] | 5 | 11 | 3133 | 13 | 2020-05-11 | Saturday | 6 | No | #N/A | #N/A | #N/A | #N/A | #N/A | #N/A | #N/A | #N/A | #N/A | #N/A | #N/A | #N/A | #N/A | #N/A | #N/A | #N/A | #N/A | #N/A | #N/A | #N/A | #N/A | #N/A | #N/A | #N/A | #N/A | #N/A | #N/A | #N/A | #N/A | #N/A | #N/A | #N/A | #N/A | #N/A | #N/A | #N/A
[7 empty] | 5 | 11 | 3134 | 14 | 2020-05-11 | Saturday | 6 | No | #N/A | #N/A | #N/A | #N/A | #N/A | #N/A | #N/A | #N/A | #N/A | #N/A | #N/A | #N/A | #N/A | #N/A | #N/A | #N/A | #N/A | #N/A | #N/A | #N/A | #N/A | #N/A | #N/A | #N/A | #N/A | #N/A | #N/A | #N/A | #N/A | #N/A | #N/A | #N/A | #N/A | #N/A | #N/A | #N/A
[7 empty] | 5 | 11 | 3135 | 15 | 2020-05-11 | Saturday | 6 | No | #N/A | #N/A | #N/A | #N/A | #N/A | #N/A | #N/A | #N/A | #N/A | #N/A | #N/A | #N/A | #N/A | #N/A | #N/A | #N/A | #N/A | #N/A | #N/A | #N/A | #N/A | #N/A | #N/A | #N/A | #N/A | #N/A | #N/A | #N/A | #N/A | #N/A | #N/A | #N/A | #N/A | #N/A | #N/A | #N/A
[7 empty] | 5 | 11 | 3136 | 16 | 2020-05-11 | Saturday | 6 | No | #N/A | #N/A | #N/A | #N/A | #N/A | #N/A | #N/A | #N/A | #N/A | #N/A | #N/A | #N/A | #N/A | #N/A | #N/A | #N/A | #N/A | #N/A | #N/A | #N/A | #N/A | #N/A | #N/A | #N/A | #N/A | #N/A | #N/A | #N/A | #N/A | #N/A | #N/A | #N/A | #N/A | #N/A | #N/A | #N/A
[7 empty] | 5 | 11 | 3137 | 17 | 2020-05-11 | Saturday | 6 | No | #N/A | #N/A | #N/A | #N/A | #N/A | #N/A | #N/A | #N/A | #N/A | #N/A | #N/A | #N/A | #N/A | #N/A | #N/A | #N/A | #N/A | #N/A | #N/A | #N/A | #N/A | #N/A | #N/A | #N/A | #N/A | #N/A | #N/A | #N/A | #N/A | #N/A | #N/A | #N/A | #N/A | #N/A | #N/A | #N/A
[7 empty] | 5 | 11 | 3138 | 18 | 2020-05-11 | Saturday | 6 | No | #N/A | #N/A | #N/A | #N/A | #N/A | #N/A | #N/A | #N/A | #N/A | #N/A | #N/A | #N/A | #N/A | #N/A | #N/A | #N/A | #N/A | #N/A | #N/A | #N/A | #N/A | #N/A | #N/A | #N/A | #N/A | #N/A | #N/A | #N/A | #N/A | #N/A | #N/A | #N/A | #N/A | #N/A | #N/A | #N/A
[7 empty] | 5 | 11 | 3139 | 19 | 2020-05-11 | Saturday | 6 | No | #N/A | #N/A | #N/A | #N/A | #N/A | #N/A | #N/A | #N/A | #N/A | #N/A | #N/A | #N/A | #N/A | #N/A | #N/A | #N/A | #N/A | #N/A | #N/A | #N/A | #N/A | #N/A | #N/A | #N/A | #N/A | #N/A | #N/A | #N/A | #N/A | #N/A | #N/A | #N/A | #N/A | #N/A | #N/A | #N/A
[7 empty] | 5 | 11 | 3140 | 20 | 2020-05-11 | Saturday | 6 | No | #N/A | #N/A | #N/A | #N/A | #N/A | #N/A | #N/A | #N/A | #N/A | #N/A | #N/A | #N/A | #N/A | #N/A | #N/A | #N/A | #N/A | #N/A | #N/A | #N/A | #N/A | #N/A | #N/A | #N/A | #N/A | #N/A | #N/A | #N/A | #N/A | #N/A | #N/A | #N/A | #N/A | #N/A | #N/A | #N/A
[7 empty] | 5 | 11 | 3141 | 21 | 2020-05-11 | Saturday | 6 | No | #N/A | #N/A | #N/A | #N/A | #N/A | #N/A | #N/A | #N/A | #N/A | #N/A | #N/A | #N/A | #N/A | #N/A | #N/A | #N/A | #N/A | #N/A | #N/A | #N/A | #N/A | #N/A | #N/A | #N/A | #N/A | #N/A | #N/A | #N/A | #N/A | #N/A | #N/A | #N/A | #N/A | #N/A | #N/A | #N/A
[7 empty] | 5 | 11 | 3142 | 22 | 2020-05-11 | Saturday | 6 | No | #N/A | #N/A | #N/A | #N/A | #N/A | #N/A | #N/A | #N/A | #N/A | #N/A | #N/A | #N/A | #N/A | #N/A | #N/A | #N/A | #N/A | #N/A | #N/A | #N/A | #N/A | #N/A | #N/A | #N/A | #N/A | #N/A | #N/A | #N/A | #N/A | #N/A | #N/A | #N/A | #N/A | #N/A | #N/A | #N/A
[7 empty] | 5 | 11 | 3143 | 23 | 2020-05-11 | Saturday | 6 | No | #N/A | #N/A | #N/A | #N/A | #N/A | #N/A | #N/A | #N/A | #N/A | #N/A | #N/A | #N/A | #N/A | #N/A | #N/A | #N/A | #N/A | #N/A | #N/A | #N/A | #N/A | #N/A | #N/A | #N/A | #N/A | #N/A | #N/A | #N/A | #N/A | #N/A | #N/A | #N/A | #N/A | #N/A | #N/A | #N/A
[7 empty] | 5 | 11 | 3144 | 24 | 2020-05-11 | Saturday | 6 | No | #N/A | #N/A | #N/A | #N/A | #N/A | #N/A | #N/A | #N/A | #N/A | #N/A | #N/A | #N/A | #N/A | #N/A | #N/A | #N/A | #N/A | #N/A | #N/A | #N/A | #N/A | #N/A | #N/A | #N/A | #N/A | #N/A | #N/A | #N/A | #N/A | #N/A | #N/A | #N/A | #N/A | #N/A | #N/A | #N/A
[7 empty] | 5 | 12 | 3145 | 1 | 2020-05-12 | Sunday | 7 | No | #N/A | #N/A | #N/A | #N/A | #N/A | #N/A | #N/A | #N/A | #N/A | #N/A | #N/A | #N/A | #N/A | #N/A | #N/A | #N/A | #N/A | #N/A | #N/A | #N/A | #N/A | #N/A | #N/A | #N/A | #N/A | #N/A | #N/A | #N/A | #N/A | #N/A | #N/A | #N/A | #N/A | #N/A | #N/A | #N/A
[7 empty] | 5 | 12 | 3146 | 2 | 2020-05-12 | Sunday | 7 | No | #N/A | #N/A | #N/A | #N/A | #N/A | #N/A | #N/A | #N/A | #N/A | #N/A | #N/A | #N/A | #N/A | #N/A | #N/A | #N/A | #N/A | #N/A | #N/A | #N/A | #N/A | #N/A | #N/A | #N/A | #N/A | #N/A | #N/A | #N/A | #N/A | #N/A | #N/A | #N/A | #N/A | #N/A | #N/A | #N/A
[7 empty] | 5 | 12 | 3147 | 3 | 2020-05-12 | Sunday | 7 | No | #N/A | #N/A | #N/A | #N/A | #N/A | #N/A | #N/A | #N/A | #N/A | #N/A | #N/A | #N/A | #N/A | #N/A | #N/A | #N/A | #N/A | #N/A | #N/A | #N/A | #N/A | #N/A | #N/A | #N/A | #N/A | #N/A | #N/A | #N/A | #N/A | #N/A | #N/A | #N/A | #N/A | #N/A | #N/A | #N/A
[7 empty] | 5 | 12 | 3148 | 4 | 2020-05-12 | Sunday | 7 | No | #N/A | #N/A | #N/A | #N/A | #N/A | #N/A | #N/A | #N/A | #N/A | #N/A | #N/A | #N/A | #N/A | #N/A | #N/A | #N/A | #N/A | #N/A | #N/A | #N/A | #N/A | #N/A | #N/A | #N/A | #N/A | #N/A | #N/A | #N/A | #N/A | #N/A | #N/A | #N/A | #N/A | #N/A | #N/A | #N/A
[7 empty] | 5 | 12 | 3149 | 5 | 2020-05-12 | Sunday | 7 | No | #N/A | #N/A | #N/A | #N/A | #N/A | #N/A | #N/A | #N/A | #N/A | #N/A | #N/A | #N/A | #N/A | #N/A | #N/A | #N/A | #N/A | #N/A | #N/A | #N/A | #N/A | #N/A | #N/A | #N/A | #N/A | #N/A | #N/A | #N/A | #N/A | #N/A | #N/A | #N/A | #N/A | #N/A | #N/A | #N/A
[7 empty] | 5 | 12 | 3150 | 6 | 2020-05-12 | Sunday | 7 | No | #N/A | #N/A | #N/A | #N/A | #N/A | #N/A | #N/A | #N/A | #N/A | #N/A | #N/A | #N/A | #N/A | #N/A | #N/A | #N/A | #N/A | #N/A | #N/A | #N/A | #N/A | #N/A | #N/A | #N/A | #N/A | #N/A | #N/A | #N/A | #N/A | #N/A | #N/A | #N/A | #N/A | #N/A | #N/A | #N/A
[7 empty] | 5 | 12 | 3151 | 7 | 2020-05-12 | Sunday | 7 | No | #N/A | #N/A | #N/A | #N/A | #N/A | #N/A | #N/A | #N/A | #N/A | #N/A | #N/A | #N/A | #N/A | #N/A | #N/A | #N/A | #N/A | #N/A | #N/A | #N/A | #N/A | #N/A | #N/A | #N/A | #N/A | #N/A | #N/A | #N/A | #N/A | #N/A | #N/A | #N/A | #N/A | #N/A | #N/A | #N/A
[7 empty] | 5 | 12 | 3152 | 8 | 2020-05-12 | Sunday | 7 | No | #N/A | #N/A | #N/A | #N/A | #N/A | #N/A | #N/A | #N/A | #N/A | #N/A | #N/A | #N/A | #N/A | #N/A | #N/A | #N/A | #N/A | #N/A | #N/A | #N/A | #N/A | #N/A | #N/A | #N/A | #N/A | #N/A | #N/A | #N/A | #N/A | #N/A | #N/A | #N/A | #N/A | #N/A | #N/A | #N/A
[7 empty] | 5 | 12 | 3153 | 9 | 2020-05-12 | Sunday | 7 | No | #N/A | #N/A | #N/A | #N/A | #N/A | #N/A | #N/A | #N/A | #N/A | #N/A | #N/A | #N/A | #N/A | #N/A | #N/A | #N/A | #N/A | #N/A | #N/A | #N/A | #N/A | #N/A | #N/A | #N/A | #N/A | #N/A | #N/A | #N/A | #N/A | #N/A | #N/A | #N/A | #N/A | #N/A | #N/A | #N/A
[7 empty] | 5 | 12 | 3154 | 10 | 2020-05-12 | Sunday | 7 | No | #N/A | #N/A | #N/A | #N/A | #N/A | #N/A | #N/A | #N/A | #N/A | #N/A | #N/A | #N/A | #N/A | #N/A | #N/A | #N/A | #N/A | #N/A | #N/A | #N/A | #N/A | #N/A | #N/A | #N/A | #N/A | #N/A | #N/A | #N/A | #N/A | #N/A | #N/A | #N/A | #N/A | #N/A | #N/A | #N/A
[7 empty] | 5 | 12 | 3155 | 11 | 2020-05-12 | Sunday | 7 | No | #N/A | #N/A | #N/A | #N/A | #N/A | #N/A | #N/A | #N/A | #N/A | #N/A | #N/A | #N/A | #N/A | #N/A | #N/A | #N/A | #N/A | #N/A | #N/A | #N/A | #N/A | #N/A | #N/A | #N/A | #N/A | #N/A | #N/A | #N/A | #N/A | #N/A | #N/A | #N/A | #N/A | #N/A | #N/A | #N/A
[7 empty] | 5 | 12 | 3156 | 12 | 2020-05-12 | Sunday | 7 | No | #N/A | #N/A | #N/A | #N/A | #N/A | #N/A | #N/A | #N/A | #N/A | #N/A | #N/A | #N/A | #N/A | #N/A | #N/A | #N/A | #N/A | #N/A | #N/A | #N/A | #N/A | #N/A | #N/A | #N/A | #N/A | #N/A | #N/A | #N/A | #N/A | #N/A | #N/A | #N/A | #N/A | #N/A | #N/A | #N/A
[7 empty] | 5 | 12 | 3157 | 13 | 2020-05-12 | Sunday | 7 | No | #N/A | #N/A | #N/A | #N/A | #N/A | #N/A | #N/A | #N/A | #N/A | #N/A | #N/A | #N/A | #N/A | #N/A | #N/A | #N/A | #N/A | #N/A | #N/A | #N/A | #N/A | #N/A | #N/A | #N/A | #N/A | #N/A | #N/A | #N/A | #N/A | #N/A | #N/A | #N/A | #N/A | #N/A | #N/A | #N/A
[7 empty] | 5 | 12 | 3158 | 14 | 2020-05-12 | Sunday | 7 | No | #N/A | #N/A | #N/A | #N/A | #N/A | #N/A | #N/A | #N/A | #N/A | #N/A | #N/A | #N/A | #N/A | #N/A | #N/A | #N/A | #N/A | #N/A | #N/A | #N/A | #N/A | #N/A | #N/A | #N/A | #N/A | #N/A | #N/A | #N/A | #N/A | #N/A | #N/A | #N/A | #N/A | #N/A | #N/A | #N/A
[7 empty] | 5 | 12 | 3159 | 15 | 2020-05-12 | Sunday | 7 | No | #N/A | #N/A | #N/A | #N/A | #N/A | #N/A | #N/A | #N/A | #N/A | #N/A | #N/A | #N/A | #N/A | #N/A | #N/A | #N/A | #N/A | #N/A | #N/A | #N/A | #N/A | #N/A | #N/A | #N/A | #N/A | #N/A | #N/A | #N/A | #N/A | #N/A | #N/A | #N/A | #N/A | #N/A | #N/A | #N/A
[7 empty] | 5 | 12 | 3160 | 16 | 2020-05-12 | Sunday | 7 | No | #N/A | #N/A | #N/A | #N/A | #N/A | #N/A | #N/A | #N/A | #N/A | #N/A | #N/A | #N/A | #N/A | #N/A | #N/A | #N/A | #N/A | #N/A | #N/A | #N/A | #N/A | #N/A | #N/A | #N/A | #N/A | #N/A | #N/A | #N/A | #N/A | #N/A | #N/A | #N/A | #N/A | #N/A | #N/A | #N/A
[7 empty] | 5 | 12 | 3161 | 17 | 2020-05-12 | Sunday | 7 | No | #N/A | #N/A | #N/A | #N/A | #N/A | #N/A | #N/A | #N/A | #N/A | #N/A | #N/A | #N/A | #N/A | #N/A | #N/A | #N/A | #N/A | #N/A | #N/A | #N/A | #N/A | #N/A | #N/A | #N/A | #N/A | #N/A | #N/A | #N/A | #N/A | #N/A | #N/A | #N/A | #N/A | #N/A | #N/A | #N/A
[7 empty] | 5 | 12 | 3162 | 18 | 2020-05-12 | Sunday | 7 | No | #N/A | #N/A | #N/A | #N/A | #N/A | #N/A | #N/A | #N/A | #N/A | #N/A | #N/A | #N/A | #N/A | #N/A | #N/A | #N/A | #N/A | #N/A | #N/A | #N/A | #N/A | #N/A | #N/A | #N/A | #N/A | #N/A | #N/A | #N/A | #N/A | #N/A | #N/A | #N/A | #N/A | #N/A | #N/A | #N/A
[7 empty] | 5 | 12 | 3163 | 19 | 2020-05-12 | Sunday | 7 | No | #N/A | #N/A | #N/A | #N/A | #N/A | #N/A | #N/A | #N/A | #N/A | #N/A | #N/A | #N/A | #N/A | #N/A | #N/A | #N/A | #N/A | #N/A | #N/A | #N/A | #N/A | #N/A | #N/A | #N/A | #N/A | #N/A | #N/A | #N/A | #N/A | #N/A | #N/A | #N/A | #N/A | #N/A | #N/A | #N/A
[7 empty] | 5 | 12 | 3164 | 20 | 2020-05-12 | Sunday | 7 | No | #N/A | #N/A | #N/A | #N/A | #N/A | #N/A | #N/A | #N/A | #N/A | #N/A | #N/A | #N/A | #N/A | #N/A | #N/A | #N/A | #N/A | #N/A | #N/A | #N/A | #N/A | #N/A | #N/A | #N/A | #N/A | #N/A | #N/A | #N/A | #N/A | #N/A | #N/A | #N/A | #N/A | #N/A | #N/A | #N/A
[7 empty] | 5 | 12 | 3165 | 21 | 2020-05-12 | Sunday | 7 | No | #N/A | #N/A | #N/A | #N/A | #N/A | #N/A | #N/A | #N/A | #N/A | #N/A | #N/A | #N/A | #N/A | #N/A | #N/A | #N/A | #N/A | #N/A | #N/A | #N/A | #N/A | #N/A | #N/A | #N/A | #N/A | #N/A | #N/A | #N/A | #N/A | #N/A | #N/A | #N/A | #N/A | #N/A | #N/A | #N/A
[7 empty] | 5 | 12 | 3166 | 22 | 2020-05-12 | Sunday | 7 | No | #N/A | #N/A | #N/A | #N/A | #N/A | #N/A | #N/A | #N/A | #N/A | #N/A | #N/A | #N/A | #N/A | #N/A | #N/A | #N/A | #N/A | #N/A | #N/A | #N/A | #N/A | #N/A | #N/A | #N/A | #N/A | #N/A | #N/A | #N/A | #N/A | #N/A | #N/A | #N/A | #N/A | #N/A | #N/A | #N/A
[7 empty] | 5 | 12 | 3167 | 23 | 2020-05-12 | Sunday | 7 | No | #N/A | #N/A | #N/A | #N/A | #N/A | #N/A | #N/A | #N/A | #N/A | #N/A | #N/A | #N/A | #N/A | #N/A | #N/A | #N/A | #N/A | #N/A | #N/A | #N/A | #N/A | #N/A | #N/A | #N/A | #N/A | #N/A | #N/A | #N/A | #N/A | #N/A | #N/A | #N/A | #N/A | #N/A | #N/A | #N/A
[7 empty] | 5 | 12 | 3168 | 24 | 2020-05-12 | Sunday | 7 | No | #N/A | #N/A | #N/A | #N/A | #N/A | #N/A | #N/A | #N/A | #N/A | #N/A | #N/A | #N/A | #N/A | #N/A | #N/A | #N/A | #N/A | #N/A | #N/A | #N/A | #N/A | #N/A | #N/A | #N/A | #N/A | #N/A | #N/A | #N/A | #N/A | #N/A | #N/A | #N/A | #N/A | #N/A | #N/A | #N/A
[7 empty] | 5 | 13 | 3169 | 1 | 2020-05-13 | Monday | 1 | No | #N/A | #N/A | #N/A | #N/A | #N/A | #N/A | #N/A | #N/A | #N/A | #N/A | #N/A | #N/A | #N/A | #N/A | #N/A | #N/A | #N/A | #N/A | #N/A | #N/A | #N/A | #N/A | #N/A | #N/A | #N/A | #N/A | #N/A | #N/A | #N/A | #N/A | #N/A | #N/A | #N/A | #N/A | #N/A | #N/A
[7 empty] | 5 | 13 | 3170 | 2 | 2020-05-13 | Monday | 1 | No | #N/A | #N/A | #N/A | #N/A | #N/A | #N/A | #N/A | #N/A | #N/A | #N/A | #N/A | #N/A | #N/A | #N/A | #N/A | #N/A | #N/A | #N/A | #N/A | #N/A | #N/A | #N/A | #N/A | #N/A | #N/A | #N/A | #N/A | #N/A | #N/A | #N/A | #N/A | #N/A | #N/A | #N/A | #N/A | #N/A
[7 empty] | 5 | 13 | 3171 | 3 | 2020-05-13 | Monday | 1 | No | #N/A | #N/A | #N/A | #N/A | #N/A | #N/A | #N/A | #N/A | #N/A | #N/A | #N/A | #N/A | #N/A | #N/A | #N/A | #N/A | #N/A | #N/A | #N/A | #N/A | #N/A | #N/A | #N/A | #N/A | #N/A | #N/A | #N/A | #N/A | #N/A | #N/A | #N/A | #N/A | #N/A | #N/A | #N/A | #N/A
[7 empty] | 5 | 13 | 3172 | 4 | 2020-05-13 | Monday | 1 | No | #N/A | #N/A | #N/A | #N/A | #N/A | #N/A | #N/A | #N/A | #N/A | #N/A | #N/A | #N/A | #N/A | #N/A | #N/A | #N/A | #N/A | #N/A | #N/A | #N/A | #N/A | #N/A | #N/A | #N/A | #N/A | #N/A | #N/A | #N/A | #N/A | #N/A | #N/A | #N/A | #N/A | #N/A | #N/A | #N/A
[7 empty] | 5 | 13 | 3173 | 5 | 2020-05-13 | Monday | 1 | No | #N/A | #N/A | #N/A | #N/A | #N/A | #N/A | #N/A | #N/A | #N/A | #N/A | #N/A | #N/A | #N/A | #N/A | #N/A | #N/A | #N/A | #N/A | #N/A | #N/A | #N/A | #N/A | #N/A | #N/A | #N/A | #N/A | #N/A | #N/A | #N/A | #N/A | #N/A | #N/A | #N/A | #N/A | #N/A | #N/A
[7 empty] | 5 | 13 | 3174 | 6 | 2020-05-13 | Monday | 1 | No | #N/A | #N/A | #N/A | #N/A | #N/A | #N/A | #N/A | #N/A | #N/A | #N/A | #N/A | #N/A | #N/A | #N/A | #N/A | #N/A | #N/A | #N/A | #N/A | #N/A | #N/A | #N/A | #N/A | #N/A | #N/A | #N/A | #N/A | #N/A | #N/A | #N/A | #N/A | #N/A | #N/A | #N/A | #N/A | #N/A
[7 empty] | 5 | 13 | 3175 | 7 | 2020-05-13 | Monday | 1 | No | #N/A | #N/A | #N/A | #N/A | #N/A | #N/A | #N/A | #N/A | #N/A | #N/A | #N/A | #N/A | #N/A | #N/A | #N/A | #N/A | #N/A | #N/A | #N/A | #N/A | #N/A | #N/A | #N/A | #N/A | #N/A | #N/A | #N/A | #N/A | #N/A | #N/A | #N/A | #N/A | #N/A | #N/A | #N/A | #N/A
[7 empty] | 5 | 13 | 3176 | 8 | 2020-05-13 | Monday | 1 | No | #N/A | #N/A | #N/A | #N/A | #N/A | #N/A | #N/A | #N/A | #N/A | #N/A | #N/A | #N/A | #N/A | #N/A | #N/A | #N/A | #N/A | #N/A | #N/A | #N/A | #N/A | #N/A | #N/A | #N/A | #N/A | #N/A | #N/A | #N/A | #N/A | #N/A | #N/A | #N/A | #N/A | #N/A | #N/A | #N/A
[7 empty] | 5 | 13 | 3177 | 9 | 2020-05-13 | Monday | 1 | No | #N/A | #N/A | #N/A | #N/A | #N/A | #N/A | #N/A | #N/A | #N/A | #N/A | #N/A | #N/A | #N/A | #N/A | #N/A | #N/A | #N/A | #N/A | #N/A | #N/A | #N/A | #N/A | #N/A | #N/A | #N/A | #N/A | #N/A | #N/A | #N/A | #N/A | #N/A | #N/A | #N/A | #N/A | #N/A | #N/A
[7 empty] | 5 | 13 | 3178 | 10 | 2020-05-13 | Monday | 1 | No | #N/A | #N/A | #N/A | #N/A | #N/A | #N/A | #N/A | #N/A | #N/A | #N/A | #N/A | #N/A | #N/A | #N/A | #N/A | #N/A | #N/A | #N/A | #N/A | #N/A | #N/A | #N/A | #N/A | #N/A | #N/A | #N/A | #N/A | #N/A | #N/A | #N/A | #N/A | #N/A | #N/A | #N/A | #N/A | #N/A
[7 empty] | 5 | 13 | 3179 | 11 | 2020-05-13 | Monday | 1 | No | #N/A | #N/A | #N/A | #N/A | #N/A | #N/A | #N/A | #N/A | #N/A | #N/A | #N/A | #N/A | #N/A | #N/A | #N/A | #N/A | #N/A | #N/A | #N/A | #N/A | #N/A | #N/A | #N/A | #N/A | #N/A | #N/A | #N/A | #N/A | #N/A | #N/A | #N/A | #N/A | #N/A | #N/A | #N/A | #N/A
[7 empty] | 5 | 13 | 3180 | 12 | 2020-05-13 | Monday | 1 | No | #N/A | #N/A | #N/A | #N/A | #N/A | #N/A | #N/A | #N/A | #N/A | #N/A | #N/A | #N/A | #N/A | #N/A | #N/A | #N/A | #N/A | #N/A | #N/A | #N/A | #N/A | #N/A | #N/A | #N/A | #N/A | #N/A | #N/A | #N/A | #N/A | #N/A | #N/A | #N/A | #N/A | #N/A | #N/A | #N/A
[7 empty] | 5 | 13 | 3181 | 13 | 2020-05-13 | Monday | 1 | No | #N/A | #N/A | #N/A | #N/A | #N/A | #N/A | #N/A | #N/A | #N/A | #N/A | #N/A | #N/A | #N/A | #N/A | #N/A | #N/A | #N/A | #N/A | #N/A | #N/A | #N/A | #N/A | #N/A | #N/A | #N/A | #N/A | #N/A | #N/A | #N/A | #N/A | #N/A | #N/A | #N/A | #N/A | #N/A | #N/A
[7 empty] | 5 | 13 | 3182 | 14 | 2020-05-13 | Monday | 1 | No | #N/A | #N/A | #N/A | #N/A | #N/A | #N/A | #N/A | #N/A | #N/A | #N/A | #N/A | #N/A | #N/A | #N/A | #N/A | #N/A | #N/A | #N/A | #N/A | #N/A | #N/A | #N/A | #N/A | #N/A | #N/A | #N/A | #N/A | #N/A | #N/A | #N/A | #N/A | #N/A | #N/A | #N/A | #N/A | #N/A
[7 empty] | 5 | 13 | 3183 | 15 | 2020-05-13 | Monday | 1 | No | #N/A | #N/A | #N/A | #N/A | #N/A | #N/A | #N/A | #N/A | #N/A | #N/A | #N/A | #N/A | #N/A | #N/A | #N/A | #N/A | #N/A | #N/A | #N/A | #N/A | #N/A | #N/A | #N/A | #N/A | #N/A | #N/A | #N/A | #N/A | #N/A | #N/A | #N/A | #N/A | #N/A | #N/A | #N/A | #N/A
[7 empty] | 5 | 13 | 3184 | 16 | 2020-05-13 | Monday | 1 | No | #N/A | #N/A | #N/A | #N/A | #N/A | #N/A | #N/A | #N/A | #N/A | #N/A | #N/A | #N/A | #N/A | #N/A | #N/A | #N/A | #N/A | #N/A | #N/A | #N/A | #N/A | #N/A | #N/A | #N/A | #N/A | #N/A | #N/A | #N/A | #N/A | #N/A | #N/A | #N/A | #N/A | #N/A | #N/A | #N/A
[7 empty] | 5 | 13 | 3185 | 17 | 2020-05-13 | Monday | 1 | No | #N/A | #N/A | #N/A | #N/A | #N/A | #N/A | #N/A | #N/A | #N/A | #N/A | #N/A | #N/A | #N/A | #N/A | #N/A | #N/A | #N/A | #N/A | #N/A | #N/A | #N/A | #N/A | #N/A | #N/A | #N/A | #N/A | #N/A | #N/A | #N/A | #N/A | #N/A | #N/A | #N/A | #N/A | #N/A | #N/A
[7 empty] | 5 | 13 | 3186 | 18 | 2020-05-13 | Monday | 1 | No | #N/A | #N/A | #N/A | #N/A | #N/A | #N/A | #N/A | #N/A | #N/A | #N/A | #N/A | #N/A | #N/A | #N/A | #N/A | #N/A | #N/A | #N/A | #N/A | #N/A | #N/A | #N/A | #N/A | #N/A | #N/A | #N/A | #N/A | #N/A | #N/A | #N/A | #N/A | #N/A | #N/A | #N/A | #N/A | #N/A
[7 empty] | 5 | 13 | 3187 | 19 | 2020-05-13 | Monday | 1 | No | #N/A | #N/A | #N/A | #N/A | #N/A | #N/A | #N/A | #N/A | #N/A | #N/A | #N/A | #N/A | #N/A | #N/A | #N/A | #N/A | #N/A | #N/A | #N/A | #N/A | #N/A | #N/A | #N/A | #N/A | #N/A | #N/A | #N/A | #N/A | #N/A | #N/A | #N/A | #N/A | #N/A | #N/A | #N/A | #N/A
[7 empty] | 5 | 13 | 3188 | 20 | 2020-05-13 | Monday | 1 | No | #N/A | #N/A | #N/A | #N/A | #N/A | #N/A | #N/A | #N/A | #N/A | #N/A | #N/A | #N/A | #N/A | #N/A | #N/A | #N/A | #N/A | #N/A | #N/A | #N/A | #N/A | #N/A | #N/A | #N/A | #N/A | #N/A | #N/A | #N/A | #N/A | #N/A | #N/A | #N/A | #N/A | #N/A | #N/A | #N/A
[7 empty] | 5 | 13 | 3189 | 21 | 2020-05-13 | Monday | 1 | No | #N/A | #N/A | #N/A | #N/A | #N/A | #N/A | #N/A | #N/A | #N/A | #N/A | #N/A | #N/A | #N/A | #N/A | #N/A | #N/A | #N/A | #N/A | #N/A | #N/A | #N/A | #N/A | #N/A | #N/A | #N/A | #N/A | #N/A | #N/A | #N/A | #N/A | #N/A | #N/A | #N/A | #N/A | #N/A | #N/A
[7 empty] | 5 | 13 | 3190 | 22 | 2020-05-13 | Monday | 1 | No | #N/A | #N/A | #N/A | #N/A | #N/A | #N/A | #N/A | #N/A | #N/A | #N/A | #N/A | #N/A | #N/A | #N/A | #N/A | #N/A | #N/A | #N/A | #N/A | #N/A | #N/A | #N/A | #N/A | #N/A | #N/A | #N/A | #N/A | #N/A | #N/A | #N/A | #N/A | #N/A | #N/A | #N/A | #N/A | #N/A
[7 empty] | 5 | 13 | 3191 | 23 | 2020-05-13 | Monday | 1 | No | #N/A | #N/A | #N/A | #N/A | #N/A | #N/A | #N/A | #N/A | #N/A | #N/A | #N/A | #N/A | #N/A | #N/A | #N/A | #N/A | #N/A | #N/A | #N/A | #N/A | #N/A | #N/A | #N/A | #N/A | #N/A | #N/A | #N/A | #N/A | #N/A | #N/A | #N/A | #N/A | #N/A | #N/A | #N/A | #N/A
[7 empty] | 5 | 13 | 3192 | 24 | 2020-05-13 | Monday | 1 | No | #N/A | #N/A | #N/A | #N/A | #N/A | #N/A | #N/A | #N/A | #N/A | #N/A | #N/A | #N/A | #N/A | #N/A | #N/A | #N/A | #N/A | #N/A | #N/A | #N/A | #N/A | #N/A | #N/A | #N/A | #N/A | #N/A | #N/A | #N/A | #N/A | #N/A | #N/A | #N/A | #N/A | #N/A | #N/A | #N/A
[7 empty] | 5 | 14 | 3193 | 1 | 2020-05-14 | Tuesday | 2 | No | #N/A | #N/A | #N/A | #N/A | #N/A | #N/A | #N/A | #N/A | #N/A | #N/A | #N/A | #N/A | #N/A | #N/A | #N/A | #N/A | #N/A | #N/A | #N/A | #N/A | #N/A | #N/A | #N/A | #N/A | #N/A | #N/A | #N/A | #N/A | #N/A | #N/A | #N/A | #N/A | #N/A | #N/A | #N/A | #N/A
[7 empty] | 5 | 14 | 3194 | 2 | 2020-05-14 | Tuesday | 2 | No | #N/A | #N/A | #N/A | #N/A | #N/A | #N/A | #N/A | #N/A | #N/A | #N/A | #N/A | #N/A | #N/A | #N/A | #N/A | #N/A | #N/A | #N/A | #N/A | #N/A | #N/A | #N/A | #N/A | #N/A | #N/A | #N/A | #N/A | #N/A | #N/A | #N/A | #N/A | #N/A | #N/A | #N/A | #N/A | #N/A
[7 empty] | 5 | 14 | 3195 | 3 | 2020-05-14 | Tuesday | 2 | No | #N/A | #N/A | #N/A | #N/A | #N/A | #N/A | #N/A | #N/A | #N/A | #N/A | #N/A | #N/A | #N/A | #N/A | #N/A | #N/A | #N/A | #N/A | #N/A | #N/A | #N/A | #N/A | #N/A | #N/A | #N/A | #N/A | #N/A | #N/A | #N/A | #N/A | #N/A | #N/A | #N/A | #N/A | #N/A | #N/A
[7 empty] | 5 | 14 | 3196 | 4 | 2020-05-14 | Tuesday | 2 | No | #N/A | #N/A | #N/A | #N/A | #N/A | #N/A | #N/A | #N/A | #N/A | #N/A | #N/A | #N/A | #N/A | #N/A | #N/A | #N/A | #N/A | #N/A | #N/A | #N/A | #N/A | #N/A | #N/A | #N/A | #N/A | #N/A | #N/A | #N/A | #N/A | #N/A | #N/A | #N/A | #N/A | #N/A | #N/A | #N/A
[7 empty] | 5 | 14 | 3197 | 5 | 2020-05-14 | Tuesday | 2 | No | #N/A | #N/A | #N/A | #N/A | #N/A | #N/A | #N/A | #N/A | #N/A | #N/A | #N/A | #N/A | #N/A | #N/A | #N/A | #N/A | #N/A | #N/A | #N/A | #N/A | #N/A | #N/A | #N/A | #N/A | #N/A | #N/A | #N/A | #N/A | #N/A | #N/A | #N/A | #N/A | #N/A | #N/A | #N/A | #N/A
[7 empty] | 5 | 14 | 3198 | 6 | 2020-05-14 | Tuesday | 2 | No | #N/A | #N/A | #N/A | #N/A | #N/A | #N/A | #N/A | #N/A | #N/A | #N/A | #N/A | #N/A | #N/A | #N/A | #N/A | #N/A | #N/A | #N/A | #N/A | #N/A | #N/A | #N/A | #N/A | #N/A | #N/A | #N/A | #N/A | #N/A | #N/A | #N/A | #N/A | #N/A | #N/A | #N/A | #N/A | #N/A
[7 empty] | 5 | 14 | 3199 | 7 | 2020-05-14 | Tuesday | 2 | No | #N/A | #N/A | #N/A | #N/A | #N/A | #N/A | #N/A | #N/A | #N/A | #N/A | #N/A | #N/A | #N/A | #N/A | #N/A | #N/A | #N/A | #N/A | #N/A | #N/A | #N/A | #N/A | #N/A | #N/A | #N/A | #N/A | #N/A | #N/A | #N/A | #N/A | #N/A | #N/A | #N/A | #N/A | #N/A | #N/A
[7 empty] | 5 | 14 | 3200 | 8 | 2020-05-14 | Tuesday | 2 | No | #N/A | #N/A | #N/A | #N/A | #N/A | #N/A | #N/A | #N/A | #N/A | #N/A | #N/A | #N/A | #N/A | #N/A | #N/A | #N/A | #N/A | #N/A | #N/A | #N/A | #N/A | #N/A | #N/A | #N/A | #N/A | #N/A | #N/A | #N/A | #N/A | #N/A | #N/A | #N/A | #N/A | #N/A | #N/A | #N/A
[7 empty] | 5 | 14 | 3201 | 9 | 2020-05-14 | Tuesday | 2 | No | #N/A | #N/A | #N/A | #N/A | #N/A | #N/A | #N/A | #N/A | #N/A | #N/A | #N/A | #N/A | #N/A | #N/A | #N/A | #N/A | #N/A | #N/A | #N/A | #N/A | #N/A | #N/A | #N/A | #N/A | #N/A | #N/A | #N/A | #N/A | #N/A | #N/A | #N/A | #N/A | #N/A | #N/A | #N/A | #N/A
[7 empty] | 5 | 14 | 3202 | 10 | 2020-05-14 | Tuesday | 2 | No | #N/A | #N/A | #N/A | #N/A | #N/A | #N/A | #N/A | #N/A | #N/A | #N/A | #N/A | #N/A | #N/A | #N/A | #N/A | #N/A | #N/A | #N/A | #N/A | #N/A | #N/A | #N/A | #N/A | #N/A | #N/A | #N/A | #N/A | #N/A | #N/A | #N/A | #N/A | #N/A | #N/A | #N/A | #N/A | #N/A
[7 empty] | 5 | 14 | 3203 | 11 | 2020-05-14 | Tuesday | 2 | No | #N/A | #N/A | #N/A | #N/A | #N/A | #N/A | #N/A | #N/A | #N/A | #N/A | #N/A | #N/A | #N/A | #N/A | #N/A | #N/A | #N/A | #N/A | #N/A | #N/A | #N/A | #N/A | #N/A | #N/A | #N/A | #N/A | #N/A | #N/A | #N/A | #N/A | #N/A | #N/A | #N/A | #N/A | #N/A | #N/A
[7 empty] | 5 | 14 | 3204 | 12 | 2020-05-14 | Tuesday | 2 | No | #N/A | #N/A | #N/A | #N/A | #N/A | #N/A | #N/A | #N/A | #N/A | #N/A | #N/A | #N/A | #N/A | #N/A | #N/A | #N/A | #N/A | #N/A | #N/A | #N/A | #N/A | #N/A | #N/A | #N/A | #N/A | #N/A | #N/A | #N/A | #N/A | #N/A | #N/A | #N/A | #N/A | #N/A | #N/A | #N/A
[7 empty] | 5 | 14 | 3205 | 13 | 2020-05-14 | Tuesday | 2 | No | #N/A | #N/A | #N/A | #N/A | #N/A | #N/A | #N/A | #N/A | #N/A | #N/A | #N/A | #N/A | #N/A | #N/A | #N/A | #N/A | #N/A | #N/A | #N/A | #N/A | #N/A | #N/A | #N/A | #N/A | #N/A | #N/A | #N/A | #N/A | #N/A | #N/A | #N/A | #N/A | #N/A | #N/A | #N/A | #N/A
[7 empty] | 5 | 14 | 3206 | 14 | 2020-05-14 | Tuesday | 2 | No | #N/A | #N/A | #N/A | #N/A | #N/A | #N/A | #N/A | #N/A | #N/A | #N/A | #N/A | #N/A | #N/A | #N/A | #N/A | #N/A | #N/A | #N/A | #N/A | #N/A | #N/A | #N/A | #N/A | #N/A | #N/A | #N/A | #N/A | #N/A | #N/A | #N/A | #N/A | #N/A | #N/A | #N/A | #N/A | #N/A
[7 empty] | 5 | 14 | 3207 | 15 | 2020-05-14 | Tuesday | 2 | No | #N/A | #N/A | #N/A | #N/A | #N/A | #N/A | #N/A | #N/A | #N/A | #N/A | #N/A | #N/A | #N/A | #N/A | #N/A | #N/A | #N/A | #N/A | #N/A | #N/A | #N/A | #N/A | #N/A | #N/A | #N/A | #N/A | #N/A | #N/A | #N/A | #N/A | #N/A | #N/A | #N/A | #N/A | #N/A | #N/A
[7 empty] | 5 | 14 | 3208 | 16 | 2020-05-14 | Tuesday | 2 | No | #N/A | #N/A | #N/A | #N/A | #N/A | #N/A | #N/A | #N/A | #N/A | #N/A | #N/A | #N/A | #N/A | #N/A | #N/A | #N/A | #N/A | #N/A | #N/A | #N/A | #N/A | #N/A | #N/A | #N/A | #N/A | #N/A | #N/A | #N/A | #N/A | #N/A | #N/A | #N/A | #N/A | #N/A | #N/A | #N/A
[7 empty] | 5 | 14 | 3209 | 17 | 2020-05-14 | Tuesday | 2 | No | #N/A | #N/A | #N/A | #N/A | #N/A | #N/A | #N/A | #N/A | #N/A | #N/A | #N/A | #N/A | #N/A | #N/A | #N/A | #N/A | #N/A | #N/A | #N/A | #N/A | #N/A | #N/A | #N/A | #N/A | #N/A | #N/A | #N/A | #N/A | #N/A | #N/A | #N/A | #N/A | #N/A | #N/A | #N/A | #N/A
[7 empty] | 5 | 14 | 3210 | 18 | 2020-05-14 | Tuesday | 2 | No | #N/A | #N/A | #N/A | #N/A | #N/A | #N/A | #N/A | #N/A | #N/A | #N/A | #N/A | #N/A | #N/A | #N/A | #N/A | #N/A | #N/A | #N/A | #N/A | #N/A | #N/A | #N/A | #N/A | #N/A | #N/A | #N/A | #N/A | #N/A | #N/A | #N/A | #N/A | #N/A | #N/A | #N/A | #N/A | #N/A
[7 empty] | 5 | 14 | 3211 | 19 | 2020-05-14 | Tuesday | 2 | No | #N/A | #N/A | #N/A | #N/A | #N/A | #N/A | #N/A | #N/A | #N/A | #N/A | #N/A | #N/A | #N/A | #N/A | #N/A | #N/A | #N/A | #N/A | #N/A | #N/A | #N/A | #N/A | #N/A | #N/A | #N/A | #N/A | #N/A | #N/A | #N/A | #N/A | #N/A | #N/A | #N/A | #N/A | #N/A | #N/A
[7 empty] | 5 | 14 | 3212 | 20 | 2020-05-14 | Tuesday | 2 | No | #N/A | #N/A | #N/A | #N/A | #N/A | #N/A | #N/A | #N/A | #N/A | #N/A | #N/A | #N/A | #N/A | #N/A | #N/A | #N/A | #N/A | #N/A | #N/A | #N/A | #N/A | #N/A | #N/A | #N/A | #N/A | #N/A | #N/A | #N/A | #N/A | #N/A | #N/A | #N/A | #N/A | #N/A | #N/A | #N/A
[7 empty] | 5 | 14 | 3213 | 21 | 2020-05-14 | Tuesday | 2 | No | #N/A | #N/A | #N/A | #N/A | #N/A | #N/A | #N/A | #N/A | #N/A | #N/A | #N/A | #N/A | #N/A | #N/A | #N/A | #N/A | #N/A | #N/A | #N/A | #N/A | #N/A | #N/A | #N/A | #N/A | #N/A | #N/A | #N/A | #N/A | #N/A | #N/A | #N/A | #N/A | #N/A | #N/A | #N/A | #N/A
[7 empty] | 5 | 14 | 3214 | 22 | 2020-05-14 | Tuesday | 2 | No | #N/A | #N/A | #N/A | #N/A | #N/A | #N/A | #N/A | #N/A | #N/A | #N/A | #N/A | #N/A | #N/A | #N/A | #N/A | #N/A | #N/A | #N/A | #N/A | #N/A | #N/A | #N/A | #N/A | #N/A | #N/A | #N/A | #N/A | #N/A | #N/A | #N/A | #N/A | #N/A | #N/A | #N/A | #N/A | #N/A
[7 empty] | 5 | 14 | 3215 | 23 | 2020-05-14 | Tuesday | 2 | No | #N/A | #N/A | #N/A | #N/A | #N/A | #N/A | #N/A | #N/A | #N/A | #N/A | #N/A | #N/A | #N/A | #N/A | #N/A | #N/A | #N/A | #N/A | #N/A | #N/A | #N/A | #N/A | #N/A | #N/A | #N/A | #N/A | #N/A | #N/A | #N/A | #N/A | #N/A | #N/A | #N/A | #N/A | #N/A | #N/A
[7 empty] | 5 | 14 | 3216 | 24 | 2020-05-14 | Tuesday | 2 | No | #N/A | #N/A | #N/A | #N/A | #N/A | #N/A | #N/A | #N/A | #N/A | #N/A | #N/A | #N/A | #N/A | #N/A | #N/A | #N/A | #N/A | #N/A | #N/A | #N/A | #N/A | #N/A | #N/A | #N/A | #N/A | #N/A | #N/A | #N/A | #N/A | #N/A | #N/A | #N/A | #N/A | #N/A | #N/A | #N/A
[7 empty] | 5 | 15 | 3217 | 1 | 2020-05-15 | Wednesday | 3 | No | #N/A | #N/A | #N/A | #N/A | #N/A | #N/A | #N/A | #N/A | #N/A | #N/A | #N/A | #N/A | #N/A | #N/A | #N/A | #N/A | #N/A | #N/A | #N/A | #N/A | #N/A | #N/A | #N/A | #N/A | #N/A | #N/A | #N/A | #N/A | #N/A | #N/A | #N/A | #N/A | #N/A | #N/A | #N/A | #N/A
[7 empty] | 5 | 15 | 3218 | 2 | 2020-05-15 | Wednesday | 3 | No | #N/A | #N/A | #N/A | #N/A | #N/A | #N/A | #N/A | #N/A | #N/A | #N/A | #N/A | #N/A | #N/A | #N/A | #N/A | #N/A | #N/A | #N/A | #N/A | #N/A | #N/A | #N/A | #N/A | #N/A | #N/A | #N/A | #N/A | #N/A | #N/A | #N/A | #N/A | #N/A | #N/A | #N/A | #N/A | #N/A
[7 empty] | 5 | 15 | 3219 | 3 | 2020-05-15 | Wednesday | 3 | No | #N/A | #N/A | #N/A | #N/A | #N/A | #N/A | #N/A | #N/A | #N/A | #N/A | #N/A | #N/A | #N/A | #N/A | #N/A | #N/A | #N/A | #N/A | #N/A | #N/A | #N/A | #N/A | #N/A | #N/A | #N/A | #N/A | #N/A | #N/A | #N/A | #N/A | #N/A | #N/A | #N/A | #N/A | #N/A | #N/A
[7 empty] | 5 | 15 | 3220 | 4 | 2020-05-15 | Wednesday | 3 | No | #N/A | #N/A | #N/A | #N/A | #N/A | #N/A | #N/A | #N/A | #N/A | #N/A | #N/A | #N/A | #N/A | #N/A | #N/A | #N/A | #N/A | #N/A | #N/A | #N/A | #N/A | #N/A | #N/A | #N/A | #N/A | #N/A | #N/A | #N/A | #N/A | #N/A | #N/A | #N/A | #N/A | #N/A | #N/A | #N/A
[7 empty] | 5 | 15 | 3221 | 5 | 2020-05-15 | Wednesday | 3 | No | #N/A | #N/A | #N/A | #N/A | #N/A | #N/A | #N/A | #N/A | #N/A | #N/A | #N/A | #N/A | #N/A | #N/A | #N/A | #N/A | #N/A | #N/A | #N/A | #N/A | #N/A | #N/A | #N/A | #N/A | #N/A | #N/A | #N/A | #N/A | #N/A | #N/A | #N/A | #N/A | #N/A | #N/A | #N/A | #N/A
[7 empty] | 5 | 15 | 3222 | 6 | 2020-05-15 | Wednesday | 3 | No | #N/A | #N/A | #N/A | #N/A | #N/A | #N/A | #N/A | #N/A | #N/A | #N/A | #N/A | #N/A | #N/A | #N/A | #N/A | #N/A | #N/A | #N/A | #N/A | #N/A | #N/A | #N/A | #N/A | #N/A | #N/A | #N/A | #N/A | #N/A | #N/A | #N/A | #N/A | #N/A | #N/A | #N/A | #N/A | #N/A
[7 empty] | 5 | 15 | 3223 | 7 | 2020-05-15 | Wednesday | 3 | No | #N/A | #N/A | #N/A | #N/A | #N/A | #N/A | #N/A | #N/A | #N/A | #N/A | #N/A | #N/A | #N/A | #N/A | #N/A | #N/A | #N/A | #N/A | #N/A | #N/A | #N/A | #N/A | #N/A | #N/A | #N/A | #N/A | #N/A | #N/A | #N/A | #N/A | #N/A | #N/A | #N/A | #N/A | #N/A | #N/A
[7 empty] | 5 | 15 | 3224 | 8 | 2020-05-15 | Wednesday | 3 | No | #N/A | #N/A | #N/A | #N/A | #N/A | #N/A | #N/A | #N/A | #N/A | #N/A | #N/A | #N/A | #N/A | #N/A | #N/A | #N/A | #N/A | #N/A | #N/A | #N/A | #N/A | #N/A | #N/A | #N/A | #N/A | #N/A | #N/A | #N/A | #N/A | #N/A | #N/A | #N/A | #N/A | #N/A | #N/A | #N/A
[7 empty] | 5 | 15 | 3225 | 9 | 2020-05-15 | Wednesday | 3 | No | #N/A | #N/A | #N/A | #N/A | #N/A | #N/A | #N/A | #N/A | #N/A | #N/A | #N/A | #N/A | #N/A | #N/A | #N/A | #N/A | #N/A | #N/A | #N/A | #N/A | #N/A | #N/A | #N/A | #N/A | #N/A | #N/A | #N/A | #N/A | #N/A | #N/A | #N/A | #N/A | #N/A | #N/A | #N/A | #N/A
[7 empty] | 5 | 15 | 3226 | 10 | 2020-05-15 | Wednesday | 3 | No | #N/A | #N/A | #N/A | #N/A | #N/A | #N/A | #N/A | #N/A | #N/A | #N/A | #N/A | #N/A | #N/A | #N/A | #N/A | #N/A | #N/A | #N/A | #N/A | #N/A | #N/A | #N/A | #N/A | #N/A | #N/A | #N/A | #N/A | #N/A | #N/A | #N/A | #N/A | #N/A | #N/A | #N/A | #N/A | #N/A
[7 empty] | 5 | 15 | 3227 | 11 | 2020-05-15 | Wednesday | 3 | No | #N/A | #N/A | #N/A | #N/A | #N/A | #N/A | #N/A | #N/A | #N/A | #N/A | #N/A | #N/A | #N/A | #N/A | #N/A | #N/A | #N/A | #N/A | #N/A | #N/A | #N/A | #N/A | #N/A | #N/A | #N/A | #N/A | #N/A | #N/A | #N/A | #N/A | #N/A | #N/A | #N/A | #N/A | #N/A | #N/A
[7 empty] | 5 | 15 | 3228 | 12 | 2020-05-15 | Wednesday | 3 | No | #N/A | #N/A | #N/A | #N/A | #N/A | #N/A | #N/A | #N/A | #N/A | #N/A | #N/A | #N/A | #N/A | #N/A | #N/A | #N/A | #N/A | #N/A | #N/A | #N/A | #N/A | #N/A | #N/A | #N/A | #N/A | #N/A | #N/A | #N/A | #N/A | #N/A | #N/A | #N/A | #N/A | #N/A | #N/A | #N/A
[7 empty] | 5 | 15 | 3229 | 13 | 2020-05-15 | Wednesday | 3 | No | #N/A | #N/A | #N/A | #N/A | #N/A | #N/A | #N/A | #N/A | #N/A | #N/A | #N/A | #N/A | #N/A | #N/A | #N/A | #N/A | #N/A | #N/A | #N/A | #N/A | #N/A | #N/A | #N/A | #N/A | #N/A | #N/A | #N/A | #N/A | #N/A | #N/A | #N/A | #N/A | #N/A | #N/A | #N/A | #N/A
[7 empty] | 5 | 15 | 3230 | 14 | 2020-05-15 | Wednesday | 3 | No | #N/A | #N/A | #N/A | #N/A | #N/A | #N/A | #N/A | #N/A | #N/A | #N/A | #N/A | #N/A | #N/A | #N/A | #N/A | #N/A | #N/A | #N/A | #N/A | #N/A | #N/A | #N/A | #N/A | #N/A | #N/A | #N/A | #N/A | #N/A | #N/A | #N/A | #N/A | #N/A | #N/A | #N/A | #N/A | #N/A
[7 empty] | 5 | 15 | 3231 | 15 | 2020-05-15 | Wednesday | 3 | No | #N/A | #N/A | #N/A | #N/A | #N/A | #N/A | #N/A | #N/A | #N/A | #N/A | #N/A | #N/A | #N/A | #N/A | #N/A | #N/A | #N/A | #N/A | #N/A | #N/A | #N/A | #N/A | #N/A | #N/A | #N/A | #N/A | #N/A | #N/A | #N/A | #N/A | #N/A | #N/A | #N/A | #N/A | #N/A | #N/A
[7 empty] | 5 | 15 | 3232 | 16 | 2020-05-15 | Wednesday | 3 | No | #N/A | #N/A | #N/A | #N/A | #N/A | #N/A | #N/A | #N/A | #N/A | #N/A | #N/A | #N/A | #N/A | #N/A | #N/A | #N/A | #N/A | #N/A | #N/A | #N/A | #N/A | #N/A | #N/A | #N/A | #N/A | #N/A | #N/A | #N/A | #N/A | #N/A | #N/A | #N/A | #N/A | #N/A | #N/A | #N/A
[7 empty] | 5 | 15 | 3233 | 17 | 2020-05-15 | Wednesday | 3 | No | #N/A | #N/A | #N/A | #N/A | #N/A | #N/A | #N/A | #N/A | #N/A | #N/A | #N/A | #N/A | #N/A | #N/A | #N/A | #N/A | #N/A | #N/A | #N/A | #N/A | #N/A | #N/A | #N/A | #N/A | #N/A | #N/A | #N/A | #N/A | #N/A | #N/A | #N/A | #N/A | #N/A | #N/A | #N/A | #N/A
[7 empty] | 5 | 15 | 3234 | 18 | 2020-05-15 | Wednesday | 3 | No | #N/A | #N/A | #N/A | #N/A | #N/A | #N/A | #N/A | #N/A | #N/A | #N/A | #N/A | #N/A | #N/A | #N/A | #N/A | #N/A | #N/A | #N/A | #N/A | #N/A | #N/A | #N/A | #N/A | #N/A | #N/A | #N/A | #N/A | #N/A | #N/A | #N/A | #N/A | #N/A | #N/A | #N/A | #N/A | #N/A
[7 empty] | 5 | 15 | 3235 | 19 | 2020-05-15 | Wednesday | 3 | No | #N/A | #N/A | #N/A | #N/A | #N/A | #N/A | #N/A | #N/A | #N/A | #N/A | #N/A | #N/A | #N/A | #N/A | #N/A | #N/A | #N/A | #N/A | #N/A | #N/A | #N/A | #N/A | #N/A | #N/A | #N/A | #N/A | #N/A | #N/A | #N/A | #N/A | #N/A | #N/A | #N/A | #N/A | #N/A | #N/A
[7 empty] | 5 | 15 | 3236 | 20 | 2020-05-15 | Wednesday | 3 | No | #N/A | #N/A | #N/A | #N/A | #N/A | #N/A | #N/A | #N/A | #N/A | #N/A | #N/A | #N/A | #N/A | #N/A | #N/A | #N/A | #N/A | #N/A | #N/A | #N/A | #N/A | #N/A | #N/A | #N/A | #N/A | #N/A | #N/A | #N/A | #N/A | #N/A | #N/A | #N/A | #N/A | #N/A | #N/A | #N/A
[7 empty] | 5 | 15 | 3237 | 21 | 2020-05-15 | Wednesday | 3 | No | #N/A | #N/A | #N/A | #N/A | #N/A | #N/A | #N/A | #N/A | #N/A | #N/A | #N/A | #N/A | #N/A | #N/A | #N/A | #N/A | #N/A | #N/A | #N/A | #N/A | #N/A | #N/A | #N/A | #N/A | #N/A | #N/A | #N/A | #N/A | #N/A | #N/A | #N/A | #N/A | #N/A | #N/A | #N/A | #N/A
[7 empty] | 5 | 15 | 3238 | 22 | 2020-05-15 | Wednesday | 3 | No | #N/A | #N/A | #N/A | #N/A | #N/A | #N/A | #N/A | #N/A | #N/A | #N/A | #N/A | #N/A | #N/A | #N/A | #N/A | #N/A | #N/A | #N/A | #N/A | #N/A | #N/A | #N/A | #N/A | #N/A | #N/A | #N/A | #N/A | #N/A | #N/A | #N/A | #N/A | #N/A | #N/A | #N/A | #N/A | #N/A
[7 empty] | 5 | 15 | 3239 | 23 | 2020-05-15 | Wednesday | 3 | No | #N/A | #N/A | #N/A | #N/A | #N/A | #N/A | #N/A | #N/A | #N/A | #N/A | #N/A | #N/A | #N/A | #N/A | #N/A | #N/A | #N/A | #N/A | #N/A | #N/A | #N/A | #N/A | #N/A | #N/A | #N/A | #N/A | #N/A | #N/A | #N/A | #N/A | #N/A | #N/A | #N/A | #N/A | #N/A | #N/A
[7 empty] | 5 | 15 | 3240 | 24 | 2020-05-15 | Wednesday | 3 | No | #N/A | #N/A | #N/A | #N/A | #N/A | #N/A | #N/A | #N/A | #N/A | #N/A | #N/A | #N/A | #N/A | #N/A | #N/A | #N/A | #N/A | #N/A | #N/A | #N/A | #N/A | #N/A | #N/A | #N/A | #N/A | #N/A | #N/A | #N/A | #N/A | #N/A | #N/A | #N/A | #N/A | #N/A | #N/A | #N/A
[7 empty] | 5 | 16 | 3241 | 1 | 2020-05-16 | Thursday | 4 | No | #N/A | #N/A | #N/A | #N/A | #N/A | #N/A | #N/A | #N/A | #N/A | #N/A | #N/A | #N/A | #N/A | #N/A | #N/A | #N/A | #N/A | #N/A | #N/A | #N/A | #N/A | #N/A | #N/A | #N/A | #N/A | #N/A | #N/A | #N/A | #N/A | #N/A | #N/A | #N/A | #N/A | #N/A | #N/A | #N/A
[7 empty] | 5 | 16 | 3242 | 2 | 2020-05-16 | Thursday | 4 | No | #N/A | #N/A | #N/A | #N/A | #N/A | #N/A | #N/A | #N/A | #N/A | #N/A | #N/A | #N/A | #N/A | #N/A | #N/A | #N/A | #N/A | #N/A | #N/A | #N/A | #N/A | #N/A | #N/A | #N/A | #N/A | #N/A | #N/A | #N/A | #N/A | #N/A | #N/A | #N/A | #N/A | #N/A | #N/A | #N/A
[7 empty] | 5 | 16 | 3243 | 3 | 2020-05-16 | Thursday | 4 | No | #N/A | #N/A | #N/A | #N/A | #N/A | #N/A | #N/A | #N/A | #N/A | #N/A | #N/A | #N/A | #N/A | #N/A | #N/A | #N/A | #N/A | #N/A | #N/A | #N/A | #N/A | #N/A | #N/A | #N/A | #N/A | #N/A | #N/A | #N/A | #N/A | #N/A | #N/A | #N/A | #N/A | #N/A | #N/A | #N/A
[7 empty] | 5 | 16 | 3244 | 4 | 2020-05-16 | Thursday | 4 | No | #N/A | #N/A | #N/A | #N/A | #N/A | #N/A | #N/A | #N/A | #N/A | #N/A | #N/A | #N/A | #N/A | #N/A | #N/A | #N/A | #N/A | #N/A | #N/A | #N/A | #N/A | #N/A | #N/A | #N/A | #N/A | #N/A | #N/A | #N/A | #N/A | #N/A | #N/A | #N/A | #N/A | #N/A | #N/A | #N/A
[7 empty] | 5 | 16 | 3245 | 5 | 2020-05-16 | Thursday | 4 | No | #N/A | #N/A | #N/A | #N/A | #N/A | #N/A | #N/A | #N/A | #N/A | #N/A | #N/A | #N/A | #N/A | #N/A | #N/A | #N/A | #N/A | #N/A | #N/A | #N/A | #N/A | #N/A | #N/A | #N/A | #N/A | #N/A | #N/A | #N/A | #N/A | #N/A | #N/A | #N/A | #N/A | #N/A | #N/A | #N/A
[7 empty] | 5 | 16 | 3246 | 6 | 2020-05-16 | Thursday | 4 | No | #N/A | #N/A | #N/A | #N/A | #N/A | #N/A | #N/A | #N/A | #N/A | #N/A | #N/A | #N/A | #N/A | #N/A | #N/A | #N/A | #N/A | #N/A | #N/A | #N/A | #N/A | #N/A | #N/A | #N/A | #N/A | #N/A | #N/A | #N/A | #N/A | #N/A | #N/A | #N/A | #N/A | #N/A | #N/A | #N/A
[7 empty] | 5 | 16 | 3247 | 7 | 2020-05-16 | Thursday | 4 | No | #N/A | #N/A | #N/A | #N/A | #N/A | #N/A | #N/A | #N/A | #N/A | #N/A | #N/A | #N/A | #N/A | #N/A | #N/A | #N/A | #N/A | #N/A | #N/A | #N/A | #N/A | #N/A | #N/A | #N/A | #N/A | #N/A | #N/A | #N/A | #N/A | #N/A | #N/A | #N/A | #N/A | #N/A | #N/A | #N/A
[7 empty] | 5 | 16 | 3248 | 8 | 2020-05-16 | Thursday | 4 | No | #N/A | #N/A | #N/A | #N/A | #N/A | #N/A | #N/A | #N/A | #N/A | #N/A | #N/A | #N/A | #N/A | #N/A | #N/A | #N/A | #N/A | #N/A | #N/A | #N/A | #N/A | #N/A | #N/A | #N/A | #N/A | #N/A | #N/A | #N/A | #N/A | #N/A | #N/A | #N/A | #N/A | #N/A | #N/A | #N/A
[7 empty] | 5 | 16 | 3249 | 9 | 2020-05-16 | Thursday | 4 | No | #N/A | #N/A | #N/A | #N/A | #N/A | #N/A | #N/A | #N/A | #N/A | #N/A | #N/A | #N/A | #N/A | #N/A | #N/A | #N/A | #N/A | #N/A | #N/A | #N/A | #N/A | #N/A | #N/A | #N/A | #N/A | #N/A | #N/A | #N/A | #N/A | #N/A | #N/A | #N/A | #N/A | #N/A | #N/A | #N/A
[7 empty] | 5 | 16 | 3250 | 10 | 2020-05-16 | Thursday | 4 | No | #N/A | #N/A | #N/A | #N/A | #N/A | #N/A | #N/A | #N/A | #N/A | #N/A | #N/A | #N/A | #N/A | #N/A | #N/A | #N/A | #N/A | #N/A | #N/A | #N/A | #N/A | #N/A | #N/A | #N/A | #N/A | #N/A | #N/A | #N/A | #N/A | #N/A | #N/A | #N/A | #N/A | #N/A | #N/A | #N/A
[7 empty] | 5 | 16 | 3251 | 11 | 2020-05-16 | Thursday | 4 | No | #N/A | #N/A | #N/A | #N/A | #N/A | #N/A | #N/A | #N/A | #N/A | #N/A | #N/A | #N/A | #N/A | #N/A | #N/A | #N/A | #N/A | #N/A | #N/A | #N/A | #N/A | #N/A | #N/A | #N/A | #N/A | #N/A | #N/A | #N/A | #N/A | #N/A | #N/A | #N/A | #N/A | #N/A | #N/A | #N/A
[7 empty] | 5 | 16 | 3252 | 12 | 2020-05-16 | Thursday | 4 | No | #N/A | #N/A | #N/A | #N/A | #N/A | #N/A | #N/A | #N/A | #N/A | #N/A | #N/A | #N/A | #N/A | #N/A | #N/A | #N/A | #N/A | #N/A | #N/A | #N/A | #N/A | #N/A | #N/A | #N/A | #N/A | #N/A | #N/A | #N/A | #N/A | #N/A | #N/A | #N/A | #N/A | #N/A | #N/A | #N/A
[7 empty] | 5 | 16 | 3253 | 13 | 2020-05-16 | Thursday | 4 | No | #N/A | #N/A | #N/A | #N/A | #N/A | #N/A | #N/A | #N/A | #N/A | #N/A | #N/A | #N/A | #N/A | #N/A | #N/A | #N/A | #N/A | #N/A | #N/A | #N/A | #N/A | #N/A | #N/A | #N/A | #N/A | #N/A | #N/A | #N/A | #N/A | #N/A | #N/A | #N/A | #N/A | #N/A | #N/A | #N/A
[7 empty] | 5 | 16 | 3254 | 14 | 2020-05-16 | Thursday | 4 | No | #N/A | #N/A | #N/A | #N/A | #N/A | #N/A | #N/A | #N/A | #N/A | #N/A | #N/A | #N/A | #N/A | #N/A | #N/A | #N/A | #N/A | #N/A | #N/A | #N/A | #N/A | #N/A | #N/A | #N/A | #N/A | #N/A | #N/A | #N/A | #N/A | #N/A | #N/A | #N/A | #N/A | #N/A | #N/A | #N/A
[7 empty] | 5 | 16 | 3255 | 15 | 2020-05-16 | Thursday | 4 | No | #N/A | #N/A | #N/A | #N/A | #N/A | #N/A | #N/A | #N/A | #N/A | #N/A | #N/A | #N/A | #N/A | #N/A | #N/A | #N/A | #N/A | #N/A | #N/A | #N/A | #N/A | #N/A | #N/A | #N/A | #N/A | #N/A | #N/A | #N/A | #N/A | #N/A | #N/A | #N/A | #N/A | #N/A | #N/A | #N/A
[7 empty] | 5 | 16 | 3256 | 16 | 2020-05-16 | Thursday | 4 | No | #N/A | #N/A | #N/A | #N/A | #N/A | #N/A | #N/A | #N/A | #N/A | #N/A | #N/A | #N/A | #N/A | #N/A | #N/A | #N/A | #N/A | #N/A | #N/A | #N/A | #N/A | #N/A | #N/A | #N/A | #N/A | #N/A | #N/A | #N/A | #N/A | #N/A | #N/A | #N/A | #N/A | #N/A | #N/A | #N/A
[7 empty] | 5 | 16 | 3257 | 17 | 2020-05-16 | Thursday | 4 | No | #N/A | #N/A | #N/A | #N/A | #N/A | #N/A | #N/A | #N/A | #N/A | #N/A | #N/A | #N/A | #N/A | #N/A | #N/A | #N/A | #N/A | #N/A | #N/A | #N/A | #N/A | #N/A | #N/A | #N/A | #N/A | #N/A | #N/A | #N/A | #N/A | #N/A | #N/A | #N/A | #N/A | #N/A | #N/A | #N/A
[7 empty] | 5 | 16 | 3258 | 18 | 2020-05-16 | Thursday | 4 | No | #N/A | #N/A | #N/A | #N/A | #N/A | #N/A | #N/A | #N/A | #N/A | #N/A | #N/A | #N/A | #N/A | #N/A | #N/A | #N/A | #N/A | #N/A | #N/A | #N/A | #N/A | #N/A | #N/A | #N/A | #N/A | #N/A | #N/A | #N/A | #N/A | #N/A | #N/A | #N/A | #N/A | #N/A | #N/A | #N/A
[7 empty] | 5 | 16 | 3259 | 19 | 2020-05-16 | Thursday | 4 | No | #N/A | #N/A | #N/A | #N/A | #N/A | #N/A | #N/A | #N/A | #N/A | #N/A | #N/A | #N/A | #N/A | #N/A | #N/A | #N/A | #N/A | #N/A | #N/A | #N/A | #N/A | #N/A | #N/A | #N/A | #N/A | #N/A | #N/A | #N/A | #N/A | #N/A | #N/A | #N/A | #N/A | #N/A | #N/A | #N/A
[7 empty] | 5 | 16 | 3260 | 20 | 2020-05-16 | Thursday | 4 | No | #N/A | #N/A | #N/A | #N/A | #N/A | #N/A | #N/A | #N/A | #N/A | #N/A | #N/A | #N/A | #N/A | #N/A | #N/A | #N/A | #N/A | #N/A | #N/A | #N/A | #N/A | #N/A | #N/A | #N/A | #N/A | #N/A | #N/A | #N/A | #N/A | #N/A | #N/A | #N/A | #N/A | #N/A | #N/A | #N/A
[7 empty] | 5 | 16 | 3261 | 21 | 2020-05-16 | Thursday | 4 | No | #N/A | #N/A | #N/A | #N/A | #N/A | #N/A | #N/A | #N/A | #N/A | #N/A | #N/A | #N/A | #N/A | #N/A | #N/A | #N/A | #N/A | #N/A | #N/A | #N/A | #N/A | #N/A | #N/A | #N/A | #N/A | #N/A | #N/A | #N/A | #N/A | #N/A | #N/A | #N/A | #N/A | #N/A | #N/A | #N/A
[7 empty] | 5 | 16 | 3262 | 22 | 2020-05-16 | Thursday | 4 | No | #N/A | #N/A | #N/A | #N/A | #N/A | #N/A | #N/A | #N/A | #N/A | #N/A | #N/A | #N/A | #N/A | #N/A | #N/A | #N/A | #N/A | #N/A | #N/A | #N/A | #N/A | #N/A | #N/A | #N/A | #N/A | #N/A | #N/A | #N/A | #N/A | #N/A | #N/A | #N/A | #N/A | #N/A | #N/A | #N/A
[7 empty] | 5 | 16 | 3263 | 23 | 2020-05-16 | Thursday | 4 | No | #N/A | #N/A | #N/A | #N/A | #N/A | #N/A | #N/A | #N/A | #N/A | #N/A | #N/A | #N/A | #N/A | #N/A | #N/A | #N/A | #N/A | #N/A | #N/A | #N/A | #N/A | #N/A | #N/A | #N/A | #N/A | #N/A | #N/A | #N/A | #N/A | #N/A | #N/A | #N/A | #N/A | #N/A | #N/A | #N/A
[7 empty] | 5 | 16 | 3264 | 24 | 2020-05-16 | Thursday | 4 | No | #N/A | #N/A | #N/A | #N/A | #N/A | #N/A | #N/A | #N/A | #N/A | #N/A | #N/A | #N/A | #N/A | #N/A | #N/A | #N/A | #N/A | #N/A | #N/A | #N/A | #N/A | #N/A | #N/A | #N/A | #N/A | #N/A | #N/A | #N/A | #N/A | #N/A | #N/A | #N/A | #N/A | #N/A | #N/A | #N/A
[7 empty] | 5 | 17 | 3265 | 1 | 2020-05-17 | Friday | 5 | No | #N/A | #N/A | #N/A | #N/A | #N/A | #N/A | #N/A | #N/A | #N/A | #N/A | #N/A | #N/A | #N/A | #N/A | #N/A | #N/A | #N/A | #N/A | #N/A | #N/A | #N/A | #N/A | #N/A | #N/A | #N/A | #N/A | #N/A | #N/A | #N/A | #N/A | #N/A | #N/A | #N/A | #N/A | #N/A | #N/A
[7 empty] | 5 | 17 | 3266 | 2 | 2020-05-17 | Friday | 5 | No | #N/A | #N/A | #N/A | #N/A | #N/A | #N/A | #N/A | #N/A | #N/A | #N/A | #N/A | #N/A | #N/A | #N/A | #N/A | #N/A | #N/A | #N/A | #N/A | #N/A | #N/A | #N/A | #N/A | #N/A | #N/A | #N/A | #N/A | #N/A | #N/A | #N/A | #N/A | #N/A | #N/A | #N/A | #N/A | #N/A
[7 empty] | 5 | 17 | 3267 | 3 | 2020-05-17 | Friday | 5 | No | #N/A | #N/A | #N/A | #N/A | #N/A | #N/A | #N/A | #N/A | #N/A | #N/A | #N/A | #N/A | #N/A | #N/A | #N/A | #N/A | #N/A | #N/A | #N/A | #N/A | #N/A | #N/A | #N/A | #N/A | #N/A | #N/A | #N/A | #N/A | #N/A | #N/A | #N/A | #N/A | #N/A | #N/A | #N/A | #N/A
[7 empty] | 5 | 17 | 3268 | 4 | 2020-05-17 | Friday | 5 | No | #N/A | #N/A | #N/A | #N/A | #N/A | #N/A | #N/A | #N/A | #N/A | #N/A | #N/A | #N/A | #N/A | #N/A | #N/A | #N/A | #N/A | #N/A | #N/A | #N/A | #N/A | #N/A | #N/A | #N/A | #N/A | #N/A | #N/A | #N/A | #N/A | #N/A | #N/A | #N/A | #N/A | #N/A | #N/A | #N/A
[7 empty] | 5 | 17 | 3269 | 5 | 2020-05-17 | Friday | 5 | No | #N/A | #N/A | #N/A | #N/A | #N/A | #N/A | #N/A | #N/A | #N/A | #N/A | #N/A | #N/A | #N/A | #N/A | #N/A | #N/A | #N/A | #N/A | #N/A | #N/A | #N/A | #N/A | #N/A | #N/A | #N/A | #N/A | #N/A | #N/A | #N/A | #N/A | #N/A | #N/A | #N/A | #N/A | #N/A | #N/A
[7 empty] | 5 | 17 | 3270 | 6 | 2020-05-17 | Friday | 5 | No | #N/A | #N/A | #N/A | #N/A | #N/A | #N/A | #N/A | #N/A | #N/A | #N/A | #N/A | #N/A | #N/A | #N/A | #N/A | #N/A | #N/A | #N/A | #N/A | #N/A | #N/A | #N/A | #N/A | #N/A | #N/A | #N/A | #N/A | #N/A | #N/A | #N/A | #N/A | #N/A | #N/A | #N/A | #N/A | #N/A
[7 empty] | 5 | 17 | 3271 | 7 | 2020-05-17 | Friday | 5 | No | #N/A | #N/A | #N/A | #N/A | #N/A | #N/A | #N/A | #N/A | #N/A | #N/A | #N/A | #N/A | #N/A | #N/A | #N/A | #N/A | #N/A | #N/A | #N/A | #N/A | #N/A | #N/A | #N/A | #N/A | #N/A | #N/A | #N/A | #N/A | #N/A | #N/A | #N/A | #N/A | #N/A | #N/A | #N/A | #N/A
[7 empty] | 5 | 17 | 3272 | 8 | 2020-05-17 | Friday | 5 | No | #N/A | #N/A | #N/A | #N/A | #N/A | #N/A | #N/A | #N/A | #N/A | #N/A | #N/A | #N/A | #N/A | #N/A | #N/A | #N/A | #N/A | #N/A | #N/A | #N/A | #N/A | #N/A | #N/A | #N/A | #N/A | #N/A | #N/A | #N/A | #N/A | #N/A | #N/A | #N/A | #N/A | #N/A | #N/A | #N/A
[7 empty] | 5 | 17 | 3273 | 9 | 2020-05-17 | Friday | 5 | No | #N/A | #N/A | #N/A | #N/A | #N/A | #N/A | #N/A | #N/A | #N/A | #N/A | #N/A | #N/A | #N/A | #N/A | #N/A | #N/A | #N/A | #N/A | #N/A | #N/A | #N/A | #N/A | #N/A | #N/A | #N/A | #N/A | #N/A | #N/A | #N/A | #N/A | #N/A | #N/A | #N/A | #N/A | #N/A | #N/A
[7 empty] | 5 | 17 | 3274 | 10 | 2020-05-17 | Friday | 5 | No | #N/A | #N/A | #N/A | #N/A | #N/A | #N/A | #N/A | #N/A | #N/A | #N/A | #N/A | #N/A | #N/A | #N/A | #N/A | #N/A | #N/A | #N/A | #N/A | #N/A | #N/A | #N/A | #N/A | #N/A | #N/A | #N/A | #N/A | #N/A | #N/A | #N/A | #N/A | #N/A | #N/A | #N/A | #N/A | #N/A
[7 empty] | 5 | 17 | 3275 | 11 | 2020-05-17 | Friday | 5 | No | #N/A | #N/A | #N/A | #N/A | #N/A | #N/A | #N/A | #N/A | #N/A | #N/A | #N/A | #N/A | #N/A | #N/A | #N/A | #N/A | #N/A | #N/A | #N/A | #N/A | #N/A | #N/A | #N/A | #N/A | #N/A | #N/A | #N/A | #N/A | #N/A | #N/A | #N/A | #N/A | #N/A | #N/A | #N/A | #N/A
[7 empty] | 5 | 17 | 3276 | 12 | 2020-05-17 | Friday | 5 | No | #N/A | #N/A | #N/A | #N/A | #N/A | #N/A | #N/A | #N/A | #N/A | #N/A | #N/A | #N/A | #N/A | #N/A | #N/A | #N/A | #N/A | #N/A | #N/A | #N/A | #N/A | #N/A | #N/A | #N/A | #N/A | #N/A | #N/A | #N/A | #N/A | #N/A | #N/A | #N/A | #N/A | #N/A | #N/A | #N/A
[7 empty] | 5 | 17 | 3277 | 13 | 2020-05-17 | Friday | 5 | No | #N/A | #N/A | #N/A | #N/A | #N/A | #N/A | #N/A | #N/A | #N/A | #N/A | #N/A | #N/A | #N/A | #N/A | #N/A | #N/A | #N/A | #N/A | #N/A | #N/A | #N/A | #N/A | #N/A | #N/A | #N/A | #N/A | #N/A | #N/A | #N/A | #N/A | #N/A | #N/A | #N/A | #N/A | #N/A | #N/A
[7 empty] | 5 | 17 | 3278 | 14 | 2020-05-17 | Friday | 5 | No | #N/A | #N/A | #N/A | #N/A | #N/A | #N/A | #N/A | #N/A | #N/A | #N/A | #N/A | #N/A | #N/A | #N/A | #N/A | #N/A | #N/A | #N/A | #N/A | #N/A | #N/A | #N/A | #N/A | #N/A | #N/A | #N/A | #N/A | #N/A | #N/A | #N/A | #N/A | #N/A | #N/A | #N/A | #N/A | #N/A
[7 empty] | 5 | 17 | 3279 | 15 | 2020-05-17 | Friday | 5 | No | #N/A | #N/A | #N/A | #N/A | #N/A | #N/A | #N/A | #N/A | #N/A | #N/A | #N/A | #N/A | #N/A | #N/A | #N/A | #N/A | #N/A | #N/A | #N/A | #N/A | #N/A | #N/A | #N/A | #N/A | #N/A | #N/A | #N/A | #N/A | #N/A | #N/A | #N/A | #N/A | #N/A | #N/A | #N/A | #N/A
[7 empty] | 5 | 17 | 3280 | 16 | 2020-05-17 | Friday | 5 | No | #N/A | #N/A | #N/A | #N/A | #N/A | #N/A | #N/A | #N/A | #N/A | #N/A | #N/A | #N/A | #N/A | #N/A | #N/A | #N/A | #N/A | #N/A | #N/A | #N/A | #N/A | #N/A | #N/A | #N/A | #N/A | #N/A | #N/A | #N/A | #N/A | #N/A | #N/A | #N/A | #N/A | #N/A | #N/A | #N/A
[7 empty] | 5 | 17 | 3281 | 17 | 2020-05-17 | Friday | 5 | No | #N/A | #N/A | #N/A | #N/A | #N/A | #N/A | #N/A | #N/A | #N/A | #N/A | #N/A | #N/A | #N/A | #N/A | #N/A | #N/A | #N/A | #N/A | #N/A | #N/A | #N/A | #N/A | #N/A | #N/A | #N/A | #N/A | #N/A | #N/A | #N/A | #N/A | #N/A | #N/A | #N/A | #N/A | #N/A | #N/A
[7 empty] | 5 | 17 | 3282 | 18 | 2020-05-17 | Friday | 5 | No | #N/A | #N/A | #N/A | #N/A | #N/A | #N/A | #N/A | #N/A | #N/A | #N/A | #N/A | #N/A | #N/A | #N/A | #N/A | #N/A | #N/A | #N/A | #N/A | #N/A | #N/A | #N/A | #N/A | #N/A | #N/A | #N/A | #N/A | #N/A | #N/A | #N/A | #N/A | #N/A | #N/A | #N/A | #N/A | #N/A
[7 empty] | 5 | 17 | 3283 | 19 | 2020-05-17 | Friday | 5 | No | #N/A | #N/A | #N/A | #N/A | #N/A | #N/A | #N/A | #N/A | #N/A | #N/A | #N/A | #N/A | #N/A | #N/A | #N/A | #N/A | #N/A | #N/A | #N/A | #N/A | #N/A | #N/A | #N/A | #N/A | #N/A | #N/A | #N/A | #N/A | #N/A | #N/A | #N/A | #N/A | #N/A | #N/A | #N/A | #N/A
[7 empty] | 5 | 17 | 3284 | 20 | 2020-05-17 | Friday | 5 | No | #N/A | #N/A | #N/A | #N/A | #N/A | #N/A | #N/A | #N/A | #N/A | #N/A | #N/A | #N/A | #N/A | #N/A | #N/A | #N/A | #N/A | #N/A | #N/A | #N/A | #N/A | #N/A | #N/A | #N/A | #N/A | #N/A | #N/A | #N/A | #N/A | #N/A | #N/A | #N/A | #N/A | #N/A | #N/A | #N/A
[7 empty] | 5 | 17 | 3285 | 21 | 2020-05-17 | Friday | 5 | No | #N/A | #N/A | #N/A | #N/A | #N/A | #N/A | #N/A | #N/A | #N/A | #N/A | #N/A | #N/A | #N/A | #N/A | #N/A | #N/A | #N/A | #N/A | #N/A | #N/A | #N/A | #N/A | #N/A | #N/A | #N/A | #N/A | #N/A | #N/A | #N/A | #N/A | #N/A | #N/A | #N/A | #N/A | #N/A | #N/A
[7 empty] | 5 | 17 | 3286 | 22 | 2020-05-17 | Friday | 5 | No | #N/A | #N/A | #N/A | #N/A | #N/A | #N/A | #N/A | #N/A | #N/A | #N/A | #N/A | #N/A | #N/A | #N/A | #N/A | #N/A | #N/A | #N/A | #N/A | #N/A | #N/A | #N/A | #N/A | #N/A | #N/A | #N/A | #N/A | #N/A | #N/A | #N/A | #N/A | #N/A | #N/A | #N/A | #N/A | #N/A
[7 empty] | 5 | 17 | 3287 | 23 | 2020-05-17 | Friday | 5 | No | #N/A | #N/A | #N/A | #N/A | #N/A | #N/A | #N/A | #N/A | #N/A | #N/A | #N/A | #N/A | #N/A | #N/A | #N/A | #N/A | #N/A | #N/A | #N/A | #N/A | #N/A | #N/A | #N/A | #N/A | #N/A | #N/A | #N/A | #N/A | #N/A | #N/A | #N/A | #N/A | #N/A | #N/A | #N/A | #N/A
[7 empty] | 5 | 17 | 3288 | 24 | 2020-05-17 | Friday | 5 | No | #N/A | #N/A | #N/A | #N/A | #N/A | #N/A | #N/A | #N/A | #N/A | #N/A | #N/A | #N/A | #N/A | #N/A | #N/A | #N/A | #N/A | #N/A | #N/A | #N/A | #N/A | #N/A | #N/A | #N/A | #N/A | #N/A | #N/A | #N/A | #N/A | #N/A | #N/A | #N/A | #N/A | #N/A | #N/A | #N/A
[7 empty] | 5 | 18 | 3289 | 1 | 2020-05-18 | Saturday | 6 | No | #N/A | #N/A | #N/A | #N/A | #N/A | #N/A | #N/A | #N/A | #N/A | #N/A | #N/A | #N/A | #N/A | #N/A | #N/A | #N/A | #N/A | #N/A | #N/A | #N/A | #N/A | #N/A | #N/A | #N/A | #N/A | #N/A | #N/A | #N/A | #N/A | #N/A | #N/A | #N/A | #N/A | #N/A | #N/A | #N/A
[7 empty] | 5 | 18 | 3290 | 2 | 2020-05-18 | Saturday | 6 | No | #N/A | #N/A | #N/A | #N/A | #N/A | #N/A | #N/A | #N/A | #N/A | #N/A | #N/A | #N/A | #N/A | #N/A | #N/A | #N/A | #N/A | #N/A | #N/A | #N/A | #N/A | #N/A | #N/A | #N/A | #N/A | #N/A | #N/A | #N/A | #N/A | #N/A | #N/A | #N/A | #N/A | #N/A | #N/A | #N/A
[7 empty] | 5 | 18 | 3291 | 3 | 2020-05-18 | Saturday | 6 | No | #N/A | #N/A | #N/A | #N/A | #N/A | #N/A | #N/A | #N/A | #N/A | #N/A | #N/A | #N/A | #N/A | #N/A | #N/A | #N/A | #N/A | #N/A | #N/A | #N/A | #N/A | #N/A | #N/A | #N/A | #N/A | #N/A | #N/A | #N/A | #N/A | #N/A | #N/A | #N/A | #N/A | #N/A | #N/A | #N/A
[7 empty] | 5 | 18 | 3292 | 4 | 2020-05-18 | Saturday | 6 | No | #N/A | #N/A | #N/A | #N/A | #N/A | #N/A | #N/A | #N/A | #N/A | #N/A | #N/A | #N/A | #N/A | #N/A | #N/A | #N/A | #N/A | #N/A | #N/A | #N/A | #N/A | #N/A | #N/A | #N/A | #N/A | #N/A | #N/A | #N/A | #N/A | #N/A | #N/A | #N/A | #N/A | #N/A | #N/A | #N/A
[7 empty] | 5 | 18 | 3293 | 5 | 2020-05-18 | Saturday | 6 | No | #N/A | #N/A | #N/A | #N/A | #N/A | #N/A | #N/A | #N/A | #N/A | #N/A | #N/A | #N/A | #N/A | #N/A | #N/A | #N/A | #N/A | #N/A | #N/A | #N/A | #N/A | #N/A | #N/A | #N/A | #N/A | #N/A | #N/A | #N/A | #N/A | #N/A | #N/A | #N/A | #N/A | #N/A | #N/A | #N/A
[7 empty] | 5 | 18 | 3294 | 6 | 2020-05-18 | Saturday | 6 | No | #N/A | #N/A | #N/A | #N/A | #N/A | #N/A | #N/A | #N/A | #N/A | #N/A | #N/A | #N/A | #N/A | #N/A | #N/A | #N/A | #N/A | #N/A | #N/A | #N/A | #N/A | #N/A | #N/A | #N/A | #N/A | #N/A | #N/A | #N/A | #N/A | #N/A | #N/A | #N/A | #N/A | #N/A | #N/A | #N/A
[7 empty] | 5 | 18 | 3295 | 7 | 2020-05-18 | Saturday | 6 | No | #N/A | #N/A | #N/A | #N/A | #N/A | #N/A | #N/A | #N/A | #N/A | #N/A | #N/A | #N/A | #N/A | #N/A | #N/A | #N/A | #N/A | #N/A | #N/A | #N/A | #N/A | #N/A | #N/A | #N/A | #N/A | #N/A | #N/A | #N/A | #N/A | #N/A | #N/A | #N/A | #N/A | #N/A | #N/A | #N/A
[7 empty] | 5 | 18 | 3296 | 8 | 2020-05-18 | Saturday | 6 | No | #N/A | #N/A | #N/A | #N/A | #N/A | #N/A | #N/A | #N/A | #N/A | #N/A | #N/A | #N/A | #N/A | #N/A | #N/A | #N/A | #N/A | #N/A | #N/A | #N/A | #N/A | #N/A | #N/A | #N/A | #N/A | #N/A | #N/A | #N/A | #N/A | #N/A | #N/A | #N/A | #N/A | #N/A | #N/A | #N/A
[7 empty] | 5 | 18 | 3297 | 9 | 2020-05-18 | Saturday | 6 | No | #N/A | #N/A | #N/A | #N/A | #N/A | #N/A | #N/A | #N/A | #N/A | #N/A | #N/A | #N/A | #N/A | #N/A | #N/A | #N/A | #N/A | #N/A | #N/A | #N/A | #N/A | #N/A | #N/A | #N/A | #N/A | #N/A | #N/A | #N/A | #N/A | #N/A | #N/A | #N/A | #N/A | #N/A | #N/A | #N/A
[7 empty] | 5 | 18 | 3298 | 10 | 2020-05-18 | Saturday | 6 | No | #N/A | #N/A | #N/A | #N/A | #N/A | #N/A | #N/A | #N/A | #N/A | #N/A | #N/A | #N/A | #N/A | #N/A | #N/A | #N/A | #N/A | #N/A | #N/A | #N/A | #N/A | #N/A | #N/A | #N/A | #N/A | #N/A | #N/A | #N/A | #N/A | #N/A | #N/A | #N/A | #N/A | #N/A | #N/A | #N/A
[7 empty] | 5 | 18 | 3299 | 11 | 2020-05-18 | Saturday | 6 | No | #N/A | #N/A | #N/A | #N/A | #N/A | #N/A | #N/A | #N/A | #N/A | #N/A | #N/A | #N/A | #N/A | #N/A | #N/A | #N/A | #N/A | #N/A | #N/A | #N/A | #N/A | #N/A | #N/A | #N/A | #N/A | #N/A | #N/A | #N/A | #N/A | #N/A | #N/A | #N/A | #N/A | #N/A | #N/A | #N/A
[7 empty] | 5 | 18 | 3300 | 12 | 2020-05-18 | Saturday | 6 | No | #N/A | #N/A | #N/A | #N/A | #N/A | #N/A | #N/A | #N/A | #N/A | #N/A | #N/A | #N/A | #N/A | #N/A | #N/A | #N/A | #N/A | #N/A | #N/A | #N/A | #N/A | #N/A | #N/A | #N/A | #N/A | #N/A | #N/A | #N/A | #N/A | #N/A | #N/A | #N/A | #N/A | #N/A | #N/A | #N/A
[7 empty] | 5 | 18 | 3301 | 13 | 2020-05-18 | Saturday | 6 | No | #N/A | #N/A | #N/A | #N/A | #N/A | #N/A | #N/A | #N/A | #N/A | #N/A | #N/A | #N/A | #N/A | #N/A | #N/A | #N/A | #N/A | #N/A | #N/A | #N/A | #N/A | #N/A | #N/A | #N/A | #N/A | #N/A | #N/A | #N/A | #N/A | #N/A | #N/A | #N/A | #N/A | #N/A | #N/A | #N/A
[7 empty] | 5 | 18 | 3302 | 14 | 2020-05-18 | Saturday | 6 | No | #N/A | #N/A | #N/A | #N/A | #N/A | #N/A | #N/A | #N/A | #N/A | #N/A | #N/A | #N/A | #N/A | #N/A | #N/A | #N/A | #N/A | #N/A | #N/A | #N/A | #N/A | #N/A | #N/A | #N/A | #N/A | #N/A | #N/A | #N/A | #N/A | #N/A | #N/A | #N/A | #N/A | #N/A | #N/A | #N/A
[7 empty] | 5 | 18 | 3303 | 15 | 2020-05-18 | Saturday | 6 | No | #N/A | #N/A | #N/A | #N/A | #N/A | #N/A | #N/A | #N/A | #N/A | #N/A | #N/A | #N/A | #N/A | #N/A | #N/A | #N/A | #N/A | #N/A | #N/A | #N/A | #N/A | #N/A | #N/A | #N/A | #N/A | #N/A | #N/A | #N/A | #N/A | #N/A | #N/A | #N/A | #N/A | #N/A | #N/A | #N/A
[7 empty] | 5 | 18 | 3304 | 16 | 2020-05-18 | Saturday | 6 | No | #N/A | #N/A | #N/A | #N/A | #N/A | #N/A | #N/A | #N/A | #N/A | #N/A | #N/A | #N/A | #N/A | #N/A | #N/A | #N/A | #N/A | #N/A | #N/A | #N/A | #N/A | #N/A | #N/A | #N/A | #N/A | #N/A | #N/A | #N/A | #N/A | #N/A | #N/A | #N/A | #N/A | #N/A | #N/A | #N/A
[7 empty] | 5 | 18 | 3305 | 17 | 2020-05-18 | Saturday | 6 | No | #N/A | #N/A | #N/A | #N/A | #N/A | #N/A | #N/A | #N/A | #N/A | #N/A | #N/A | #N/A | #N/A | #N/A | #N/A | #N/A | #N/A | #N/A | #N/A | #N/A | #N/A | #N/A | #N/A | #N/A | #N/A | #N/A | #N/A | #N/A | #N/A | #N/A | #N/A | #N/A | #N/A | #N/A | #N/A | #N/A
[7 empty] | 5 | 18 | 3306 | 18 | 2020-05-18 | Saturday | 6 | No | #N/A | #N/A | #N/A | #N/A | #N/A | #N/A | #N/A | #N/A | #N/A | #N/A | #N/A | #N/A | #N/A | #N/A | #N/A | #N/A | #N/A | #N/A | #N/A | #N/A | #N/A | #N/A | #N/A | #N/A | #N/A | #N/A | #N/A | #N/A | #N/A | #N/A | #N/A | #N/A | #N/A | #N/A | #N/A | #N/A
[7 empty] | 5 | 18 | 3307 | 19 | 2020-05-18 | Saturday | 6 | No | #N/A | #N/A | #N/A | #N/A | #N/A | #N/A | #N/A | #N/A | #N/A | #N/A | #N/A | #N/A | #N/A | #N/A | #N/A | #N/A | #N/A | #N/A | #N/A | #N/A | #N/A | #N/A | #N/A | #N/A | #N/A | #N/A | #N/A | #N/A | #N/A | #N/A | #N/A | #N/A | #N/A | #N/A | #N/A | #N/A
[7 empty] | 5 | 18 | 3308 | 20 | 2020-05-18 | Saturday | 6 | No | #N/A | #N/A | #N/A | #N/A | #N/A | #N/A | #N/A | #N/A | #N/A | #N/A | #N/A | #N/A | #N/A | #N/A | #N/A | #N/A | #N/A | #N/A | #N/A | #N/A | #N/A | #N/A | #N/A | #N/A | #N/A | #N/A | #N/A | #N/A | #N/A | #N/A | #N/A | #N/A | #N/A | #N/A | #N/A | #N/A
[7 empty] | 5 | 18 | 3309 | 21 | 2020-05-18 | Saturday | 6 | No | #N/A | #N/A | #N/A | #N/A | #N/A | #N/A | #N/A | #N/A | #N/A | #N/A | #N/A | #N/A | #N/A | #N/A | #N/A | #N/A | #N/A | #N/A | #N/A | #N/A | #N/A | #N/A | #N/A | #N/A | #N/A | #N/A | #N/A | #N/A | #N/A | #N/A | #N/A | #N/A | #N/A | #N/A | #N/A | #N/A
[7 empty] | 5 | 18 | 3310 | 22 | 2020-05-18 | Saturday | 6 | No | #N/A | #N/A | #N/A | #N/A | #N/A | #N/A | #N/A | #N/A | #N/A | #N/A | #N/A | #N/A | #N/A | #N/A | #N/A | #N/A | #N/A | #N/A | #N/A | #N/A | #N/A | #N/A | #N/A | #N/A | #N/A | #N/A | #N/A | #N/A | #N/A | #N/A | #N/A | #N/A | #N/A | #N/A | #N/A | #N/A
[7 empty] | 5 | 18 | 3311 | 23 | 2020-05-18 | Saturday | 6 | No | #N/A | #N/A | #N/A | #N/A | #N/A | #N/A | #N/A | #N/A | #N/A | #N/A | #N/A | #N/A | #N/A | #N/A | #N/A | #N/A | #N/A | #N/A | #N/A | #N/A | #N/A | #N/A | #N/A | #N/A | #N/A | #N/A | #N/A | #N/A | #N/A | #N/A | #N/A | #N/A | #N/A | #N/A | #N/A | #N/A
[7 empty] | 5 | 18 | 3312 | 24 | 2020-05-18 | Saturday | 6 | No | #N/A | #N/A | #N/A | #N/A | #N/A | #N/A | #N/A | #N/A | #N/A | #N/A | #N/A | #N/A | #N/A | #N/A | #N/A | #N/A | #N/A | #N/A | #N/A | #N/A | #N/A | #N/A | #N/A | #N/A | #N/A | #N/A | #N/A | #N/A | #N/A | #N/A | #N/A | #N/A | #N/A | #N/A | #N/A | #N/A
[7 empty] | 5 | 19 | 3313 | 1 | 2020-05-19 | Sunday | 7 | No | #N/A | #N/A | #N/A | #N/A | #N/A | #N/A | #N/A | #N/A | #N/A | #N/A | #N/A | #N/A | #N/A | #N/A | #N/A | #N/A | #N/A | #N/A | #N/A | #N/A | #N/A | #N/A | #N/A | #N/A | #N/A | #N/A | #N/A | #N/A | #N/A | #N/A | #N/A | #N/A | #N/A | #N/A | #N/A | #N/A
[7 empty] | 5 | 19 | 3314 | 2 | 2020-05-19 | Sunday | 7 | No | #N/A | #N/A | #N/A | #N/A | #N/A | #N/A | #N/A | #N/A | #N/A | #N/A | #N/A | #N/A | #N/A | #N/A | #N/A | #N/A | #N/A | #N/A | #N/A | #N/A | #N/A | #N/A | #N/A | #N/A | #N/A | #N/A | #N/A | #N/A | #N/A | #N/A | #N/A | #N/A | #N/A | #N/A | #N/A | #N/A
[7 empty] | 5 | 19 | 3315 | 3 | 2020-05-19 | Sunday | 7 | No | #N/A | #N/A | #N/A | #N/A | #N/A | #N/A | #N/A | #N/A | #N/A | #N/A | #N/A | #N/A | #N/A | #N/A | #N/A | #N/A | #N/A | #N/A | #N/A | #N/A | #N/A | #N/A | #N/A | #N/A | #N/A | #N/A | #N/A | #N/A | #N/A | #N/A | #N/A | #N/A | #N/A | #N/A | #N/A | #N/A
[7 empty] | 5 | 19 | 3316 | 4 | 2020-05-19 | Sunday | 7 | No | #N/A | #N/A | #N/A | #N/A | #N/A | #N/A | #N/A | #N/A | #N/A | #N/A | #N/A | #N/A | #N/A | #N/A | #N/A | #N/A | #N/A | #N/A | #N/A | #N/A | #N/A | #N/A | #N/A | #N/A | #N/A | #N/A | #N/A | #N/A | #N/A | #N/A | #N/A | #N/A | #N/A | #N/A | #N/A | #N/A
[7 empty] | 5 | 19 | 3317 | 5 | 2020-05-19 | Sunday | 7 | No | #N/A | #N/A | #N/A | #N/A | #N/A | #N/A | #N/A | #N/A | #N/A | #N/A | #N/A | #N/A | #N/A | #N/A | #N/A | #N/A | #N/A | #N/A | #N/A | #N/A | #N/A | #N/A | #N/A | #N/A | #N/A | #N/A | #N/A | #N/A | #N/A | #N/A | #N/A | #N/A | #N/A | #N/A | #N/A | #N/A
[7 empty] | 5 | 19 | 3318 | 6 | 2020-05-19 | Sunday | 7 | No | #N/A | #N/A | #N/A | #N/A | #N/A | #N/A | #N/A | #N/A | #N/A | #N/A | #N/A | #N/A | #N/A | #N/A | #N/A | #N/A | #N/A | #N/A | #N/A | #N/A | #N/A | #N/A | #N/A | #N/A | #N/A | #N/A | #N/A | #N/A | #N/A | #N/A | #N/A | #N/A | #N/A | #N/A | #N/A | #N/A
[7 empty] | 5 | 19 | 3319 | 7 | 2020-05-19 | Sunday | 7 | No | #N/A | #N/A | #N/A | #N/A | #N/A | #N/A | #N/A | #N/A | #N/A | #N/A | #N/A | #N/A | #N/A | #N/A | #N/A | #N/A | #N/A | #N/A | #N/A | #N/A | #N/A | #N/A | #N/A | #N/A | #N/A | #N/A | #N/A | #N/A | #N/A | #N/A | #N/A | #N/A | #N/A | #N/A | #N/A | #N/A
[7 empty] | 5 | 19 | 3320 | 8 | 2020-05-19 | Sunday | 7 | No | #N/A | #N/A | #N/A | #N/A | #N/A | #N/A | #N/A | #N/A | #N/A | #N/A | #N/A | #N/A | #N/A | #N/A | #N/A | #N/A | #N/A | #N/A | #N/A | #N/A | #N/A | #N/A | #N/A | #N/A | #N/A | #N/A | #N/A | #N/A | #N/A | #N/A | #N/A | #N/A | #N/A | #N/A | #N/A | #N/A
[7 empty] | 5 | 19 | 3321 | 9 | 2020-05-19 | Sunday | 7 | No | #N/A | #N/A | #N/A | #N/A | #N/A | #N/A | #N/A | #N/A | #N/A | #N/A | #N/A | #N/A | #N/A | #N/A | #N/A | #N/A | #N/A | #N/A | #N/A | #N/A | #N/A | #N/A | #N/A | #N/A | #N/A | #N/A | #N/A | #N/A | #N/A | #N/A | #N/A | #N/A | #N/A | #N/A | #N/A | #N/A
[7 empty] | 5 | 19 | 3322 | 10 | 2020-05-19 | Sunday | 7 | No | #N/A | #N/A | #N/A | #N/A | #N/A | #N/A | #N/A | #N/A | #N/A | #N/A | #N/A | #N/A | #N/A | #N/A | #N/A | #N/A | #N/A | #N/A | #N/A | #N/A | #N/A | #N/A | #N/A | #N/A | #N/A | #N/A | #N/A | #N/A | #N/A | #N/A | #N/A | #N/A | #N/A | #N/A | #N/A | #N/A
[7 empty] | 5 | 19 | 3323 | 11 | 2020-05-19 | Sunday | 7 | No | #N/A | #N/A | #N/A | #N/A | #N/A | #N/A | #N/A | #N/A | #N/A | #N/A | #N/A | #N/A | #N/A | #N/A | #N/A | #N/A | #N/A | #N/A | #N/A | #N/A | #N/A | #N/A | #N/A | #N/A | #N/A | #N/A | #N/A | #N/A | #N/A | #N/A | #N/A | #N/A | #N/A | #N/A | #N/A | #N/A
[7 empty] | 5 | 19 | 3324 | 12 | 2020-05-19 | Sunday | 7 | No | #N/A | #N/A | #N/A | #N/A | #N/A | #N/A | #N/A | #N/A | #N/A | #N/A | #N/A | #N/A | #N/A | #N/A | #N/A | #N/A | #N/A | #N/A | #N/A | #N/A | #N/A | #N/A | #N/A | #N/A | #N/A | #N/A | #N/A | #N/A | #N/A | #N/A | #N/A | #N/A | #N/A | #N/A | #N/A | #N/A
[7 empty] | 5 | 19 | 3325 | 13 | 2020-05-19 | Sunday | 7 | No | #N/A | #N/A | #N/A | #N/A | #N/A | #N/A | #N/A | #N/A | #N/A | #N/A | #N/A | #N/A | #N/A | #N/A | #N/A | #N/A | #N/A | #N/A | #N/A | #N/A | #N/A | #N/A | #N/A | #N/A | #N/A | #N/A | #N/A | #N/A | #N/A | #N/A | #N/A | #N/A | #N/A | #N/A | #N/A | #N/A
[7 empty] | 5 | 19 | 3326 | 14 | 2020-05-19 | Sunday | 7 | No | #N/A | #N/A | #N/A | #N/A | #N/A | #N/A | #N/A | #N/A | #N/A | #N/A | #N/A | #N/A | #N/A | #N/A | #N/A | #N/A | #N/A | #N/A | #N/A | #N/A | #N/A | #N/A | #N/A | #N/A | #N/A | #N/A | #N/A | #N/A | #N/A | #N/A | #N/A | #N/A | #N/A | #N/A | #N/A | #N/A
[7 empty] | 5 | 19 | 3327 | 15 | 2020-05-19 | Sunday | 7 | No | #N/A | #N/A | #N/A | #N/A | #N/A | #N/A | #N/A | #N/A | #N/A | #N/A | #N/A | #N/A | #N/A | #N/A | #N/A | #N/A | #N/A | #N/A | #N/A | #N/A | #N/A | #N/A | #N/A | #N/A | #N/A | #N/A | #N/A | #N/A | #N/A | #N/A | #N/A | #N/A | #N/A | #N/A | #N/A | #N/A
[7 empty] | 5 | 19 | 3328 | 16 | 2020-05-19 | Sunday | 7 | No | #N/A | #N/A | #N/A | #N/A | #N/A | #N/A | #N/A | #N/A | #N/A | #N/A | #N/A | #N/A | #N/A | #N/A | #N/A | #N/A | #N/A | #N/A | #N/A | #N/A | #N/A | #N/A | #N/A | #N/A | #N/A | #N/A | #N/A | #N/A | #N/A | #N/A | #N/A | #N/A | #N/A | #N/A | #N/A | #N/A
[7 empty] | 5 | 19 | 3329 | 17 | 2020-05-19 | Sunday | 7 | No | #N/A | #N/A | #N/A | #N/A | #N/A | #N/A | #N/A | #N/A | #N/A | #N/A | #N/A | #N/A | #N/A | #N/A | #N/A | #N/A | #N/A | #N/A | #N/A | #N/A | #N/A | #N/A | #N/A | #N/A | #N/A | #N/A | #N/A | #N/A | #N/A | #N/A | #N/A | #N/A | #N/A | #N/A | #N/A | #N/A
[7 empty] | 5 | 19 | 3330 | 18 | 2020-05-19 | Sunday | 7 | No | #N/A | #N/A | #N/A | #N/A | #N/A | #N/A | #N/A | #N/A | #N/A | #N/A | #N/A | #N/A | #N/A | #N/A | #N/A | #N/A | #N/A | #N/A | #N/A | #N/A | #N/A | #N/A | #N/A | #N/A | #N/A | #N/A | #N/A | #N/A | #N/A | #N/A | #N/A | #N/A | #N/A | #N/A | #N/A | #N/A
[7 empty] | 5 | 19 | 3331 | 19 | 2020-05-19 | Sunday | 7 | No | #N/A | #N/A | #N/A | #N/A | #N/A | #N/A | #N/A | #N/A | #N/A | #N/A | #N/A | #N/A | #N/A | #N/A | #N/A | #N/A | #N/A | #N/A | #N/A | #N/A | #N/A | #N/A | #N/A | #N/A | #N/A | #N/A | #N/A | #N/A | #N/A | #N/A | #N/A | #N/A | #N/A | #N/A | #N/A | #N/A
[7 empty] | 5 | 19 | 3332 | 20 | 2020-05-19 | Sunday | 7 | No | #N/A | #N/A | #N/A | #N/A | #N/A | #N/A | #N/A | #N/A | #N/A | #N/A | #N/A | #N/A | #N/A | #N/A | #N/A | #N/A | #N/A | #N/A | #N/A | #N/A | #N/A | #N/A | #N/A | #N/A | #N/A | #N/A | #N/A | #N/A | #N/A | #N/A | #N/A | #N/A | #N/A | #N/A | #N/A | #N/A
[7 empty] | 5 | 19 | 3333 | 21 | 2020-05-19 | Sunday | 7 | No | #N/A | #N/A | #N/A | #N/A | #N/A | #N/A | #N/A | #N/A | #N/A | #N/A | #N/A | #N/A | #N/A | #N/A | #N/A | #N/A | #N/A | #N/A | #N/A | #N/A | #N/A | #N/A | #N/A | #N/A | #N/A | #N/A | #N/A | #N/A | #N/A | #N/A | #N/A | #N/A | #N/A | #N/A | #N/A | #N/A
[7 empty] | 5 | 19 | 3334 | 22 | 2020-05-19 | Sunday | 7 | No | #N/A | #N/A | #N/A | #N/A | #N/A | #N/A | #N/A | #N/A | #N/A | #N/A | #N/A | #N/A | #N/A | #N/A | #N/A | #N/A | #N/A | #N/A | #N/A | #N/A | #N/A | #N/A | #N/A | #N/A | #N/A | #N/A | #N/A | #N/A | #N/A | #N/A | #N/A | #N/A | #N/A | #N/A | #N/A | #N/A
[7 empty] | 5 | 19 | 3335 | 23 | 2020-05-19 | Sunday | 7 | No | #N/A | #N/A | #N/A | #N/A | #N/A | #N/A | #N/A | #N/A | #N/A | #N/A | #N/A | #N/A | #N/A | #N/A | #N/A | #N/A | #N/A | #N/A | #N/A | #N/A | #N/A | #N/A | #N/A | #N/A | #N/A | #N/A | #N/A | #N/A | #N/A | #N/A | #N/A | #N/A | #N/A | #N/A | #N/A | #N/A
[7 empty] | 5 | 19 | 3336 | 24 | 2020-05-19 | Sunday | 7 | No | #N/A | #N/A | #N/A | #N/A | #N/A | #N/A | #N/A | #N/A | #N/A | #N/A | #N/A | #N/A | #N/A | #N/A | #N/A | #N/A | #N/A | #N/A | #N/A | #N/A | #N/A | #N/A | #N/A | #N/A | #N/A | #N/A | #N/A | #N/A | #N/A | #N/A | #N/A | #N/A | #N/A | #N/A | #N/A | #N/A
[7 empty] | 5 | 20 | 3337 | 1 | 2020-05-20 | Monday | 1 | No | #N/A | #N/A | #N/A | #N/A | #N/A | #N/A | #N/A | #N/A | #N/A | #N/A | #N/A | #N/A | #N/A | #N/A | #N/A | #N/A | #N/A | #N/A | #N/A | #N/A | #N/A | #N/A | #N/A | #N/A | #N/A | #N/A | #N/A | #N/A | #N/A | #N/A | #N/A | #N/A | #N/A | #N/A | #N/A | #N/A
[7 empty] | 5 | 20 | 3338 | 2 | 2020-05-20 | Monday | 1 | No | #N/A | #N/A | #N/A | #N/A | #N/A | #N/A | #N/A | #N/A | #N/A | #N/A | #N/A | #N/A | #N/A | #N/A | #N/A | #N/A | #N/A | #N/A | #N/A | #N/A | #N/A | #N/A | #N/A | #N/A | #N/A | #N/A | #N/A | #N/A | #N/A | #N/A | #N/A | #N/A | #N/A | #N/A | #N/A | #N/A
[7 empty] | 5 | 20 | 3339 | 3 | 2020-05-20 | Monday | 1 | No | #N/A | #N/A | #N/A | #N/A | #N/A | #N/A | #N/A | #N/A | #N/A | #N/A | #N/A | #N/A | #N/A | #N/A | #N/A | #N/A | #N/A | #N/A | #N/A | #N/A | #N/A | #N/A | #N/A | #N/A | #N/A | #N/A | #N/A | #N/A | #N/A | #N/A | #N/A | #N/A | #N/A | #N/A | #N/A | #N/A
[7 empty] | 5 | 20 | 3340 | 4 | 2020-05-20 | Monday | 1 | No | #N/A | #N/A | #N/A | #N/A | #N/A | #N/A | #N/A | #N/A | #N/A | #N/A | #N/A | #N/A | #N/A | #N/A | #N/A | #N/A | #N/A | #N/A | #N/A | #N/A | #N/A | #N/A | #N/A | #N/A | #N/A | #N/A | #N/A | #N/A | #N/A | #N/A | #N/A | #N/A | #N/A | #N/A | #N/A | #N/A
[7 empty] | 5 | 20 | 3341 | 5 | 2020-05-20 | Monday | 1 | No | #N/A | #N/A | #N/A | #N/A | #N/A | #N/A | #N/A | #N/A | #N/A | #N/A | #N/A | #N/A | #N/A | #N/A | #N/A | #N/A | #N/A | #N/A | #N/A | #N/A | #N/A | #N/A | #N/A | #N/A | #N/A | #N/A | #N/A | #N/A | #N/A | #N/A | #N/A | #N/A | #N/A | #N/A | #N/A | #N/A
[7 empty] | 5 | 20 | 3342 | 6 | 2020-05-20 | Monday | 1 | No | #N/A | #N/A | #N/A | #N/A | #N/A | #N/A | #N/A | #N/A | #N/A | #N/A | #N/A | #N/A | #N/A | #N/A | #N/A | #N/A | #N/A | #N/A | #N/A | #N/A | #N/A | #N/A | #N/A | #N/A | #N/A | #N/A | #N/A | #N/A | #N/A | #N/A | #N/A | #N/A | #N/A | #N/A | #N/A | #N/A
[7 empty] | 5 | 20 | 3343 | 7 | 2020-05-20 | Monday | 1 | No | #N/A | #N/A | #N/A | #N/A | #N/A | #N/A | #N/A | #N/A | #N/A | #N/A | #N/A | #N/A | #N/A | #N/A | #N/A | #N/A | #N/A | #N/A | #N/A | #N/A | #N/A | #N/A | #N/A | #N/A | #N/A | #N/A | #N/A | #N/A | #N/A | #N/A | #N/A | #N/A | #N/A | #N/A | #N/A | #N/A
[7 empty] | 5 | 20 | 3344 | 8 | 2020-05-20 | Monday | 1 | No | #N/A | #N/A | #N/A | #N/A | #N/A | #N/A | #N/A | #N/A | #N/A | #N/A | #N/A | #N/A | #N/A | #N/A | #N/A | #N/A | #N/A | #N/A | #N/A | #N/A | #N/A | #N/A | #N/A | #N/A | #N/A | #N/A | #N/A | #N/A | #N/A | #N/A | #N/A | #N/A | #N/A | #N/A | #N/A | #N/A
[7 empty] | 5 | 20 | 3345 | 9 | 2020-05-20 | Monday | 1 | No | #N/A | #N/A | #N/A | #N/A | #N/A | #N/A | #N/A | #N/A | #N/A | #N/A | #N/A | #N/A | #N/A | #N/A | #N/A | #N/A | #N/A | #N/A | #N/A | #N/A | #N/A | #N/A | #N/A | #N/A | #N/A | #N/A | #N/A | #N/A | #N/A | #N/A | #N/A | #N/A | #N/A | #N/A | #N/A | #N/A
[7 empty] | 5 | 20 | 3346 | 10 | 2020-05-20 | Monday | 1 | No | #N/A | #N/A | #N/A | #N/A | #N/A | #N/A | #N/A | #N/A | #N/A | #N/A | #N/A | #N/A | #N/A | #N/A | #N/A | #N/A | #N/A | #N/A | #N/A | #N/A | #N/A | #N/A | #N/A | #N/A | #N/A | #N/A | #N/A | #N/A | #N/A | #N/A | #N/A | #N/A | #N/A | #N/A | #N/A | #N/A
[7 empty] | 5 | 20 | 3347 | 11 | 2020-05-20 | Monday | 1 | No | #N/A | #N/A | #N/A | #N/A | #N/A | #N/A | #N/A | #N/A | #N/A | #N/A | #N/A | #N/A | #N/A | #N/A | #N/A | #N/A | #N/A | #N/A | #N/A | #N/A | #N/A | #N/A | #N/A | #N/A | #N/A | #N/A | #N/A | #N/A | #N/A | #N/A | #N/A | #N/A | #N/A | #N/A | #N/A | #N/A
[7 empty] | 5 | 20 | 3348 | 12 | 2020-05-20 | Monday | 1 | No | #N/A | #N/A | #N/A | #N/A | #N/A | #N/A | #N/A | #N/A | #N/A | #N/A | #N/A | #N/A | #N/A | #N/A | #N/A | #N/A | #N/A | #N/A | #N/A | #N/A | #N/A | #N/A | #N/A | #N/A | #N/A | #N/A | #N/A | #N/A | #N/A | #N/A | #N/A | #N/A | #N/A | #N/A | #N/A | #N/A
[7 empty] | 5 | 20 | 3349 | 13 | 2020-05-20 | Monday | 1 | No | #N/A | #N/A | #N/A | #N/A | #N/A | #N/A | #N/A | #N/A | #N/A | #N/A | #N/A | #N/A | #N/A | #N/A | #N/A | #N/A | #N/A | #N/A | #N/A | #N/A | #N/A | #N/A | #N/A | #N/A | #N/A | #N/A | #N/A | #N/A | #N/A | #N/A | #N/A | #N/A | #N/A | #N/A | #N/A | #N/A
[7 empty] | 5 | 20 | 3350 | 14 | 2020-05-20 | Monday | 1 | No | #N/A | #N/A | #N/A | #N/A | #N/A | #N/A | #N/A | #N/A | #N/A | #N/A | #N/A | #N/A | #N/A | #N/A | #N/A | #N/A | #N/A | #N/A | #N/A | #N/A | #N/A | #N/A | #N/A | #N/A | #N/A | #N/A | #N/A | #N/A | #N/A | #N/A | #N/A | #N/A | #N/A | #N/A | #N/A | #N/A
[7 empty] | 5 | 20 | 3351 | 15 | 2020-05-20 | Monday | 1 | No | #N/A | #N/A | #N/A | #N/A | #N/A | #N/A | #N/A | #N/A | #N/A | #N/A | #N/A | #N/A | #N/A | #N/A | #N/A | #N/A | #N/A | #N/A | #N/A | #N/A | #N/A | #N/A | #N/A | #N/A | #N/A | #N/A | #N/A | #N/A | #N/A | #N/A | #N/A | #N/A | #N/A | #N/A | #N/A | #N/A
[7 empty] | 5 | 20 | 3352 | 16 | 2020-05-20 | Monday | 1 | No | #N/A | #N/A | #N/A | #N/A | #N/A | #N/A | #N/A | #N/A | #N/A | #N/A | #N/A | #N/A | #N/A | #N/A | #N/A | #N/A | #N/A | #N/A | #N/A | #N/A | #N/A | #N/A | #N/A | #N/A | #N/A | #N/A | #N/A | #N/A | #N/A | #N/A | #N/A | #N/A | #N/A | #N/A | #N/A | #N/A
[7 empty] | 5 | 20 | 3353 | 17 | 2020-05-20 | Monday | 1 | No | #N/A | #N/A | #N/A | #N/A | #N/A | #N/A | #N/A | #N/A | #N/A | #N/A | #N/A | #N/A | #N/A | #N/A | #N/A | #N/A | #N/A | #N/A | #N/A | #N/A | #N/A | #N/A | #N/A | #N/A | #N/A | #N/A | #N/A | #N/A | #N/A | #N/A | #N/A | #N/A | #N/A | #N/A | #N/A | #N/A
[7 empty] | 5 | 20 | 3354 | 18 | 2020-05-20 | Monday | 1 | No | #N/A | #N/A | #N/A | #N/A | #N/A | #N/A | #N/A | #N/A | #N/A | #N/A | #N/A | #N/A | #N/A | #N/A | #N/A | #N/A | #N/A | #N/A | #N/A | #N/A | #N/A | #N/A | #N/A | #N/A | #N/A | #N/A | #N/A | #N/A | #N/A | #N/A | #N/A | #N/A | #N/A | #N/A | #N/A | #N/A
[7 empty] | 5 | 20 | 3355 | 19 | 2020-05-20 | Monday | 1 | No | #N/A | #N/A | #N/A | #N/A | #N/A | #N/A | #N/A | #N/A | #N/A | #N/A | #N/A | #N/A | #N/A | #N/A | #N/A | #N/A | #N/A | #N/A | #N/A | #N/A | #N/A | #N/A | #N/A | #N/A | #N/A | #N/A | #N/A | #N/A | #N/A | #N/A | #N/A | #N/A | #N/A | #N/A | #N/A | #N/A
[7 empty] | 5 | 20 | 3356 | 20 | 2020-05-20 | Monday | 1 | No | #N/A | #N/A | #N/A | #N/A | #N/A | #N/A | #N/A | #N/A | #N/A | #N/A | #N/A | #N/A | #N/A | #N/A | #N/A | #N/A | #N/A | #N/A | #N/A | #N/A | #N/A | #N/A | #N/A | #N/A | #N/A | #N/A | #N/A | #N/A | #N/A | #N/A | #N/A | #N/A | #N/A | #N/A | #N/A | #N/A
[7 empty] | 5 | 20 | 3357 | 21 | 2020-05-20 | Monday | 1 | No | #N/A | #N/A | #N/A | #N/A | #N/A | #N/A | #N/A | #N/A | #N/A | #N/A | #N/A | #N/A | #N/A | #N/A | #N/A | #N/A | #N/A | #N/A | #N/A | #N/A | #N/A | #N/A | #N/A | #N/A | #N/A | #N/A | #N/A | #N/A | #N/A | #N/A | #N/A | #N/A | #N/A | #N/A | #N/A | #N/A
[7 empty] | 5 | 20 | 3358 | 22 | 2020-05-20 | Monday | 1 | No | #N/A | #N/A | #N/A | #N/A | #N/A | #N/A | #N/A | #N/A | #N/A | #N/A | #N/A | #N/A | #N/A | #N/A | #N/A | #N/A | #N/A | #N/A | #N/A | #N/A | #N/A | #N/A | #N/A | #N/A | #N/A | #N/A | #N/A | #N/A | #N/A | #N/A | #N/A | #N/A | #N/A | #N/A | #N/A | #N/A
[7 empty] | 5 | 20 | 3359 | 23 | 2020-05-20 | Monday | 1 | No | #N/A | #N/A | #N/A | #N/A | #N/A | #N/A | #N/A | #N/A | #N/A | #N/A | #N/A | #N/A | #N/A | #N/A | #N/A | #N/A | #N/A | #N/A | #N/A | #N/A | #N/A | #N/A | #N/A | #N/A | #N/A | #N/A | #N/A | #N/A | #N/A | #N/A | #N/A | #N/A | #N/A | #N/A | #N/A | #N/A
[7 empty] | 5 | 20 | 3360 | 24 | 2020-05-20 | Monday | 1 | No | #N/A | #N/A | #N/A | #N/A | #N/A | #N/A | #N/A | #N/A | #N/A | #N/A | #N/A | #N/A | #N/A | #N/A | #N/A | #N/A | #N/A | #N/A | #N/A | #N/A | #N/A | #N/A | #N/A | #N/A | #N/A | #N/A | #N/A | #N/A | #N/A | #N/A | #N/A | #N/A | #N/A | #N/A | #N/A | #N/A
[7 empty] | 5 | 21 | 3361 | 1 | 2020-05-21 | Tuesday | 2 | No | #N/A | #N/A | #N/A | #N/A | #N/A | #N/A | #N/A | #N/A | #N/A | #N/A | #N/A | #N/A | #N/A | #N/A | #N/A | #N/A | #N/A | #N/A | #N/A | #N/A | #N/A | #N/A | #N/A | #N/A | #N/A | #N/A | #N/A | #N/A | #N/A | #N/A | #N/A | #N/A | #N/A | #N/A | #N/A | #N/A
[7 empty] | 5 | 21 | 3362 | 2 | 2020-05-21 | Tuesday | 2 | No | #N/A | #N/A | #N/A | #N/A | #N/A | #N/A | #N/A | #N/A | #N/A | #N/A | #N/A | #N/A | #N/A | #N/A | #N/A | #N/A | #N/A | #N/A | #N/A | #N/A | #N/A | #N/A | #N/A | #N/A | #N/A | #N/A | #N/A | #N/A | #N/A | #N/A | #N/A | #N/A | #N/A | #N/A | #N/A | #N/A
[7 empty] | 5 | 21 | 3363 | 3 | 2020-05-21 | Tuesday | 2 | No | #N/A | #N/A | #N/A | #N/A | #N/A | #N/A | #N/A | #N/A | #N/A | #N/A | #N/A | #N/A | #N/A | #N/A | #N/A | #N/A | #N/A | #N/A | #N/A | #N/A | #N/A | #N/A | #N/A | #N/A | #N/A | #N/A | #N/A | #N/A | #N/A | #N/A | #N/A | #N/A | #N/A | #N/A | #N/A | #N/A
[7 empty] | 5 | 21 | 3364 | 4 | 2020-05-21 | Tuesday | 2 | No | #N/A | #N/A | #N/A | #N/A | #N/A | #N/A | #N/A | #N/A | #N/A | #N/A | #N/A | #N/A | #N/A | #N/A | #N/A | #N/A | #N/A | #N/A | #N/A | #N/A | #N/A | #N/A | #N/A | #N/A | #N/A | #N/A | #N/A | #N/A | #N/A | #N/A | #N/A | #N/A | #N/A | #N/A | #N/A | #N/A
[7 empty] | 5 | 21 | 3365 | 5 | 2020-05-21 | Tuesday | 2 | No | #N/A | #N/A | #N/A | #N/A | #N/A | #N/A | #N/A | #N/A | #N/A | #N/A | #N/A | #N/A | #N/A | #N/A | #N/A | #N/A | #N/A | #N/A | #N/A | #N/A | #N/A | #N/A | #N/A | #N/A | #N/A | #N/A | #N/A | #N/A | #N/A | #N/A | #N/A | #N/A | #N/A | #N/A | #N/A | #N/A
[7 empty] | 5 | 21 | 3366 | 6 | 2020-05-21 | Tuesday | 2 | No | #N/A | #N/A | #N/A | #N/A | #N/A | #N/A | #N/A | #N/A | #N/A | #N/A | #N/A | #N/A | #N/A | #N/A | #N/A | #N/A | #N/A | #N/A | #N/A | #N/A | #N/A | #N/A | #N/A | #N/A | #N/A | #N/A | #N/A | #N/A | #N/A | #N/A | #N/A | #N/A | #N/A | #N/A | #N/A | #N/A
[7 empty] | 5 | 21 | 3367 | 7 | 2020-05-21 | Tuesday | 2 | No | #N/A | #N/A | #N/A | #N/A | #N/A | #N/A | #N/A | #N/A | #N/A | #N/A | #N/A | #N/A | #N/A | #N/A | #N/A | #N/A | #N/A | #N/A | #N/A | #N/A | #N/A | #N/A | #N/A | #N/A | #N/A | #N/A | #N/A | #N/A | #N/A | #N/A | #N/A | #N/A | #N/A | #N/A | #N/A | #N/A
[7 empty] | 5 | 21 | 3368 | 8 | 2020-05-21 | Tuesday | 2 | No | #N/A | #N/A | #N/A | #N/A | #N/A | #N/A | #N/A | #N/A | #N/A | #N/A | #N/A | #N/A | #N/A | #N/A | #N/A | #N/A | #N/A | #N/A | #N/A | #N/A | #N/A | #N/A | #N/A | #N/A | #N/A | #N/A | #N/A | #N/A | #N/A | #N/A | #N/A | #N/A | #N/A | #N/A | #N/A | #N/A
[7 empty] | 5 | 21 | 3369 | 9 | 2020-05-21 | Tuesday | 2 | No | #N/A | #N/A | #N/A | #N/A | #N/A | #N/A | #N/A | #N/A | #N/A | #N/A | #N/A | #N/A | #N/A | #N/A | #N/A | #N/A | #N/A | #N/A | #N/A | #N/A | #N/A | #N/A | #N/A | #N/A | #N/A | #N/A | #N/A | #N/A | #N/A | #N/A | #N/A | #N/A | #N/A | #N/A | #N/A | #N/A
[7 empty] | 5 | 21 | 3370 | 10 | 2020-05-21 | Tuesday | 2 | No | #N/A | #N/A | #N/A | #N/A | #N/A | #N/A | #N/A | #N/A | #N/A | #N/A | #N/A | #N/A | #N/A | #N/A | #N/A | #N/A | #N/A | #N/A | #N/A | #N/A | #N/A | #N/A | #N/A | #N/A | #N/A | #N/A | #N/A | #N/A | #N/A | #N/A | #N/A | #N/A | #N/A | #N/A | #N/A | #N/A
[7 empty] | 5 | 21 | 3371 | 11 | 2020-05-21 | Tuesday | 2 | No | #N/A | #N/A | #N/A | #N/A | #N/A | #N/A | #N/A | #N/A | #N/A | #N/A | #N/A | #N/A | #N/A | #N/A | #N/A | #N/A | #N/A | #N/A | #N/A | #N/A | #N/A | #N/A | #N/A | #N/A | #N/A | #N/A | #N/A | #N/A | #N/A | #N/A | #N/A | #N/A | #N/A | #N/A | #N/A | #N/A
[7 empty] | 5 | 21 | 3372 | 12 | 2020-05-21 | Tuesday | 2 | No | #N/A | #N/A | #N/A | #N/A | #N/A | #N/A | #N/A | #N/A | #N/A | #N/A | #N/A | #N/A | #N/A | #N/A | #N/A | #N/A | #N/A | #N/A | #N/A | #N/A | #N/A | #N/A | #N/A | #N/A | #N/A | #N/A | #N/A | #N/A | #N/A | #N/A | #N/A | #N/A | #N/A | #N/A | #N/A | #N/A
[7 empty] | 5 | 21 | 3373 | 13 | 2020-05-21 | Tuesday | 2 | No | #N/A | #N/A | #N/A | #N/A | #N/A | #N/A | #N/A | #N/A | #N/A | #N/A | #N/A | #N/A | #N/A | #N/A | #N/A | #N/A | #N/A | #N/A | #N/A | #N/A | #N/A | #N/A | #N/A | #N/A | #N/A | #N/A | #N/A | #N/A | #N/A | #N/A | #N/A | #N/A | #N/A | #N/A | #N/A | #N/A
[7 empty] | 5 | 21 | 3374 | 14 | 2020-05-21 | Tuesday | 2 | No | #N/A | #N/A | #N/A | #N/A | #N/A | #N/A | #N/A | #N/A | #N/A | #N/A | #N/A | #N/A | #N/A | #N/A | #N/A | #N/A | #N/A | #N/A | #N/A | #N/A | #N/A | #N/A | #N/A | #N/A | #N/A | #N/A | #N/A | #N/A | #N/A | #N/A | #N/A | #N/A | #N/A | #N/A | #N/A | #N/A
[7 empty] | 5 | 21 | 3375 | 15 | 2020-05-21 | Tuesday | 2 | No | #N/A | #N/A | #N/A | #N/A | #N/A | #N/A | #N/A | #N/A | #N/A | #N/A | #N/A | #N/A | #N/A | #N/A | #N/A | #N/A | #N/A | #N/A | #N/A | #N/A | #N/A | #N/A | #N/A | #N/A | #N/A | #N/A | #N/A | #N/A | #N/A | #N/A | #N/A | #N/A | #N/A | #N/A | #N/A | #N/A
[7 empty] | 5 | 21 | 3376 | 16 | 2020-05-21 | Tuesday | 2 | No | #N/A | #N/A | #N/A | #N/A | #N/A | #N/A | #N/A | #N/A | #N/A | #N/A | #N/A | #N/A | #N/A | #N/A | #N/A | #N/A | #N/A | #N/A | #N/A | #N/A | #N/A | #N/A | #N/A | #N/A | #N/A | #N/A | #N/A | #N/A | #N/A | #N/A | #N/A | #N/A | #N/A | #N/A | #N/A | #N/A
[7 empty] | 5 | 21 | 3377 | 17 | 2020-05-21 | Tuesday | 2 | No | #N/A | #N/A | #N/A | #N/A | #N/A | #N/A | #N/A | #N/A | #N/A | #N/A | #N/A | #N/A | #N/A | #N/A | #N/A | #N/A | #N/A | #N/A | #N/A | #N/A | #N/A | #N/A | #N/A | #N/A | #N/A | #N/A | #N/A | #N/A | #N/A | #N/A | #N/A | #N/A | #N/A | #N/A | #N/A | #N/A
[7 empty] | 5 | 21 | 3378 | 18 | 2020-05-21 | Tuesday | 2 | No | #N/A | #N/A | #N/A | #N/A | #N/A | #N/A | #N/A | #N/A | #N/A | #N/A | #N/A | #N/A | #N/A | #N/A | #N/A | #N/A | #N/A | #N/A | #N/A | #N/A | #N/A | #N/A | #N/A | #N/A | #N/A | #N/A | #N/A | #N/A | #N/A | #N/A | #N/A | #N/A | #N/A | #N/A | #N/A | #N/A
[7 empty] | 5 | 21 | 3379 | 19 | 2020-05-21 | Tuesday | 2 | No | #N/A | #N/A | #N/A | #N/A | #N/A | #N/A | #N/A | #N/A | #N/A | #N/A | #N/A | #N/A | #N/A | #N/A | #N/A | #N/A | #N/A | #N/A | #N/A | #N/A | #N/A | #N/A | #N/A | #N/A | #N/A | #N/A | #N/A | #N/A | #N/A | #N/A | #N/A | #N/A | #N/A | #N/A | #N/A | #N/A
[7 empty] | 5 | 21 | 3380 | 20 | 2020-05-21 | Tuesday | 2 | No | #N/A | #N/A | #N/A | #N/A | #N/A | #N/A | #N/A | #N/A | #N/A | #N/A | #N/A | #N/A | #N/A | #N/A | #N/A | #N/A | #N/A | #N/A | #N/A | #N/A | #N/A | #N/A | #N/A | #N/A | #N/A | #N/A | #N/A | #N/A | #N/A | #N/A | #N/A | #N/A | #N/A | #N/A | #N/A | #N/A
[7 empty] | 5 | 21 | 3381 | 21 | 2020-05-21 | Tuesday | 2 | No | #N/A | #N/A | #N/A | #N/A | #N/A | #N/A | #N/A | #N/A | #N/A | #N/A | #N/A | #N/A | #N/A | #N/A | #N/A | #N/A | #N/A | #N/A | #N/A | #N/A | #N/A | #N/A | #N/A | #N/A | #N/A | #N/A | #N/A | #N/A | #N/A | #N/A | #N/A | #N/A | #N/A | #N/A | #N/A | #N/A
[7 empty] | 5 | 21 | 3382 | 22 | 2020-05-21 | Tuesday | 2 | No | #N/A | #N/A | #N/A | #N/A | #N/A | #N/A | #N/A | #N/A | #N/A | #N/A | #N/A | #N/A | #N/A | #N/A | #N/A | #N/A | #N/A | #N/A | #N/A | #N/A | #N/A | #N/A | #N/A | #N/A | #N/A | #N/A | #N/A | #N/A | #N/A | #N/A | #N/A | #N/A | #N/A | #N/A | #N/A | #N/A
[7 empty] | 5 | 21 | 3383 | 23 | 2020-05-21 | Tuesday | 2 | No | #N/A | #N/A | #N/A | #N/A | #N/A | #N/A | #N/A | #N/A | #N/A | #N/A | #N/A | #N/A | #N/A | #N/A | #N/A | #N/A | #N/A | #N/A | #N/A | #N/A | #N/A | #N/A | #N/A | #N/A | #N/A | #N/A | #N/A | #N/A | #N/A | #N/A | #N/A | #N/A | #N/A | #N/A | #N/A | #N/A
[7 empty] | 5 | 21 | 3384 | 24 | 2020-05-21 | Tuesday | 2 | No | #N/A | #N/A | #N/A | #N/A | #N/A | #N/A | #N/A | #N/A | #N/A | #N/A | #N/A | #N/A | #N/A | #N/A | #N/A | #N/A | #N/A | #N/A | #N/A | #N/A | #N/A | #N/A | #N/A | #N/A | #N/A | #N/A | #N/A | #N/A | #N/A | #N/A | #N/A | #N/A | #N/A | #N/A | #N/A | #N/A
[7 empty] | 5 | 22 | 3385 | 1 | 2020-05-22 | Wednesday | 3 | No | #N/A | #N/A | #N/A | #N/A | #N/A | #N/A | #N/A | #N/A | #N/A | #N/A | #N/A | #N/A | #N/A | #N/A | #N/A | #N/A | #N/A | #N/A | #N/A | #N/A | #N/A | #N/A | #N/A | #N/A | #N/A | #N/A | #N/A | #N/A | #N/A | #N/A | #N/A | #N/A | #N/A | #N/A | #N/A | #N/A
[7 empty] | 5 | 22 | 3386 | 2 | 2020-05-22 | Wednesday | 3 | No | #N/A | #N/A | #N/A | #N/A | #N/A | #N/A | #N/A | #N/A | #N/A | #N/A | #N/A | #N/A | #N/A | #N/A | #N/A | #N/A | #N/A | #N/A | #N/A | #N/A | #N/A | #N/A | #N/A | #N/A | #N/A | #N/A | #N/A | #N/A | #N/A | #N/A | #N/A | #N/A | #N/A | #N/A | #N/A | #N/A
[7 empty] | 5 | 22 | 3387 | 3 | 2020-05-22 | Wednesday | 3 | No | #N/A | #N/A | #N/A | #N/A | #N/A | #N/A | #N/A | #N/A | #N/A | #N/A | #N/A | #N/A | #N/A | #N/A | #N/A | #N/A | #N/A | #N/A | #N/A | #N/A | #N/A | #N/A | #N/A | #N/A | #N/A | #N/A | #N/A | #N/A | #N/A | #N/A | #N/A | #N/A | #N/A | #N/A | #N/A | #N/A
[7 empty] | 5 | 22 | 3388 | 4 | 2020-05-22 | Wednesday | 3 | No | #N/A | #N/A | #N/A | #N/A | #N/A | #N/A | #N/A | #N/A | #N/A | #N/A | #N/A | #N/A | #N/A | #N/A | #N/A | #N/A | #N/A | #N/A | #N/A | #N/A | #N/A | #N/A | #N/A | #N/A | #N/A | #N/A | #N/A | #N/A | #N/A | #N/A | #N/A | #N/A | #N/A | #N/A | #N/A | #N/A
[7 empty] | 5 | 22 | 3389 | 5 | 2020-05-22 | Wednesday | 3 | No | #N/A | #N/A | #N/A | #N/A | #N/A | #N/A | #N/A | #N/A | #N/A | #N/A | #N/A | #N/A | #N/A | #N/A | #N/A | #N/A | #N/A | #N/A | #N/A | #N/A | #N/A | #N/A | #N/A | #N/A | #N/A | #N/A | #N/A | #N/A | #N/A | #N/A | #N/A | #N/A | #N/A | #N/A | #N/A | #N/A
[7 empty] | 5 | 22 | 3390 | 6 | 2020-05-22 | Wednesday | 3 | No | #N/A | #N/A | #N/A | #N/A | #N/A | #N/A | #N/A | #N/A | #N/A | #N/A | #N/A | #N/A | #N/A | #N/A | #N/A | #N/A | #N/A | #N/A | #N/A | #N/A | #N/A | #N/A | #N/A | #N/A | #N/A | #N/A | #N/A | #N/A | #N/A | #N/A | #N/A | #N/A | #N/A | #N/A | #N/A | #N/A
[7 empty] | 5 | 22 | 3391 | 7 | 2020-05-22 | Wednesday | 3 | No | #N/A | #N/A | #N/A | #N/A | #N/A | #N/A | #N/A | #N/A | #N/A | #N/A | #N/A | #N/A | #N/A | #N/A | #N/A | #N/A | #N/A | #N/A | #N/A | #N/A | #N/A | #N/A | #N/A | #N/A | #N/A | #N/A | #N/A | #N/A | #N/A | #N/A | #N/A | #N/A | #N/A | #N/A | #N/A | #N/A
[7 empty] | 5 | 22 | 3392 | 8 | 2020-05-22 | Wednesday | 3 | No | #N/A | #N/A | #N/A | #N/A | #N/A | #N/A | #N/A | #N/A | #N/A | #N/A | #N/A | #N/A | #N/A | #N/A | #N/A | #N/A | #N/A | #N/A | #N/A | #N/A | #N/A | #N/A | #N/A | #N/A | #N/A | #N/A | #N/A | #N/A | #N/A | #N/A | #N/A | #N/A | #N/A | #N/A | #N/A | #N/A
[7 empty] | 5 | 22 | 3393 | 9 | 2020-05-22 | Wednesday | 3 | No | #N/A | #N/A | #N/A | #N/A | #N/A | #N/A | #N/A | #N/A | #N/A | #N/A | #N/A | #N/A | #N/A | #N/A | #N/A | #N/A | #N/A | #N/A | #N/A | #N/A | #N/A | #N/A | #N/A | #N/A | #N/A | #N/A | #N/A | #N/A | #N/A | #N/A | #N/A | #N/A | #N/A | #N/A | #N/A | #N/A
[7 empty] | 5 | 22 | 3394 | 10 | 2020-05-22 | Wednesday | 3 | No | #N/A | #N/A | #N/A | #N/A | #N/A | #N/A | #N/A | #N/A | #N/A | #N/A | #N/A | #N/A | #N/A | #N/A | #N/A | #N/A | #N/A | #N/A | #N/A | #N/A | #N/A | #N/A | #N/A | #N/A | #N/A | #N/A | #N/A | #N/A | #N/A | #N/A | #N/A | #N/A | #N/A | #N/A | #N/A | #N/A
[7 empty] | 5 | 22 | 3395 | 11 | 2020-05-22 | Wednesday | 3 | No | #N/A | #N/A | #N/A | #N/A | #N/A | #N/A | #N/A | #N/A | #N/A | #N/A | #N/A | #N/A | #N/A | #N/A | #N/A | #N/A | #N/A | #N/A | #N/A | #N/A | #N/A | #N/A | #N/A | #N/A | #N/A | #N/A | #N/A | #N/A | #N/A | #N/A | #N/A | #N/A | #N/A | #N/A | #N/A | #N/A
[7 empty] | 5 | 22 | 3396 | 12 | 2020-05-22 | Wednesday | 3 | No | #N/A | #N/A | #N/A | #N/A | #N/A | #N/A | #N/A | #N/A | #N/A | #N/A | #N/A | #N/A | #N/A | #N/A | #N/A | #N/A | #N/A | #N/A | #N/A | #N/A | #N/A | #N/A | #N/A | #N/A | #N/A | #N/A | #N/A | #N/A | #N/A | #N/A | #N/A | #N/A | #N/A | #N/A | #N/A | #N/A
[7 empty] | 5 | 22 | 3397 | 13 | 2020-05-22 | Wednesday | 3 | No | #N/A | #N/A | #N/A | #N/A | #N/A | #N/A | #N/A | #N/A | #N/A | #N/A | #N/A | #N/A | #N/A | #N/A | #N/A | #N/A | #N/A | #N/A | #N/A | #N/A | #N/A | #N/A | #N/A | #N/A | #N/A | #N/A | #N/A | #N/A | #N/A | #N/A | #N/A | #N/A | #N/A | #N/A | #N/A | #N/A
[7 empty] | 5 | 22 | 3398 | 14 | 2020-05-22 | Wednesday | 3 | No | #N/A | #N/A | #N/A | #N/A | #N/A | #N/A | #N/A | #N/A | #N/A | #N/A | #N/A | #N/A | #N/A | #N/A | #N/A | #N/A | #N/A | #N/A | #N/A | #N/A | #N/A | #N/A | #N/A | #N/A | #N/A | #N/A | #N/A | #N/A | #N/A | #N/A | #N/A | #N/A | #N/A | #N/A | #N/A | #N/A
[7 empty] | 5 | 22 | 3399 | 15 | 2020-05-22 | Wednesday | 3 | No | #N/A | #N/A | #N/A | #N/A | #N/A | #N/A | #N/A | #N/A | #N/A | #N/A | #N/A | #N/A | #N/A | #N/A | #N/A | #N/A | #N/A | #N/A | #N/A | #N/A | #N/A | #N/A | #N/A | #N/A | #N/A | #N/A | #N/A | #N/A | #N/A | #N/A | #N/A | #N/A | #N/A | #N/A | #N/A | #N/A
[7 empty] | 5 | 22 | 3400 | 16 | 2020-05-22 | Wednesday | 3 | No | #N/A | #N/A | #N/A | #N/A | #N/A | #N/A | #N/A | #N/A | #N/A | #N/A | #N/A | #N/A | #N/A | #N/A | #N/A | #N/A | #N/A | #N/A | #N/A | #N/A | #N/A | #N/A | #N/A | #N/A | #N/A | #N/A | #N/A | #N/A | #N/A | #N/A | #N/A | #N/A | #N/A | #N/A | #N/A | #N/A
[7 empty] | 5 | 22 | 3401 | 17 | 2020-05-22 | Wednesday | 3 | No | #N/A | #N/A | #N/A | #N/A | #N/A | #N/A | #N/A | #N/A | #N/A | #N/A | #N/A | #N/A | #N/A | #N/A | #N/A | #N/A | #N/A | #N/A | #N/A | #N/A | #N/A | #N/A | #N/A | #N/A | #N/A | #N/A | #N/A | #N/A | #N/A | #N/A | #N/A | #N/A | #N/A | #N/A | #N/A | #N/A
[7 empty] | 5 | 22 | 3402 | 18 | 2020-05-22 | Wednesday | 3 | No | #N/A | #N/A | #N/A | #N/A | #N/A | #N/A | #N/A | #N/A | #N/A | #N/A | #N/A | #N/A | #N/A | #N/A | #N/A | #N/A | #N/A | #N/A | #N/A | #N/A | #N/A | #N/A | #N/A | #N/A | #N/A | #N/A | #N/A | #N/A | #N/A | #N/A | #N/A | #N/A | #N/A | #N/A | #N/A | #N/A
[7 empty] | 5 | 22 | 3403 | 19 | 2020-05-22 | Wednesday | 3 | No | #N/A | #N/A | #N/A | #N/A | #N/A | #N/A | #N/A | #N/A | #N/A | #N/A | #N/A | #N/A | #N/A | #N/A | #N/A | #N/A | #N/A | #N/A | #N/A | #N/A | #N/A | #N/A | #N/A | #N/A | #N/A | #N/A | #N/A | #N/A | #N/A | #N/A | #N/A | #N/A | #N/A | #N/A | #N/A | #N/A
[7 empty] | 5 | 22 | 3404 | 20 | 2020-05-22 | Wednesday | 3 | No | #N/A | #N/A | #N/A | #N/A | #N/A | #N/A | #N/A | #N/A | #N/A | #N/A | #N/A | #N/A | #N/A | #N/A | #N/A | #N/A | #N/A | #N/A | #N/A | #N/A | #N/A | #N/A | #N/A | #N/A | #N/A | #N/A | #N/A | #N/A | #N/A | #N/A | #N/A | #N/A | #N/A | #N/A | #N/A | #N/A
[7 empty] | 5 | 22 | 3405 | 21 | 2020-05-22 | Wednesday | 3 | No | #N/A | #N/A | #N/A | #N/A | #N/A | #N/A | #N/A | #N/A | #N/A | #N/A | #N/A | #N/A | #N/A | #N/A | #N/A | #N/A | #N/A | #N/A | #N/A | #N/A | #N/A | #N/A | #N/A | #N/A | #N/A | #N/A | #N/A | #N/A | #N/A | #N/A | #N/A | #N/A | #N/A | #N/A | #N/A | #N/A
[7 empty] | 5 | 22 | 3406 | 22 | 2020-05-22 | Wednesday | 3 | No | #N/A | #N/A | #N/A | #N/A | #N/A | #N/A | #N/A | #N/A | #N/A | #N/A | #N/A | #N/A | #N/A | #N/A | #N/A | #N/A | #N/A | #N/A | #N/A | #N/A | #N/A | #N/A | #N/A | #N/A | #N/A | #N/A | #N/A | #N/A | #N/A | #N/A | #N/A | #N/A | #N/A | #N/A | #N/A | #N/A
[7 empty] | 5 | 22 | 3407 | 23 | 2020-05-22 | Wednesday | 3 | No | #N/A | #N/A | #N/A | #N/A | #N/A | #N/A | #N/A | #N/A | #N/A | #N/A | #N/A | #N/A | #N/A | #N/A | #N/A | #N/A | #N/A | #N/A | #N/A | #N/A | #N/A | #N/A | #N/A | #N/A | #N/A | #N/A | #N/A | #N/A | #N/A | #N/A | #N/A | #N/A | #N/A | #N/A | #N/A | #N/A
[7 empty] | 5 | 22 | 3408 | 24 | 2020-05-22 | Wednesday | 3 | No | #N/A | #N/A | #N/A | #N/A | #N/A | #N/A | #N/A | #N/A | #N/A | #N/A | #N/A | #N/A | #N/A | #N/A | #N/A | #N/A | #N/A | #N/A | #N/A | #N/A | #N/A | #N/A | #N/A | #N/A | #N/A | #N/A | #N/A | #N/A | #N/A | #N/A | #N/A | #N/A | #N/A | #N/A | #N/A | #N/A
[7 empty] | 5 | 23 | 3409 | 1 | 2020-05-23 | Thursday | 4 | No | #N/A | #N/A | #N/A | #N/A | #N/A | #N/A | #N/A | #N/A | #N/A | #N/A | #N/A | #N/A | #N/A | #N/A | #N/A | #N/A | #N/A | #N/A | #N/A | #N/A | #N/A | #N/A | #N/A | #N/A | #N/A | #N/A | #N/A | #N/A | #N/A | #N/A | #N/A | #N/A | #N/A | #N/A | #N/A | #N/A
[7 empty] | 5 | 23 | 3410 | 2 | 2020-05-23 | Thursday | 4 | No | #N/A | #N/A | #N/A | #N/A | #N/A | #N/A | #N/A | #N/A | #N/A | #N/A | #N/A | #N/A | #N/A | #N/A | #N/A | #N/A | #N/A | #N/A | #N/A | #N/A | #N/A | #N/A | #N/A | #N/A | #N/A | #N/A | #N/A | #N/A | #N/A | #N/A | #N/A | #N/A | #N/A | #N/A | #N/A | #N/A
[7 empty] | 5 | 23 | 3411 | 3 | 2020-05-23 | Thursday | 4 | No | #N/A | #N/A | #N/A | #N/A | #N/A | #N/A | #N/A | #N/A | #N/A | #N/A | #N/A | #N/A | #N/A | #N/A | #N/A | #N/A | #N/A | #N/A | #N/A | #N/A | #N/A | #N/A | #N/A | #N/A | #N/A | #N/A | #N/A | #N/A | #N/A | #N/A | #N/A | #N/A | #N/A | #N/A | #N/A | #N/A
[7 empty] | 5 | 23 | 3412 | 4 | 2020-05-23 | Thursday | 4 | No | #N/A | #N/A | #N/A | #N/A | #N/A | #N/A | #N/A | #N/A | #N/A | #N/A | #N/A | #N/A | #N/A | #N/A | #N/A | #N/A | #N/A | #N/A | #N/A | #N/A | #N/A | #N/A | #N/A | #N/A | #N/A | #N/A | #N/A | #N/A | #N/A | #N/A | #N/A | #N/A | #N/A | #N/A | #N/A | #N/A
[7 empty] | 5 | 23 | 3413 | 5 | 2020-05-23 | Thursday | 4 | No | #N/A | #N/A | #N/A | #N/A | #N/A | #N/A | #N/A | #N/A | #N/A | #N/A | #N/A | #N/A | #N/A | #N/A | #N/A | #N/A | #N/A | #N/A | #N/A | #N/A | #N/A | #N/A | #N/A | #N/A | #N/A | #N/A | #N/A | #N/A | #N/A | #N/A | #N/A | #N/A | #N/A | #N/A | #N/A | #N/A
[7 empty] | 5 | 23 | 3414 | 6 | 2020-05-23 | Thursday | 4 | No | #N/A | #N/A | #N/A | #N/A | #N/A | #N/A | #N/A | #N/A | #N/A | #N/A | #N/A | #N/A | #N/A | #N/A | #N/A | #N/A | #N/A | #N/A | #N/A | #N/A | #N/A | #N/A | #N/A | #N/A | #N/A | #N/A | #N/A | #N/A | #N/A | #N/A | #N/A | #N/A | #N/A | #N/A | #N/A | #N/A
[7 empty] | 5 | 23 | 3415 | 7 | 2020-05-23 | Thursday | 4 | No | #N/A | #N/A | #N/A | #N/A | #N/A | #N/A | #N/A | #N/A | #N/A | #N/A | #N/A | #N/A | #N/A | #N/A | #N/A | #N/A | #N/A | #N/A | #N/A | #N/A | #N/A | #N/A | #N/A | #N/A | #N/A | #N/A | #N/A | #N/A | #N/A | #N/A | #N/A | #N/A | #N/A | #N/A | #N/A | #N/A
[7 empty] | 5 | 23 | 3416 | 8 | 2020-05-23 | Thursday | 4 | No | #N/A | #N/A | #N/A | #N/A | #N/A | #N/A | #N/A | #N/A | #N/A | #N/A | #N/A | #N/A | #N/A | #N/A | #N/A | #N/A | #N/A | #N/A | #N/A | #N/A | #N/A | #N/A | #N/A | #N/A | #N/A | #N/A | #N/A | #N/A | #N/A | #N/A | #N/A | #N/A | #N/A | #N/A | #N/A | #N/A
[7 empty] | 5 | 23 | 3417 | 9 | 2020-05-23 | Thursday | 4 | No | #N/A | #N/A | #N/A | #N/A | #N/A | #N/A | #N/A | #N/A | #N/A | #N/A | #N/A | #N/A | #N/A | #N/A | #N/A | #N/A | #N/A | #N/A | #N/A | #N/A | #N/A | #N/A | #N/A | #N/A | #N/A | #N/A | #N/A | #N/A | #N/A | #N/A | #N/A | #N/A | #N/A | #N/A | #N/A | #N/A
[7 empty] | 5 | 23 | 3418 | 10 | 2020-05-23 | Thursday | 4 | No | #N/A | #N/A | #N/A | #N/A | #N/A | #N/A | #N/A | #N/A | #N/A | #N/A | #N/A | #N/A | #N/A | #N/A | #N/A | #N/A | #N/A | #N/A | #N/A | #N/A | #N/A | #N/A | #N/A | #N/A | #N/A | #N/A | #N/A | #N/A | #N/A | #N/A | #N/A | #N/A | #N/A | #N/A | #N/A | #N/A
[7 empty] | 5 | 23 | 3419 | 11 | 2020-05-23 | Thursday | 4 | No | #N/A | #N/A | #N/A | #N/A | #N/A | #N/A | #N/A | #N/A | #N/A | #N/A | #N/A | #N/A | #N/A | #N/A | #N/A | #N/A | #N/A | #N/A | #N/A | #N/A | #N/A | #N/A | #N/A | #N/A | #N/A | #N/A | #N/A | #N/A | #N/A | #N/A | #N/A | #N/A | #N/A | #N/A | #N/A | #N/A
[7 empty] | 5 | 23 | 3420 | 12 | 2020-05-23 | Thursday | 4 | No | #N/A | #N/A | #N/A | #N/A | #N/A | #N/A | #N/A | #N/A | #N/A | #N/A | #N/A | #N/A | #N/A | #N/A | #N/A | #N/A | #N/A | #N/A | #N/A | #N/A | #N/A | #N/A | #N/A | #N/A | #N/A | #N/A | #N/A | #N/A | #N/A | #N/A | #N/A | #N/A | #N/A | #N/A | #N/A | #N/A
[7 empty] | 5 | 23 | 3421 | 13 | 2020-05-23 | Thursday | 4 | No | #N/A | #N/A | #N/A | #N/A | #N/A | #N/A | #N/A | #N/A | #N/A | #N/A | #N/A | #N/A | #N/A | #N/A | #N/A | #N/A | #N/A | #N/A | #N/A | #N/A | #N/A | #N/A | #N/A | #N/A | #N/A | #N/A | #N/A | #N/A | #N/A | #N/A | #N/A | #N/A | #N/A | #N/A | #N/A | #N/A
[7 empty] | 5 | 23 | 3422 | 14 | 2020-05-23 | Thursday | 4 | No | #N/A | #N/A | #N/A | #N/A | #N/A | #N/A | #N/A | #N/A | #N/A | #N/A | #N/A | #N/A | #N/A | #N/A | #N/A | #N/A | #N/A | #N/A | #N/A | #N/A | #N/A | #N/A | #N/A | #N/A | #N/A | #N/A | #N/A | #N/A | #N/A | #N/A | #N/A | #N/A | #N/A | #N/A | #N/A | #N/A
[7 empty] | 5 | 23 | 3423 | 15 | 2020-05-23 | Thursday | 4 | No | #N/A | #N/A | #N/A | #N/A | #N/A | #N/A | #N/A | #N/A | #N/A | #N/A | #N/A | #N/A | #N/A | #N/A | #N/A | #N/A | #N/A | #N/A | #N/A | #N/A | #N/A | #N/A | #N/A | #N/A | #N/A | #N/A | #N/A | #N/A | #N/A | #N/A | #N/A | #N/A | #N/A | #N/A | #N/A | #N/A
[7 empty] | 5 | 23 | 3424 | 16 | 2020-05-23 | Thursday | 4 | No | #N/A | #N/A | #N/A | #N/A | #N/A | #N/A | #N/A | #N/A | #N/A | #N/A | #N/A | #N/A | #N/A | #N/A | #N/A | #N/A | #N/A | #N/A | #N/A | #N/A | #N/A | #N/A | #N/A | #N/A | #N/A | #N/A | #N/A | #N/A | #N/A | #N/A | #N/A | #N/A | #N/A | #N/A | #N/A | #N/A
[7 empty] | 5 | 23 | 3425 | 17 | 2020-05-23 | Thursday | 4 | No | #N/A | #N/A | #N/A | #N/A | #N/A | #N/A | #N/A | #N/A | #N/A | #N/A | #N/A | #N/A | #N/A | #N/A | #N/A | #N/A | #N/A | #N/A | #N/A | #N/A | #N/A | #N/A | #N/A | #N/A | #N/A | #N/A | #N/A | #N/A | #N/A | #N/A | #N/A | #N/A | #N/A | #N/A | #N/A | #N/A
[7 empty] | 5 | 23 | 3426 | 18 | 2020-05-23 | Thursday | 4 | No | #N/A | #N/A | #N/A | #N/A | #N/A | #N/A | #N/A | #N/A | #N/A | #N/A | #N/A | #N/A | #N/A | #N/A | #N/A | #N/A | #N/A | #N/A | #N/A | #N/A | #N/A | #N/A | #N/A | #N/A | #N/A | #N/A | #N/A | #N/A | #N/A | #N/A | #N/A | #N/A | #N/A | #N/A | #N/A | #N/A
[7 empty] | 5 | 23 | 3427 | 19 | 2020-05-23 | Thursday | 4 | No | #N/A | #N/A | #N/A | #N/A | #N/A | #N/A | #N/A | #N/A | #N/A | #N/A | #N/A | #N/A | #N/A | #N/A | #N/A | #N/A | #N/A | #N/A | #N/A | #N/A | #N/A | #N/A | #N/A | #N/A | #N/A | #N/A | #N/A | #N/A | #N/A | #N/A | #N/A | #N/A | #N/A | #N/A | #N/A | #N/A
[7 empty] | 5 | 23 | 3428 | 20 | 2020-05-23 | Thursday | 4 | No | #N/A | #N/A | #N/A | #N/A | #N/A | #N/A | #N/A | #N/A | #N/A | #N/A | #N/A | #N/A | #N/A | #N/A | #N/A | #N/A | #N/A | #N/A | #N/A | #N/A | #N/A | #N/A | #N/A | #N/A | #N/A | #N/A | #N/A | #N/A | #N/A | #N/A | #N/A | #N/A | #N/A | #N/A | #N/A | #N/A
[7 empty] | 5 | 23 | 3429 | 21 | 2020-05-23 | Thursday | 4 | No | #N/A | #N/A | #N/A | #N/A | #N/A | #N/A | #N/A | #N/A | #N/A | #N/A | #N/A | #N/A | #N/A | #N/A | #N/A | #N/A | #N/A | #N/A | #N/A | #N/A | #N/A | #N/A | #N/A | #N/A | #N/A | #N/A | #N/A | #N/A | #N/A | #N/A | #N/A | #N/A | #N/A | #N/A | #N/A | #N/A
[7 empty] | 5 | 23 | 3430 | 22 | 2020-05-23 | Thursday | 4 | No | #N/A | #N/A | #N/A | #N/A | #N/A | #N/A | #N/A | #N/A | #N/A | #N/A | #N/A | #N/A | #N/A | #N/A | #N/A | #N/A | #N/A | #N/A | #N/A | #N/A | #N/A | #N/A | #N/A | #N/A | #N/A | #N/A | #N/A | #N/A | #N/A | #N/A | #N/A | #N/A | #N/A | #N/A | #N/A | #N/A
[7 empty] | 5 | 23 | 3431 | 23 | 2020-05-23 | Thursday | 4 | No | #N/A | #N/A | #N/A | #N/A | #N/A | #N/A | #N/A | #N/A | #N/A | #N/A | #N/A | #N/A | #N/A | #N/A | #N/A | #N/A | #N/A | #N/A | #N/A | #N/A | #N/A | #N/A | #N/A | #N/A | #N/A | #N/A | #N/A | #N/A | #N/A | #N/A | #N/A | #N/A | #N/A | #N/A | #N/A | #N/A
[7 empty] | 5 | 23 | 3432 | 24 | 2020-05-23 | Thursday | 4 | No | #N/A | #N/A | #N/A | #N/A | #N/A | #N/A | #N/A | #N/A | #N/A | #N/A | #N/A | #N/A | #N/A | #N/A | #N/A | #N/A | #N/A | #N/A | #N/A | #N/A | #N/A | #N/A | #N/A | #N/A | #N/A | #N/A | #N/A | #N/A | #N/A | #N/A | #N/A | #N/A | #N/A | #N/A | #N/A | #N/A
[7 empty] | 5 | 24 | 3433 | 1 | 2020-05-24 | Friday | 5 | No | #N/A | #N/A | #N/A | #N/A | #N/A | #N/A | #N/A | #N/A | #N/A | #N/A | #N/A | #N/A | #N/A | #N/A | #N/A | #N/A | #N/A | #N/A | #N/A | #N/A | #N/A | #N/A | #N/A | #N/A | #N/A | #N/A | #N/A | #N/A | #N/A | #N/A | #N/A | #N/A | #N/A | #N/A | #N/A | #N/A
[7 empty] | 5 | 24 | 3434 | 2 | 2020-05-24 | Friday | 5 | No | #N/A | #N/A | #N/A | #N/A | #N/A | #N/A | #N/A | #N/A | #N/A | #N/A | #N/A | #N/A | #N/A | #N/A | #N/A | #N/A | #N/A | #N/A | #N/A | #N/A | #N/A | #N/A | #N/A | #N/A | #N/A | #N/A | #N/A | #N/A | #N/A | #N/A | #N/A | #N/A | #N/A | #N/A | #N/A | #N/A
[7 empty] | 5 | 24 | 3435 | 3 | 2020-05-24 | Friday | 5 | No | #N/A | #N/A | #N/A | #N/A | #N/A | #N/A | #N/A | #N/A | #N/A | #N/A | #N/A | #N/A | #N/A | #N/A | #N/A | #N/A | #N/A | #N/A | #N/A | #N/A | #N/A | #N/A | #N/A | #N/A | #N/A | #N/A | #N/A | #N/A | #N/A | #N/A | #N/A | #N/A | #N/A | #N/A | #N/A | #N/A
[7 empty] | 5 | 24 | 3436 | 4 | 2020-05-24 | Friday | 5 | No | #N/A | #N/A | #N/A | #N/A | #N/A | #N/A | #N/A | #N/A | #N/A | #N/A | #N/A | #N/A | #N/A | #N/A | #N/A | #N/A | #N/A | #N/A | #N/A | #N/A | #N/A | #N/A | #N/A | #N/A | #N/A | #N/A | #N/A | #N/A | #N/A | #N/A | #N/A | #N/A | #N/A | #N/A | #N/A | #N/A
[7 empty] | 5 | 24 | 3437 | 5 | 2020-05-24 | Friday | 5 | No | #N/A | #N/A | #N/A | #N/A | #N/A | #N/A | #N/A | #N/A | #N/A | #N/A | #N/A | #N/A | #N/A | #N/A | #N/A | #N/A | #N/A | #N/A | #N/A | #N/A | #N/A | #N/A | #N/A | #N/A | #N/A | #N/A | #N/A | #N/A | #N/A | #N/A | #N/A | #N/A | #N/A | #N/A | #N/A | #N/A
[7 empty] | 5 | 24 | 3438 | 6 | 2020-05-24 | Friday | 5 | No | #N/A | #N/A | #N/A | #N/A | #N/A | #N/A | #N/A | #N/A | #N/A | #N/A | #N/A | #N/A | #N/A | #N/A | #N/A | #N/A | #N/A | #N/A | #N/A | #N/A | #N/A | #N/A | #N/A | #N/A | #N/A | #N/A | #N/A | #N/A | #N/A | #N/A | #N/A | #N/A | #N/A | #N/A | #N/A | #N/A
[7 empty] | 5 | 24 | 3439 | 7 | 2020-05-24 | Friday | 5 | No | #N/A | #N/A | #N/A | #N/A | #N/A | #N/A | #N/A | #N/A | #N/A | #N/A | #N/A | #N/A | #N/A | #N/A | #N/A | #N/A | #N/A | #N/A | #N/A | #N/A | #N/A | #N/A | #N/A | #N/A | #N/A | #N/A | #N/A | #N/A | #N/A | #N/A | #N/A | #N/A | #N/A | #N/A | #N/A | #N/A
[7 empty] | 5 | 24 | 3440 | 8 | 2020-05-24 | Friday | 5 | No | #N/A | #N/A | #N/A | #N/A | #N/A | #N/A | #N/A | #N/A | #N/A | #N/A | #N/A | #N/A | #N/A | #N/A | #N/A | #N/A | #N/A | #N/A | #N/A | #N/A | #N/A | #N/A | #N/A | #N/A | #N/A | #N/A | #N/A | #N/A | #N/A | #N/A | #N/A | #N/A | #N/A | #N/A | #N/A | #N/A
[7 empty] | 5 | 24 | 3441 | 9 | 2020-05-24 | Friday | 5 | No | #N/A | #N/A | #N/A | #N/A | #N/A | #N/A | #N/A | #N/A | #N/A | #N/A | #N/A | #N/A | #N/A | #N/A | #N/A | #N/A | #N/A | #N/A | #N/A | #N/A | #N/A | #N/A | #N/A | #N/A | #N/A | #N/A | #N/A | #N/A | #N/A | #N/A | #N/A | #N/A | #N/A | #N/A | #N/A | #N/A
[7 empty] | 5 | 24 | 3442 | 10 | 2020-05-24 | Friday | 5 | No | #N/A | #N/A | #N/A | #N/A | #N/A | #N/A | #N/A | #N/A | #N/A | #N/A | #N/A | #N/A | #N/A | #N/A | #N/A | #N/A | #N/A | #N/A | #N/A | #N/A | #N/A | #N/A | #N/A | #N/A | #N/A | #N/A | #N/A | #N/A | #N/A | #N/A | #N/A | #N/A | #N/A | #N/A | #N/A | #N/A
[7 empty] | 5 | 24 | 3443 | 11 | 2020-05-24 | Friday | 5 | No | #N/A | #N/A | #N/A | #N/A | #N/A | #N/A | #N/A | #N/A | #N/A | #N/A | #N/A | #N/A | #N/A | #N/A | #N/A | #N/A | #N/A | #N/A | #N/A | #N/A | #N/A | #N/A | #N/A | #N/A | #N/A | #N/A | #N/A | #N/A | #N/A | #N/A | #N/A | #N/A | #N/A | #N/A | #N/A | #N/A
[7 empty] | 5 | 24 | 3444 | 12 | 2020-05-24 | Friday | 5 | No | #N/A | #N/A | #N/A | #N/A | #N/A | #N/A | #N/A | #N/A | #N/A | #N/A | #N/A | #N/A | #N/A | #N/A | #N/A | #N/A | #N/A | #N/A | #N/A | #N/A | #N/A | #N/A | #N/A | #N/A | #N/A | #N/A | #N/A | #N/A | #N/A | #N/A | #N/A | #N/A | #N/A | #N/A | #N/A | #N/A
[7 empty] | 5 | 24 | 3445 | 13 | 2020-05-24 | Friday | 5 | No | #N/A | #N/A | #N/A | #N/A | #N/A | #N/A | #N/A | #N/A | #N/A | #N/A | #N/A | #N/A | #N/A | #N/A | #N/A | #N/A | #N/A | #N/A | #N/A | #N/A | #N/A | #N/A | #N/A | #N/A | #N/A | #N/A | #N/A | #N/A | #N/A | #N/A | #N/A | #N/A | #N/A | #N/A | #N/A | #N/A
[7 empty] | 5 | 24 | 3446 | 14 | 2020-05-24 | Friday | 5 | No | #N/A | #N/A | #N/A | #N/A | #N/A | #N/A | #N/A | #N/A | #N/A | #N/A | #N/A | #N/A | #N/A | #N/A | #N/A | #N/A | #N/A | #N/A | #N/A | #N/A | #N/A | #N/A | #N/A | #N/A | #N/A | #N/A | #N/A | #N/A | #N/A | #N/A | #N/A | #N/A | #N/A | #N/A | #N/A | #N/A
[7 empty] | 5 | 24 | 3447 | 15 | 2020-05-24 | Friday | 5 | No | #N/A | #N/A | #N/A | #N/A | #N/A | #N/A | #N/A | #N/A | #N/A | #N/A | #N/A | #N/A | #N/A | #N/A | #N/A | #N/A | #N/A | #N/A | #N/A | #N/A | #N/A | #N/A | #N/A | #N/A | #N/A | #N/A | #N/A | #N/A | #N/A | #N/A | #N/A | #N/A | #N/A | #N/A | #N/A | #N/A
[7 empty] | 5 | 24 | 3448 | 16 | 2020-05-24 | Friday | 5 | No | #N/A | #N/A | #N/A | #N/A | #N/A | #N/A | #N/A | #N/A | #N/A | #N/A | #N/A | #N/A | #N/A | #N/A | #N/A | #N/A | #N/A | #N/A | #N/A | #N/A | #N/A | #N/A | #N/A | #N/A | #N/A | #N/A | #N/A | #N/A | #N/A | #N/A | #N/A | #N/A | #N/A | #N/A | #N/A | #N/A
[7 empty] | 5 | 24 | 3449 | 17 | 2020-05-24 | Friday | 5 | No | #N/A | #N/A | #N/A | #N/A | #N/A | #N/A | #N/A | #N/A | #N/A | #N/A | #N/A | #N/A | #N/A | #N/A | #N/A | #N/A | #N/A | #N/A | #N/A | #N/A | #N/A | #N/A | #N/A | #N/A | #N/A | #N/A | #N/A | #N/A | #N/A | #N/A | #N/A | #N/A | #N/A | #N/A | #N/A | #N/A
[7 empty] | 5 | 24 | 3450 | 18 | 2020-05-24 | Friday | 5 | No | #N/A | #N/A | #N/A | #N/A | #N/A | #N/A | #N/A | #N/A | #N/A | #N/A | #N/A | #N/A | #N/A | #N/A | #N/A | #N/A | #N/A | #N/A | #N/A | #N/A | #N/A | #N/A | #N/A | #N/A | #N/A | #N/A | #N/A | #N/A | #N/A | #N/A | #N/A | #N/A | #N/A | #N/A | #N/A | #N/A
[7 empty] | 5 | 24 | 3451 | 19 | 2020-05-24 | Friday | 5 | No | #N/A | #N/A | #N/A | #N/A | #N/A | #N/A | #N/A | #N/A | #N/A | #N/A | #N/A | #N/A | #N/A | #N/A | #N/A | #N/A | #N/A | #N/A | #N/A | #N/A | #N/A | #N/A | #N/A | #N/A | #N/A | #N/A | #N/A | #N/A | #N/A | #N/A | #N/A | #N/A | #N/A | #N/A | #N/A | #N/A
[7 empty] | 5 | 24 | 3452 | 20 | 2020-05-24 | Friday | 5 | No | #N/A | #N/A | #N/A | #N/A | #N/A | #N/A | #N/A | #N/A | #N/A | #N/A | #N/A | #N/A | #N/A | #N/A | #N/A | #N/A | #N/A | #N/A | #N/A | #N/A | #N/A | #N/A | #N/A | #N/A | #N/A | #N/A | #N/A | #N/A | #N/A | #N/A | #N/A | #N/A | #N/A | #N/A | #N/A | #N/A
[7 empty] | 5 | 24 | 3453 | 21 | 2020-05-24 | Friday | 5 | No | #N/A | #N/A | #N/A | #N/A | #N/A | #N/A | #N/A | #N/A | #N/A | #N/A | #N/A | #N/A | #N/A | #N/A | #N/A | #N/A | #N/A | #N/A | #N/A | #N/A | #N/A | #N/A | #N/A | #N/A | #N/A | #N/A | #N/A | #N/A | #N/A | #N/A | #N/A | #N/A | #N/A | #N/A | #N/A | #N/A
[7 empty] | 5 | 24 | 3454 | 22 | 2020-05-24 | Friday | 5 | No | #N/A | #N/A | #N/A | #N/A | #N/A | #N/A | #N/A | #N/A | #N/A | #N/A | #N/A | #N/A | #N/A | #N/A | #N/A | #N/A | #N/A | #N/A | #N/A | #N/A | #N/A | #N/A | #N/A | #N/A | #N/A | #N/A | #N/A | #N/A | #N/A | #N/A | #N/A | #N/A | #N/A | #N/A | #N/A | #N/A
[7 empty] | 5 | 24 | 3455 | 23 | 2020-05-24 | Friday | 5 | No | #N/A | #N/A | #N/A | #N/A | #N/A | #N/A | #N/A | #N/A | #N/A | #N/A | #N/A | #N/A | #N/A | #N/A | #N/A | #N/A | #N/A | #N/A | #N/A | #N/A | #N/A | #N/A | #N/A | #N/A | #N/A | #N/A | #N/A | #N/A | #N/A | #N/A | #N/A | #N/A | #N/A | #N/A | #N/A | #N/A
[7 empty] | 5 | 24 | 3456 | 24 | 2020-05-24 | Friday | 5 | No | #N/A | #N/A | #N/A | #N/A | #N/A | #N/A | #N/A | #N/A | #N/A | #N/A | #N/A | #N/A | #N/A | #N/A | #N/A | #N/A | #N/A | #N/A | #N/A | #N/A | #N/A | #N/A | #N/A | #N/A | #N/A | #N/A | #N/A | #N/A | #N/A | #N/A | #N/A | #N/A | #N/A | #N/A | #N/A | #N/A
[7 empty] | 5 | 25 | 3457 | 1 | 2020-05-25 | Saturday | 6 | No | #N/A | #N/A | #N/A | #N/A | #N/A | #N/A | #N/A | #N/A | #N/A | #N/A | #N/A | #N/A | #N/A | #N/A | #N/A | #N/A | #N/A | #N/A | #N/A | #N/A | #N/A | #N/A | #N/A | #N/A | #N/A | #N/A | #N/A | #N/A | #N/A | #N/A | #N/A | #N/A | #N/A | #N/A | #N/A | #N/A
[7 empty] | 5 | 25 | 3458 | 2 | 2020-05-25 | Saturday | 6 | No | #N/A | #N/A | #N/A | #N/A | #N/A | #N/A | #N/A | #N/A | #N/A | #N/A | #N/A | #N/A | #N/A | #N/A | #N/A | #N/A | #N/A | #N/A | #N/A | #N/A | #N/A | #N/A | #N/A | #N/A | #N/A | #N/A | #N/A | #N/A | #N/A | #N/A | #N/A | #N/A | #N/A | #N/A | #N/A | #N/A
[7 empty] | 5 | 25 | 3459 | 3 | 2020-05-25 | Saturday | 6 | No | #N/A | #N/A | #N/A | #N/A | #N/A | #N/A | #N/A | #N/A | #N/A | #N/A | #N/A | #N/A | #N/A | #N/A | #N/A | #N/A | #N/A | #N/A | #N/A | #N/A | #N/A | #N/A | #N/A | #N/A | #N/A | #N/A | #N/A | #N/A | #N/A | #N/A | #N/A | #N/A | #N/A | #N/A | #N/A | #N/A
[7 empty] | 5 | 25 | 3460 | 4 | 2020-05-25 | Saturday | 6 | No | #N/A | #N/A | #N/A | #N/A | #N/A | #N/A | #N/A | #N/A | #N/A | #N/A | #N/A | #N/A | #N/A | #N/A | #N/A | #N/A | #N/A | #N/A | #N/A | #N/A | #N/A | #N/A | #N/A | #N/A | #N/A | #N/A | #N/A | #N/A | #N/A | #N/A | #N/A | #N/A | #N/A | #N/A | #N/A | #N/A
[7 empty] | 5 | 25 | 3461 | 5 | 2020-05-25 | Saturday | 6 | No | #N/A | #N/A | #N/A | #N/A | #N/A | #N/A | #N/A | #N/A | #N/A | #N/A | #N/A | #N/A | #N/A | #N/A | #N/A | #N/A | #N/A | #N/A | #N/A | #N/A | #N/A | #N/A | #N/A | #N/A | #N/A | #N/A | #N/A | #N/A | #N/A | #N/A | #N/A | #N/A | #N/A | #N/A | #N/A | #N/A
[7 empty] | 5 | 25 | 3462 | 6 | 2020-05-25 | Saturday | 6 | No | #N/A | #N/A | #N/A | #N/A | #N/A | #N/A | #N/A | #N/A | #N/A | #N/A | #N/A | #N/A | #N/A | #N/A | #N/A | #N/A | #N/A | #N/A | #N/A | #N/A | #N/A | #N/A | #N/A | #N/A | #N/A | #N/A | #N/A | #N/A | #N/A | #N/A | #N/A | #N/A | #N/A | #N/A | #N/A | #N/A
[7 empty] | 5 | 25 | 3463 | 7 | 2020-05-25 | Saturday | 6 | No | #N/A | #N/A | #N/A | #N/A | #N/A | #N/A | #N/A | #N/A | #N/A | #N/A | #N/A | #N/A | #N/A | #N/A | #N/A | #N/A | #N/A | #N/A | #N/A | #N/A | #N/A | #N/A | #N/A | #N/A | #N/A | #N/A | #N/A | #N/A | #N/A | #N/A | #N/A | #N/A | #N/A | #N/A | #N/A | #N/A
[7 empty] | 5 | 25 | 3464 | 8 | 2020-05-25 | Saturday | 6 | No | #N/A | #N/A | #N/A | #N/A | #N/A | #N/A | #N/A | #N/A | #N/A | #N/A | #N/A | #N/A | #N/A | #N/A | #N/A | #N/A | #N/A | #N/A | #N/A | #N/A | #N/A | #N/A | #N/A | #N/A | #N/A | #N/A | #N/A | #N/A | #N/A | #N/A | #N/A | #N/A | #N/A | #N/A | #N/A | #N/A
[7 empty] | 5 | 25 | 3465 | 9 | 2020-05-25 | Saturday | 6 | No | #N/A | #N/A | #N/A | #N/A | #N/A | #N/A | #N/A | #N/A | #N/A | #N/A | #N/A | #N/A | #N/A | #N/A | #N/A | #N/A | #N/A | #N/A | #N/A | #N/A | #N/A | #N/A | #N/A | #N/A | #N/A | #N/A | #N/A | #N/A | #N/A | #N/A | #N/A | #N/A | #N/A | #N/A | #N/A | #N/A
[7 empty] | 5 | 25 | 3466 | 10 | 2020-05-25 | Saturday | 6 | No | #N/A | #N/A | #N/A | #N/A | #N/A | #N/A | #N/A | #N/A | #N/A | #N/A | #N/A | #N/A | #N/A | #N/A | #N/A | #N/A | #N/A | #N/A | #N/A | #N/A | #N/A | #N/A | #N/A | #N/A | #N/A | #N/A | #N/A | #N/A | #N/A | #N/A | #N/A | #N/A | #N/A | #N/A | #N/A | #N/A
[7 empty] | 5 | 25 | 3467 | 11 | 2020-05-25 | Saturday | 6 | No | #N/A | #N/A | #N/A | #N/A | #N/A | #N/A | #N/A | #N/A | #N/A | #N/A | #N/A | #N/A | #N/A | #N/A | #N/A | #N/A | #N/A | #N/A | #N/A | #N/A | #N/A | #N/A | #N/A | #N/A | #N/A | #N/A | #N/A | #N/A | #N/A | #N/A | #N/A | #N/A | #N/A | #N/A | #N/A | #N/A
[7 empty] | 5 | 25 | 3468 | 12 | 2020-05-25 | Saturday | 6 | No | #N/A | #N/A | #N/A | #N/A | #N/A | #N/A | #N/A | #N/A | #N/A | #N/A | #N/A | #N/A | #N/A | #N/A | #N/A | #N/A | #N/A | #N/A | #N/A | #N/A | #N/A | #N/A | #N/A | #N/A | #N/A | #N/A | #N/A | #N/A | #N/A | #N/A | #N/A | #N/A | #N/A | #N/A | #N/A | #N/A
[7 empty] | 5 | 25 | 3469 | 13 | 2020-05-25 | Saturday | 6 | No | #N/A | #N/A | #N/A | #N/A | #N/A | #N/A | #N/A | #N/A | #N/A | #N/A | #N/A | #N/A | #N/A | #N/A | #N/A | #N/A | #N/A | #N/A | #N/A | #N/A | #N/A | #N/A | #N/A | #N/A | #N/A | #N/A | #N/A | #N/A | #N/A | #N/A | #N/A | #N/A | #N/A | #N/A | #N/A | #N/A
[7 empty] | 5 | 25 | 3470 | 14 | 2020-05-25 | Saturday | 6 | No | #N/A | #N/A | #N/A | #N/A | #N/A | #N/A | #N/A | #N/A | #N/A | #N/A | #N/A | #N/A | #N/A | #N/A | #N/A | #N/A | #N/A | #N/A | #N/A | #N/A | #N/A | #N/A | #N/A | #N/A | #N/A | #N/A | #N/A | #N/A | #N/A | #N/A | #N/A | #N/A | #N/A | #N/A | #N/A | #N/A
[7 empty] | 5 | 25 | 3471 | 15 | 2020-05-25 | Saturday | 6 | No | #N/A | #N/A | #N/A | #N/A | #N/A | #N/A | #N/A | #N/A | #N/A | #N/A | #N/A | #N/A | #N/A | #N/A | #N/A | #N/A | #N/A | #N/A | #N/A | #N/A | #N/A | #N/A | #N/A | #N/A | #N/A | #N/A | #N/A | #N/A | #N/A | #N/A | #N/A | #N/A | #N/A | #N/A | #N/A | #N/A
[7 empty] | 5 | 25 | 3472 | 16 | 2020-05-25 | Saturday | 6 | No | #N/A | #N/A | #N/A | #N/A | #N/A | #N/A | #N/A | #N/A | #N/A | #N/A | #N/A | #N/A | #N/A | #N/A | #N/A | #N/A | #N/A | #N/A | #N/A | #N/A | #N/A | #N/A | #N/A | #N/A | #N/A | #N/A | #N/A | #N/A | #N/A | #N/A | #N/A | #N/A | #N/A | #N/A | #N/A | #N/A
[7 empty] | 5 | 25 | 3473 | 17 | 2020-05-25 | Saturday | 6 | No | #N/A | #N/A | #N/A | #N/A | #N/A | #N/A | #N/A | #N/A | #N/A | #N/A | #N/A | #N/A | #N/A | #N/A | #N/A | #N/A | #N/A | #N/A | #N/A | #N/A | #N/A | #N/A | #N/A | #N/A | #N/A | #N/A | #N/A | #N/A | #N/A | #N/A | #N/A | #N/A | #N/A | #N/A | #N/A | #N/A
[7 empty] | 5 | 25 | 3474 | 18 | 2020-05-25 | Saturday | 6 | No | #N/A | #N/A | #N/A | #N/A | #N/A | #N/A | #N/A | #N/A | #N/A | #N/A | #N/A | #N/A | #N/A | #N/A | #N/A | #N/A | #N/A | #N/A | #N/A | #N/A | #N/A | #N/A | #N/A | #N/A | #N/A | #N/A | #N/A | #N/A | #N/A | #N/A | #N/A | #N/A | #N/A | #N/A | #N/A | #N/A
[7 empty] | 5 | 25 | 3475 | 19 | 2020-05-25 | Saturday | 6 | No | #N/A | #N/A | #N/A | #N/A | #N/A | #N/A | #N/A | #N/A | #N/A | #N/A | #N/A | #N/A | #N/A | #N/A | #N/A | #N/A | #N/A | #N/A | #N/A | #N/A | #N/A | #N/A | #N/A | #N/A | #N/A | #N/A | #N/A | #N/A | #N/A | #N/A | #N/A | #N/A | #N/A | #N/A | #N/A | #N/A
[7 empty] | 5 | 25 | 3476 | 20 | 2020-05-25 | Saturday | 6 | No | #N/A | #N/A | #N/A | #N/A | #N/A | #N/A | #N/A | #N/A | #N/A | #N/A | #N/A | #N/A | #N/A | #N/A | #N/A | #N/A | #N/A | #N/A | #N/A | #N/A | #N/A | #N/A | #N/A | #N/A | #N/A | #N/A | #N/A | #N/A | #N/A | #N/A | #N/A | #N/A | #N/A | #N/A | #N/A | #N/A
[7 empty] | 5 | 25 | 3477 | 21 | 2020-05-25 | Saturday | 6 | No | #N/A | #N/A | #N/A | #N/A | #N/A | #N/A | #N/A | #N/A | #N/A | #N/A | #N/A | #N/A | #N/A | #N/A | #N/A | #N/A | #N/A | #N/A | #N/A | #N/A | #N/A | #N/A | #N/A | #N/A | #N/A | #N/A | #N/A | #N/A | #N/A | #N/A | #N/A | #N/A | #N/A | #N/A | #N/A | #N/A
[7 empty] | 5 | 25 | 3478 | 22 | 2020-05-25 | Saturday | 6 | No | #N/A | #N/A | #N/A | #N/A | #N/A | #N/A | #N/A | #N/A | #N/A | #N/A | #N/A | #N/A | #N/A | #N/A | #N/A | #N/A | #N/A | #N/A | #N/A | #N/A | #N/A | #N/A | #N/A | #N/A | #N/A | #N/A | #N/A | #N/A | #N/A | #N/A | #N/A | #N/A | #N/A | #N/A | #N/A | #N/A
[7 empty] | 5 | 25 | 3479 | 23 | 2020-05-25 | Saturday | 6 | No | #N/A | #N/A | #N/A | #N/A | #N/A | #N/A | #N/A | #N/A | #N/A | #N/A | #N/A | #N/A | #N/A | #N/A | #N/A | #N/A | #N/A | #N/A | #N/A | #N/A | #N/A | #N/A | #N/A | #N/A | #N/A | #N/A | #N/A | #N/A | #N/A | #N/A | #N/A | #N/A | #N/A | #N/A | #N/A | #N/A
[7 empty] | 5 | 25 | 3480 | 24 | 2020-05-25 | Saturday | 6 | No | #N/A | #N/A | #N/A | #N/A | #N/A | #N/A | #N/A | #N/A | #N/A | #N/A | #N/A | #N/A | #N/A | #N/A | #N/A | #N/A | #N/A | #N/A | #N/A | #N/A | #N/A | #N/A | #N/A | #N/A | #N/A | #N/A | #N/A | #N/A | #N/A | #N/A | #N/A | #N/A | #N/A | #N/A | #N/A | #N/A
[7 empty] | 5 | 26 | 3481 | 1 | 2020-05-26 | Sunday | 7 | No | #N/A | #N/A | #N/A | #N/A | #N/A | #N/A | #N/A | #N/A | #N/A | #N/A | #N/A | #N/A | #N/A | #N/A | #N/A | #N/A | #N/A | #N/A | #N/A | #N/A | #N/A | #N/A | #N/A | #N/A | #N/A | #N/A | #N/A | #N/A | #N/A | #N/A | #N/A | #N/A | #N/A | #N/A | #N/A | #N/A
[7 empty] | 5 | 26 | 3482 | 2 | 2020-05-26 | Sunday | 7 | No | #N/A | #N/A | #N/A | #N/A | #N/A | #N/A | #N/A | #N/A | #N/A | #N/A | #N/A | #N/A | #N/A | #N/A | #N/A | #N/A | #N/A | #N/A | #N/A | #N/A | #N/A | #N/A | #N/A | #N/A | #N/A | #N/A | #N/A | #N/A | #N/A | #N/A | #N/A | #N/A | #N/A | #N/A | #N/A | #N/A
[7 empty] | 5 | 26 | 3483 | 3 | 2020-05-26 | Sunday | 7 | No | #N/A | #N/A | #N/A | #N/A | #N/A | #N/A | #N/A | #N/A | #N/A | #N/A | #N/A | #N/A | #N/A | #N/A | #N/A | #N/A | #N/A | #N/A | #N/A | #N/A | #N/A | #N/A | #N/A | #N/A | #N/A | #N/A | #N/A | #N/A | #N/A | #N/A | #N/A | #N/A | #N/A | #N/A | #N/A | #N/A
[7 empty] | 5 | 26 | 3484 | 4 | 2020-05-26 | Sunday | 7 | No | #N/A | #N/A | #N/A | #N/A | #N/A | #N/A | #N/A | #N/A | #N/A | #N/A | #N/A | #N/A | #N/A | #N/A | #N/A | #N/A | #N/A | #N/A | #N/A | #N/A | #N/A | #N/A | #N/A | #N/A | #N/A | #N/A | #N/A | #N/A | #N/A | #N/A | #N/A | #N/A | #N/A | #N/A | #N/A | #N/A
[7 empty] | 5 | 26 | 3485 | 5 | 2020-05-26 | Sunday | 7 | No | #N/A | #N/A | #N/A | #N/A | #N/A | #N/A | #N/A | #N/A | #N/A | #N/A | #N/A | #N/A | #N/A | #N/A | #N/A | #N/A | #N/A | #N/A | #N/A | #N/A | #N/A | #N/A | #N/A | #N/A | #N/A | #N/A | #N/A | #N/A | #N/A | #N/A | #N/A | #N/A | #N/A | #N/A | #N/A | #N/A
[7 empty] | 5 | 26 | 3486 | 6 | 2020-05-26 | Sunday | 7 | No | #N/A | #N/A | #N/A | #N/A | #N/A | #N/A | #N/A | #N/A | #N/A | #N/A | #N/A | #N/A | #N/A | #N/A | #N/A | #N/A | #N/A | #N/A | #N/A | #N/A | #N/A | #N/A | #N/A | #N/A | #N/A | #N/A | #N/A | #N/A | #N/A | #N/A | #N/A | #N/A | #N/A | #N/A | #N/A | #N/A
[7 empty] | 5 | 26 | 3487 | 7 | 2020-05-26 | Sunday | 7 | No | #N/A | #N/A | #N/A | #N/A | #N/A | #N/A | #N/A | #N/A | #N/A | #N/A | #N/A | #N/A | #N/A | #N/A | #N/A | #N/A | #N/A | #N/A | #N/A | #N/A | #N/A | #N/A | #N/A | #N/A | #N/A | #N/A | #N/A | #N/A | #N/A | #N/A | #N/A | #N/A | #N/A | #N/A | #N/A | #N/A
[7 empty] | 5 | 26 | 3488 | 8 | 2020-05-26 | Sunday | 7 | No | #N/A | #N/A | #N/A | #N/A | #N/A | #N/A | #N/A | #N/A | #N/A | #N/A | #N/A | #N/A | #N/A | #N/A | #N/A | #N/A | #N/A | #N/A | #N/A | #N/A | #N/A | #N/A | #N/A | #N/A | #N/A | #N/A | #N/A | #N/A | #N/A | #N/A | #N/A | #N/A | #N/A | #N/A | #N/A | #N/A
[7 empty] | 5 | 26 | 3489 | 9 | 2020-05-26 | Sunday | 7 | No | #N/A | #N/A | #N/A | #N/A | #N/A | #N/A | #N/A | #N/A | #N/A | #N/A | #N/A | #N/A | #N/A | #N/A | #N/A | #N/A | #N/A | #N/A | #N/A | #N/A | #N/A | #N/A | #N/A | #N/A | #N/A | #N/A | #N/A | #N/A | #N/A | #N/A | #N/A | #N/A | #N/A | #N/A | #N/A | #N/A
[7 empty] | 5 | 26 | 3490 | 10 | 2020-05-26 | Sunday | 7 | No | #N/A | #N/A | #N/A | #N/A | #N/A | #N/A | #N/A | #N/A | #N/A | #N/A | #N/A | #N/A | #N/A | #N/A | #N/A | #N/A | #N/A | #N/A | #N/A | #N/A | #N/A | #N/A | #N/A | #N/A | #N/A | #N/A | #N/A | #N/A | #N/A | #N/A | #N/A | #N/A | #N/A | #N/A | #N/A | #N/A
[7 empty] | 5 | 26 | 3491 | 11 | 2020-05-26 | Sunday | 7 | No | #N/A | #N/A | #N/A | #N/A | #N/A | #N/A | #N/A | #N/A | #N/A | #N/A | #N/A | #N/A | #N/A | #N/A | #N/A | #N/A | #N/A | #N/A | #N/A | #N/A | #N/A | #N/A | #N/A | #N/A | #N/A | #N/A | #N/A | #N/A | #N/A | #N/A | #N/A | #N/A | #N/A | #N/A | #N/A | #N/A
[7 empty] | 5 | 26 | 3492 | 12 | 2020-05-26 | Sunday | 7 | No | #N/A | #N/A | #N/A | #N/A | #N/A | #N/A | #N/A | #N/A | #N/A | #N/A | #N/A | #N/A | #N/A | #N/A | #N/A | #N/A | #N/A | #N/A | #N/A | #N/A | #N/A | #N/A | #N/A | #N/A | #N/A | #N/A | #N/A | #N/A | #N/A | #N/A | #N/A | #N/A | #N/A | #N/A | #N/A | #N/A
[7 empty] | 5 | 26 | 3493 | 13 | 2020-05-26 | Sunday | 7 | No | #N/A | #N/A | #N/A | #N/A | #N/A | #N/A | #N/A | #N/A | #N/A | #N/A | #N/A | #N/A | #N/A | #N/A | #N/A | #N/A | #N/A | #N/A | #N/A | #N/A | #N/A | #N/A | #N/A | #N/A | #N/A | #N/A | #N/A | #N/A | #N/A | #N/A | #N/A | #N/A | #N/A | #N/A | #N/A | #N/A
[7 empty] | 5 | 26 | 3494 | 14 | 2020-05-26 | Sunday | 7 | No | #N/A | #N/A | #N/A | #N/A | #N/A | #N/A | #N/A | #N/A | #N/A | #N/A | #N/A | #N/A | #N/A | #N/A | #N/A | #N/A | #N/A | #N/A | #N/A | #N/A | #N/A | #N/A | #N/A | #N/A | #N/A | #N/A | #N/A | #N/A | #N/A | #N/A | #N/A | #N/A | #N/A | #N/A | #N/A | #N/A
[7 empty] | 5 | 26 | 3495 | 15 | 2020-05-26 | Sunday | 7 | No | #N/A | #N/A | #N/A | #N/A | #N/A | #N/A | #N/A | #N/A | #N/A | #N/A | #N/A | #N/A | #N/A | #N/A | #N/A | #N/A | #N/A | #N/A | #N/A | #N/A | #N/A | #N/A | #N/A | #N/A | #N/A | #N/A | #N/A | #N/A | #N/A | #N/A | #N/A | #N/A | #N/A | #N/A | #N/A | #N/A
[7 empty] | 5 | 26 | 3496 | 16 | 2020-05-26 | Sunday | 7 | No | #N/A | #N/A | #N/A | #N/A | #N/A | #N/A | #N/A | #N/A | #N/A | #N/A | #N/A | #N/A | #N/A | #N/A | #N/A | #N/A | #N/A | #N/A | #N/A | #N/A | #N/A | #N/A | #N/A | #N/A | #N/A | #N/A | #N/A | #N/A | #N/A | #N/A | #N/A | #N/A | #N/A | #N/A | #N/A | #N/A
[7 empty] | 5 | 26 | 3497 | 17 | 2020-05-26 | Sunday | 7 | No | #N/A | #N/A | #N/A | #N/A | #N/A | #N/A | #N/A | #N/A | #N/A | #N/A | #N/A | #N/A | #N/A | #N/A | #N/A | #N/A | #N/A | #N/A | #N/A | #N/A | #N/A | #N/A | #N/A | #N/A | #N/A | #N/A | #N/A | #N/A | #N/A | #N/A | #N/A | #N/A | #N/A | #N/A | #N/A | #N/A
[7 empty] | 5 | 26 | 3498 | 18 | 2020-05-26 | Sunday | 7 | No | #N/A | #N/A | #N/A | #N/A | #N/A | #N/A | #N/A | #N/A | #N/A | #N/A | #N/A | #N/A | #N/A | #N/A | #N/A | #N/A | #N/A | #N/A | #N/A | #N/A | #N/A | #N/A | #N/A | #N/A | #N/A | #N/A | #N/A | #N/A | #N/A | #N/A | #N/A | #N/A | #N/A | #N/A | #N/A | #N/A
[7 empty] | 5 | 26 | 3499 | 19 | 2020-05-26 | Sunday | 7 | No | #N/A | #N/A | #N/A | #N/A | #N/A | #N/A | #N/A | #N/A | #N/A | #N/A | #N/A | #N/A | #N/A | #N/A | #N/A | #N/A | #N/A | #N/A | #N/A | #N/A | #N/A | #N/A | #N/A | #N/A | #N/A | #N/A | #N/A | #N/A | #N/A | #N/A | #N/A | #N/A | #N/A | #N/A | #N/A | #N/A
[7 empty] | 5 | 26 | 3500 | 20 | 2020-05-26 | Sunday | 7 | No | #N/A | #N/A | #N/A | #N/A | #N/A | #N/A | #N/A | #N/A | #N/A | #N/A | #N/A | #N/A | #N/A | #N/A | #N/A | #N/A | #N/A | #N/A | #N/A | #N/A | #N/A | #N/A | #N/A | #N/A | #N/A | #N/A | #N/A | #N/A | #N/A | #N/A | #N/A | #N/A | #N/A | #N/A | #N/A | #N/A
[7 empty] | 5 | 26 | 3501 | 21 | 2020-05-26 | Sunday | 7 | No | #N/A | #N/A | #N/A | #N/A | #N/A | #N/A | #N/A | #N/A | #N/A | #N/A | #N/A | #N/A | #N/A | #N/A | #N/A | #N/A | #N/A | #N/A | #N/A | #N/A | #N/A | #N/A | #N/A | #N/A | #N/A | #N/A | #N/A | #N/A | #N/A | #N/A | #N/A | #N/A | #N/A | #N/A | #N/A | #N/A
[7 empty] | 5 | 26 | 3502 | 22 | 2020-05-26 | Sunday | 7 | No | #N/A | #N/A | #N/A | #N/A | #N/A | #N/A | #N/A | #N/A | #N/A | #N/A | #N/A | #N/A | #N/A | #N/A | #N/A | #N/A | #N/A | #N/A | #N/A | #N/A | #N/A | #N/A | #N/A | #N/A | #N/A | #N/A | #N/A | #N/A | #N/A | #N/A | #N/A | #N/A | #N/A | #N/A | #N/A | #N/A
[7 empty] | 5 | 26 | 3503 | 23 | 2020-05-26 | Sunday | 7 | No | #N/A | #N/A | #N/A | #N/A | #N/A | #N/A | #N/A | #N/A | #N/A | #N/A | #N/A | #N/A | #N/A | #N/A | #N/A | #N/A | #N/A | #N/A | #N/A | #N/A | #N/A | #N/A | #N/A | #N/A | #N/A | #N/A | #N/A | #N/A | #N/A | #N/A | #N/A | #N/A | #N/A | #N/A | #N/A | #N/A
[7 empty] | 5 | 26 | 3504 | 24 | 2020-05-26 | Sunday | 7 | No | #N/A | #N/A | #N/A | #N/A | #N/A | #N/A | #N/A | #N/A | #N/A | #N/A | #N/A | #N/A | #N/A | #N/A | #N/A | #N/A | #N/A | #N/A | #N/A | #N/A | #N/A | #N/A | #N/A | #N/A | #N/A | #N/A | #N/A | #N/A | #N/A | #N/A | #N/A | #N/A | #N/A | #N/A | #N/A | #N/A
[7 empty] | 5 | 27 | 3505 | 1 | 2020-05-27 | Monday | 1 | Yes | #N/A | 0 | 0 | #N/A | #N/A | #N/A | #N/A | #N/A | #N/A | #N/A | #N/A | #N/A | #N/A | #N/A | 0 | #N/A | #N/A | #N/A | #N/A | #N/A | #N/A | #N/A | #N/A | #N/A | #N/A | #N/A | #N/A | #N/A | #N/A | #N/A | #N/A | #N/A | #N/A | #N/A | #N/A | #N/A
[7 empty] | 5 | 27 | 3506 | 2 | 2020-05-27 | Monday | 1 | Yes | #N/A | 0 | 0 | #N/A | #N/A | #N/A | #N/A | #N/A | #N/A | #N/A | #N/A | #N/A | #N/A | #N/A | 0 | #N/A | #N/A | #N/A | #N/A | #N/A | #N/A | #N/A | #N/A | #N/A | #N/A | #N/A | #N/A | #N/A | #N/A | #N/A | #N/A | #N/A | #N/A | #N/A | #N/A | #N/A
[7 empty] | 5 | 27 | 3507 | 3 | 2020-05-27 | Monday | 1 | Yes | #N/A | 0 | 0 | #N/A | #N/A | #N/A | #N/A | #N/A | #N/A | #N/A | #N/A | #N/A | #N/A | #N/A | 0 | #N/A | #N/A | #N/A | #N/A | #N/A | #N/A | #N/A | #N/A | #N/A | #N/A | #N/A | #N/A | #N/A | #N/A | #N/A | #N/A | #N/A | #N/A | #N/A | #N/A | #N/A
[7 empty] | 5 | 27 | 3508 | 4 | 2020-05-27 | Monday | 1 | Yes | #N/A | 0 | 0 | #N/A | #N/A | #N/A | #N/A | #N/A | #N/A | #N/A | #N/A | #N/A | #N/A | #N/A | 0 | #N/A | #N/A | #N/A | #N/A | #N/A | #N/A | #N/A | #N/A | #N/A | #N/A | #N/A | #N/A | #N/A | #N/A | #N/A | #N/A | #N/A | #N/A | #N/A | #N/A | #N/A
[7 empty] | 5 | 27 | 3509 | 5 | 2020-05-27 | Monday | 1 | Yes | #N/A | 0 | 0 | #N/A | #N/A | #N/A | #N/A | #N/A | #N/A | #N/A | #N/A | #N/A | #N/A | #N/A | 0 | #N/A | #N/A | #N/A | #N/A | #N/A | #N/A | #N/A | #N/A | #N/A | #N/A | #N/A | #N/A | #N/A | #N/A | #N/A | #N/A | #N/A | #N/A | #N/A | #N/A | #N/A
[7 empty] | 5 | 27 | 3510 | 6 | 2020-05-27 | Monday | 1 | Yes | #N/A | 0 | 0 | #N/A | #N/A | #N/A | #N/A | #N/A | #N/A | #N/A | #N/A | #N/A | #N/A | #N/A | 0 | #N/A | #N/A | #N/A | #N/A | #N/A | #N/A | #N/A | #N/A | #N/A | #N/A | #N/A | #N/A | #N/A | #N/A | #N/A | #N/A | #N/A | #N/A | #N/A | #N/A | #N/A
[7 empty] | 5 | 27 | 3511 | 7 | 2020-05-27 | Monday | 1 | Yes | #N/A | 0 | 0 | #N/A | #N/A | #N/A | #N/A | #N/A | #N/A | #N/A | #N/A | #N/A | #N/A | #N/A | 0 | #N/A | #N/A | #N/A | #N/A | #N/A | #N/A | #N/A | #N/A | #N/A | #N/A | #N/A | #N/A | #N/A | #N/A | #N/A | #N/A | #N/A | #N/A | #N/A | #N/A | #N/A
[7 empty] | 5 | 27 | 3512 | 8 | 2020-05-27 | Monday | 1 | Yes | #N/A | 0 | 0 | #N/A | #N/A | #N/A | #N/A | #N/A | #N/A | #N/A | #N/A | #N/A | #N/A | #N/A | 0 | #N/A | #N/A | #N/A | #N/A | #N/A | #N/A | #N/A | #N/A | #N/A | #N/A | #N/A | #N/A | #N/A | #N/A | #N/A | #N/A | #N/A | #N/A | #N/A | #N/A | #N/A
[7 empty] | 5 | 27 | 3513 | 9 | 2020-05-27 | Monday | 1 | Yes | #N/A | 0 | 0 | #N/A | #N/A | #N/A | #N/A | #N/A | #N/A | #N/A | #N/A | #N/A | #N/A | #N/A | 0 | #N/A | #N/A | #N/A | #N/A | #N/A | #N/A | #N/A | #N/A | #N/A | #N/A | #N/A | #N/A | #N/A | #N/A | #N/A | #N/A | #N/A | #N/A | #N/A | #N/A | #N/A
[7 empty] | 5 | 27 | 3514 | 10 | 2020-05-27 | Monday | 1 | Yes | #N/A | 0 | 0 | #N/A | #N/A | #N/A | #N/A | #N/A | #N/A | #N/A | #N/A | #N/A | #N/A | #N/A | 0 | #N/A | #N/A | #N/A | #N/A | #N/A | #N/A | #N/A | #N/A | #N/A | #N/A | #N/A | #N/A | #N/A | #N/A | #N/A | #N/A | #N/A | #N/A | #N/A | #N/A | #N/A
[7 empty] | 5 | 27 | 3515 | 11 | 2020-05-27 | Monday | 1 | Yes | #N/A | 0 | 0 | #N/A | #N/A | #N/A | #N/A | #N/A | #N/A | #N/A | #N/A | #N/A | #N/A | #N/A | 0 | #N/A | #N/A | #N/A | #N/A | #N/A | #N/A | #N/A | #N/A | #N/A | #N/A | #N/A | #N/A | #N/A | #N/A | #N/A | #N/A | #N/A | #N/A | #N/A | #N/A | #N/A
[7 empty] | 5 | 27 | 3516 | 12 | 2020-05-27 | Monday | 1 | Yes | #N/A | 0 | 0 | #N/A | #N/A | #N/A | #N/A | #N/A | #N/A | #N/A | #N/A | #N/A | #N/A | #N/A | 0 | #N/A | #N/A | #N/A | #N/A | #N/A | #N/A | #N/A | #N/A | #N/A | #N/A | #N/A | #N/A | #N/A | #N/A | #N/A | #N/A | #N/A | #N/A | #N/A | #N/A | #N/A
[7 empty] | 5 | 27 | 3517 | 13 | 2020-05-27 | Monday | 1 | Yes | #N/A | 0 | 0 | #N/A | #N/A | #N/A | #N/A | #N/A | #N/A | #N/A | #N/A | #N/A | #N/A | #N/A | 0 | #N/A | #N/A | #N/A | #N/A | #N/A | #N/A | #N/A | #N/A | #N/A | #N/A | #N/A | #N/A | #N/A | #N/A | #N/A | #N/A | #N/A | #N/A | #N/A | #N/A | #N/A
[7 empty] | 5 | 27 | 3518 | 14 | 2020-05-27 | Monday | 1 | Yes | #N/A | 0 | 0 | #N/A | #N/A | #N/A | #N/A | #N/A | #N/A | #N/A | #N/A | #N/A | #N/A | #N/A | 0 | #N/A | #N/A | #N/A | #N/A | #N/A | #N/A | #N/A | #N/A | #N/A | #N/A | #N/A | #N/A | #N/A | #N/A | #N/A | #N/A | #N/A | #N/A | #N/A | #N/A | #N/A
[7 empty] | 5 | 27 | 3519 | 15 | 2020-05-27 | Monday | 1 | Yes | #N/A | 0 | 0 | #N/A | #N/A | #N/A | #N/A | #N/A | #N/A | #N/A | #N/A | #N/A | #N/A | #N/A | 0 | #N/A | #N/A | #N/A | #N/A | #N/A | #N/A | #N/A | #N/A | #N/A | #N/A | #N/A | #N/A | #N/A | #N/A | #N/A | #N/A | #N/A | #N/A | #N/A | #N/A | #N/A
[7 empty] | 5 | 27 | 3520 | 16 | 2020-05-27 | Monday | 1 | Yes | #N/A | 0 | 0 | #N/A | #N/A | #N/A | #N/A | #N/A | #N/A | #N/A | #N/A | #N/A | #N/A | #N/A | 0 | #N/A | #N/A | #N/A | #N/A | #N/A | #N/A | #N/A | #N/A | #N/A | #N/A | #N/A | #N/A | #N/A | #N/A | #N/A | #N/A | #N/A | #N/A | #N/A | #N/A | #N/A
[7 empty] | 5 | 27 | 3521 | 17 | 2020-05-27 | Monday | 1 | Yes | #N/A | 0 | 0 | #N/A | #N/A | #N/A | #N/A | #N/A | #N/A | #N/A | #N/A | #N/A | #N/A | #N/A | 0 | #N/A | #N/A | #N/A | #N/A | #N/A | #N/A | #N/A | #N/A | #N/A | #N/A | #N/A | #N/A | #N/A | #N/A | #N/A | #N/A | #N/A | #N/A | #N/A | #N/A | #N/A
[7 empty] | 5 | 27 | 3522 | 18 | 2020-05-27 | Monday | 1 | Yes | #N/A | 0 | 0 | #N/A | #N/A | #N/A | #N/A | #N/A | #N/A | #N/A | #N/A | #N/A | #N/A | #N/A | 0 | #N/A | #N/A | #N/A | #N/A | #N/A | #N/A | #N/A | #N/A | #N/A | #N/A | #N/A | #N/A | #N/A | #N/A | #N/A | #N/A | #N/A | #N/A | #N/A | #N/A | #N/A
[7 empty] | 5 | 27 | 3523 | 19 | 2020-05-27 | Monday | 1 | Yes | #N/A | 0 | 0 | #N/A | #N/A | #N/A | #N/A | #N/A | #N/A | #N/A | #N/A | #N/A | #N/A | #N/A | 0 | #N/A | #N/A | #N/A | #N/A | #N/A | #N/A | #N/A | #N/A | #N/A | #N/A | #N/A | #N/A | #N/A | #N/A | #N/A | #N/A | #N/A | #N/A | #N/A | #N/A | #N/A
[7 empty] | 5 | 27 | 3524 | 20 | 2020-05-27 | Monday | 1 | Yes | #N/A | 0 | 0 | #N/A | #N/A | #N/A | #N/A | #N/A | #N/A | #N/A | #N/A | #N/A | #N/A | #N/A | 0 | #N/A | #N/A | #N/A | #N/A | #N/A | #N/A | #N/A | #N/A | #N/A | #N/A | #N/A | #N/A | #N/A | #N/A | #N/A | #N/A | #N/A | #N/A | #N/A | #N/A | #N/A
[7 empty] | 5 | 27 | 3525 | 21 | 2020-05-27 | Monday | 1 | Yes | #N/A | 0 | 0 | #N/A | #N/A | #N/A | #N/A | #N/A | #N/A | #N/A | #N/A | #N/A | #N/A | #N/A | 0 | #N/A | #N/A | #N/A | #N/A | #N/A | #N/A | #N/A | #N/A | #N/A | #N/A | #N/A | #N/A | #N/A | #N/A | #N/A | #N/A | #N/A | #N/A | #N/A | #N/A | #N/A
[7 empty] | 5 | 27 | 3526 | 22 | 2020-05-27 | Monday | 1 | Yes | #N/A | 0 | 0 | #N/A | #N/A | #N/A | #N/A | #N/A | #N/A | #N/A | #N/A | #N/A | #N/A | #N/A | 0 | #N/A | #N/A | #N/A | #N/A | #N/A | #N/A | #N/A | #N/A | #N/A | #N/A | #N/A | #N/A | #N/A | #N/A | #N/A | #N/A | #N/A | #N/A | #N/A | #N/A | #N/A
[7 empty] | 5 | 27 | 3527 | 23 | 2020-05-27 | Monday | 1 | Yes | #N/A | 0 | 0 | #N/A | #N/A | #N/A | #N/A | #N/A | #N/A | #N/A | #N/A | #N/A | #N/A | #N/A | 0 | #N/A | #N/A | #N/A | #N/A | #N/A | #N/A | #N/A | #N/A | #N/A | #N/A | #N/A | #N/A | #N/A | #N/A | #N/A | #N/A | #N/A | #N/A | #N/A | #N/A | #N/A
[7 empty] | 5 | 27 | 3528 | 24 | 2020-05-27 | Monday | 1 | Yes | #N/A | 0 | 0 | #N/A | #N/A | #N/A | #N/A | #N/A | #N/A | #N/A | #N/A | #N/A | #N/A | #N/A | 0 | #N/A | #N/A | #N/A | #N/A | #N/A | #N/A | #N/A | #N/A | #N/A | #N/A | #N/A | #N/A | #N/A | #N/A | #N/A | #N/A | #N/A | #N/A | #N/A | #N/A | #N/A
[7 empty] | 5 | 28 | 3529 | 1 | 2020-05-28 | Tuesday | 2 | No | #N/A | #N/A | #N/A | #N/A | #N/A | #N/A | #N/A | #N/A | #N/A | #N/A | #N/A | #N/A | #N/A | #N/A | #N/A | #N/A | #N/A | #N/A | #N/A | #N/A | #N/A | #N/A | #N/A | #N/A | #N/A | #N/A | #N/A | #N/A | #N/A | #N/A | #N/A | #N/A | #N/A | #N/A | #N/A | #N/A
[7 empty] | 5 | 28 | 3530 | 2 | 2020-05-28 | Tuesday | 2 | No | #N/A | #N/A | #N/A | #N/A | #N/A | #N/A | #N/A | #N/A | #N/A | #N/A | #N/A | #N/A | #N/A | #N/A | #N/A | #N/A | #N/A | #N/A | #N/A | #N/A | #N/A | #N/A | #N/A | #N/A | #N/A | #N/A | #N/A | #N/A | #N/A | #N/A | #N/A | #N/A | #N/A | #N/A | #N/A | #N/A
[7 empty] | 5 | 28 | 3531 | 3 | 2020-05-28 | Tuesday | 2 | No | #N/A | #N/A | #N/A | #N/A | #N/A | #N/A | #N/A | #N/A | #N/A | #N/A | #N/A | #N/A | #N/A | #N/A | #N/A | #N/A | #N/A | #N/A | #N/A | #N/A | #N/A | #N/A | #N/A | #N/A | #N/A | #N/A | #N/A | #N/A | #N/A | #N/A | #N/A | #N/A | #N/A | #N/A | #N/A | #N/A
[7 empty] | 5 | 28 | 3532 | 4 | 2020-05-28 | Tuesday | 2 | No | #N/A | #N/A | #N/A | #N/A | #N/A | #N/A | #N/A | #N/A | #N/A | #N/A | #N/A | #N/A | #N/A | #N/A | #N/A | #N/A | #N/A | #N/A | #N/A | #N/A | #N/A | #N/A | #N/A | #N/A | #N/A | #N/A | #N/A | #N/A | #N/A | #N/A | #N/A | #N/A | #N/A | #N/A | #N/A | #N/A
[7 empty] | 5 | 28 | 3533 | 5 | 2020-05-28 | Tuesday | 2 | No | #N/A | #N/A | #N/A | #N/A | #N/A | #N/A | #N/A | #N/A | #N/A | #N/A | #N/A | #N/A | #N/A | #N/A | #N/A | #N/A | #N/A | #N/A | #N/A | #N/A | #N/A | #N/A | #N/A | #N/A | #N/A | #N/A | #N/A | #N/A | #N/A | #N/A | #N/A | #N/A | #N/A | #N/A | #N/A | #N/A
[7 empty] | 5 | 28 | 3534 | 6 | 2020-05-28 | Tuesday | 2 | No | #N/A | #N/A | #N/A | #N/A | #N/A | #N/A | #N/A | #N/A | #N/A | #N/A | #N/A | #N/A | #N/A | #N/A | #N/A | #N/A | #N/A | #N/A | #N/A | #N/A | #N/A | #N/A | #N/A | #N/A | #N/A | #N/A | #N/A | #N/A | #N/A | #N/A | #N/A | #N/A | #N/A | #N/A | #N/A | #N/A
[7 empty] | 5 | 28 | 3535 | 7 | 2020-05-28 | Tuesday | 2 | No | #N/A | #N/A | #N/A | #N/A | #N/A | #N/A | #N/A | #N/A | #N/A | #N/A | #N/A | #N/A | #N/A | #N/A | #N/A | #N/A | #N/A | #N/A | #N/A | #N/A | #N/A | #N/A | #N/A | #N/A | #N/A | #N/A | #N/A | #N/A | #N/A | #N/A | #N/A | #N/A | #N/A | #N/A | #N/A | #N/A
[7 empty] | 5 | 28 | 3536 | 8 | 2020-05-28 | Tuesday | 2 | No | #N/A | #N/A | #N/A | #N/A | #N/A | #N/A | #N/A | #N/A | #N/A | #N/A | #N/A | #N/A | #N/A | #N/A | #N/A | #N/A | #N/A | #N/A | #N/A | #N/A | #N/A | #N/A | #N/A | #N/A | #N/A | #N/A | #N/A | #N/A | #N/A | #N/A | #N/A | #N/A | #N/A | #N/A | #N/A | #N/A
[7 empty] | 5 | 28 | 3537 | 9 | 2020-05-28 | Tuesday | 2 | No | #N/A | #N/A | #N/A | #N/A | #N/A | #N/A | #N/A | #N/A | #N/A | #N/A | #N/A | #N/A | #N/A | #N/A | #N/A | #N/A | #N/A | #N/A | #N/A | #N/A | #N/A | #N/A | #N/A | #N/A | #N/A | #N/A | #N/A | #N/A | #N/A | #N/A | #N/A | #N/A | #N/A | #N/A | #N/A | #N/A
[7 empty] | 5 | 28 | 3538 | 10 | 2020-05-28 | Tuesday | 2 | No | #N/A | #N/A | #N/A | #N/A | #N/A | #N/A | #N/A | #N/A | #N/A | #N/A | #N/A | #N/A | #N/A | #N/A | #N/A | #N/A | #N/A | #N/A | #N/A | #N/A | #N/A | #N/A | #N/A | #N/A | #N/A | #N/A | #N/A | #N/A | #N/A | #N/A | #N/A | #N/A | #N/A | #N/A | #N/A | #N/A
[7 empty] | 5 | 28 | 3539 | 11 | 2020-05-28 | Tuesday | 2 | No | #N/A | #N/A | #N/A | #N/A | #N/A | #N/A | #N/A | #N/A | #N/A | #N/A | #N/A | #N/A | #N/A | #N/A | #N/A | #N/A | #N/A | #N/A | #N/A | #N/A | #N/A | #N/A | #N/A | #N/A | #N/A | #N/A | #N/A | #N/A | #N/A | #N/A | #N/A | #N/A | #N/A | #N/A | #N/A | #N/A
[7 empty] | 5 | 28 | 3540 | 12 | 2020-05-28 | Tuesday | 2 | No | #N/A | #N/A | #N/A | #N/A | #N/A | #N/A | #N/A | #N/A | #N/A | #N/A | #N/A | #N/A | #N/A | #N/A | #N/A | #N/A | #N/A | #N/A | #N/A | #N/A | #N/A | #N/A | #N/A | #N/A | #N/A | #N/A | #N/A | #N/A | #N/A | #N/A | #N/A | #N/A | #N/A | #N/A | #N/A | #N/A
[7 empty] | 5 | 28 | 3541 | 13 | 2020-05-28 | Tuesday | 2 | No | #N/A | #N/A | #N/A | #N/A | #N/A | #N/A | #N/A | #N/A | #N/A | #N/A | #N/A | #N/A | #N/A | #N/A | #N/A | #N/A | #N/A | #N/A | #N/A | #N/A | #N/A | #N/A | #N/A | #N/A | #N/A | #N/A | #N/A | #N/A | #N/A | #N/A | #N/A | #N/A | #N/A | #N/A | #N/A | #N/A
[7 empty] | 5 | 28 | 3542 | 14 | 2020-05-28 | Tuesday | 2 | No | #N/A | #N/A | #N/A | #N/A | #N/A | #N/A | #N/A | #N/A | #N/A | #N/A | #N/A | #N/A | #N/A | #N/A | #N/A | #N/A | #N/A | #N/A | #N/A | #N/A | #N/A | #N/A | #N/A | #N/A | #N/A | #N/A | #N/A | #N/A | #N/A | #N/A | #N/A | #N/A | #N/A | #N/A | #N/A | #N/A
[7 empty] | 5 | 28 | 3543 | 15 | 2020-05-28 | Tuesday | 2 | No | #N/A | #N/A | #N/A | #N/A | #N/A | #N/A | #N/A | #N/A | #N/A | #N/A | #N/A | #N/A | #N/A | #N/A | #N/A | #N/A | #N/A | #N/A | #N/A | #N/A | #N/A | #N/A | #N/A | #N/A | #N/A | #N/A | #N/A | #N/A | #N/A | #N/A | #N/A | #N/A | #N/A | #N/A | #N/A | #N/A
[7 empty] | 5 | 28 | 3544 | 16 | 2020-05-28 | Tuesday | 2 | No | #N/A | #N/A | #N/A | #N/A | #N/A | #N/A | #N/A | #N/A | #N/A | #N/A | #N/A | #N/A | #N/A | #N/A | #N/A | #N/A | #N/A | #N/A | #N/A | #N/A | #N/A | #N/A | #N/A | #N/A | #N/A | #N/A | #N/A | #N/A | #N/A | #N/A | #N/A | #N/A | #N/A | #N/A | #N/A | #N/A
[7 empty] | 5 | 28 | 3545 | 17 | 2020-05-28 | Tuesday | 2 | No | #N/A | #N/A | #N/A | #N/A | #N/A | #N/A | #N/A | #N/A | #N/A | #N/A | #N/A | #N/A | #N/A | #N/A | #N/A | #N/A | #N/A | #N/A | #N/A | #N/A | #N/A | #N/A | #N/A | #N/A | #N/A | #N/A | #N/A | #N/A | #N/A | #N/A | #N/A | #N/A | #N/A | #N/A | #N/A | #N/A
[7 empty] | 5 | 28 | 3546 | 18 | 2020-05-28 | Tuesday | 2 | No | #N/A | #N/A | #N/A | #N/A | #N/A | #N/A | #N/A | #N/A | #N/A | #N/A | #N/A | #N/A | #N/A | #N/A | #N/A | #N/A | #N/A | #N/A | #N/A | #N/A | #N/A | #N/A | #N/A | #N/A | #N/A | #N/A | #N/A | #N/A | #N/A | #N/A | #N/A | #N/A | #N/A | #N/A | #N/A | #N/A
[7 empty] | 5 | 28 | 3547 | 19 | 2020-05-28 | Tuesday | 2 | No | #N/A | #N/A | #N/A | #N/A | #N/A | #N/A | #N/A | #N/A | #N/A | #N/A | #N/A | #N/A | #N/A | #N/A | #N/A | #N/A | #N/A | #N/A | #N/A | #N/A | #N/A | #N/A | #N/A | #N/A | #N/A | #N/A | #N/A | #N/A | #N/A | #N/A | #N/A | #N/A | #N/A | #N/A | #N/A | #N/A
[7 empty] | 5 | 28 | 3548 | 20 | 2020-05-28 | Tuesday | 2 | No | #N/A | #N/A | #N/A | #N/A | #N/A | #N/A | #N/A | #N/A | #N/A | #N/A | #N/A | #N/A | #N/A | #N/A | #N/A | #N/A | #N/A | #N/A | #N/A | #N/A | #N/A | #N/A | #N/A | #N/A | #N/A | #N/A | #N/A | #N/A | #N/A | #N/A | #N/A | #N/A | #N/A | #N/A | #N/A | #N/A
[7 empty] | 5 | 28 | 3549 | 21 | 2020-05-28 | Tuesday | 2 | No | #N/A | #N/A | #N/A | #N/A | #N/A | #N/A | #N/A | #N/A | #N/A | #N/A | #N/A | #N/A | #N/A | #N/A | #N/A | #N/A | #N/A | #N/A | #N/A | #N/A | #N/A | #N/A | #N/A | #N/A | #N/A | #N/A | #N/A | #N/A | #N/A | #N/A | #N/A | #N/A | #N/A | #N/A | #N/A | #N/A
[7 empty] | 5 | 28 | 3550 | 22 | 2020-05-28 | Tuesday | 2 | No | #N/A | #N/A | #N/A | #N/A | #N/A | #N/A | #N/A | #N/A | #N/A | #N/A | #N/A | #N/A | #N/A | #N/A | #N/A | #N/A | #N/A | #N/A | #N/A | #N/A | #N/A | #N/A | #N/A | #N/A | #N/A | #N/A | #N/A | #N/A | #N/A | #N/A | #N/A | #N/A | #N/A | #N/A | #N/A | #N/A
[7 empty] | 5 | 28 | 3551 | 23 | 2020-05-28 | Tuesday | 2 | No | #N/A | #N/A | #N/A | #N/A | #N/A | #N/A | #N/A | #N/A | #N/A | #N/A | #N/A | #N/A | #N/A | #N/A | #N/A | #N/A | #N/A | #N/A | #N/A | #N/A | #N/A | #N/A | #N/A | #N/A | #N/A | #N/A | #N/A | #N/A | #N/A | #N/A | #N/A | #N/A | #N/A | #N/A | #N/A | #N/A
[7 empty] | 5 | 28 | 3552 | 24 | 2020-05-28 | Tuesday | 2 | No | #N/A | #N/A | #N/A | #N/A | #N/A | #N/A | #N/A | #N/A | #N/A | #N/A | #N/A | #N/A | #N/A | #N/A | #N/A | #N/A | #N/A | #N/A | #N/A | #N/A | #N/A | #N/A | #N/A | #N/A | #N/A | #N/A | #N/A | #N/A | #N/A | #N/A | #N/A | #N/A | #N/A | #N/A | #N/A | #N/A
[7 empty] | 5 | 29 | 3553 | 1 | 2020-05-29 | Wednesday | 3 | No | #N/A | #N/A | #N/A | #N/A | #N/A | #N/A | #N/A | #N/A | #N/A | #N/A | #N/A | #N/A | #N/A | #N/A | #N/A | #N/A | #N/A | #N/A | #N/A | #N/A | #N/A | #N/A | #N/A | #N/A | #N/A | #N/A | #N/A | #N/A | #N/A | #N/A | #N/A | #N/A | #N/A | #N/A | #N/A | #N/A
[7 empty] | 5 | 29 | 3554 | 2 | 2020-05-29 | Wednesday | 3 | No | #N/A | #N/A | #N/A | #N/A | #N/A | #N/A | #N/A | #N/A | #N/A | #N/A | #N/A | #N/A | #N/A | #N/A | #N/A | #N/A | #N/A | #N/A | #N/A | #N/A | #N/A | #N/A | #N/A | #N/A | #N/A | #N/A | #N/A | #N/A | #N/A | #N/A | #N/A | #N/A | #N/A | #N/A | #N/A | #N/A
[7 empty] | 5 | 29 | 3555 | 3 | 2020-05-29 | Wednesday | 3 | No | #N/A | #N/A | #N/A | #N/A | #N/A | #N/A | #N/A | #N/A | #N/A | #N/A | #N/A | #N/A | #N/A | #N/A | #N/A | #N/A | #N/A | #N/A | #N/A | #N/A | #N/A | #N/A | #N/A | #N/A | #N/A | #N/A | #N/A | #N/A | #N/A | #N/A | #N/A | #N/A | #N/A | #N/A | #N/A | #N/A
[7 empty] | 5 | 29 | 3556 | 4 | 2020-05-29 | Wednesday | 3 | No | #N/A | #N/A | #N/A | #N/A | #N/A | #N/A | #N/A | #N/A | #N/A | #N/A | #N/A | #N/A | #N/A | #N/A | #N/A | #N/A | #N/A | #N/A | #N/A | #N/A | #N/A | #N/A | #N/A | #N/A | #N/A | #N/A | #N/A | #N/A | #N/A | #N/A | #N/A | #N/A | #N/A | #N/A | #N/A | #N/A
[7 empty] | 5 | 29 | 3557 | 5 | 2020-05-29 | Wednesday | 3 | No | #N/A | #N/A | #N/A | #N/A | #N/A | #N/A | #N/A | #N/A | #N/A | #N/A | #N/A | #N/A | #N/A | #N/A | #N/A | #N/A | #N/A | #N/A | #N/A | #N/A | #N/A | #N/A | #N/A | #N/A | #N/A | #N/A | #N/A | #N/A | #N/A | #N/A | #N/A | #N/A | #N/A | #N/A | #N/A | #N/A
[7 empty] | 5 | 29 | 3558 | 6 | 2020-05-29 | Wednesday | 3 | No | #N/A | #N/A | #N/A | #N/A | #N/A | #N/A | #N/A | #N/A | #N/A | #N/A | #N/A | #N/A | #N/A | #N/A | #N/A | #N/A | #N/A | #N/A | #N/A | #N/A | #N/A | #N/A | #N/A | #N/A | #N/A | #N/A | #N/A | #N/A | #N/A | #N/A | #N/A | #N/A | #N/A | #N/A | #N/A | #N/A
[7 empty] | 5 | 29 | 3559 | 7 | 2020-05-29 | Wednesday | 3 | No | #N/A | #N/A | #N/A | #N/A | #N/A | #N/A | #N/A | #N/A | #N/A | #N/A | #N/A | #N/A | #N/A | #N/A | #N/A | #N/A | #N/A | #N/A | #N/A | #N/A | #N/A | #N/A | #N/A | #N/A | #N/A | #N/A | #N/A | #N/A | #N/A | #N/A | #N/A | #N/A | #N/A | #N/A | #N/A | #N/A
[7 empty] | 5 | 29 | 3560 | 8 | 2020-05-29 | Wednesday | 3 | No | #N/A | #N/A | #N/A | #N/A | #N/A | #N/A | #N/A | #N/A | #N/A | #N/A | #N/A | #N/A | #N/A | #N/A | #N/A | #N/A | #N/A | #N/A | #N/A | #N/A | #N/A | #N/A | #N/A | #N/A | #N/A | #N/A | #N/A | #N/A | #N/A | #N/A | #N/A | #N/A | #N/A | #N/A | #N/A | #N/A
[7 empty] | 5 | 29 | 3561 | 9 | 2020-05-29 | Wednesday | 3 | No | #N/A | #N/A | #N/A | #N/A | #N/A | #N/A | #N/A | #N/A | #N/A | #N/A | #N/A | #N/A | #N/A | #N/A | #N/A | #N/A | #N/A | #N/A | #N/A | #N/A | #N/A | #N/A | #N/A | #N/A | #N/A | #N/A | #N/A | #N/A | #N/A | #N/A | #N/A | #N/A | #N/A | #N/A | #N/A | #N/A
[7 empty] | 5 | 29 | 3562 | 10 | 2020-05-29 | Wednesday | 3 | No | #N/A | #N/A | #N/A | #N/A | #N/A | #N/A | #N/A | #N/A | #N/A | #N/A | #N/A | #N/A | #N/A | #N/A | #N/A | #N/A | #N/A | #N/A | #N/A | #N/A | #N/A | #N/A | #N/A | #N/A | #N/A | #N/A | #N/A | #N/A | #N/A | #N/A | #N/A | #N/A | #N/A | #N/A | #N/A | #N/A
[7 empty] | 5 | 29 | 3563 | 11 | 2020-05-29 | Wednesday | 3 | No | #N/A | #N/A | #N/A | #N/A | #N/A | #N/A | #N/A | #N/A | #N/A | #N/A | #N/A | #N/A | #N/A | #N/A | #N/A | #N/A | #N/A | #N/A | #N/A | #N/A | #N/A | #N/A | #N/A | #N/A | #N/A | #N/A | #N/A | #N/A | #N/A | #N/A | #N/A | #N/A | #N/A | #N/A | #N/A | #N/A
[7 empty] | 5 | 29 | 3564 | 12 | 2020-05-29 | Wednesday | 3 | No | #N/A | #N/A | #N/A | #N/A | #N/A | #N/A | #N/A | #N/A | #N/A | #N/A | #N/A | #N/A | #N/A | #N/A | #N/A | #N/A | #N/A | #N/A | #N/A | #N/A | #N/A | #N/A | #N/A | #N/A | #N/A | #N/A | #N/A | #N/A | #N/A | #N/A | #N/A | #N/A | #N/A | #N/A | #N/A | #N/A
[7 empty] | 5 | 29 | 3565 | 13 | 2020-05-29 | Wednesday | 3 | No | #N/A | #N/A | #N/A | #N/A | #N/A | #N/A | #N/A | #N/A | #N/A | #N/A | #N/A | #N/A | #N/A | #N/A | #N/A | #N/A | #N/A | #N/A | #N/A | #N/A | #N/A | #N/A | #N/A | #N/A | #N/A | #N/A | #N/A | #N/A | #N/A | #N/A | #N/A | #N/A | #N/A | #N/A | #N/A | #N/A
[7 empty] | 5 | 29 | 3566 | 14 | 2020-05-29 | Wednesday | 3 | No | #N/A | #N/A | #N/A | #N/A | #N/A | #N/A | #N/A | #N/A | #N/A | #N/A | #N/A | #N/A | #N/A | #N/A | #N/A | #N/A | #N/A | #N/A | #N/A | #N/A | #N/A | #N/A | #N/A | #N/A | #N/A | #N/A | #N/A | #N/A | #N/A | #N/A | #N/A | #N/A | #N/A | #N/A | #N/A | #N/A
[7 empty] | 5 | 29 | 3567 | 15 | 2020-05-29 | Wednesday | 3 | No | #N/A | #N/A | #N/A | #N/A | #N/A | #N/A | #N/A | #N/A | #N/A | #N/A | #N/A | #N/A | #N/A | #N/A | #N/A | #N/A | #N/A | #N/A | #N/A | #N/A | #N/A | #N/A | #N/A | #N/A | #N/A | #N/A | #N/A | #N/A | #N/A | #N/A | #N/A | #N/A | #N/A | #N/A | #N/A | #N/A
[7 empty] | 5 | 29 | 3568 | 16 | 2020-05-29 | Wednesday | 3 | No | #N/A | #N/A | #N/A | #N/A | #N/A | #N/A | #N/A | #N/A | #N/A | #N/A | #N/A | #N/A | #N/A | #N/A | #N/A | #N/A | #N/A | #N/A | #N/A | #N/A | #N/A | #N/A | #N/A | #N/A | #N/A | #N/A | #N/A | #N/A | #N/A | #N/A | #N/A | #N/A | #N/A | #N/A | #N/A | #N/A
[7 empty] | 5 | 29 | 3569 | 17 | 2020-05-29 | Wednesday | 3 | No | #N/A | #N/A | #N/A | #N/A | #N/A | #N/A | #N/A | #N/A | #N/A | #N/A | #N/A | #N/A | #N/A | #N/A | #N/A | #N/A | #N/A | #N/A | #N/A | #N/A | #N/A | #N/A | #N/A | #N/A | #N/A | #N/A | #N/A | #N/A | #N/A | #N/A | #N/A | #N/A | #N/A | #N/A | #N/A | #N/A
[7 empty] | 5 | 29 | 3570 | 18 | 2020-05-29 | Wednesday | 3 | No | #N/A | #N/A | #N/A | #N/A | #N/A | #N/A | #N/A | #N/A | #N/A | #N/A | #N/A | #N/A | #N/A | #N/A | #N/A | #N/A | #N/A | #N/A | #N/A | #N/A | #N/A | #N/A | #N/A | #N/A | #N/A | #N/A | #N/A | #N/A | #N/A | #N/A | #N/A | #N/A | #N/A | #N/A | #N/A | #N/A
[7 empty] | 5 | 29 | 3571 | 19 | 2020-05-29 | Wednesday | 3 | No | #N/A | #N/A | #N/A | #N/A | #N/A | #N/A | #N/A | #N/A | #N/A | #N/A | #N/A | #N/A | #N/A | #N/A | #N/A | #N/A | #N/A | #N/A | #N/A | #N/A | #N/A | #N/A | #N/A | #N/A | #N/A | #N/A | #N/A | #N/A | #N/A | #N/A | #N/A | #N/A | #N/A | #N/A | #N/A | #N/A
[7 empty] | 5 | 29 | 3572 | 20 | 2020-05-29 | Wednesday | 3 | No | #N/A | #N/A | #N/A | #N/A | #N/A | #N/A | #N/A | #N/A | #N/A | #N/A | #N/A | #N/A | #N/A | #N/A | #N/A | #N/A | #N/A | #N/A | #N/A | #N/A | #N/A | #N/A | #N/A | #N/A | #N/A | #N/A | #N/A | #N/A | #N/A | #N/A | #N/A | #N/A | #N/A | #N/A | #N/A | #N/A
[7 empty] | 5 | 29 | 3573 | 21 | 2020-05-29 | Wednesday | 3 | No | #N/A | #N/A | #N/A | #N/A | #N/A | #N/A | #N/A | #N/A | #N/A | #N/A | #N/A | #N/A | #N/A | #N/A | #N/A | #N/A | #N/A | #N/A | #N/A | #N/A | #N/A | #N/A | #N/A | #N/A | #N/A | #N/A | #N/A | #N/A | #N/A | #N/A | #N/A | #N/A | #N/A | #N/A | #N/A | #N/A
[7 empty] | 5 | 29 | 3574 | 22 | 2020-05-29 | Wednesday | 3 | No | #N/A | #N/A | #N/A | #N/A | #N/A | #N/A | #N/A | #N/A | #N/A | #N/A | #N/A | #N/A | #N/A | #N/A | #N/A | #N/A | #N/A | #N/A | #N/A | #N/A | #N/A | #N/A | #N/A | #N/A | #N/A | #N/A | #N/A | #N/A | #N/A | #N/A | #N/A | #N/A | #N/A | #N/A | #N/A | #N/A
[7 empty] | 5 | 29 | 3575 | 23 | 2020-05-29 | Wednesday | 3 | No | #N/A | #N/A | #N/A | #N/A | #N/A | #N/A | #N/A | #N/A | #N/A | #N/A | #N/A | #N/A | #N/A | #N/A | #N/A | #N/A | #N/A | #N/A | #N/A | #N/A | #N/A | #N/A | #N/A | #N/A | #N/A | #N/A | #N/A | #N/A | #N/A | #N/A | #N/A | #N/A | #N/A | #N/A | #N/A | #N/A
[7 empty] | 5 | 29 | 3576 | 24 | 2020-05-29 | Wednesday | 3 | No | #N/A | #N/A | #N/A | #N/A | #N/A | #N/A | #N/A | #N/A | #N/A | #N/A | #N/A | #N/A | #N/A | #N/A | #N/A | #N/A | #N/A | #N/A | #N/A | #N/A | #N/A | #N/A | #N/A | #N/A | #N/A | #N/A | #N/A | #N/A | #N/A | #N/A | #N/A | #N/A | #N/A | #N/A | #N/A | #N/A
[7 empty] | 5 | 30 | 3577 | 1 | 2020-05-30 | Thursday | 4 | No | #N/A | #N/A | #N/A | #N/A | #N/A | #N/A | #N/A | #N/A | #N/A | #N/A | #N/A | #N/A | #N/A | #N/A | #N/A | #N/A | #N/A | #N/A | #N/A | #N/A | #N/A | #N/A | #N/A | #N/A | #N/A | #N/A | #N/A | #N/A | #N/A | #N/A | #N/A | #N/A | #N/A | #N/A | #N/A | #N/A
[7 empty] | 5 | 30 | 3578 | 2 | 2020-05-30 | Thursday | 4 | No | #N/A | #N/A | #N/A | #N/A | #N/A | #N/A | #N/A | #N/A | #N/A | #N/A | #N/A | #N/A | #N/A | #N/A | #N/A | #N/A | #N/A | #N/A | #N/A | #N/A | #N/A | #N/A | #N/A | #N/A | #N/A | #N/A | #N/A | #N/A | #N/A | #N/A | #N/A | #N/A | #N/A | #N/A | #N/A | #N/A
[7 empty] | 5 | 30 | 3579 | 3 | 2020-05-30 | Thursday | 4 | No | #N/A | #N/A | #N/A | #N/A | #N/A | #N/A | #N/A | #N/A | #N/A | #N/A | #N/A | #N/A | #N/A | #N/A | #N/A | #N/A | #N/A | #N/A | #N/A | #N/A | #N/A | #N/A | #N/A | #N/A | #N/A | #N/A | #N/A | #N/A | #N/A | #N/A | #N/A | #N/A | #N/A | #N/A | #N/A | #N/A
[7 empty] | 5 | 30 | 3580 | 4 | 2020-05-30 | Thursday | 4 | No | #N/A | #N/A | #N/A | #N/A | #N/A | #N/A | #N/A | #N/A | #N/A | #N/A | #N/A | #N/A | #N/A | #N/A | #N/A | #N/A | #N/A | #N/A | #N/A | #N/A | #N/A | #N/A | #N/A | #N/A | #N/A | #N/A | #N/A | #N/A | #N/A | #N/A | #N/A | #N/A | #N/A | #N/A | #N/A | #N/A
[7 empty] | 5 | 30 | 3581 | 5 | 2020-05-30 | Thursday | 4 | No | #N/A | #N/A | #N/A | #N/A | #N/A | #N/A | #N/A | #N/A | #N/A | #N/A | #N/A | #N/A | #N/A | #N/A | #N/A | #N/A | #N/A | #N/A | #N/A | #N/A | #N/A | #N/A | #N/A | #N/A | #N/A | #N/A | #N/A | #N/A | #N/A | #N/A | #N/A | #N/A | #N/A | #N/A | #N/A | #N/A
[7 empty] | 5 | 30 | 3582 | 6 | 2020-05-30 | Thursday | 4 | No | #N/A | #N/A | #N/A | #N/A | #N/A | #N/A | #N/A | #N/A | #N/A | #N/A | #N/A | #N/A | #N/A | #N/A | #N/A | #N/A | #N/A | #N/A | #N/A | #N/A | #N/A | #N/A | #N/A | #N/A | #N/A | #N/A | #N/A | #N/A | #N/A | #N/A | #N/A | #N/A | #N/A | #N/A | #N/A | #N/A
[7 empty] | 5 | 30 | 3583 | 7 | 2020-05-30 | Thursday | 4 | No | #N/A | #N/A | #N/A | #N/A | #N/A | #N/A | #N/A | #N/A | #N/A | #N/A | #N/A | #N/A | #N/A | #N/A | #N/A | #N/A | #N/A | #N/A | #N/A | #N/A | #N/A | #N/A | #N/A | #N/A | #N/A | #N/A | #N/A | #N/A | #N/A | #N/A | #N/A | #N/A | #N/A | #N/A | #N/A | #N/A
[7 empty] | 5 | 30 | 3584 | 8 | 2020-05-30 | Thursday | 4 | No | #N/A | #N/A | #N/A | #N/A | #N/A | #N/A | #N/A | #N/A | #N/A | #N/A | #N/A | #N/A | #N/A | #N/A | #N/A | #N/A | #N/A | #N/A | #N/A | #N/A | #N/A | #N/A | #N/A | #N/A | #N/A | #N/A | #N/A | #N/A | #N/A | #N/A | #N/A | #N/A | #N/A | #N/A | #N/A | #N/A
[7 empty] | 5 | 30 | 3585 | 9 | 2020-05-30 | Thursday | 4 | No | #N/A | #N/A | #N/A | #N/A | #N/A | #N/A | #N/A | #N/A | #N/A | #N/A | #N/A | #N/A | #N/A | #N/A | #N/A | #N/A | #N/A | #N/A | #N/A | #N/A | #N/A | #N/A | #N/A | #N/A | #N/A | #N/A | #N/A | #N/A | #N/A | #N/A | #N/A | #N/A | #N/A | #N/A | #N/A | #N/A
[7 empty] | 5 | 30 | 3586 | 10 | 2020-05-30 | Thursday | 4 | No | #N/A | #N/A | #N/A | #N/A | #N/A | #N/A | #N/A | #N/A | #N/A | #N/A | #N/A | #N/A | #N/A | #N/A | #N/A | #N/A | #N/A | #N/A | #N/A | #N/A | #N/A | #N/A | #N/A | #N/A | #N/A | #N/A | #N/A | #N/A | #N/A | #N/A | #N/A | #N/A | #N/A | #N/A | #N/A | #N/A
[7 empty] | 5 | 30 | 3587 | 11 | 2020-05-30 | Thursday | 4 | No | #N/A | #N/A | #N/A | #N/A | #N/A | #N/A | #N/A | #N/A | #N/A | #N/A | #N/A | #N/A | #N/A | #N/A | #N/A | #N/A | #N/A | #N/A | #N/A | #N/A | #N/A | #N/A | #N/A | #N/A | #N/A | #N/A | #N/A | #N/A | #N/A | #N/A | #N/A | #N/A | #N/A | #N/A | #N/A | #N/A
[7 empty] | 5 | 30 | 3588 | 12 | 2020-05-30 | Thursday | 4 | No | #N/A | #N/A | #N/A | #N/A | #N/A | #N/A | #N/A | #N/A | #N/A | #N/A | #N/A | #N/A | #N/A | #N/A | #N/A | #N/A | #N/A | #N/A | #N/A | #N/A | #N/A | #N/A | #N/A | #N/A | #N/A | #N/A | #N/A | #N/A | #N/A | #N/A | #N/A | #N/A | #N/A | #N/A | #N/A | #N/A
[7 empty] | 5 | 30 | 3589 | 13 | 2020-05-30 | Thursday | 4 | No | #N/A | #N/A | #N/A | #N/A | #N/A | #N/A | #N/A | #N/A | #N/A | #N/A | #N/A | #N/A | #N/A | #N/A | #N/A | #N/A | #N/A | #N/A | #N/A | #N/A | #N/A | #N/A | #N/A | #N/A | #N/A | #N/A | #N/A | #N/A | #N/A | #N/A | #N/A | #N/A | #N/A | #N/A | #N/A | #N/A
[7 empty] | 5 | 30 | 3590 | 14 | 2020-05-30 | Thursday | 4 | No | #N/A | #N/A | #N/A | #N/A | #N/A | #N/A | #N/A | #N/A | #N/A | #N/A | #N/A | #N/A | #N/A | #N/A | #N/A | #N/A | #N/A | #N/A | #N/A | #N/A | #N/A | #N/A | #N/A | #N/A | #N/A | #N/A | #N/A | #N/A | #N/A | #N/A | #N/A | #N/A | #N/A | #N/A | #N/A | #N/A
[7 empty] | 5 | 30 | 3591 | 15 | 2020-05-30 | Thursday | 4 | No | #N/A | #N/A | #N/A | #N/A | #N/A | #N/A | #N/A | #N/A | #N/A | #N/A | #N/A | #N/A | #N/A | #N/A | #N/A | #N/A | #N/A | #N/A | #N/A | #N/A | #N/A | #N/A | #N/A | #N/A | #N/A | #N/A | #N/A | #N/A | #N/A | #N/A | #N/A | #N/A | #N/A | #N/A | #N/A | #N/A
[7 empty] | 5 | 30 | 3592 | 16 | 2020-05-30 | Thursday | 4 | No | #N/A | #N/A | #N/A | #N/A | #N/A | #N/A | #N/A | #N/A | #N/A | #N/A | #N/A | #N/A | #N/A | #N/A | #N/A | #N/A | #N/A | #N/A | #N/A | #N/A | #N/A | #N/A | #N/A | #N/A | #N/A | #N/A | #N/A | #N/A | #N/A | #N/A | #N/A | #N/A | #N/A | #N/A | #N/A | #N/A
[7 empty] | 5 | 30 | 3593 | 17 | 2020-05-30 | Thursday | 4 | No | #N/A | #N/A | #N/A | #N/A | #N/A | #N/A | #N/A | #N/A | #N/A | #N/A | #N/A | #N/A | #N/A | #N/A | #N/A | #N/A | #N/A | #N/A | #N/A | #N/A | #N/A | #N/A | #N/A | #N/A | #N/A | #N/A | #N/A | #N/A | #N/A | #N/A | #N/A | #N/A | #N/A | #N/A | #N/A | #N/A
[7 empty] | 5 | 30 | 3594 | 18 | 2020-05-30 | Thursday | 4 | No | #N/A | #N/A | #N/A | #N/A | #N/A | #N/A | #N/A | #N/A | #N/A | #N/A | #N/A | #N/A | #N/A | #N/A | #N/A | #N/A | #N/A | #N/A | #N/A | #N/A | #N/A | #N/A | #N/A | #N/A | #N/A | #N/A | #N/A | #N/A | #N/A | #N/A | #N/A | #N/A | #N/A | #N/A | #N/A | #N/A
[7 empty] | 5 | 30 | 3595 | 19 | 2020-05-30 | Thursday | 4 | No | #N/A | #N/A | #N/A | #N/A | #N/A | #N/A | #N/A | #N/A | #N/A | #N/A | #N/A | #N/A | #N/A | #N/A | #N/A | #N/A | #N/A | #N/A | #N/A | #N/A | #N/A | #N/A | #N/A | #N/A | #N/A | #N/A | #N/A | #N/A | #N/A | #N/A | #N/A | #N/A | #N/A | #N/A | #N/A | #N/A
[7 empty] | 5 | 30 | 3596 | 20 | 2020-05-30 | Thursday | 4 | No | #N/A | #N/A | #N/A | #N/A | #N/A | #N/A | #N/A | #N/A | #N/A | #N/A | #N/A | #N/A | #N/A | #N/A | #N/A | #N/A | #N/A | #N/A | #N/A | #N/A | #N/A | #N/A | #N/A | #N/A | #N/A | #N/A | #N/A | #N/A | #N/A | #N/A | #N/A | #N/A | #N/A | #N/A | #N/A | #N/A
[7 empty] | 5 | 30 | 3597 | 21 | 2020-05-30 | Thursday | 4 | No | #N/A | #N/A | #N/A | #N/A | #N/A | #N/A | #N/A | #N/A | #N/A | #N/A | #N/A | #N/A | #N/A | #N/A | #N/A | #N/A | #N/A | #N/A | #N/A | #N/A | #N/A | #N/A | #N/A | #N/A | #N/A | #N/A | #N/A | #N/A | #N/A | #N/A | #N/A | #N/A | #N/A | #N/A | #N/A | #N/A
[7 empty] | 5 | 30 | 3598 | 22 | 2020-05-30 | Thursday | 4 | No | #N/A | #N/A | #N/A | #N/A | #N/A | #N/A | #N/A | #N/A | #N/A | #N/A | #N/A | #N/A | #N/A | #N/A | #N/A | #N/A | #N/A | #N/A | #N/A | #N/A | #N/A | #N/A | #N/A | #N/A | #N/A | #N/A | #N/A | #N/A | #N/A | #N/A | #N/A | #N/A | #N/A | #N/A | #N/A | #N/A
[7 empty] | 5 | 30 | 3599 | 23 | 2020-05-30 | Thursday | 4 | No | #N/A | #N/A | #N/A | #N/A | #N/A | #N/A | #N/A | #N/A | #N/A | #N/A | #N/A | #N/A | #N/A | #N/A | #N/A | #N/A | #N/A | #N/A | #N/A | #N/A | #N/A | #N/A | #N/A | #N/A | #N/A | #N/A | #N/A | #N/A | #N/A | #N/A | #N/A | #N/A | #N/A | #N/A | #N/A | #N/A
[7 empty] | 5 | 30 | 3600 | 24 | 2020-05-30 | Thursday | 4 | No | #N/A | #N/A | #N/A | #N/A | #N/A | #N/A | #N/A | #N/A | #N/A | #N/A | #N/A | #N/A | #N/A | #N/A | #N/A | #N/A | #N/A | #N/A | #N/A | #N/A | #N/A | #N/A | #N/A | #N/A | #N/A | #N/A | #N/A | #N/A | #N/A | #N/A | #N/A | #N/A | #N/A | #N/A | #N/A | #N/A
[7 empty] | 5 | 31 | 3601 | 1 | 2020-05-31 | Friday | 5 | No | #N/A | #N/A | #N/A | #N/A | #N/A | #N/A | #N/A | #N/A | #N/A | #N/A | #N/A | #N/A | #N/A | #N/A | #N/A | #N/A | #N/A | #N/A | #N/A | #N/A | #N/A | #N/A | #N/A | #N/A | #N/A | #N/A | #N/A | #N/A | #N/A | #N/A | #N/A | #N/A | #N/A | #N/A | #N/A | #N/A
[7 empty] | 5 | 31 | 3602 | 2 | 2020-05-31 | Friday | 5 | No | #N/A | #N/A | #N/A | #N/A | #N/A | #N/A | #N/A | #N/A | #N/A | #N/A | #N/A | #N/A | #N/A | #N/A | #N/A | #N/A | #N/A | #N/A | #N/A | #N/A | #N/A | #N/A | #N/A | #N/A | #N/A | #N/A | #N/A | #N/A | #N/A | #N/A | #N/A | #N/A | #N/A | #N/A | #N/A | #N/A
[7 empty] | 5 | 31 | 3603 | 3 | 2020-05-31 | Friday | 5 | No | #N/A | #N/A | #N/A | #N/A | #N/A | #N/A | #N/A | #N/A | #N/A | #N/A | #N/A | #N/A | #N/A | #N/A | #N/A | #N/A | #N/A | #N/A | #N/A | #N/A | #N/A | #N/A | #N/A | #N/A | #N/A | #N/A | #N/A | #N/A | #N/A | #N/A | #N/A | #N/A | #N/A | #N/A | #N/A | #N/A
[7 empty] | 5 | 31 | 3604 | 4 | 2020-05-31 | Friday | 5 | No | #N/A | #N/A | #N/A | #N/A | #N/A | #N/A | #N/A | #N/A | #N/A | #N/A | #N/A | #N/A | #N/A | #N/A | #N/A | #N/A | #N/A | #N/A | #N/A | #N/A | #N/A | #N/A | #N/A | #N/A | #N/A | #N/A | #N/A | #N/A | #N/A | #N/A | #N/A | #N/A | #N/A | #N/A | #N/A | #N/A
[7 empty] | 5 | 31 | 3605 | 5 | 2020-05-31 | Friday | 5 | No | #N/A | #N/A | #N/A | #N/A | #N/A | #N/A | #N/A | #N/A | #N/A | #N/A | #N/A | #N/A | #N/A | #N/A | #N/A | #N/A | #N/A | #N/A | #N/A | #N/A | #N/A | #N/A | #N/A | #N/A | #N/A | #N/A | #N/A | #N/A | #N/A | #N/A | #N/A | #N/A | #N/A | #N/A | #N/A | #N/A
[7 empty] | 5 | 31 | 3606 | 6 | 2020-05-31 | Friday | 5 | No | #N/A | #N/A | #N/A | #N/A | #N/A | #N/A | #N/A | #N/A | #N/A | #N/A | #N/A | #N/A | #N/A | #N/A | #N/A | #N/A | #N/A | #N/A | #N/A | #N/A | #N/A | #N/A | #N/A | #N/A | #N/A | #N/A | #N/A | #N/A | #N/A | #N/A | #N/A | #N/A | #N/A | #N/A | #N/A | #N/A
[7 empty] | 5 | 31 | 3607 | 7 | 2020-05-31 | Friday | 5 | No | #N/A | #N/A | #N/A | #N/A | #N/A | #N/A | #N/A | #N/A | #N/A | #N/A | #N/A | #N/A | #N/A | #N/A | #N/A | #N/A | #N/A | #N/A | #N/A | #N/A | #N/A | #N/A | #N/A | #N/A | #N/A | #N/A | #N/A | #N/A | #N/A | #N/A | #N/A | #N/A | #N/A | #N/A | #N/A | #N/A
[7 empty] | 5 | 31 | 3608 | 8 | 2020-05-31 | Friday | 5 | No | #N/A | #N/A | #N/A | #N/A | #N/A | #N/A | #N/A | #N/A | #N/A | #N/A | #N/A | #N/A | #N/A | #N/A | #N/A | #N/A | #N/A | #N/A | #N/A | #N/A | #N/A | #N/A | #N/A | #N/A | #N/A | #N/A | #N/A | #N/A | #N/A | #N/A | #N/A | #N/A | #N/A | #N/A | #N/A | #N/A
[7 empty] | 5 | 31 | 3609 | 9 | 2020-05-31 | Friday | 5 | No | #N/A | #N/A | #N/A | #N/A | #N/A | #N/A | #N/A | #N/A | #N/A | #N/A | #N/A | #N/A | #N/A | #N/A | #N/A | #N/A | #N/A | #N/A | #N/A | #N/A | #N/A | #N/A | #N/A | #N/A | #N/A | #N/A | #N/A | #N/A | #N/A | #N/A | #N/A | #N/A | #N/A | #N/A | #N/A | #N/A
[7 empty] | 5 | 31 | 3610 | 10 | 2020-05-31 | Friday | 5 | No | #N/A | #N/A | #N/A | #N/A | #N/A | #N/A | #N/A | #N/A | #N/A | #N/A | #N/A | #N/A | #N/A | #N/A | #N/A | #N/A | #N/A | #N/A | #N/A | #N/A | #N/A | #N/A | #N/A | #N/A | #N/A | #N/A | #N/A | #N/A | #N/A | #N/A | #N/A | #N/A | #N/A | #N/A | #N/A | #N/A
[7 empty] | 5 | 31 | 3611 | 11 | 2020-05-31 | Friday | 5 | No | #N/A | #N/A | #N/A | #N/A | #N/A | #N/A | #N/A | #N/A | #N/A | #N/A | #N/A | #N/A | #N/A | #N/A | #N/A | #N/A | #N/A | #N/A | #N/A | #N/A | #N/A | #N/A | #N/A | #N/A | #N/A | #N/A | #N/A | #N/A | #N/A | #N/A | #N/A | #N/A | #N/A | #N/A | #N/A | #N/A
[7 empty] | 5 | 31 | 3612 | 12 | 2020-05-31 | Friday | 5 | No | #N/A | #N/A | #N/A | #N/A | #N/A | #N/A | #N/A | #N/A | #N/A | #N/A | #N/A | #N/A | #N/A | #N/A | #N/A | #N/A | #N/A | #N/A | #N/A | #N/A | #N/A | #N/A | #N/A | #N/A | #N/A | #N/A | #N/A | #N/A | #N/A | #N/A | #N/A | #N/A | #N/A | #N/A | #N/A | #N/A
[7 empty] | 5 | 31 | 3613 | 13 | 2020-05-31 | Friday | 5 | No | #N/A | #N/A | #N/A | #N/A | #N/A | #N/A | #N/A | #N/A | #N/A | #N/A | #N/A | #N/A | #N/A | #N/A | #N/A | #N/A | #N/A | #N/A | #N/A | #N/A | #N/A | #N/A | #N/A | #N/A | #N/A | #N/A | #N/A | #N/A | #N/A | #N/A | #N/A | #N/A | #N/A | #N/A | #N/A | #N/A
[7 empty] | 5 | 31 | 3614 | 14 | 2020-05-31 | Friday | 5 | No | #N/A | #N/A | #N/A | #N/A | #N/A | #N/A | #N/A | #N/A | #N/A | #N/A | #N/A | #N/A | #N/A | #N/A | #N/A | #N/A | #N/A | #N/A | #N/A | #N/A | #N/A | #N/A | #N/A | #N/A | #N/A | #N/A | #N/A | #N/A | #N/A | #N/A | #N/A | #N/A | #N/A | #N/A | #N/A | #N/A
[7 empty] | 5 | 31 | 3615 | 15 | 2020-05-31 | Friday | 5 | No | #N/A | #N/A | #N/A | #N/A | #N/A | #N/A | #N/A | #N/A | #N/A | #N/A | #N/A | #N/A | #N/A | #N/A | #N/A | #N/A | #N/A | #N/A | #N/A | #N/A | #N/A | #N/A | #N/A | #N/A | #N/A | #N/A | #N/A | #N/A | #N/A | #N/A | #N/A | #N/A | #N/A | #N/A | #N/A | #N/A
[7 empty] | 5 | 31 | 3616 | 16 | 2020-05-31 | Friday | 5 | No | #N/A | #N/A | #N/A | #N/A | #N/A | #N/A | #N/A | #N/A | #N/A | #N/A | #N/A | #N/A | #N/A | #N/A | #N/A | #N/A | #N/A | #N/A | #N/A | #N/A | #N/A | #N/A | #N/A | #N/A | #N/A | #N/A | #N/A | #N/A | #N/A | #N/A | #N/A | #N/A | #N/A | #N/A | #N/A | #N/A
[7 empty] | 5 | 31 | 3617 | 17 | 2020-05-31 | Friday | 5 | No | #N/A | #N/A | #N/A | #N/A | #N/A | #N/A | #N/A | #N/A | #N/A | #N/A | #N/A | #N/A | #N/A | #N/A | #N/A | #N/A | #N/A | #N/A | #N/A | #N/A | #N/A | #N/A | #N/A | #N/A | #N/A | #N/A | #N/A | #N/A | #N/A | #N/A | #N/A | #N/A | #N/A | #N/A | #N/A | #N/A
[7 empty] | 5 | 31 | 3618 | 18 | 2020-05-31 | Friday | 5 | No | #N/A | #N/A | #N/A | #N/A | #N/A | #N/A | #N/A | #N/A | #N/A | #N/A | #N/A | #N/A | #N/A | #N/A | #N/A | #N/A | #N/A | #N/A | #N/A | #N/A | #N/A | #N/A | #N/A | #N/A | #N/A | #N/A | #N/A | #N/A | #N/A | #N/A | #N/A | #N/A | #N/A | #N/A | #N/A | #N/A
[7 empty] | 5 | 31 | 3619 | 19 | 2020-05-31 | Friday | 5 | No | #N/A | #N/A | #N/A | #N/A | #N/A | #N/A | #N/A | #N/A | #N/A | #N/A | #N/A | #N/A | #N/A | #N/A | #N/A | #N/A | #N/A | #N/A | #N/A | #N/A | #N/A | #N/A | #N/A | #N/A | #N/A | #N/A | #N/A | #N/A | #N/A | #N/A | #N/A | #N/A | #N/A | #N/A | #N/A | #N/A
[7 empty] | 5 | 31 | 3620 | 20 | 2020-05-31 | Friday | 5 | No | #N/A | #N/A | #N/A | #N/A | #N/A | #N/A | #N/A | #N/A | #N/A | #N/A | #N/A | #N/A | #N/A | #N/A | #N/A | #N/A | #N/A | #N/A | #N/A | #N/A | #N/A | #N/A | #N/A | #N/A | #N/A | #N/A | #N/A | #N/A | #N/A | #N/A | #N/A | #N/A | #N/A | #N/A | #N/A | #N/A
[7 empty] | 5 | 31 | 3621 | 21 | 2020-05-31 | Friday | 5 | No | #N/A | #N/A | #N/A | #N/A | #N/A | #N/A | #N/A | #N/A | #N/A | #N/A | #N/A | #N/A | #N/A | #N/A | #N/A | #N/A | #N/A | #N/A | #N/A | #N/A | #N/A | #N/A | #N/A | #N/A | #N/A | #N/A | #N/A | #N/A | #N/A | #N/A | #N/A | #N/A | #N/A | #N/A | #N/A | #N/A
[7 empty] | 5 | 31 | 3622 | 22 | 2020-05-31 | Friday | 5 | No | #N/A | #N/A | #N/A | #N/A | #N/A | #N/A | #N/A | #N/A | #N/A | #N/A | #N/A | #N/A | #N/A | #N/A | #N/A | #N/A | #N/A | #N/A | #N/A | #N/A | #N/A | #N/A | #N/A | #N/A | #N/A | #N/A | #N/A | #N/A | #N/A | #N/A | #N/A | #N/A | #N/A | #N/A | #N/A | #N/A
[7 empty] | 5 | 31 | 3623 | 23 | 2020-05-31 | Friday | 5 | No | #N/A | #N/A | #N/A | #N/A | #N/A | #N/A | #N/A | #N/A | #N/A | #N/A | #N/A | #N/A | #N/A | #N/A | #N/A | #N/A | #N/A | #N/A | #N/A | #N/A | #N/A | #N/A | #N/A | #N/A | #N/A | #N/A | #N/A | #N/A | #N/A | #N/A | #N/A | #N/A | #N/A | #N/A | #N/A | #N/A
[7 empty] | 5 | 31 | 3624 | 24 | 2020-05-31 | Friday | 5 | No | #N/A | #N/A | #N/A | #N/A | #N/A | #N/A | #N/A | #N/A | #N/A | #N/A | #N/A | #N/A | #N/A | #N/A | #N/A | #N/A | #N/A | #N/A | #N/A | #N/A | #N/A | #N/A | #N/A | #N/A | #N/A | #N/A | #N/A | #N/A | #N/A | #N/A | #N/A | #N/A | #N/A | #N/A | #N/A | #N/A
[7 empty] | 6 | 1 | 3625 | 1 | 2020-06-01 | Saturday | 6 | No | #N/A | #N/A | #N/A | #N/A | #N/A | #N/A | #N/A | #N/A | #N/A | #N/A | #N/A | #N/A | #N/A | #N/A | #N/A | #N/A | #N/A | #N/A | #N/A | #N/A | #N/A | #N/A | #N/A | #N/A | #N/A | #N/A | #N/A | #N/A | #N/A | #N/A | #N/A | #N/A | #N/A | #N/A | #N/A | #N/A
[7 empty] | 6 | 1 | 3626 | 2 | 2020-06-01 | Saturday | 6 | No | #N/A | #N/A | #N/A | #N/A | #N/A | #N/A | #N/A | #N/A | #N/A | #N/A | #N/A | #N/A | #N/A | #N/A | #N/A | #N/A | #N/A | #N/A | #N/A | #N/A | #N/A | #N/A | #N/A | #N/A | #N/A | #N/A | #N/A | #N/A | #N/A | #N/A | #N/A | #N/A | #N/A | #N/A | #N/A | #N/A
[7 empty] | 6 | 1 | 3627 | 3 | 2020-06-01 | Saturday | 6 | No | #N/A | #N/A | #N/A | #N/A | #N/A | #N/A | #N/A | #N/A | #N/A | #N/A | #N/A | #N/A | #N/A | #N/A | #N/A | #N/A | #N/A | #N/A | #N/A | #N/A | #N/A | #N/A | #N/A | #N/A | #N/A | #N/A | #N/A | #N/A | #N/A | #N/A | #N/A | #N/A | #N/A | #N/A | #N/A | #N/A
[7 empty] | 6 | 1 | 3628 | 4 | 2020-06-01 | Saturday | 6 | No | #N/A | #N/A | #N/A | #N/A | #N/A | #N/A | #N/A | #N/A | #N/A | #N/A | #N/A | #N/A | #N/A | #N/A | #N/A | #N/A | #N/A | #N/A | #N/A | #N/A | #N/A | #N/A | #N/A | #N/A | #N/A | #N/A | #N/A | #N/A | #N/A | #N/A | #N/A | #N/A | #N/A | #N/A | #N/A | #N/A
[7 empty] | 6 | 1 | 3629 | 5 | 2020-06-01 | Saturday | 6 | No | #N/A | #N/A | #N/A | #N/A | #N/A | #N/A | #N/A | #N/A | #N/A | #N/A | #N/A | #N/A | #N/A | #N/A | #N/A | #N/A | #N/A | #N/A | #N/A | #N/A | #N/A | #N/A | #N/A | #N/A | #N/A | #N/A | #N/A | #N/A | #N/A | #N/A | #N/A | #N/A | #N/A | #N/A | #N/A | #N/A
[7 empty] | 6 | 1 | 3630 | 6 | 2020-06-01 | Saturday | 6 | No | #N/A | #N/A | #N/A | #N/A | #N/A | #N/A | #N/A | #N/A | #N/A | #N/A | #N/A | #N/A | #N/A | #N/A | #N/A | #N/A | #N/A | #N/A | #N/A | #N/A | #N/A | #N/A | #N/A | #N/A | #N/A | #N/A | #N/A | #N/A | #N/A | #N/A | #N/A | #N/A | #N/A | #N/A | #N/A | #N/A
[7 empty] | 6 | 1 | 3631 | 7 | 2020-06-01 | Saturday | 6 | No | #N/A | #N/A | #N/A | #N/A | #N/A | #N/A | #N/A | #N/A | #N/A | #N/A | #N/A | #N/A | #N/A | #N/A | #N/A | #N/A | #N/A | #N/A | #N/A | #N/A | #N/A | #N/A | #N/A | #N/A | #N/A | #N/A | #N/A | #N/A | #N/A | #N/A | #N/A | #N/A | #N/A | #N/A | #N/A | #N/A
[7 empty] | 6 | 1 | 3632 | 8 | 2020-06-01 | Saturday | 6 | No | #N/A | #N/A | #N/A | #N/A | #N/A | #N/A | #N/A | #N/A | #N/A | #N/A | #N/A | #N/A | #N/A | #N/A | #N/A | #N/A | #N/A | #N/A | #N/A | #N/A | #N/A | #N/A | #N/A | #N/A | #N/A | #N/A | #N/A | #N/A | #N/A | #N/A | #N/A | #N/A | #N/A | #N/A | #N/A | #N/A
[7 empty] | 6 | 1 | 3633 | 9 | 2020-06-01 | Saturday | 6 | No | #N/A | #N/A | #N/A | #N/A | #N/A | #N/A | #N/A | #N/A | #N/A | #N/A | #N/A | #N/A | #N/A | #N/A | #N/A | #N/A | #N/A | #N/A | #N/A | #N/A | #N/A | #N/A | #N/A | #N/A | #N/A | #N/A | #N/A | #N/A | #N/A | #N/A | #N/A | #N/A | #N/A | #N/A | #N/A | #N/A
[7 empty] | 6 | 1 | 3634 | 10 | 2020-06-01 | Saturday | 6 | No | #N/A | #N/A | #N/A | #N/A | #N/A | #N/A | #N/A | #N/A | #N/A | #N/A | #N/A | #N/A | #N/A | #N/A | #N/A | #N/A | #N/A | #N/A | #N/A | #N/A | #N/A | #N/A | #N/A | #N/A | #N/A | #N/A | #N/A | #N/A | #N/A | #N/A | #N/A | #N/A | #N/A | #N/A | #N/A | #N/A
[7 empty] | 6 | 1 | 3635 | 11 | 2020-06-01 | Saturday | 6 | No | #N/A | #N/A | #N/A | #N/A | #N/A | #N/A | #N/A | #N/A | #N/A | #N/A | #N/A | #N/A | #N/A | #N/A | #N/A | #N/A | #N/A | #N/A | #N/A | #N/A | #N/A | #N/A | #N/A | #N/A | #N/A | #N/A | #N/A | #N/A | #N/A | #N/A | #N/A | #N/A | #N/A | #N/A | #N/A | #N/A
[7 empty] | 6 | 1 | 3636 | 12 | 2020-06-01 | Saturday | 6 | No | #N/A | #N/A | #N/A | #N/A | #N/A | #N/A | #N/A | #N/A | #N/A | #N/A | #N/A | #N/A | #N/A | #N/A | #N/A | #N/A | #N/A | #N/A | #N/A | #N/A | #N/A | #N/A | #N/A | #N/A | #N/A | #N/A | #N/A | #N/A | #N/A | #N/A | #N/A | #N/A | #N/A | #N/A | #N/A | #N/A
[7 empty] | 6 | 1 | 3637 | 13 | 2020-06-01 | Saturday | 6 | No | #N/A | #N/A | #N/A | #N/A | #N/A | #N/A | #N/A | #N/A | #N/A | #N/A | #N/A | #N/A | #N/A | #N/A | #N/A | #N/A | #N/A | #N/A | #N/A | #N/A | #N/A | #N/A | #N/A | #N/A | #N/A | #N/A | #N/A | #N/A | #N/A | #N/A | #N/A | #N/A | #N/A | #N/A | #N/A | #N/A
[7 empty] | 6 | 1 | 3638 | 14 | 2020-06-01 | Saturday | 6 | No | #N/A | #N/A | #N/A | #N/A | #N/A | #N/A | #N/A | #N/A | #N/A | #N/A | #N/A | #N/A | #N/A | #N/A | #N/A | #N/A | #N/A | #N/A | #N/A | #N/A | #N/A | #N/A | #N/A | #N/A | #N/A | #N/A | #N/A | #N/A | #N/A | #N/A | #N/A | #N/A | #N/A | #N/A | #N/A | #N/A
[7 empty] | 6 | 1 | 3639 | 15 | 2020-06-01 | Saturday | 6 | No | #N/A | #N/A | #N/A | #N/A | #N/A | #N/A | #N/A | #N/A | #N/A | #N/A | #N/A | #N/A | #N/A | #N/A | #N/A | #N/A | #N/A | #N/A | #N/A | #N/A | #N/A | #N/A | #N/A | #N/A | #N/A | #N/A | #N/A | #N/A | #N/A | #N/A | #N/A | #N/A | #N/A | #N/A | #N/A | #N/A
[7 empty] | 6 | 1 | 3640 | 16 | 2020-06-01 | Saturday | 6 | No | #N/A | #N/A | #N/A | #N/A | #N/A | #N/A | #N/A | #N/A | #N/A | #N/A | #N/A | #N/A | #N/A | #N/A | #N/A | #N/A | #N/A | #N/A | #N/A | #N/A | #N/A | #N/A | #N/A | #N/A | #N/A | #N/A | #N/A | #N/A | #N/A | #N/A | #N/A | #N/A | #N/A | #N/A | #N/A | #N/A
[7 empty] | 6 | 1 | 3641 | 17 | 2020-06-01 | Saturday | 6 | No | #N/A | #N/A | #N/A | #N/A | #N/A | #N/A | #N/A | #N/A | #N/A | #N/A | #N/A | #N/A | #N/A | #N/A | #N/A | #N/A | #N/A | #N/A | #N/A | #N/A | #N/A | #N/A | #N/A | #N/A | #N/A | #N/A | #N/A | #N/A | #N/A | #N/A | #N/A | #N/A | #N/A | #N/A | #N/A | #N/A
[7 empty] | 6 | 1 | 3642 | 18 | 2020-06-01 | Saturday | 6 | No | #N/A | #N/A | #N/A | #N/A | #N/A | #N/A | #N/A | #N/A | #N/A | #N/A | #N/A | #N/A | #N/A | #N/A | #N/A | #N/A | #N/A | #N/A | #N/A | #N/A | #N/A | #N/A | #N/A | #N/A | #N/A | #N/A | #N/A | #N/A | #N/A | #N/A | #N/A | #N/A | #N/A | #N/A | #N/A | #N/A
[7 empty] | 6 | 1 | 3643 | 19 | 2020-06-01 | Saturday | 6 | No | #N/A | #N/A | #N/A | #N/A | #N/A | #N/A | #N/A | #N/A | #N/A | #N/A | #N/A | #N/A | #N/A | #N/A | #N/A | #N/A | #N/A | #N/A | #N/A | #N/A | #N/A | #N/A | #N/A | #N/A | #N/A | #N/A | #N/A | #N/A | #N/A | #N/A | #N/A | #N/A | #N/A | #N/A | #N/A | #N/A
[7 empty] | 6 | 1 | 3644 | 20 | 2020-06-01 | Saturday | 6 | No | #N/A | #N/A | #N/A | #N/A | #N/A | #N/A | #N/A | #N/A | #N/A | #N/A | #N/A | #N/A | #N/A | #N/A | #N/A | #N/A | #N/A | #N/A | #N/A | #N/A | #N/A | #N/A | #N/A | #N/A | #N/A | #N/A | #N/A | #N/A | #N/A | #N/A | #N/A | #N/A | #N/A | #N/A | #N/A | #N/A
[7 empty] | 6 | 1 | 3645 | 21 | 2020-06-01 | Saturday | 6 | No | #N/A | #N/A | #N/A | #N/A | #N/A | #N/A | #N/A | #N/A | #N/A | #N/A | #N/A | #N/A | #N/A | #N/A | #N/A | #N/A | #N/A | #N/A | #N/A | #N/A | #N/A | #N/A | #N/A | #N/A | #N/A | #N/A | #N/A | #N/A | #N/A | #N/A | #N/A | #N/A | #N/A | #N/A | #N/A | #N/A
[7 empty] | 6 | 1 | 3646 | 22 | 2020-06-01 | Saturday | 6 | No | #N/A | #N/A | #N/A | #N/A | #N/A | #N/A | #N/A | #N/A | #N/A | #N/A | #N/A | #N/A | #N/A | #N/A | #N/A | #N/A | #N/A | #N/A | #N/A | #N/A | #N/A | #N/A | #N/A | #N/A | #N/A | #N/A | #N/A | #N/A | #N/A | #N/A | #N/A | #N/A | #N/A | #N/A | #N/A | #N/A
[7 empty] | 6 | 1 | 3647 | 23 | 2020-06-01 | Saturday | 6 | No | #N/A | #N/A | #N/A | #N/A | #N/A | #N/A | #N/A | #N/A | #N/A | #N/A | #N/A | #N/A | #N/A | #N/A | #N/A | #N/A | #N/A | #N/A | #N/A | #N/A | #N/A | #N/A | #N/A | #N/A | #N/A | #N/A | #N/A | #N/A | #N/A | #N/A | #N/A | #N/A | #N/A | #N/A | #N/A | #N/A
[7 empty] | 6 | 1 | 3648 | 24 | 2020-06-01 | Saturday | 6 | No | #N/A | #N/A | #N/A | #N/A | #N/A | #N/A | #N/A | #N/A | #N/A | #N/A | #N/A | #N/A | #N/A | #N/A | #N/A | #N/A | #N/A | #N/A | #N/A | #N/A | #N/A | #N/A | #N/A | #N/A | #N/A | #N/A | #N/A | #N/A | #N/A | #N/A | #N/A | #N/A | #N/A | #N/A | #N/A | #N/A
[7 empty] | 6 | 2 | 3649 | 1 | 2020-06-02 | Sunday | 7 | No | #N/A | #N/A | #N/A | #N/A | #N/A | #N/A | #N/A | #N/A | #N/A | #N/A | #N/A | #N/A | #N/A | #N/A | #N/A | #N/A | #N/A | #N/A | #N/A | #N/A | #N/A | #N/A | #N/A | #N/A | #N/A | #N/A | #N/A | #N/A | #N/A | #N/A | #N/A | #N/A | #N/A | #N/A | #N/A | #N/A
[7 empty] | 6 | 2 | 3650 | 2 | 2020-06-02 | Sunday | 7 | No | #N/A | #N/A | #N/A | #N/A | #N/A | #N/A | #N/A | #N/A | #N/A | #N/A | #N/A | #N/A | #N/A | #N/A | #N/A | #N/A | #N/A | #N/A | #N/A | #N/A | #N/A | #N/A | #N/A | #N/A | #N/A | #N/A | #N/A | #N/A | #N/A | #N/A | #N/A | #N/A | #N/A | #N/A | #N/A | #N/A
[7 empty] | 6 | 2 | 3651 | 3 | 2020-06-02 | Sunday | 7 | No | #N/A | #N/A | #N/A | #N/A | #N/A | #N/A | #N/A | #N/A | #N/A | #N/A | #N/A | #N/A | #N/A | #N/A | #N/A | #N/A | #N/A | #N/A | #N/A | #N/A | #N/A | #N/A | #N/A | #N/A | #N/A | #N/A | #N/A | #N/A | #N/A | #N/A | #N/A | #N/A | #N/A | #N/A | #N/A | #N/A
[7 empty] | 6 | 2 | 3652 | 4 | 2020-06-02 | Sunday | 7 | No | #N/A | #N/A | #N/A | #N/A | #N/A | #N/A | #N/A | #N/A | #N/A | #N/A | #N/A | #N/A | #N/A | #N/A | #N/A | #N/A | #N/A | #N/A | #N/A | #N/A | #N/A | #N/A | #N/A | #N/A | #N/A | #N/A | #N/A | #N/A | #N/A | #N/A | #N/A | #N/A | #N/A | #N/A | #N/A | #N/A
[7 empty] | 6 | 2 | 3653 | 5 | 2020-06-02 | Sunday | 7 | No | #N/A | #N/A | #N/A | #N/A | #N/A | #N/A | #N/A | #N/A | #N/A | #N/A | #N/A | #N/A | #N/A | #N/A | #N/A | #N/A | #N/A | #N/A | #N/A | #N/A | #N/A | #N/A | #N/A | #N/A | #N/A | #N/A | #N/A | #N/A | #N/A | #N/A | #N/A | #N/A | #N/A | #N/A | #N/A | #N/A
[7 empty] | 6 | 2 | 3654 | 6 | 2020-06-02 | Sunday | 7 | No | #N/A | #N/A | #N/A | #N/A | #N/A | #N/A | #N/A | #N/A | #N/A | #N/A | #N/A | #N/A | #N/A | #N/A | #N/A | #N/A | #N/A | #N/A | #N/A | #N/A | #N/A | #N/A | #N/A | #N/A | #N/A | #N/A | #N/A | #N/A | #N/A | #N/A | #N/A | #N/A | #N/A | #N/A | #N/A | #N/A
[7 empty] | 6 | 2 | 3655 | 7 | 2020-06-02 | Sunday | 7 | No | #N/A | #N/A | #N/A | #N/A | #N/A | #N/A | #N/A | #N/A | #N/A | #N/A | #N/A | #N/A | #N/A | #N/A | #N/A | #N/A | #N/A | #N/A | #N/A | #N/A | #N/A | #N/A | #N/A | #N/A | #N/A | #N/A | #N/A | #N/A | #N/A | #N/A | #N/A | #N/A | #N/A | #N/A | #N/A | #N/A
[7 empty] | 6 | 2 | 3656 | 8 | 2020-06-02 | Sunday | 7 | No | #N/A | #N/A | #N/A | #N/A | #N/A | #N/A | #N/A | #N/A | #N/A | #N/A | #N/A | #N/A | #N/A | #N/A | #N/A | #N/A | #N/A | #N/A | #N/A | #N/A | #N/A | #N/A | #N/A | #N/A | #N/A | #N/A | #N/A | #N/A | #N/A | #N/A | #N/A | #N/A | #N/A | #N/A | #N/A | #N/A
[7 empty] | 6 | 2 | 3657 | 9 | 2020-06-02 | Sunday | 7 | No | #N/A | #N/A | #N/A | #N/A | #N/A | #N/A | #N/A | #N/A | #N/A | #N/A | #N/A | #N/A | #N/A | #N/A | #N/A | #N/A | #N/A | #N/A | #N/A | #N/A | #N/A | #N/A | #N/A | #N/A | #N/A | #N/A | #N/A | #N/A | #N/A | #N/A | #N/A | #N/A | #N/A | #N/A | #N/A | #N/A
[7 empty] | 6 | 2 | 3658 | 10 | 2020-06-02 | Sunday | 7 | No | #N/A | #N/A | #N/A | #N/A | #N/A | #N/A | #N/A | #N/A | #N/A | #N/A | #N/A | #N/A | #N/A | #N/A | #N/A | #N/A | #N/A | #N/A | #N/A | #N/A | #N/A | #N/A | #N/A | #N/A | #N/A | #N/A | #N/A | #N/A | #N/A | #N/A | #N/A | #N/A | #N/A | #N/A | #N/A | #N/A
[7 empty] | 6 | 2 | 3659 | 11 | 2020-06-02 | Sunday | 7 | No | #N/A | #N/A | #N/A | #N/A | #N/A | #N/A | #N/A | #N/A | #N/A | #N/A | #N/A | #N/A | #N/A | #N/A | #N/A | #N/A | #N/A | #N/A | #N/A | #N/A | #N/A | #N/A | #N/A | #N/A | #N/A | #N/A | #N/A | #N/A | #N/A | #N/A | #N/A | #N/A | #N/A | #N/A | #N/A | #N/A
[7 empty] | 6 | 2 | 3660 | 12 | 2020-06-02 | Sunday | 7 | No | #N/A | #N/A | #N/A | #N/A | #N/A | #N/A | #N/A | #N/A | #N/A | #N/A | #N/A | #N/A | #N/A | #N/A | #N/A | #N/A | #N/A | #N/A | #N/A | #N/A | #N/A | #N/A | #N/A | #N/A | #N/A | #N/A | #N/A | #N/A | #N/A | #N/A | #N/A | #N/A | #N/A | #N/A | #N/A | #N/A
[7 empty] | 6 | 2 | 3661 | 13 | 2020-06-02 | Sunday | 7 | No | #N/A | #N/A | #N/A | #N/A | #N/A | #N/A | #N/A | #N/A | #N/A | #N/A | #N/A | #N/A | #N/A | #N/A | #N/A | #N/A | #N/A | #N/A | #N/A | #N/A | #N/A | #N/A | #N/A | #N/A | #N/A | #N/A | #N/A | #N/A | #N/A | #N/A | #N/A | #N/A | #N/A | #N/A | #N/A | #N/A
[7 empty] | 6 | 2 | 3662 | 14 | 2020-06-02 | Sunday | 7 | No | #N/A | #N/A | #N/A | #N/A | #N/A | #N/A | #N/A | #N/A | #N/A | #N/A | #N/A | #N/A | #N/A | #N/A | #N/A | #N/A | #N/A | #N/A | #N/A | #N/A | #N/A | #N/A | #N/A | #N/A | #N/A | #N/A | #N/A | #N/A | #N/A | #N/A | #N/A | #N/A | #N/A | #N/A | #N/A | #N/A
[7 empty] | 6 | 2 | 3663 | 15 | 2020-06-02 | Sunday | 7 | No | #N/A | #N/A | #N/A | #N/A | #N/A | #N/A | #N/A | #N/A | #N/A | #N/A | #N/A | #N/A | #N/A | #N/A | #N/A | #N/A | #N/A | #N/A | #N/A | #N/A | #N/A | #N/A | #N/A | #N/A | #N/A | #N/A | #N/A | #N/A | #N/A | #N/A | #N/A | #N/A | #N/A | #N/A | #N/A | #N/A
[7 empty] | 6 | 2 | 3664 | 16 | 2020-06-02 | Sunday | 7 | No | #N/A | #N/A | #N/A | #N/A | #N/A | #N/A | #N/A | #N/A | #N/A | #N/A | #N/A | #N/A | #N/A | #N/A | #N/A | #N/A | #N/A | #N/A | #N/A | #N/A | #N/A | #N/A | #N/A | #N/A | #N/A | #N/A | #N/A | #N/A | #N/A | #N/A | #N/A | #N/A | #N/A | #N/A | #N/A | #N/A
[7 empty] | 6 | 2 | 3665 | 17 | 2020-06-02 | Sunday | 7 | No | #N/A | #N/A | #N/A | #N/A | #N/A | #N/A | #N/A | #N/A | #N/A | #N/A | #N/A | #N/A | #N/A | #N/A | #N/A | #N/A | #N/A | #N/A | #N/A | #N/A | #N/A | #N/A | #N/A | #N/A | #N/A | #N/A | #N/A | #N/A | #N/A | #N/A | #N/A | #N/A | #N/A | #N/A | #N/A | #N/A
[7 empty] | 6 | 2 | 3666 | 18 | 2020-06-02 | Sunday | 7 | No | #N/A | #N/A | #N/A | #N/A | #N/A | #N/A | #N/A | #N/A | #N/A | #N/A | #N/A | #N/A | #N/A | #N/A | #N/A | #N/A | #N/A | #N/A | #N/A | #N/A | #N/A | #N/A | #N/A | #N/A | #N/A | #N/A | #N/A | #N/A | #N/A | #N/A | #N/A | #N/A | #N/A | #N/A | #N/A | #N/A
[7 empty] | 6 | 2 | 3667 | 19 | 2020-06-02 | Sunday | 7 | No | #N/A | #N/A | #N/A | #N/A | #N/A | #N/A | #N/A | #N/A | #N/A | #N/A | #N/A | #N/A | #N/A | #N/A | #N/A | #N/A | #N/A | #N/A | #N/A | #N/A | #N/A | #N/A | #N/A | #N/A | #N/A | #N/A | #N/A | #N/A | #N/A | #N/A | #N/A | #N/A | #N/A | #N/A | #N/A | #N/A
[7 empty] | 6 | 2 | 3668 | 20 | 2020-06-02 | Sunday | 7 | No | #N/A | #N/A | #N/A | #N/A | #N/A | #N/A | #N/A | #N/A | #N/A | #N/A | #N/A | #N/A | #N/A | #N/A | #N/A | #N/A | #N/A | #N/A | #N/A | #N/A | #N/A | #N/A | #N/A | #N/A | #N/A | #N/A | #N/A | #N/A | #N/A | #N/A | #N/A | #N/A | #N/A | #N/A | #N/A | #N/A
[7 empty] | 6 | 2 | 3669 | 21 | 2020-06-02 | Sunday | 7 | No | #N/A | #N/A | #N/A | #N/A | #N/A | #N/A | #N/A | #N/A | #N/A | #N/A | #N/A | #N/A | #N/A | #N/A | #N/A | #N/A | #N/A | #N/A | #N/A | #N/A | #N/A | #N/A | #N/A | #N/A | #N/A | #N/A | #N/A | #N/A | #N/A | #N/A | #N/A | #N/A | #N/A | #N/A | #N/A | #N/A
[7 empty] | 6 | 2 | 3670 | 22 | 2020-06-02 | Sunday | 7 | No | #N/A | #N/A | #N/A | #N/A | #N/A | #N/A | #N/A | #N/A | #N/A | #N/A | #N/A | #N/A | #N/A | #N/A | #N/A | #N/A | #N/A | #N/A | #N/A | #N/A | #N/A | #N/A | #N/A | #N/A | #N/A | #N/A | #N/A | #N/A | #N/A | #N/A | #N/A | #N/A | #N/A | #N/A | #N/A | #N/A
[7 empty] | 6 | 2 | 3671 | 23 | 2020-06-02 | Sunday | 7 | No | #N/A | #N/A | #N/A | #N/A | #N/A | #N/A | #N/A | #N/A | #N/A | #N/A | #N/A | #N/A | #N/A | #N/A | #N/A | #N/A | #N/A | #N/A | #N/A | #N/A | #N/A | #N/A | #N/A | #N/A | #N/A | #N/A | #N/A | #N/A | #N/A | #N/A | #N/A | #N/A | #N/A | #N/A | #N/A | #N/A
[7 empty] | 6 | 2 | 3672 | 24 | 2020-06-02 | Sunday | 7 | No | #N/A | #N/A | #N/A | #N/A | #N/A | #N/A | #N/A | #N/A | #N/A | #N/A | #N/A | #N/A | #N/A | #N/A | #N/A | #N/A | #N/A | #N/A | #N/A | #N/A | #N/A | #N/A | #N/A | #N/A | #N/A | #N/A | #N/A | #N/A | #N/A | #N/A | #N/A | #N/A | #N/A | #N/A | #N/A | #N/A
[7 empty] | 6 | 3 | 3673 | 1 | 2020-06-03 | Monday | 1 | No | #N/A | #N/A | #N/A | #N/A | #N/A | #N/A | #N/A | #N/A | #N/A | #N/A | #N/A | #N/A | #N/A | #N/A | #N/A | #N/A | #N/A | #N/A | #N/A | #N/A | #N/A | #N/A | #N/A | #N/A | #N/A | #N/A | #N/A | #N/A | #N/A | #N/A | #N/A | #N/A | #N/A | #N/A | #N/A | #N/A
[7 empty] | 6 | 3 | 3674 | 2 | 2020-06-03 | Monday | 1 | No | #N/A | #N/A | #N/A | #N/A | #N/A | #N/A | #N/A | #N/A | #N/A | #N/A | #N/A | #N/A | #N/A | #N/A | #N/A | #N/A | #N/A | #N/A | #N/A | #N/A | #N/A | #N/A | #N/A | #N/A | #N/A | #N/A | #N/A | #N/A | #N/A | #N/A | #N/A | #N/A | #N/A | #N/A | #N/A | #N/A
[7 empty] | 6 | 3 | 3675 | 3 | 2020-06-03 | Monday | 1 | No | #N/A | #N/A | #N/A | #N/A | #N/A | #N/A | #N/A | #N/A | #N/A | #N/A | #N/A | #N/A | #N/A | #N/A | #N/A | #N/A | #N/A | #N/A | #N/A | #N/A | #N/A | #N/A | #N/A | #N/A | #N/A | #N/A | #N/A | #N/A | #N/A | #N/A | #N/A | #N/A | #N/A | #N/A | #N/A | #N/A
[7 empty] | 6 | 3 | 3676 | 4 | 2020-06-03 | Monday | 1 | No | #N/A | #N/A | #N/A | #N/A | #N/A | #N/A | #N/A | #N/A | #N/A | #N/A | #N/A | #N/A | #N/A | #N/A | #N/A | #N/A | #N/A | #N/A | #N/A | #N/A | #N/A | #N/A | #N/A | #N/A | #N/A | #N/A | #N/A | #N/A | #N/A | #N/A | #N/A | #N/A | #N/A | #N/A | #N/A | #N/A
[7 empty] | 6 | 3 | 3677 | 5 | 2020-06-03 | Monday | 1 | No | #N/A | #N/A | #N/A | #N/A | #N/A | #N/A | #N/A | #N/A | #N/A | #N/A | #N/A | #N/A | #N/A | #N/A | #N/A | #N/A | #N/A | #N/A | #N/A | #N/A | #N/A | #N/A | #N/A | #N/A | #N/A | #N/A | #N/A | #N/A | #N/A | #N/A | #N/A | #N/A | #N/A | #N/A | #N/A | #N/A
[7 empty] | 6 | 3 | 3678 | 6 | 2020-06-03 | Monday | 1 | No | #N/A | #N/A | #N/A | #N/A | #N/A | #N/A | #N/A | #N/A | #N/A | #N/A | #N/A | #N/A | #N/A | #N/A | #N/A | #N/A | #N/A | #N/A | #N/A | #N/A | #N/A | #N/A | #N/A | #N/A | #N/A | #N/A | #N/A | #N/A | #N/A | #N/A | #N/A | #N/A | #N/A | #N/A | #N/A | #N/A
[7 empty] | 6 | 3 | 3679 | 7 | 2020-06-03 | Monday | 1 | No | #N/A | #N/A | #N/A | #N/A | #N/A | #N/A | #N/A | #N/A | #N/A | #N/A | #N/A | #N/A | #N/A | #N/A | #N/A | #N/A | #N/A | #N/A | #N/A | #N/A | #N/A | #N/A | #N/A | #N/A | #N/A | #N/A | #N/A | #N/A | #N/A | #N/A | #N/A | #N/A | #N/A | #N/A | #N/A | #N/A
[7 empty] | 6 | 3 | 3680 | 8 | 2020-06-03 | Monday | 1 | No | #N/A | #N/A | #N/A | #N/A | #N/A | #N/A | #N/A | #N/A | #N/A | #N/A | #N/A | #N/A | #N/A | #N/A | #N/A | #N/A | #N/A | #N/A | #N/A | #N/A | #N/A | #N/A | #N/A | #N/A | #N/A | #N/A | #N/A | #N/A | #N/A | #N/A | #N/A | #N/A | #N/A | #N/A | #N/A | #N/A
[7 empty] | 6 | 3 | 3681 | 9 | 2020-06-03 | Monday | 1 | No | #N/A | #N/A | #N/A | #N/A | #N/A | #N/A | #N/A | #N/A | #N/A | #N/A | #N/A | #N/A | #N/A | #N/A | #N/A | #N/A | #N/A | #N/A | #N/A | #N/A | #N/A | #N/A | #N/A | #N/A | #N/A | #N/A | #N/A | #N/A | #N/A | #N/A | #N/A | #N/A | #N/A | #N/A | #N/A | #N/A
[7 empty] | 6 | 3 | 3682 | 10 | 2020-06-03 | Monday | 1 | No | #N/A | #N/A | #N/A | #N/A | #N/A | #N/A | #N/A | #N/A | #N/A | #N/A | #N/A | #N/A | #N/A | #N/A | #N/A | #N/A | #N/A | #N/A | #N/A | #N/A | #N/A | #N/A | #N/A | #N/A | #N/A | #N/A | #N/A | #N/A | #N/A | #N/A | #N/A | #N/A | #N/A | #N/A | #N/A | #N/A
[7 empty] | 6 | 3 | 3683 | 11 | 2020-06-03 | Monday | 1 | No | #N/A | #N/A | #N/A | #N/A | #N/A | #N/A | #N/A | #N/A | #N/A | #N/A | #N/A | #N/A | #N/A | #N/A | #N/A | #N/A | #N/A | #N/A | #N/A | #N/A | #N/A | #N/A | #N/A | #N/A | #N/A | #N/A | #N/A | #N/A | #N/A | #N/A | #N/A | #N/A | #N/A | #N/A | #N/A | #N/A
[7 empty] | 6 | 3 | 3684 | 12 | 2020-06-03 | Monday | 1 | No | #N/A | #N/A | #N/A | #N/A | #N/A | #N/A | #N/A | #N/A | #N/A | #N/A | #N/A | #N/A | #N/A | #N/A | #N/A | #N/A | #N/A | #N/A | #N/A | #N/A | #N/A | #N/A | #N/A | #N/A | #N/A | #N/A | #N/A | #N/A | #N/A | #N/A | #N/A | #N/A | #N/A | #N/A | #N/A | #N/A
[7 empty] | 6 | 3 | 3685 | 13 | 2020-06-03 | Monday | 1 | No | #N/A | #N/A | #N/A | #N/A | #N/A | #N/A | #N/A | #N/A | #N/A | #N/A | #N/A | #N/A | #N/A | #N/A | #N/A | #N/A | #N/A | #N/A | #N/A | #N/A | #N/A | #N/A | #N/A | #N/A | #N/A | #N/A | #N/A | #N/A | #N/A | #N/A | #N/A | #N/A | #N/A | #N/A | #N/A | #N/A
[7 empty] | 6 | 3 | 3686 | 14 | 2020-06-03 | Monday | 1 | No | #N/A | #N/A | #N/A | #N/A | #N/A | #N/A | #N/A | #N/A | #N/A | #N/A | #N/A | #N/A | #N/A | #N/A | #N/A | #N/A | #N/A | #N/A | #N/A | #N/A | #N/A | #N/A | #N/A | #N/A | #N/A | #N/A | #N/A | #N/A | #N/A | #N/A | #N/A | #N/A | #N/A | #N/A | #N/A | #N/A
[7 empty] | 6 | 3 | 3687 | 15 | 2020-06-03 | Monday | 1 | No | #N/A | #N/A | #N/A | #N/A | #N/A | #N/A | #N/A | #N/A | #N/A | #N/A | #N/A | #N/A | #N/A | #N/A | #N/A | #N/A | #N/A | #N/A | #N/A | #N/A | #N/A | #N/A | #N/A | #N/A | #N/A | #N/A | #N/A | #N/A | #N/A | #N/A | #N/A | #N/A | #N/A | #N/A | #N/A | #N/A
[7 empty] | 6 | 3 | 3688 | 16 | 2020-06-03 | Monday | 1 | No | #N/A | #N/A | #N/A | #N/A | #N/A | #N/A | #N/A | #N/A | #N/A | #N/A | #N/A | #N/A | #N/A | #N/A | #N/A | #N/A | #N/A | #N/A | #N/A | #N/A | #N/A | #N/A | #N/A | #N/A | #N/A | #N/A | #N/A | #N/A | #N/A | #N/A | #N/A | #N/A | #N/A | #N/A | #N/A | #N/A
[7 empty] | 6 | 3 | 3689 | 17 | 2020-06-03 | Monday | 1 | No | #N/A | #N/A | #N/A | #N/A | #N/A | #N/A | #N/A | #N/A | #N/A | #N/A | #N/A | #N/A | #N/A | #N/A | #N/A | #N/A | #N/A | #N/A | #N/A | #N/A | #N/A | #N/A | #N/A | #N/A | #N/A | #N/A | #N/A | #N/A | #N/A | #N/A | #N/A | #N/A | #N/A | #N/A | #N/A | #N/A
[7 empty] | 6 | 3 | 3690 | 18 | 2020-06-03 | Monday | 1 | No | #N/A | #N/A | #N/A | #N/A | #N/A | #N/A | #N/A | #N/A | #N/A | #N/A | #N/A | #N/A | #N/A | #N/A | #N/A | #N/A | #N/A | #N/A | #N/A | #N/A | #N/A | #N/A | #N/A | #N/A | #N/A | #N/A | #N/A | #N/A | #N/A | #N/A | #N/A | #N/A | #N/A | #N/A | #N/A | #N/A
[7 empty] | 6 | 3 | 3691 | 19 | 2020-06-03 | Monday | 1 | No | #N/A | #N/A | #N/A | #N/A | #N/A | #N/A | #N/A | #N/A | #N/A | #N/A | #N/A | #N/A | #N/A | #N/A | #N/A | #N/A | #N/A | #N/A | #N/A | #N/A | #N/A | #N/A | #N/A | #N/A | #N/A | #N/A | #N/A | #N/A | #N/A | #N/A | #N/A | #N/A | #N/A | #N/A | #N/A | #N/A
[7 empty] | 6 | 3 | 3692 | 20 | 2020-06-03 | Monday | 1 | No | #N/A | #N/A | #N/A | #N/A | #N/A | #N/A | #N/A | #N/A | #N/A | #N/A | #N/A | #N/A | #N/A | #N/A | #N/A | #N/A | #N/A | #N/A | #N/A | #N/A | #N/A | #N/A | #N/A | #N/A | #N/A | #N/A | #N/A | #N/A | #N/A | #N/A | #N/A | #N/A | #N/A | #N/A | #N/A | #N/A
[7 empty] | 6 | 3 | 3693 | 21 | 2020-06-03 | Monday | 1 | No | #N/A | #N/A | #N/A | #N/A | #N/A | #N/A | #N/A | #N/A | #N/A | #N/A | #N/A | #N/A | #N/A | #N/A | #N/A | #N/A | #N/A | #N/A | #N/A | #N/A | #N/A | #N/A | #N/A | #N/A | #N/A | #N/A | #N/A | #N/A | #N/A | #N/A | #N/A | #N/A | #N/A | #N/A | #N/A | #N/A
[7 empty] | 6 | 3 | 3694 | 22 | 2020-06-03 | Monday | 1 | No | #N/A | #N/A | #N/A | #N/A | #N/A | #N/A | #N/A | #N/A | #N/A | #N/A | #N/A | #N/A | #N/A | #N/A | #N/A | #N/A | #N/A | #N/A | #N/A | #N/A | #N/A | #N/A | #N/A | #N/A | #N/A | #N/A | #N/A | #N/A | #N/A | #N/A | #N/A | #N/A | #N/A | #N/A | #N/A | #N/A
[7 empty] | 6 | 3 | 3695 | 23 | 2020-06-03 | Monday | 1 | No | #N/A | #N/A | #N/A | #N/A | #N/A | #N/A | #N/A | #N/A | #N/A | #N/A | #N/A | #N/A | #N/A | #N/A | #N/A | #N/A | #N/A | #N/A | #N/A | #N/A | #N/A | #N/A | #N/A | #N/A | #N/A | #N/A | #N/A | #N/A | #N/A | #N/A | #N/A | #N/A | #N/A | #N/A | #N/A | #N/A
[7 empty] | 6 | 3 | 3696 | 24 | 2020-06-03 | Monday | 1 | No | #N/A | #N/A | #N/A | #N/A | #N/A | #N/A | #N/A | #N/A | #N/A | #N/A | #N/A | #N/A | #N/A | #N/A | #N/A | #N/A | #N/A | #N/A | #N/A | #N/A | #N/A | #N/A | #N/A | #N/A | #N/A | #N/A | #N/A | #N/A | #N/A | #N/A | #N/A | #N/A | #N/A | #N/A | #N/A | #N/A
[7 empty] | 6 | 4 | 3697 | 1 | 2020-06-04 | Tuesday | 2 | No | #N/A | #N/A | #N/A | #N/A | #N/A | #N/A | #N/A | #N/A | #N/A | #N/A | #N/A | #N/A | #N/A | #N/A | #N/A | #N/A | #N/A | #N/A | #N/A | #N/A | #N/A | #N/A | #N/A | #N/A | #N/A | #N/A | #N/A | #N/A | #N/A | #N/A | #N/A | #N/A | #N/A | #N/A | #N/A | #N/A
[7 empty] | 6 | 4 | 3698 | 2 | 2020-06-04 | Tuesday | 2 | No | #N/A | #N/A | #N/A | #N/A | #N/A | #N/A | #N/A | #N/A | #N/A | #N/A | #N/A | #N/A | #N/A | #N/A | #N/A | #N/A | #N/A | #N/A | #N/A | #N/A | #N/A | #N/A | #N/A | #N/A | #N/A | #N/A | #N/A | #N/A | #N/A | #N/A | #N/A | #N/A | #N/A | #N/A | #N/A | #N/A
[7 empty] | 6 | 4 | 3699 | 3 | 2020-06-04 | Tuesday | 2 | No | #N/A | #N/A | #N/A | #N/A | #N/A | #N/A | #N/A | #N/A | #N/A | #N/A | #N/A | #N/A | #N/A | #N/A | #N/A | #N/A | #N/A | #N/A | #N/A | #N/A | #N/A | #N/A | #N/A | #N/A | #N/A | #N/A | #N/A | #N/A | #N/A | #N/A | #N/A | #N/A | #N/A | #N/A | #N/A | #N/A
[7 empty] | 6 | 4 | 3700 | 4 | 2020-06-04 | Tuesday | 2 | No | #N/A | #N/A | #N/A | #N/A | #N/A | #N/A | #N/A | #N/A | #N/A | #N/A | #N/A | #N/A | #N/A | #N/A | #N/A | #N/A | #N/A | #N/A | #N/A | #N/A | #N/A | #N/A | #N/A | #N/A | #N/A | #N/A | #N/A | #N/A | #N/A | #N/A | #N/A | #N/A | #N/A | #N/A | #N/A | #N/A
[7 empty] | 6 | 4 | 3701 | 5 | 2020-06-04 | Tuesday | 2 | No | #N/A | #N/A | #N/A | #N/A | #N/A | #N/A | #N/A | #N/A | #N/A | #N/A | #N/A | #N/A | #N/A | #N/A | #N/A | #N/A | #N/A | #N/A | #N/A | #N/A | #N/A | #N/A | #N/A | #N/A | #N/A | #N/A | #N/A | #N/A | #N/A | #N/A | #N/A | #N/A | #N/A | #N/A | #N/A | #N/A
[7 empty] | 6 | 4 | 3702 | 6 | 2020-06-04 | Tuesday | 2 | No | #N/A | #N/A | #N/A | #N/A | #N/A | #N/A | #N/A | #N/A | #N/A | #N/A | #N/A | #N/A | #N/A | #N/A | #N/A | #N/A | #N/A | #N/A | #N/A | #N/A | #N/A | #N/A | #N/A | #N/A | #N/A | #N/A | #N/A | #N/A | #N/A | #N/A | #N/A | #N/A | #N/A | #N/A | #N/A | #N/A
[7 empty] | 6 | 4 | 3703 | 7 | 2020-06-04 | Tuesday | 2 | No | #N/A | #N/A | #N/A | #N/A | #N/A | #N/A | #N/A | #N/A | #N/A | #N/A | #N/A | #N/A | #N/A | #N/A | #N/A | #N/A | #N/A | #N/A | #N/A | #N/A | #N/A | #N/A | #N/A | #N/A | #N/A | #N/A | #N/A | #N/A | #N/A | #N/A | #N/A | #N/A | #N/A | #N/A | #N/A | #N/A
[7 empty] | 6 | 4 | 3704 | 8 | 2020-06-04 | Tuesday | 2 | No | #N/A | #N/A | #N/A | #N/A | #N/A | #N/A | #N/A | #N/A | #N/A | #N/A | #N/A | #N/A | #N/A | #N/A | #N/A | #N/A | #N/A | #N/A | #N/A | #N/A | #N/A | #N/A | #N/A | #N/A | #N/A | #N/A | #N/A | #N/A | #N/A | #N/A | #N/A | #N/A | #N/A | #N/A | #N/A | #N/A
[7 empty] | 6 | 4 | 3705 | 9 | 2020-06-04 | Tuesday | 2 | No | #N/A | #N/A | #N/A | #N/A | #N/A | #N/A | #N/A | #N/A | #N/A | #N/A | #N/A | #N/A | #N/A | #N/A | #N/A | #N/A | #N/A | #N/A | #N/A | #N/A | #N/A | #N/A | #N/A | #N/A | #N/A | #N/A | #N/A | #N/A | #N/A | #N/A | #N/A | #N/A | #N/A | #N/A | #N/A | #N/A
[7 empty] | 6 | 4 | 3706 | 10 | 2020-06-04 | Tuesday | 2 | No | #N/A | #N/A | #N/A | #N/A | #N/A | #N/A | #N/A | #N/A | #N/A | #N/A | #N/A | #N/A | #N/A | #N/A | #N/A | #N/A | #N/A | #N/A | #N/A | #N/A | #N/A | #N/A | #N/A | #N/A | #N/A | #N/A | #N/A | #N/A | #N/A | #N/A | #N/A | #N/A | #N/A | #N/A | #N/A | #N/A
[7 empty] | 6 | 4 | 3707 | 11 | 2020-06-04 | Tuesday | 2 | No | #N/A | #N/A | #N/A | #N/A | #N/A | #N/A | #N/A | #N/A | #N/A | #N/A | #N/A | #N/A | #N/A | #N/A | #N/A | #N/A | #N/A | #N/A | #N/A | #N/A | #N/A | #N/A | #N/A | #N/A | #N/A | #N/A | #N/A | #N/A | #N/A | #N/A | #N/A | #N/A | #N/A | #N/A | #N/A | #N/A
[7 empty] | 6 | 4 | 3708 | 12 | 2020-06-04 | Tuesday | 2 | No | #N/A | #N/A | #N/A | #N/A | #N/A | #N/A | #N/A | #N/A | #N/A | #N/A | #N/A | #N/A | #N/A | #N/A | #N/A | #N/A | #N/A | #N/A | #N/A | #N/A | #N/A | #N/A | #N/A | #N/A | #N/A | #N/A | #N/A | #N/A | #N/A | #N/A | #N/A | #N/A | #N/A | #N/A | #N/A | #N/A
[7 empty] | 6 | 4 | 3709 | 13 | 2020-06-04 | Tuesday | 2 | No | #N/A | #N/A | #N/A | #N/A | #N/A | #N/A | #N/A | #N/A | #N/A | #N/A | #N/A | #N/A | #N/A | #N/A | #N/A | #N/A | #N/A | #N/A | #N/A | #N/A | #N/A | #N/A | #N/A | #N/A | #N/A | #N/A | #N/A | #N/A | #N/A | #N/A | #N/A | #N/A | #N/A | #N/A | #N/A | #N/A
[7 empty] | 6 | 4 | 3710 | 14 | 2020-06-04 | Tuesday | 2 | No | #N/A | #N/A | #N/A | #N/A | #N/A | #N/A | #N/A | #N/A | #N/A | #N/A | #N/A | #N/A | #N/A | #N/A | #N/A | #N/A | #N/A | #N/A | #N/A | #N/A | #N/A | #N/A | #N/A | #N/A | #N/A | #N/A | #N/A | #N/A | #N/A | #N/A | #N/A | #N/A | #N/A | #N/A | #N/A | #N/A
[7 empty] | 6 | 4 | 3711 | 15 | 2020-06-04 | Tuesday | 2 | No | #N/A | #N/A | #N/A | #N/A | #N/A | #N/A | #N/A | #N/A | #N/A | #N/A | #N/A | #N/A | #N/A | #N/A | #N/A | #N/A | #N/A | #N/A | #N/A | #N/A | #N/A | #N/A | #N/A | #N/A | #N/A | #N/A | #N/A | #N/A | #N/A | #N/A | #N/A | #N/A | #N/A | #N/A | #N/A | #N/A
[7 empty] | 6 | 4 | 3712 | 16 | 2020-06-04 | Tuesday | 2 | No | #N/A | #N/A | #N/A | #N/A | #N/A | #N/A | #N/A | #N/A | #N/A | #N/A | #N/A | #N/A | #N/A | #N/A | #N/A | #N/A | #N/A | #N/A | #N/A | #N/A | #N/A | #N/A | #N/A | #N/A | #N/A | #N/A | #N/A | #N/A | #N/A | #N/A | #N/A | #N/A | #N/A | #N/A | #N/A | #N/A
[7 empty] | 6 | 4 | 3713 | 17 | 2020-06-04 | Tuesday | 2 | No | #N/A | #N/A | #N/A | #N/A | #N/A | #N/A | #N/A | #N/A | #N/A | #N/A | #N/A | #N/A | #N/A | #N/A | #N/A | #N/A | #N/A | #N/A | #N/A | #N/A | #N/A | #N/A | #N/A | #N/A | #N/A | #N/A | #N/A | #N/A | #N/A | #N/A | #N/A | #N/A | #N/A | #N/A | #N/A | #N/A
[7 empty] | 6 | 4 | 3714 | 18 | 2020-06-04 | Tuesday | 2 | No | #N/A | #N/A | #N/A | #N/A | #N/A | #N/A | #N/A | #N/A | #N/A | #N/A | #N/A | #N/A | #N/A | #N/A | #N/A | #N/A | #N/A | #N/A | #N/A | #N/A | #N/A | #N/A | #N/A | #N/A | #N/A | #N/A | #N/A | #N/A | #N/A | #N/A | #N/A | #N/A | #N/A | #N/A | #N/A | #N/A
[7 empty] | 6 | 4 | 3715 | 19 | 2020-06-04 | Tuesday | 2 | No | #N/A | #N/A | #N/A | #N/A | #N/A | #N/A | #N/A | #N/A | #N/A | #N/A | #N/A | #N/A | #N/A | #N/A | #N/A | #N/A | #N/A | #N/A | #N/A | #N/A | #N/A | #N/A | #N/A | #N/A | #N/A | #N/A | #N/A | #N/A | #N/A | #N/A | #N/A | #N/A | #N/A | #N/A | #N/A | #N/A
[7 empty] | 6 | 4 | 3716 | 20 | 2020-06-04 | Tuesday | 2 | No | #N/A | #N/A | #N/A | #N/A | #N/A | #N/A | #N/A | #N/A | #N/A | #N/A | #N/A | #N/A | #N/A | #N/A | #N/A | #N/A | #N/A | #N/A | #N/A | #N/A | #N/A | #N/A | #N/A | #N/A | #N/A | #N/A | #N/A | #N/A | #N/A | #N/A | #N/A | #N/A | #N/A | #N/A | #N/A | #N/A
[7 empty] | 6 | 4 | 3717 | 21 | 2020-06-04 | Tuesday | 2 | No | #N/A | #N/A | #N/A | #N/A | #N/A | #N/A | #N/A | #N/A | #N/A | #N/A | #N/A | #N/A | #N/A | #N/A | #N/A | #N/A | #N/A | #N/A | #N/A | #N/A | #N/A | #N/A | #N/A | #N/A | #N/A | #N/A | #N/A | #N/A | #N/A | #N/A | #N/A | #N/A | #N/A | #N/A | #N/A | #N/A
[7 empty] | 6 | 4 | 3718 | 22 | 2020-06-04 | Tuesday | 2 | No | #N/A | #N/A | #N/A | #N/A | #N/A | #N/A | #N/A | #N/A | #N/A | #N/A | #N/A | #N/A | #N/A | #N/A | #N/A | #N/A | #N/A | #N/A | #N/A | #N/A | #N/A | #N/A | #N/A | #N/A | #N/A | #N/A | #N/A | #N/A | #N/A | #N/A | #N/A | #N/A | #N/A | #N/A | #N/A | #N/A
[7 empty] | 6 | 4 | 3719 | 23 | 2020-06-04 | Tuesday | 2 | No | #N/A | #N/A | #N/A | #N/A | #N/A | #N/A | #N/A | #N/A | #N/A | #N/A | #N/A | #N/A | #N/A | #N/A | #N/A | #N/A | #N/A | #N/A | #N/A | #N/A | #N/A | #N/A | #N/A | #N/A | #N/A | #N/A | #N/A | #N/A | #N/A | #N/A | #N/A | #N/A | #N/A | #N/A | #N/A | #N/A
[7 empty] | 6 | 4 | 3720 | 24 | 2020-06-04 | Tuesday | 2 | No | #N/A | #N/A | #N/A | #N/A | #N/A | #N/A | #N/A | #N/A | #N/A | #N/A | #N/A | #N/A | #N/A | #N/A | #N/A | #N/A | #N/A | #N/A | #N/A | #N/A | #N/A | #N/A | #N/A | #N/A | #N/A | #N/A | #N/A | #N/A | #N/A | #N/A | #N/A | #N/A | #N/A | #N/A | #N/A | #N/A
[7 empty] | 6 | 5 | 3721 | 1 | 2020-06-05 | Wednesday | 3 | No | #N/A | #N/A | #N/A | #N/A | #N/A | #N/A | #N/A | #N/A | #N/A | #N/A | #N/A | #N/A | #N/A | #N/A | #N/A | #N/A | #N/A | #N/A | #N/A | #N/A | #N/A | #N/A | #N/A | #N/A | #N/A | #N/A | #N/A | #N/A | #N/A | #N/A | #N/A | #N/A | #N/A | #N/A | #N/A | #N/A
[7 empty] | 6 | 5 | 3722 | 2 | 2020-06-05 | Wednesday | 3 | No | #N/A | #N/A | #N/A | #N/A | #N/A | #N/A | #N/A | #N/A | #N/A | #N/A | #N/A | #N/A | #N/A | #N/A | #N/A | #N/A | #N/A | #N/A | #N/A | #N/A | #N/A | #N/A | #N/A | #N/A | #N/A | #N/A | #N/A | #N/A | #N/A | #N/A | #N/A | #N/A | #N/A | #N/A | #N/A | #N/A
[7 empty] | 6 | 5 | 3723 | 3 | 2020-06-05 | Wednesday | 3 | No | #N/A | #N/A | #N/A | #N/A | #N/A | #N/A | #N/A | #N/A | #N/A | #N/A | #N/A | #N/A | #N/A | #N/A | #N/A | #N/A | #N/A | #N/A | #N/A | #N/A | #N/A | #N/A | #N/A | #N/A | #N/A | #N/A | #N/A | #N/A | #N/A | #N/A | #N/A | #N/A | #N/A | #N/A | #N/A | #N/A
[7 empty] | 6 | 5 | 3724 | 4 | 2020-06-05 | Wednesday | 3 | No | #N/A | #N/A | #N/A | #N/A | #N/A | #N/A | #N/A | #N/A | #N/A | #N/A | #N/A | #N/A | #N/A | #N/A | #N/A | #N/A | #N/A | #N/A | #N/A | #N/A | #N/A | #N/A | #N/A | #N/A | #N/A | #N/A | #N/A | #N/A | #N/A | #N/A | #N/A | #N/A | #N/A | #N/A | #N/A | #N/A
[7 empty] | 6 | 5 | 3725 | 5 | 2020-06-05 | Wednesday | 3 | No | #N/A | #N/A | #N/A | #N/A | #N/A | #N/A | #N/A | #N/A | #N/A | #N/A | #N/A | #N/A | #N/A | #N/A | #N/A | #N/A | #N/A | #N/A | #N/A | #N/A | #N/A | #N/A | #N/A | #N/A | #N/A | #N/A | #N/A | #N/A | #N/A | #N/A | #N/A | #N/A | #N/A | #N/A | #N/A | #N/A
[7 empty] | 6 | 5 | 3726 | 6 | 2020-06-05 | Wednesday | 3 | No | #N/A | #N/A | #N/A | #N/A | #N/A | #N/A | #N/A | #N/A | #N/A | #N/A | #N/A | #N/A | #N/A | #N/A | #N/A | #N/A | #N/A | #N/A | #N/A | #N/A | #N/A | #N/A | #N/A | #N/A | #N/A | #N/A | #N/A | #N/A | #N/A | #N/A | #N/A | #N/A | #N/A | #N/A | #N/A | #N/A
[7 empty] | 6 | 5 | 3727 | 7 | 2020-06-05 | Wednesday | 3 | No | #N/A | #N/A | #N/A | #N/A | #N/A | #N/A | #N/A | #N/A | #N/A | #N/A | #N/A | #N/A | #N/A | #N/A | #N/A | #N/A | #N/A | #N/A | #N/A | #N/A | #N/A | #N/A | #N/A | #N/A | #N/A | #N/A | #N/A | #N/A | #N/A | #N/A | #N/A | #N/A | #N/A | #N/A | #N/A | #N/A
[7 empty] | 6 | 5 | 3728 | 8 | 2020-06-05 | Wednesday | 3 | No | #N/A | #N/A | #N/A | #N/A | #N/A | #N/A | #N/A | #N/A | #N/A | #N/A | #N/A | #N/A | #N/A | #N/A | #N/A | #N/A | #N/A | #N/A | #N/A | #N/A | #N/A | #N/A | #N/A | #N/A | #N/A | #N/A | #N/A | #N/A | #N/A | #N/A | #N/A | #N/A | #N/A | #N/A | #N/A | #N/A
[7 empty] | 6 | 5 | 3729 | 9 | 2020-06-05 | Wednesday | 3 | No | #N/A | #N/A | #N/A | #N/A | #N/A | #N/A | #N/A | #N/A | #N/A | #N/A | #N/A | #N/A | #N/A | #N/A | #N/A | #N/A | #N/A | #N/A | #N/A | #N/A | #N/A | #N/A | #N/A | #N/A | #N/A | #N/A | #N/A | #N/A | #N/A | #N/A | #N/A | #N/A | #N/A | #N/A | #N/A | #N/A
[7 empty] | 6 | 5 | 3730 | 10 | 2020-06-05 | Wednesday | 3 | No | #N/A | #N/A | #N/A | #N/A | #N/A | #N/A | #N/A | #N/A | #N/A | #N/A | #N/A | #N/A | #N/A | #N/A | #N/A | #N/A | #N/A | #N/A | #N/A | #N/A | #N/A | #N/A | #N/A | #N/A | #N/A | #N/A | #N/A | #N/A | #N/A | #N/A | #N/A | #N/A | #N/A | #N/A | #N/A | #N/A
[7 empty] | 6 | 5 | 3731 | 11 | 2020-06-05 | Wednesday | 3 | No | #N/A | #N/A | #N/A | #N/A | #N/A | #N/A | #N/A | #N/A | #N/A | #N/A | #N/A | #N/A | #N/A | #N/A | #N/A | #N/A | #N/A | #N/A | #N/A | #N/A | #N/A | #N/A | #N/A | #N/A | #N/A | #N/A | #N/A | #N/A | #N/A | #N/A | #N/A | #N/A | #N/A | #N/A | #N/A | #N/A
[7 empty] | 6 | 5 | 3732 | 12 | 2020-06-05 | Wednesday | 3 | No | #N/A | #N/A | #N/A | #N/A | #N/A | #N/A | #N/A | #N/A | #N/A | #N/A | #N/A | #N/A | #N/A | #N/A | #N/A | #N/A | #N/A | #N/A | #N/A | #N/A | #N/A | #N/A | #N/A | #N/A | #N/A | #N/A | #N/A | #N/A | #N/A | #N/A | #N/A | #N/A | #N/A | #N/A | #N/A | #N/A
[7 empty] | 6 | 5 | 3733 | 13 | 2020-06-05 | Wednesday | 3 | No | #N/A | #N/A | #N/A | #N/A | #N/A | #N/A | #N/A | #N/A | #N/A | #N/A | #N/A | #N/A | #N/A | #N/A | #N/A | #N/A | #N/A | #N/A | #N/A | #N/A | #N/A | #N/A | #N/A | #N/A | #N/A | #N/A | #N/A | #N/A | #N/A | #N/A | #N/A | #N/A | #N/A | #N/A | #N/A | #N/A
[7 empty] | 6 | 5 | 3734 | 14 | 2020-06-05 | Wednesday | 3 | No | #N/A | #N/A | #N/A | #N/A | #N/A | #N/A | #N/A | #N/A | #N/A | #N/A | #N/A | #N/A | #N/A | #N/A | #N/A | #N/A | #N/A | #N/A | #N/A | #N/A | #N/A | #N/A | #N/A | #N/A | #N/A | #N/A | #N/A | #N/A | #N/A | #N/A | #N/A | #N/A | #N/A | #N/A | #N/A | #N/A
[7 empty] | 6 | 5 | 3735 | 15 | 2020-06-05 | Wednesday | 3 | No | #N/A | #N/A | #N/A | #N/A | #N/A | #N/A | #N/A | #N/A | #N/A | #N/A | #N/A | #N/A | #N/A | #N/A | #N/A | #N/A | #N/A | #N/A | #N/A | #N/A | #N/A | #N/A | #N/A | #N/A | #N/A | #N/A | #N/A | #N/A | #N/A | #N/A | #N/A | #N/A | #N/A | #N/A | #N/A | #N/A
[7 empty] | 6 | 5 | 3736 | 16 | 2020-06-05 | Wednesday | 3 | No | #N/A | #N/A | #N/A | #N/A | #N/A | #N/A | #N/A | #N/A | #N/A | #N/A | #N/A | #N/A | #N/A | #N/A | #N/A | #N/A | #N/A | #N/A | #N/A | #N/A | #N/A | #N/A | #N/A | #N/A | #N/A | #N/A | #N/A | #N/A | #N/A | #N/A | #N/A | #N/A | #N/A | #N/A | #N/A | #N/A
[7 empty] | 6 | 5 | 3737 | 17 | 2020-06-05 | Wednesday | 3 | No | #N/A | #N/A | #N/A | #N/A | #N/A | #N/A | #N/A | #N/A | #N/A | #N/A | #N/A | #N/A | #N/A | #N/A | #N/A | #N/A | #N/A | #N/A | #N/A | #N/A | #N/A | #N/A | #N/A | #N/A | #N/A | #N/A | #N/A | #N/A | #N/A | #N/A | #N/A | #N/A | #N/A | #N/A | #N/A | #N/A
[7 empty] | 6 | 5 | 3738 | 18 | 2020-06-05 | Wednesday | 3 | No | #N/A | #N/A | #N/A | #N/A | #N/A | #N/A | #N/A | #N/A | #N/A | #N/A | #N/A | #N/A | #N/A | #N/A | #N/A | #N/A | #N/A | #N/A | #N/A | #N/A | #N/A | #N/A | #N/A | #N/A | #N/A | #N/A | #N/A | #N/A | #N/A | #N/A | #N/A | #N/A | #N/A | #N/A | #N/A | #N/A
[7 empty] | 6 | 5 | 3739 | 19 | 2020-06-05 | Wednesday | 3 | No | #N/A | #N/A | #N/A | #N/A | #N/A | #N/A | #N/A | #N/A | #N/A | #N/A | #N/A | #N/A | #N/A | #N/A | #N/A | #N/A | #N/A | #N/A | #N/A | #N/A | #N/A | #N/A | #N/A | #N/A | #N/A | #N/A | #N/A | #N/A | #N/A | #N/A | #N/A | #N/A | #N/A | #N/A | #N/A | #N/A
[7 empty] | 6 | 5 | 3740 | 20 | 2020-06-05 | Wednesday | 3 | No | #N/A | #N/A | #N/A | #N/A | #N/A | #N/A | #N/A | #N/A | #N/A | #N/A | #N/A | #N/A | #N/A | #N/A | #N/A | #N/A | #N/A | #N/A | #N/A | #N/A | #N/A | #N/A | #N/A | #N/A | #N/A | #N/A | #N/A | #N/A | #N/A | #N/A | #N/A | #N/A | #N/A | #N/A | #N/A | #N/A
[7 empty] | 6 | 5 | 3741 | 21 | 2020-06-05 | Wednesday | 3 | No | #N/A | #N/A | #N/A | #N/A | #N/A | #N/A | #N/A | #N/A | #N/A | #N/A | #N/A | #N/A | #N/A | #N/A | #N/A | #N/A | #N/A | #N/A | #N/A | #N/A | #N/A | #N/A | #N/A | #N/A | #N/A | #N/A | #N/A | #N/A | #N/A | #N/A | #N/A | #N/A | #N/A | #N/A | #N/A | #N/A
[7 empty] | 6 | 5 | 3742 | 22 | 2020-06-05 | Wednesday | 3 | No | #N/A | #N/A | #N/A | #N/A | #N/A | #N/A | #N/A | #N/A | #N/A | #N/A | #N/A | #N/A | #N/A | #N/A | #N/A | #N/A | #N/A | #N/A | #N/A | #N/A | #N/A | #N/A | #N/A | #N/A | #N/A | #N/A | #N/A | #N/A | #N/A | #N/A | #N/A | #N/A | #N/A | #N/A | #N/A | #N/A
[7 empty] | 6 | 5 | 3743 | 23 | 2020-06-05 | Wednesday | 3 | No | #N/A | #N/A | #N/A | #N/A | #N/A | #N/A | #N/A | #N/A | #N/A | #N/A | #N/A | #N/A | #N/A | #N/A | #N/A | #N/A | #N/A | #N/A | #N/A | #N/A | #N/A | #N/A | #N/A | #N/A | #N/A | #N/A | #N/A | #N/A | #N/A | #N/A | #N/A | #N/A | #N/A | #N/A | #N/A | #N/A
[7 empty] | 6 | 5 | 3744 | 24 | 2020-06-05 | Wednesday | 3 | No | #N/A | #N/A | #N/A | #N/A | #N/A | #N/A | #N/A | #N/A | #N/A | #N/A | #N/A | #N/A | #N/A | #N/A | #N/A | #N/A | #N/A | #N/A | #N/A | #N/A | #N/A | #N/A | #N/A | #N/A | #N/A | #N/A | #N/A | #N/A | #N/A | #N/A | #N/A | #N/A | #N/A | #N/A | #N/A | #N/A
[7 empty] | 6 | 6 | 3745 | 1 | 2020-06-06 | Thursday | 4 | No | #N/A | #N/A | #N/A | #N/A | #N/A | #N/A | #N/A | #N/A | #N/A | #N/A | #N/A | #N/A | #N/A | #N/A | #N/A | #N/A | #N/A | #N/A | #N/A | #N/A | #N/A | #N/A | #N/A | #N/A | #N/A | #N/A | #N/A | #N/A | #N/A | #N/A | #N/A | #N/A | #N/A | #N/A | #N/A | #N/A
[7 empty] | 6 | 6 | 3746 | 2 | 2020-06-06 | Thursday | 4 | No | #N/A | #N/A | #N/A | #N/A | #N/A | #N/A | #N/A | #N/A | #N/A | #N/A | #N/A | #N/A | #N/A | #N/A | #N/A | #N/A | #N/A | #N/A | #N/A | #N/A | #N/A | #N/A | #N/A | #N/A | #N/A | #N/A | #N/A | #N/A | #N/A | #N/A | #N/A | #N/A | #N/A | #N/A | #N/A | #N/A
[7 empty] | 6 | 6 | 3747 | 3 | 2020-06-06 | Thursday | 4 | No | #N/A | #N/A | #N/A | #N/A | #N/A | #N/A | #N/A | #N/A | #N/A | #N/A | #N/A | #N/A | #N/A | #N/A | #N/A | #N/A | #N/A | #N/A | #N/A | #N/A | #N/A | #N/A | #N/A | #N/A | #N/A | #N/A | #N/A | #N/A | #N/A | #N/A | #N/A | #N/A | #N/A | #N/A | #N/A | #N/A
[7 empty] | 6 | 6 | 3748 | 4 | 2020-06-06 | Thursday | 4 | No | #N/A | #N/A | #N/A | #N/A | #N/A | #N/A | #N/A | #N/A | #N/A | #N/A | #N/A | #N/A | #N/A | #N/A | #N/A | #N/A | #N/A | #N/A | #N/A | #N/A | #N/A | #N/A | #N/A | #N/A | #N/A | #N/A | #N/A | #N/A | #N/A | #N/A | #N/A | #N/A | #N/A | #N/A | #N/A | #N/A
[7 empty] | 6 | 6 | 3749 | 5 | 2020-06-06 | Thursday | 4 | No | #N/A | #N/A | #N/A | #N/A | #N/A | #N/A | #N/A | #N/A | #N/A | #N/A | #N/A | #N/A | #N/A | #N/A | #N/A | #N/A | #N/A | #N/A | #N/A | #N/A | #N/A | #N/A | #N/A | #N/A | #N/A | #N/A | #N/A | #N/A | #N/A | #N/A | #N/A | #N/A | #N/A | #N/A | #N/A | #N/A
[7 empty] | 6 | 6 | 3750 | 6 | 2020-06-06 | Thursday | 4 | No | #N/A | #N/A | #N/A | #N/A | #N/A | #N/A | #N/A | #N/A | #N/A | #N/A | #N/A | #N/A | #N/A | #N/A | #N/A | #N/A | #N/A | #N/A | #N/A | #N/A | #N/A | #N/A | #N/A | #N/A | #N/A | #N/A | #N/A | #N/A | #N/A | #N/A | #N/A | #N/A | #N/A | #N/A | #N/A | #N/A
[7 empty] | 6 | 6 | 3751 | 7 | 2020-06-06 | Thursday | 4 | No | #N/A | #N/A | #N/A | #N/A | #N/A | #N/A | #N/A | #N/A | #N/A | #N/A | #N/A | #N/A | #N/A | #N/A | #N/A | #N/A | #N/A | #N/A | #N/A | #N/A | #N/A | #N/A | #N/A | #N/A | #N/A | #N/A | #N/A | #N/A | #N/A | #N/A | #N/A | #N/A | #N/A | #N/A | #N/A | #N/A
[7 empty] | 6 | 6 | 3752 | 8 | 2020-06-06 | Thursday | 4 | No | #N/A | #N/A | #N/A | #N/A | #N/A | #N/A | #N/A | #N/A | #N/A | #N/A | #N/A | #N/A | #N/A | #N/A | #N/A | #N/A | #N/A | #N/A | #N/A | #N/A | #N/A | #N/A | #N/A | #N/A | #N/A | #N/A | #N/A | #N/A | #N/A | #N/A | #N/A | #N/A | #N/A | #N/A | #N/A | #N/A
[7 empty] | 6 | 6 | 3753 | 9 | 2020-06-06 | Thursday | 4 | No | #N/A | #N/A | #N/A | #N/A | #N/A | #N/A | #N/A | #N/A | #N/A | #N/A | #N/A | #N/A | #N/A | #N/A | #N/A | #N/A | #N/A | #N/A | #N/A | #N/A | #N/A | #N/A | #N/A | #N/A | #N/A | #N/A | #N/A | #N/A | #N/A | #N/A | #N/A | #N/A | #N/A | #N/A | #N/A | #N/A
[7 empty] | 6 | 6 | 3754 | 10 | 2020-06-06 | Thursday | 4 | No | #N/A | #N/A | #N/A | #N/A | #N/A | #N/A | #N/A | #N/A | #N/A | #N/A | #N/A | #N/A | #N/A | #N/A | #N/A | #N/A | #N/A | #N/A | #N/A | #N/A | #N/A | #N/A | #N/A | #N/A | #N/A | #N/A | #N/A | #N/A | #N/A | #N/A | #N/A | #N/A | #N/A | #N/A | #N/A | #N/A
[7 empty] | 6 | 6 | 3755 | 11 | 2020-06-06 | Thursday | 4 | No | #N/A | #N/A | #N/A | #N/A | #N/A | #N/A | #N/A | #N/A | #N/A | #N/A | #N/A | #N/A | #N/A | #N/A | #N/A | #N/A | #N/A | #N/A | #N/A | #N/A | #N/A | #N/A | #N/A | #N/A | #N/A | #N/A | #N/A | #N/A | #N/A | #N/A | #N/A | #N/A | #N/A | #N/A | #N/A | #N/A
[7 empty] | 6 | 6 | 3756 | 12 | 2020-06-06 | Thursday | 4 | No | #N/A | #N/A | #N/A | #N/A | #N/A | #N/A | #N/A | #N/A | #N/A | #N/A | #N/A | #N/A | #N/A | #N/A | #N/A | #N/A | #N/A | #N/A | #N/A | #N/A | #N/A | #N/A | #N/A | #N/A | #N/A | #N/A | #N/A | #N/A | #N/A | #N/A | #N/A | #N/A | #N/A | #N/A | #N/A | #N/A
[7 empty] | 6 | 6 | 3757 | 13 | 2020-06-06 | Thursday | 4 | No | #N/A | #N/A | #N/A | #N/A | #N/A | #N/A | #N/A | #N/A | #N/A | #N/A | #N/A | #N/A | #N/A | #N/A | #N/A | #N/A | #N/A | #N/A | #N/A | #N/A | #N/A | #N/A | #N/A | #N/A | #N/A | #N/A | #N/A | #N/A | #N/A | #N/A | #N/A | #N/A | #N/A | #N/A | #N/A | #N/A
[7 empty] | 6 | 6 | 3758 | 14 | 2020-06-06 | Thursday | 4 | No | #N/A | #N/A | #N/A | #N/A | #N/A | #N/A | #N/A | #N/A | #N/A | #N/A | #N/A | #N/A | #N/A | #N/A | #N/A | #N/A | #N/A | #N/A | #N/A | #N/A | #N/A | #N/A | #N/A | #N/A | #N/A | #N/A | #N/A | #N/A | #N/A | #N/A | #N/A | #N/A | #N/A | #N/A | #N/A | #N/A
[7 empty] | 6 | 6 | 3759 | 15 | 2020-06-06 | Thursday | 4 | No | #N/A | #N/A | #N/A | #N/A | #N/A | #N/A | #N/A | #N/A | #N/A | #N/A | #N/A | #N/A | #N/A | #N/A | #N/A | #N/A | #N/A | #N/A | #N/A | #N/A | #N/A | #N/A | #N/A | #N/A | #N/A | #N/A | #N/A | #N/A | #N/A | #N/A | #N/A | #N/A | #N/A | #N/A | #N/A | #N/A
[7 empty] | 6 | 6 | 3760 | 16 | 2020-06-06 | Thursday | 4 | No | #N/A | #N/A | #N/A | #N/A | #N/A | #N/A | #N/A | #N/A | #N/A | #N/A | #N/A | #N/A | #N/A | #N/A | #N/A | #N/A | #N/A | #N/A | #N/A | #N/A | #N/A | #N/A | #N/A | #N/A | #N/A | #N/A | #N/A | #N/A | #N/A | #N/A | #N/A | #N/A | #N/A | #N/A | #N/A | #N/A
[7 empty] | 6 | 6 | 3761 | 17 | 2020-06-06 | Thursday | 4 | No | #N/A | #N/A | #N/A | #N/A | #N/A | #N/A | #N/A | #N/A | #N/A | #N/A | #N/A | #N/A | #N/A | #N/A | #N/A | #N/A | #N/A | #N/A | #N/A | #N/A | #N/A | #N/A | #N/A | #N/A | #N/A | #N/A | #N/A | #N/A | #N/A | #N/A | #N/A | #N/A | #N/A | #N/A | #N/A | #N/A
[7 empty] | 6 | 6 | 3762 | 18 | 2020-06-06 | Thursday | 4 | No | #N/A | #N/A | #N/A | #N/A | #N/A | #N/A | #N/A | #N/A | #N/A | #N/A | #N/A | #N/A | #N/A | #N/A | #N/A | #N/A | #N/A | #N/A | #N/A | #N/A | #N/A | #N/A | #N/A | #N/A | #N/A | #N/A | #N/A | #N/A | #N/A | #N/A | #N/A | #N/A | #N/A | #N/A | #N/A | #N/A
[7 empty] | 6 | 6 | 3763 | 19 | 2020-06-06 | Thursday | 4 | No | #N/A | #N/A | #N/A | #N/A | #N/A | #N/A | #N/A | #N/A | #N/A | #N/A | #N/A | #N/A | #N/A | #N/A | #N/A | #N/A | #N/A | #N/A | #N/A | #N/A | #N/A | #N/A | #N/A | #N/A | #N/A | #N/A | #N/A | #N/A | #N/A | #N/A | #N/A | #N/A | #N/A | #N/A | #N/A | #N/A
[7 empty] | 6 | 6 | 3764 | 20 | 2020-06-06 | Thursday | 4 | No | #N/A | #N/A | #N/A | #N/A | #N/A | #N/A | #N/A | #N/A | #N/A | #N/A | #N/A | #N/A | #N/A | #N/A | #N/A | #N/A | #N/A | #N/A | #N/A | #N/A | #N/A | #N/A | #N/A | #N/A | #N/A | #N/A | #N/A | #N/A | #N/A | #N/A | #N/A | #N/A | #N/A | #N/A | #N/A | #N/A
[7 empty] | 6 | 6 | 3765 | 21 | 2020-06-06 | Thursday | 4 | No | #N/A | #N/A | #N/A | #N/A | #N/A | #N/A | #N/A | #N/A | #N/A | #N/A | #N/A | #N/A | #N/A | #N/A | #N/A | #N/A | #N/A | #N/A | #N/A | #N/A | #N/A | #N/A | #N/A | #N/A | #N/A | #N/A | #N/A | #N/A | #N/A | #N/A | #N/A | #N/A | #N/A | #N/A | #N/A | #N/A
[7 empty] | 6 | 6 | 3766 | 22 | 2020-06-06 | Thursday | 4 | No | #N/A | #N/A | #N/A | #N/A | #N/A | #N/A | #N/A | #N/A | #N/A | #N/A | #N/A | #N/A | #N/A | #N/A | #N/A | #N/A | #N/A | #N/A | #N/A | #N/A | #N/A | #N/A | #N/A | #N/A | #N/A | #N/A | #N/A | #N/A | #N/A | #N/A | #N/A | #N/A | #N/A | #N/A | #N/A | #N/A
[7 empty] | 6 | 6 | 3767 | 23 | 2020-06-06 | Thursday | 4 | No | #N/A | #N/A | #N/A | #N/A | #N/A | #N/A | #N/A | #N/A | #N/A | #N/A | #N/A | #N/A | #N/A | #N/A | #N/A | #N/A | #N/A | #N/A | #N/A | #N/A | #N/A | #N/A | #N/A | #N/A | #N/A | #N/A | #N/A | #N/A | #N/A | #N/A | #N/A | #N/A | #N/A | #N/A | #N/A | #N/A
[7 empty] | 6 | 6 | 3768 | 24 | 2020-06-06 | Thursday | 4 | No | #N/A | #N/A | #N/A | #N/A | #N/A | #N/A | #N/A | #N/A | #N/A | #N/A | #N/A | #N/A | #N/A | #N/A | #N/A | #N/A | #N/A | #N/A | #N/A | #N/A | #N/A | #N/A | #N/A | #N/A | #N/A | #N/A | #N/A | #N/A | #N/A | #N/A | #N/A | #N/A | #N/A | #N/A | #N/A | #N/A
[7 empty] | 6 | 7 | 3769 | 1 | 2020-06-07 | Friday | 5 | No | #N/A | #N/A | #N/A | #N/A | #N/A | #N/A | #N/A | #N/A | #N/A | #N/A | #N/A | #N/A | #N/A | #N/A | #N/A | #N/A | #N/A | #N/A | #N/A | #N/A | #N/A | #N/A | #N/A | #N/A | #N/A | #N/A | #N/A | #N/A | #N/A | #N/A | #N/A | #N/A | #N/A | #N/A | #N/A | #N/A
[7 empty] | 6 | 7 | 3770 | 2 | 2020-06-07 | Friday | 5 | No | #N/A | #N/A | #N/A | #N/A | #N/A | #N/A | #N/A | #N/A | #N/A | #N/A | #N/A | #N/A | #N/A | #N/A | #N/A | #N/A | #N/A | #N/A | #N/A | #N/A | #N/A | #N/A | #N/A | #N/A | #N/A | #N/A | #N/A | #N/A | #N/A | #N/A | #N/A | #N/A | #N/A | #N/A | #N/A | #N/A
[7 empty] | 6 | 7 | 3771 | 3 | 2020-06-07 | Friday | 5 | No | #N/A | #N/A | #N/A | #N/A | #N/A | #N/A | #N/A | #N/A | #N/A | #N/A | #N/A | #N/A | #N/A | #N/A | #N/A | #N/A | #N/A | #N/A | #N/A | #N/A | #N/A | #N/A | #N/A | #N/A | #N/A | #N/A | #N/A | #N/A | #N/A | #N/A | #N/A | #N/A | #N/A | #N/A | #N/A | #N/A
[7 empty] | 6 | 7 | 3772 | 4 | 2020-06-07 | Friday | 5 | No | #N/A | #N/A | #N/A | #N/A | #N/A | #N/A | #N/A | #N/A | #N/A | #N/A | #N/A | #N/A | #N/A | #N/A | #N/A | #N/A | #N/A | #N/A | #N/A | #N/A | #N/A | #N/A | #N/A | #N/A | #N/A | #N/A | #N/A | #N/A | #N/A | #N/A | #N/A | #N/A | #N/A | #N/A | #N/A | #N/A
[7 empty] | 6 | 7 | 3773 | 5 | 2020-06-07 | Friday | 5 | No | #N/A | #N/A | #N/A | #N/A | #N/A | #N/A | #N/A | #N/A | #N/A | #N/A | #N/A | #N/A | #N/A | #N/A | #N/A | #N/A | #N/A | #N/A | #N/A | #N/A | #N/A | #N/A | #N/A | #N/A | #N/A | #N/A | #N/A | #N/A | #N/A | #N/A | #N/A | #N/A | #N/A | #N/A | #N/A | #N/A
[7 empty] | 6 | 7 | 3774 | 6 | 2020-06-07 | Friday | 5 | No | #N/A | #N/A | #N/A | #N/A | #N/A | #N/A | #N/A | #N/A | #N/A | #N/A | #N/A | #N/A | #N/A | #N/A | #N/A | #N/A | #N/A | #N/A | #N/A | #N/A | #N/A | #N/A | #N/A | #N/A | #N/A | #N/A | #N/A | #N/A | #N/A | #N/A | #N/A | #N/A | #N/A | #N/A | #N/A | #N/A
[7 empty] | 6 | 7 | 3775 | 7 | 2020-06-07 | Friday | 5 | No | #N/A | #N/A | #N/A | #N/A | #N/A | #N/A | #N/A | #N/A | #N/A | #N/A | #N/A | #N/A | #N/A | #N/A | #N/A | #N/A | #N/A | #N/A | #N/A | #N/A | #N/A | #N/A | #N/A | #N/A | #N/A | #N/A | #N/A | #N/A | #N/A | #N/A | #N/A | #N/A | #N/A | #N/A | #N/A | #N/A
[7 empty] | 6 | 7 | 3776 | 8 | 2020-06-07 | Friday | 5 | No | #N/A | #N/A | #N/A | #N/A | #N/A | #N/A | #N/A | #N/A | #N/A | #N/A | #N/A | #N/A | #N/A | #N/A | #N/A | #N/A | #N/A | #N/A | #N/A | #N/A | #N/A | #N/A | #N/A | #N/A | #N/A | #N/A | #N/A | #N/A | #N/A | #N/A | #N/A | #N/A | #N/A | #N/A | #N/A | #N/A
[7 empty] | 6 | 7 | 3777 | 9 | 2020-06-07 | Friday | 5 | No | #N/A | #N/A | #N/A | #N/A | #N/A | #N/A | #N/A | #N/A | #N/A | #N/A | #N/A | #N/A | #N/A | #N/A | #N/A | #N/A | #N/A | #N/A | #N/A | #N/A | #N/A | #N/A | #N/A | #N/A | #N/A | #N/A | #N/A | #N/A | #N/A | #N/A | #N/A | #N/A | #N/A | #N/A | #N/A | #N/A
[7 empty] | 6 | 7 | 3778 | 10 | 2020-06-07 | Friday | 5 | No | #N/A | #N/A | #N/A | #N/A | #N/A | #N/A | #N/A | #N/A | #N/A | #N/A | #N/A | #N/A | #N/A | #N/A | #N/A | #N/A | #N/A | #N/A | #N/A | #N/A | #N/A | #N/A | #N/A | #N/A | #N/A | #N/A | #N/A | #N/A | #N/A | #N/A | #N/A | #N/A | #N/A | #N/A | #N/A | #N/A
[7 empty] | 6 | 7 | 3779 | 11 | 2020-06-07 | Friday | 5 | No | #N/A | #N/A | #N/A | #N/A | #N/A | #N/A | #N/A | #N/A | #N/A | #N/A | #N/A | #N/A | #N/A | #N/A | #N/A | #N/A | #N/A | #N/A | #N/A | #N/A | #N/A | #N/A | #N/A | #N/A | #N/A | #N/A | #N/A | #N/A | #N/A | #N/A | #N/A | #N/A | #N/A | #N/A | #N/A | #N/A
[7 empty] | 6 | 7 | 3780 | 12 | 2020-06-07 | Friday | 5 | No | #N/A | #N/A | #N/A | #N/A | #N/A | #N/A | #N/A | #N/A | #N/A | #N/A | #N/A | #N/A | #N/A | #N/A | #N/A | #N/A | #N/A | #N/A | #N/A | #N/A | #N/A | #N/A | #N/A | #N/A | #N/A | #N/A | #N/A | #N/A | #N/A | #N/A | #N/A | #N/A | #N/A | #N/A | #N/A | #N/A
[7 empty] | 6 | 7 | 3781 | 13 | 2020-06-07 | Friday | 5 | No | #N/A | #N/A | #N/A | #N/A | #N/A | #N/A | #N/A | #N/A | #N/A | #N/A | #N/A | #N/A | #N/A | #N/A | #N/A | #N/A | #N/A | #N/A | #N/A | #N/A | #N/A | #N/A | #N/A | #N/A | #N/A | #N/A | #N/A | #N/A | #N/A | #N/A | #N/A | #N/A | #N/A | #N/A | #N/A | #N/A
[7 empty] | 6 | 7 | 3782 | 14 | 2020-06-07 | Friday | 5 | No | #N/A | #N/A | #N/A | #N/A | #N/A | #N/A | #N/A | #N/A | #N/A | #N/A | #N/A | #N/A | #N/A | #N/A | #N/A | #N/A | #N/A | #N/A | #N/A | #N/A | #N/A | #N/A | #N/A | #N/A | #N/A | #N/A | #N/A | #N/A | #N/A | #N/A | #N/A | #N/A | #N/A | #N/A | #N/A | #N/A
[7 empty] | 6 | 7 | 3783 | 15 | 2020-06-07 | Friday | 5 | No | #N/A | #N/A | #N/A | #N/A | #N/A | #N/A | #N/A | #N/A | #N/A | #N/A | #N/A | #N/A | #N/A | #N/A | #N/A | #N/A | #N/A | #N/A | #N/A | #N/A | #N/A | #N/A | #N/A | #N/A | #N/A | #N/A | #N/A | #N/A | #N/A | #N/A | #N/A | #N/A | #N/A | #N/A | #N/A | #N/A
[7 empty] | 6 | 7 | 3784 | 16 | 2020-06-07 | Friday | 5 | No | #N/A | #N/A | #N/A | #N/A | #N/A | #N/A | #N/A | #N/A | #N/A | #N/A | #N/A | #N/A | #N/A | #N/A | #N/A | #N/A | #N/A | #N/A | #N/A | #N/A | #N/A | #N/A | #N/A | #N/A | #N/A | #N/A | #N/A | #N/A | #N/A | #N/A | #N/A | #N/A | #N/A | #N/A | #N/A | #N/A
[7 empty] | 6 | 7 | 3785 | 17 | 2020-06-07 | Friday | 5 | No | #N/A | #N/A | #N/A | #N/A | #N/A | #N/A | #N/A | #N/A | #N/A | #N/A | #N/A | #N/A | #N/A | #N/A | #N/A | #N/A | #N/A | #N/A | #N/A | #N/A | #N/A | #N/A | #N/A | #N/A | #N/A | #N/A | #N/A | #N/A | #N/A | #N/A | #N/A | #N/A | #N/A | #N/A | #N/A | #N/A
[7 empty] | 6 | 7 | 3786 | 18 | 2020-06-07 | Friday | 5 | No | #N/A | #N/A | #N/A | #N/A | #N/A | #N/A | #N/A | #N/A | #N/A | #N/A | #N/A | #N/A | #N/A | #N/A | #N/A | #N/A | #N/A | #N/A | #N/A | #N/A | #N/A | #N/A | #N/A | #N/A | #N/A | #N/A | #N/A | #N/A | #N/A | #N/A | #N/A | #N/A | #N/A | #N/A | #N/A | #N/A
[7 empty] | 6 | 7 | 3787 | 19 | 2020-06-07 | Friday | 5 | No | #N/A | #N/A | #N/A | #N/A | #N/A | #N/A | #N/A | #N/A | #N/A | #N/A | #N/A | #N/A | #N/A | #N/A | #N/A | #N/A | #N/A | #N/A | #N/A | #N/A | #N/A | #N/A | #N/A | #N/A | #N/A | #N/A | #N/A | #N/A | #N/A | #N/A | #N/A | #N/A | #N/A | #N/A | #N/A | #N/A
[7 empty] | 6 | 7 | 3788 | 20 | 2020-06-07 | Friday | 5 | No | #N/A | #N/A | #N/A | #N/A | #N/A | #N/A | #N/A | #N/A | #N/A | #N/A | #N/A | #N/A | #N/A | #N/A | #N/A | #N/A | #N/A | #N/A | #N/A | #N/A | #N/A | #N/A | #N/A | #N/A | #N/A | #N/A | #N/A | #N/A | #N/A | #N/A | #N/A | #N/A | #N/A | #N/A | #N/A | #N/A
[7 empty] | 6 | 7 | 3789 | 21 | 2020-06-07 | Friday | 5 | No | #N/A | #N/A | #N/A | #N/A | #N/A | #N/A | #N/A | #N/A | #N/A | #N/A | #N/A | #N/A | #N/A | #N/A | #N/A | #N/A | #N/A | #N/A | #N/A | #N/A | #N/A | #N/A | #N/A | #N/A | #N/A | #N/A | #N/A | #N/A | #N/A | #N/A | #N/A | #N/A | #N/A | #N/A | #N/A | #N/A
[7 empty] | 6 | 7 | 3790 | 22 | 2020-06-07 | Friday | 5 | No | #N/A | #N/A | #N/A | #N/A | #N/A | #N/A | #N/A | #N/A | #N/A | #N/A | #N/A | #N/A | #N/A | #N/A | #N/A | #N/A | #N/A | #N/A | #N/A | #N/A | #N/A | #N/A | #N/A | #N/A | #N/A | #N/A | #N/A | #N/A | #N/A | #N/A | #N/A | #N/A | #N/A | #N/A | #N/A | #N/A
[7 empty] | 6 | 7 | 3791 | 23 | 2020-06-07 | Friday | 5 | No | #N/A | #N/A | #N/A | #N/A | #N/A | #N/A | #N/A | #N/A | #N/A | #N/A | #N/A | #N/A | #N/A | #N/A | #N/A | #N/A | #N/A | #N/A | #N/A | #N/A | #N/A | #N/A | #N/A | #N/A | #N/A | #N/A | #N/A | #N/A | #N/A | #N/A | #N/A | #N/A | #N/A | #N/A | #N/A | #N/A
[7 empty] | 6 | 7 | 3792 | 24 | 2020-06-07 | Friday | 5 | No | #N/A | #N/A | #N/A | #N/A | #N/A | #N/A | #N/A | #N/A | #N/A | #N/A | #N/A | #N/A | #N/A | #N/A | #N/A | #N/A | #N/A | #N/A | #N/A | #N/A | #N/A | #N/A | #N/A | #N/A | #N/A | #N/A | #N/A | #N/A | #N/A | #N/A | #N/A | #N/A | #N/A | #N/A | #N/A | #N/A
[7 empty] | 6 | 8 | 3793 | 1 | 2020-06-08 | Saturday | 6 | No | #N/A | #N/A | #N/A | #N/A | #N/A | #N/A | #N/A | #N/A | #N/A | #N/A | #N/A | #N/A | #N/A | #N/A | #N/A | #N/A | #N/A | #N/A | #N/A | #N/A | #N/A | #N/A | #N/A | #N/A | #N/A | #N/A | #N/A | #N/A | #N/A | #N/A | #N/A | #N/A | #N/A | #N/A | #N/A | #N/A
[7 empty] | 6 | 8 | 3794 | 2 | 2020-06-08 | Saturday | 6 | No | #N/A | #N/A | #N/A | #N/A | #N/A | #N/A | #N/A | #N/A | #N/A | #N/A | #N/A | #N/A | #N/A | #N/A | #N/A | #N/A | #N/A | #N/A | #N/A | #N/A | #N/A | #N/A | #N/A | #N/A | #N/A | #N/A | #N/A | #N/A | #N/A | #N/A | #N/A | #N/A | #N/A | #N/A | #N/A | #N/A
[7 empty] | 6 | 8 | 3795 | 3 | 2020-06-08 | Saturday | 6 | No | #N/A | #N/A | #N/A | #N/A | #N/A | #N/A | #N/A | #N/A | #N/A | #N/A | #N/A | #N/A | #N/A | #N/A | #N/A | #N/A | #N/A | #N/A | #N/A | #N/A | #N/A | #N/A | #N/A | #N/A | #N/A | #N/A | #N/A | #N/A | #N/A | #N/A | #N/A | #N/A | #N/A | #N/A | #N/A | #N/A
[7 empty] | 6 | 8 | 3796 | 4 | 2020-06-08 | Saturday | 6 | No | #N/A | #N/A | #N/A | #N/A | #N/A | #N/A | #N/A | #N/A | #N/A | #N/A | #N/A | #N/A | #N/A | #N/A | #N/A | #N/A | #N/A | #N/A | #N/A | #N/A | #N/A | #N/A | #N/A | #N/A | #N/A | #N/A | #N/A | #N/A | #N/A | #N/A | #N/A | #N/A | #N/A | #N/A | #N/A | #N/A
[7 empty] | 6 | 8 | 3797 | 5 | 2020-06-08 | Saturday | 6 | No | #N/A | #N/A | #N/A | #N/A | #N/A | #N/A | #N/A | #N/A | #N/A | #N/A | #N/A | #N/A | #N/A | #N/A | #N/A | #N/A | #N/A | #N/A | #N/A | #N/A | #N/A | #N/A | #N/A | #N/A | #N/A | #N/A | #N/A | #N/A | #N/A | #N/A | #N/A | #N/A | #N/A | #N/A | #N/A | #N/A
[7 empty] | 6 | 8 | 3798 | 6 | 2020-06-08 | Saturday | 6 | No | #N/A | #N/A | #N/A | #N/A | #N/A | #N/A | #N/A | #N/A | #N/A | #N/A | #N/A | #N/A | #N/A | #N/A | #N/A | #N/A | #N/A | #N/A | #N/A | #N/A | #N/A | #N/A | #N/A | #N/A | #N/A | #N/A | #N/A | #N/A | #N/A | #N/A | #N/A | #N/A | #N/A | #N/A | #N/A | #N/A
[7 empty] | 6 | 8 | 3799 | 7 | 2020-06-08 | Saturday | 6 | No | #N/A | #N/A | #N/A | #N/A | #N/A | #N/A | #N/A | #N/A | #N/A | #N/A | #N/A | #N/A | #N/A | #N/A | #N/A | #N/A | #N/A | #N/A | #N/A | #N/A | #N/A | #N/A | #N/A | #N/A | #N/A | #N/A | #N/A | #N/A | #N/A | #N/A | #N/A | #N/A | #N/A | #N/A | #N/A | #N/A
[7 empty] | 6 | 8 | 3800 | 8 | 2020-06-08 | Saturday | 6 | No | #N/A | #N/A | #N/A | #N/A | #N/A | #N/A | #N/A | #N/A | #N/A | #N/A | #N/A | #N/A | #N/A | #N/A | #N/A | #N/A | #N/A | #N/A | #N/A | #N/A | #N/A | #N/A | #N/A | #N/A | #N/A | #N/A | #N/A | #N/A | #N/A | #N/A | #N/A | #N/A | #N/A | #N/A | #N/A | #N/A
[7 empty] | 6 | 8 | 3801 | 9 | 2020-06-08 | Saturday | 6 | No | #N/A | #N/A | #N/A | #N/A | #N/A | #N/A | #N/A | #N/A | #N/A | #N/A | #N/A | #N/A | #N/A | #N/A | #N/A | #N/A | #N/A | #N/A | #N/A | #N/A | #N/A | #N/A | #N/A | #N/A | #N/A | #N/A | #N/A | #N/A | #N/A | #N/A | #N/A | #N/A | #N/A | #N/A | #N/A | #N/A
[7 empty] | 6 | 8 | 3802 | 10 | 2020-06-08 | Saturday | 6 | No | #N/A | #N/A | #N/A | #N/A | #N/A | #N/A | #N/A | #N/A | #N/A | #N/A | #N/A | #N/A | #N/A | #N/A | #N/A | #N/A | #N/A | #N/A | #N/A | #N/A | #N/A | #N/A | #N/A | #N/A | #N/A | #N/A | #N/A | #N/A | #N/A | #N/A | #N/A | #N/A | #N/A | #N/A | #N/A | #N/A
[7 empty] | 6 | 8 | 3803 | 11 | 2020-06-08 | Saturday | 6 | No | #N/A | #N/A | #N/A | #N/A | #N/A | #N/A | #N/A | #N/A | #N/A | #N/A | #N/A | #N/A | #N/A | #N/A | #N/A | #N/A | #N/A | #N/A | #N/A | #N/A | #N/A | #N/A | #N/A | #N/A | #N/A | #N/A | #N/A | #N/A | #N/A | #N/A | #N/A | #N/A | #N/A | #N/A | #N/A | #N/A
[7 empty] | 6 | 8 | 3804 | 12 | 2020-06-08 | Saturday | 6 | No | #N/A | #N/A | #N/A | #N/A | #N/A | #N/A | #N/A | #N/A | #N/A | #N/A | #N/A | #N/A | #N/A | #N/A | #N/A | #N/A | #N/A | #N/A | #N/A | #N/A | #N/A | #N/A | #N/A | #N/A | #N/A | #N/A | #N/A | #N/A | #N/A | #N/A | #N/A | #N/A | #N/A | #N/A | #N/A | #N/A
[7 empty] | 6 | 8 | 3805 | 13 | 2020-06-08 | Saturday | 6 | No | #N/A | #N/A | #N/A | #N/A | #N/A | #N/A | #N/A | #N/A | #N/A | #N/A | #N/A | #N/A | #N/A | #N/A | #N/A | #N/A | #N/A | #N/A | #N/A | #N/A | #N/A | #N/A | #N/A | #N/A | #N/A | #N/A | #N/A | #N/A | #N/A | #N/A | #N/A | #N/A | #N/A | #N/A | #N/A | #N/A
[7 empty] | 6 | 8 | 3806 | 14 | 2020-06-08 | Saturday | 6 | No | #N/A | #N/A | #N/A | #N/A | #N/A | #N/A | #N/A | #N/A | #N/A | #N/A | #N/A | #N/A | #N/A | #N/A | #N/A | #N/A | #N/A | #N/A | #N/A | #N/A | #N/A | #N/A | #N/A | #N/A | #N/A | #N/A | #N/A | #N/A | #N/A | #N/A | #N/A | #N/A | #N/A | #N/A | #N/A | #N/A
[7 empty] | 6 | 8 | 3807 | 15 | 2020-06-08 | Saturday | 6 | No | #N/A | #N/A | #N/A | #N/A | #N/A | #N/A | #N/A | #N/A | #N/A | #N/A | #N/A | #N/A | #N/A | #N/A | #N/A | #N/A | #N/A | #N/A | #N/A | #N/A | #N/A | #N/A | #N/A | #N/A | #N/A | #N/A | #N/A | #N/A | #N/A | #N/A | #N/A | #N/A | #N/A | #N/A | #N/A | #N/A
[7 empty] | 6 | 8 | 3808 | 16 | 2020-06-08 | Saturday | 6 | No | #N/A | #N/A | #N/A | #N/A | #N/A | #N/A | #N/A | #N/A | #N/A | #N/A | #N/A | #N/A | #N/A | #N/A | #N/A | #N/A | #N/A | #N/A | #N/A | #N/A | #N/A | #N/A | #N/A | #N/A | #N/A | #N/A | #N/A | #N/A | #N/A | #N/A | #N/A | #N/A | #N/A | #N/A | #N/A | #N/A
[7 empty] | 6 | 8 | 3809 | 17 | 2020-06-08 | Saturday | 6 | No | #N/A | #N/A | #N/A | #N/A | #N/A | #N/A | #N/A | #N/A | #N/A | #N/A | #N/A | #N/A | #N/A | #N/A | #N/A | #N/A | #N/A | #N/A | #N/A | #N/A | #N/A | #N/A | #N/A | #N/A | #N/A | #N/A | #N/A | #N/A | #N/A | #N/A | #N/A | #N/A | #N/A | #N/A | #N/A | #N/A
[7 empty] | 6 | 8 | 3810 | 18 | 2020-06-08 | Saturday | 6 | No | #N/A | #N/A | #N/A | #N/A | #N/A | #N/A | #N/A | #N/A | #N/A | #N/A | #N/A | #N/A | #N/A | #N/A | #N/A | #N/A | #N/A | #N/A | #N/A | #N/A | #N/A | #N/A | #N/A | #N/A | #N/A | #N/A | #N/A | #N/A | #N/A | #N/A | #N/A | #N/A | #N/A | #N/A | #N/A | #N/A
[7 empty] | 6 | 8 | 3811 | 19 | 2020-06-08 | Saturday | 6 | No | #N/A | #N/A | #N/A | #N/A | #N/A | #N/A | #N/A | #N/A | #N/A | #N/A | #N/A | #N/A | #N/A | #N/A | #N/A | #N/A | #N/A | #N/A | #N/A | #N/A | #N/A | #N/A | #N/A | #N/A | #N/A | #N/A | #N/A | #N/A | #N/A | #N/A | #N/A | #N/A | #N/A | #N/A | #N/A | #N/A
[7 empty] | 6 | 8 | 3812 | 20 | 2020-06-08 | Saturday | 6 | No | #N/A | #N/A | #N/A | #N/A | #N/A | #N/A | #N/A | #N/A | #N/A | #N/A | #N/A | #N/A | #N/A | #N/A | #N/A | #N/A | #N/A | #N/A | #N/A | #N/A | #N/A | #N/A | #N/A | #N/A | #N/A | #N/A | #N/A | #N/A | #N/A | #N/A | #N/A | #N/A | #N/A | #N/A | #N/A | #N/A
[7 empty] | 6 | 8 | 3813 | 21 | 2020-06-08 | Saturday | 6 | No | #N/A | #N/A | #N/A | #N/A | #N/A | #N/A | #N/A | #N/A | #N/A | #N/A | #N/A | #N/A | #N/A | #N/A | #N/A | #N/A | #N/A | #N/A | #N/A | #N/A | #N/A | #N/A | #N/A | #N/A | #N/A | #N/A | #N/A | #N/A | #N/A | #N/A | #N/A | #N/A | #N/A | #N/A | #N/A | #N/A
[7 empty] | 6 | 8 | 3814 | 22 | 2020-06-08 | Saturday | 6 | No | #N/A | #N/A | #N/A | #N/A | #N/A | #N/A | #N/A | #N/A | #N/A | #N/A | #N/A | #N/A | #N/A | #N/A | #N/A | #N/A | #N/A | #N/A | #N/A | #N/A | #N/A | #N/A | #N/A | #N/A | #N/A | #N/A | #N/A | #N/A | #N/A | #N/A | #N/A | #N/A | #N/A | #N/A | #N/A | #N/A
[7 empty] | 6 | 8 | 3815 | 23 | 2020-06-08 | Saturday | 6 | No | #N/A | #N/A | #N/A | #N/A | #N/A | #N/A | #N/A | #N/A | #N/A | #N/A | #N/A | #N/A | #N/A | #N/A | #N/A | #N/A | #N/A | #N/A | #N/A | #N/A | #N/A | #N/A | #N/A | #N/A | #N/A | #N/A | #N/A | #N/A | #N/A | #N/A | #N/A | #N/A | #N/A | #N/A | #N/A | #N/A
[7 empty] | 6 | 8 | 3816 | 24 | 2020-06-08 | Saturday | 6 | No | #N/A | #N/A | #N/A | #N/A | #N/A | #N/A | #N/A | #N/A | #N/A | #N/A | #N/A | #N/A | #N/A | #N/A | #N/A | #N/A | #N/A | #N/A | #N/A | #N/A | #N/A | #N/A | #N/A | #N/A | #N/A | #N/A | #N/A | #N/A | #N/A | #N/A | #N/A | #N/A | #N/A | #N/A | #N/A | #N/A
[7 empty] | 6 | 9 | 3817 | 1 | 2020-06-09 | Sunday | 7 | No | #N/A | #N/A | #N/A | #N/A | #N/A | #N/A | #N/A | #N/A | #N/A | #N/A | #N/A | #N/A | #N/A | #N/A | #N/A | #N/A | #N/A | #N/A | #N/A | #N/A | #N/A | #N/A | #N/A | #N/A | #N/A | #N/A | #N/A | #N/A | #N/A | #N/A | #N/A | #N/A | #N/A | #N/A | #N/A | #N/A
[7 empty] | 6 | 9 | 3818 | 2 | 2020-06-09 | Sunday | 7 | No | #N/A | #N/A | #N/A | #N/A | #N/A | #N/A | #N/A | #N/A | #N/A | #N/A | #N/A | #N/A | #N/A | #N/A | #N/A | #N/A | #N/A | #N/A | #N/A | #N/A | #N/A | #N/A | #N/A | #N/A | #N/A | #N/A | #N/A | #N/A | #N/A | #N/A | #N/A | #N/A | #N/A | #N/A | #N/A | #N/A
[7 empty] | 6 | 9 | 3819 | 3 | 2020-06-09 | Sunday | 7 | No | #N/A | #N/A | #N/A | #N/A | #N/A | #N/A | #N/A | #N/A | #N/A | #N/A | #N/A | #N/A | #N/A | #N/A | #N/A | #N/A | #N/A | #N/A | #N/A | #N/A | #N/A | #N/A | #N/A | #N/A | #N/A | #N/A | #N/A | #N/A | #N/A | #N/A | #N/A | #N/A | #N/A | #N/A | #N/A | #N/A
[7 empty] | 6 | 9 | 3820 | 4 | 2020-06-09 | Sunday | 7 | No | #N/A | #N/A | #N/A | #N/A | #N/A | #N/A | #N/A | #N/A | #N/A | #N/A | #N/A | #N/A | #N/A | #N/A | #N/A | #N/A | #N/A | #N/A | #N/A | #N/A | #N/A | #N/A | #N/A | #N/A | #N/A | #N/A | #N/A | #N/A | #N/A | #N/A | #N/A | #N/A | #N/A | #N/A | #N/A | #N/A
[7 empty] | 6 | 9 | 3821 | 5 | 2020-06-09 | Sunday | 7 | No | #N/A | #N/A | #N/A | #N/A | #N/A | #N/A | #N/A | #N/A | #N/A | #N/A | #N/A | #N/A | #N/A | #N/A | #N/A | #N/A | #N/A | #N/A | #N/A | #N/A | #N/A | #N/A | #N/A | #N/A | #N/A | #N/A | #N/A | #N/A | #N/A | #N/A | #N/A | #N/A | #N/A | #N/A | #N/A | #N/A
[7 empty] | 6 | 9 | 3822 | 6 | 2020-06-09 | Sunday | 7 | No | #N/A | #N/A | #N/A | #N/A | #N/A | #N/A | #N/A | #N/A | #N/A | #N/A | #N/A | #N/A | #N/A | #N/A | #N/A | #N/A | #N/A | #N/A | #N/A | #N/A | #N/A | #N/A | #N/A | #N/A | #N/A | #N/A | #N/A | #N/A | #N/A | #N/A | #N/A | #N/A | #N/A | #N/A | #N/A | #N/A
[7 empty] | 6 | 9 | 3823 | 7 | 2020-06-09 | Sunday | 7 | No | #N/A | #N/A | #N/A | #N/A | #N/A | #N/A | #N/A | #N/A | #N/A | #N/A | #N/A | #N/A | #N/A | #N/A | #N/A | #N/A | #N/A | #N/A | #N/A | #N/A | #N/A | #N/A | #N/A | #N/A | #N/A | #N/A | #N/A | #N/A | #N/A | #N/A | #N/A | #N/A | #N/A | #N/A | #N/A | #N/A
[7 empty] | 6 | 9 | 3824 | 8 | 2020-06-09 | Sunday | 7 | No | #N/A | #N/A | #N/A | #N/A | #N/A | #N/A | #N/A | #N/A | #N/A | #N/A | #N/A | #N/A | #N/A | #N/A | #N/A | #N/A | #N/A | #N/A | #N/A | #N/A | #N/A | #N/A | #N/A | #N/A | #N/A | #N/A | #N/A | #N/A | #N/A | #N/A | #N/A | #N/A | #N/A | #N/A | #N/A | #N/A
[7 empty] | 6 | 9 | 3825 | 9 | 2020-06-09 | Sunday | 7 | No | #N/A | #N/A | #N/A | #N/A | #N/A | #N/A | #N/A | #N/A | #N/A | #N/A | #N/A | #N/A | #N/A | #N/A | #N/A | #N/A | #N/A | #N/A | #N/A | #N/A | #N/A | #N/A | #N/A | #N/A | #N/A | #N/A | #N/A | #N/A | #N/A | #N/A | #N/A | #N/A | #N/A | #N/A | #N/A | #N/A
[7 empty] | 6 | 9 | 3826 | 10 | 2020-06-09 | Sunday | 7 | No | #N/A | #N/A | #N/A | #N/A | #N/A | #N/A | #N/A | #N/A | #N/A | #N/A | #N/A | #N/A | #N/A | #N/A | #N/A | #N/A | #N/A | #N/A | #N/A | #N/A | #N/A | #N/A | #N/A | #N/A | #N/A | #N/A | #N/A | #N/A | #N/A | #N/A | #N/A | #N/A | #N/A | #N/A | #N/A | #N/A
[7 empty] | 6 | 9 | 3827 | 11 | 2020-06-09 | Sunday | 7 | No | #N/A | #N/A | #N/A | #N/A | #N/A | #N/A | #N/A | #N/A | #N/A | #N/A | #N/A | #N/A | #N/A | #N/A | #N/A | #N/A | #N/A | #N/A | #N/A | #N/A | #N/A | #N/A | #N/A | #N/A | #N/A | #N/A | #N/A | #N/A | #N/A | #N/A | #N/A | #N/A | #N/A | #N/A | #N/A | #N/A
[7 empty] | 6 | 9 | 3828 | 12 | 2020-06-09 | Sunday | 7 | No | #N/A | #N/A | #N/A | #N/A | #N/A | #N/A | #N/A | #N/A | #N/A | #N/A | #N/A | #N/A | #N/A | #N/A | #N/A | #N/A | #N/A | #N/A | #N/A | #N/A | #N/A | #N/A | #N/A | #N/A | #N/A | #N/A | #N/A | #N/A | #N/A | #N/A | #N/A | #N/A | #N/A | #N/A | #N/A | #N/A
[7 empty] | 6 | 9 | 3829 | 13 | 2020-06-09 | Sunday | 7 | No | #N/A | #N/A | #N/A | #N/A | #N/A | #N/A | #N/A | #N/A | #N/A | #N/A | #N/A | #N/A | #N/A | #N/A | #N/A | #N/A | #N/A | #N/A | #N/A | #N/A | #N/A | #N/A | #N/A | #N/A | #N/A | #N/A | #N/A | #N/A | #N/A | #N/A | #N/A | #N/A | #N/A | #N/A | #N/A | #N/A
[7 empty] | 6 | 9 | 3830 | 14 | 2020-06-09 | Sunday | 7 | No | #N/A | #N/A | #N/A | #N/A | #N/A | #N/A | #N/A | #N/A | #N/A | #N/A | #N/A | #N/A | #N/A | #N/A | #N/A | #N/A | #N/A | #N/A | #N/A | #N/A | #N/A | #N/A | #N/A | #N/A | #N/A | #N/A | #N/A | #N/A | #N/A | #N/A | #N/A | #N/A | #N/A | #N/A | #N/A | #N/A
[7 empty] | 6 | 9 | 3831 | 15 | 2020-06-09 | Sunday | 7 | No | #N/A | #N/A | #N/A | #N/A | #N/A | #N/A | #N/A | #N/A | #N/A | #N/A | #N/A | #N/A | #N/A | #N/A | #N/A | #N/A | #N/A | #N/A | #N/A | #N/A | #N/A | #N/A | #N/A | #N/A | #N/A | #N/A | #N/A | #N/A | #N/A | #N/A | #N/A | #N/A | #N/A | #N/A | #N/A | #N/A
[7 empty] | 6 | 9 | 3832 | 16 | 2020-06-09 | Sunday | 7 | No | #N/A | #N/A | #N/A | #N/A | #N/A | #N/A | #N/A | #N/A | #N/A | #N/A | #N/A | #N/A | #N/A | #N/A | #N/A | #N/A | #N/A | #N/A | #N/A | #N/A | #N/A | #N/A | #N/A | #N/A | #N/A | #N/A | #N/A | #N/A | #N/A | #N/A | #N/A | #N/A | #N/A | #N/A | #N/A | #N/A
[7 empty] | 6 | 9 | 3833 | 17 | 2020-06-09 | Sunday | 7 | No | #N/A | #N/A | #N/A | #N/A | #N/A | #N/A | #N/A | #N/A | #N/A | #N/A | #N/A | #N/A | #N/A | #N/A | #N/A | #N/A | #N/A | #N/A | #N/A | #N/A | #N/A | #N/A | #N/A | #N/A | #N/A | #N/A | #N/A | #N/A | #N/A | #N/A | #N/A | #N/A | #N/A | #N/A | #N/A | #N/A
[7 empty] | 6 | 9 | 3834 | 18 | 2020-06-09 | Sunday | 7 | No | #N/A | #N/A | #N/A | #N/A | #N/A | #N/A | #N/A | #N/A | #N/A | #N/A | #N/A | #N/A | #N/A | #N/A | #N/A | #N/A | #N/A | #N/A | #N/A | #N/A | #N/A | #N/A | #N/A | #N/A | #N/A | #N/A | #N/A | #N/A | #N/A | #N/A | #N/A | #N/A | #N/A | #N/A | #N/A | #N/A
[7 empty] | 6 | 9 | 3835 | 19 | 2020-06-09 | Sunday | 7 | No | #N/A | #N/A | #N/A | #N/A | #N/A | #N/A | #N/A | #N/A | #N/A | #N/A | #N/A | #N/A | #N/A | #N/A | #N/A | #N/A | #N/A | #N/A | #N/A | #N/A | #N/A | #N/A | #N/A | #N/A | #N/A | #N/A | #N/A | #N/A | #N/A | #N/A | #N/A | #N/A | #N/A | #N/A | #N/A | #N/A
[7 empty] | 6 | 9 | 3836 | 20 | 2020-06-09 | Sunday | 7 | No | #N/A | #N/A | #N/A | #N/A | #N/A | #N/A | #N/A | #N/A | #N/A | #N/A | #N/A | #N/A | #N/A | #N/A | #N/A | #N/A | #N/A | #N/A | #N/A | #N/A | #N/A | #N/A | #N/A | #N/A | #N/A | #N/A | #N/A | #N/A | #N/A | #N/A | #N/A | #N/A | #N/A | #N/A | #N/A | #N/A
[7 empty] | 6 | 9 | 3837 | 21 | 2020-06-09 | Sunday | 7 | No | #N/A | #N/A | #N/A | #N/A | #N/A | #N/A | #N/A | #N/A | #N/A | #N/A | #N/A | #N/A | #N/A | #N/A | #N/A | #N/A | #N/A | #N/A | #N/A | #N/A | #N/A | #N/A | #N/A | #N/A | #N/A | #N/A | #N/A | #N/A | #N/A | #N/A | #N/A | #N/A | #N/A | #N/A | #N/A | #N/A
[7 empty] | 6 | 9 | 3838 | 22 | 2020-06-09 | Sunday | 7 | No | #N/A | #N/A | #N/A | #N/A | #N/A | #N/A | #N/A | #N/A | #N/A | #N/A | #N/A | #N/A | #N/A | #N/A | #N/A | #N/A | #N/A | #N/A | #N/A | #N/A | #N/A | #N/A | #N/A | #N/A | #N/A | #N/A | #N/A | #N/A | #N/A | #N/A | #N/A | #N/A | #N/A | #N/A | #N/A | #N/A
[7 empty] | 6 | 9 | 3839 | 23 | 2020-06-09 | Sunday | 7 | No | #N/A | #N/A | #N/A | #N/A | #N/A | #N/A | #N/A | #N/A | #N/A | #N/A | #N/A | #N/A | #N/A | #N/A | #N/A | #N/A | #N/A | #N/A | #N/A | #N/A | #N/A | #N/A | #N/A | #N/A | #N/A | #N/A | #N/A | #N/A | #N/A | #N/A | #N/A | #N/A | #N/A | #N/A | #N/A | #N/A
[7 empty] | 6 | 9 | 3840 | 24 | 2020-06-09 | Sunday | 7 | No | #N/A | #N/A | #N/A | #N/A | #N/A | #N/A | #N/A | #N/A | #N/A | #N/A | #N/A | #N/A | #N/A | #N/A | #N/A | #N/A | #N/A | #N/A | #N/A | #N/A | #N/A | #N/A | #N/A | #N/A | #N/A | #N/A | #N/A | #N/A | #N/A | #N/A | #N/A | #N/A | #N/A | #N/A | #N/A | #N/A
[7 empty] | 6 | 10 | 3841 | 1 | 2020-06-10 | Monday | 1 | No | #N/A | #N/A | #N/A | #N/A | #N/A | #N/A | #N/A | #N/A | #N/A | #N/A | #N/A | #N/A | #N/A | #N/A | #N/A | #N/A | #N/A | #N/A | #N/A | #N/A | #N/A | #N/A | #N/A | #N/A | #N/A | #N/A | #N/A | #N/A | #N/A | #N/A | #N/A | #N/A | #N/A | #N/A | #N/A | #N/A
[7 empty] | 6 | 10 | 3842 | 2 | 2020-06-10 | Monday | 1 | No | #N/A | #N/A | #N/A | #N/A | #N/A | #N/A | #N/A | #N/A | #N/A | #N/A | #N/A | #N/A | #N/A | #N/A | #N/A | #N/A | #N/A | #N/A | #N/A | #N/A | #N/A | #N/A | #N/A | #N/A | #N/A | #N/A | #N/A | #N/A | #N/A | #N/A | #N/A | #N/A | #N/A | #N/A | #N/A | #N/A
[7 empty] | 6 | 10 | 3843 | 3 | 2020-06-10 | Monday | 1 | No | #N/A | #N/A | #N/A | #N/A | #N/A | #N/A | #N/A | #N/A | #N/A | #N/A | #N/A | #N/A | #N/A | #N/A | #N/A | #N/A | #N/A | #N/A | #N/A | #N/A | #N/A | #N/A | #N/A | #N/A | #N/A | #N/A | #N/A | #N/A | #N/A | #N/A | #N/A | #N/A | #N/A | #N/A | #N/A | #N/A
[7 empty] | 6 | 10 | 3844 | 4 | 2020-06-10 | Monday | 1 | No | #N/A | #N/A | #N/A | #N/A | #N/A | #N/A | #N/A | #N/A | #N/A | #N/A | #N/A | #N/A | #N/A | #N/A | #N/A | #N/A | #N/A | #N/A | #N/A | #N/A | #N/A | #N/A | #N/A | #N/A | #N/A | #N/A | #N/A | #N/A | #N/A | #N/A | #N/A | #N/A | #N/A | #N/A | #N/A | #N/A
[7 empty] | 6 | 10 | 3845 | 5 | 2020-06-10 | Monday | 1 | No | #N/A | #N/A | #N/A | #N/A | #N/A | #N/A | #N/A | #N/A | #N/A | #N/A | #N/A | #N/A | #N/A | #N/A | #N/A | #N/A | #N/A | #N/A | #N/A | #N/A | #N/A | #N/A | #N/A | #N/A | #N/A | #N/A | #N/A | #N/A | #N/A | #N/A | #N/A | #N/A | #N/A | #N/A | #N/A | #N/A
[7 empty] | 6 | 10 | 3846 | 6 | 2020-06-10 | Monday | 1 | No | #N/A | #N/A | #N/A | #N/A | #N/A | #N/A | #N/A | #N/A | #N/A | #N/A | #N/A | #N/A | #N/A | #N/A | #N/A | #N/A | #N/A | #N/A | #N/A | #N/A | #N/A | #N/A | #N/A | #N/A | #N/A | #N/A | #N/A | #N/A | #N/A | #N/A | #N/A | #N/A | #N/A | #N/A | #N/A | #N/A
[7 empty] | 6 | 10 | 3847 | 7 | 2020-06-10 | Monday | 1 | No | #N/A | #N/A | #N/A | #N/A | #N/A | #N/A | #N/A | #N/A | #N/A | #N/A | #N/A | #N/A | #N/A | #N/A | #N/A | #N/A | #N/A | #N/A | #N/A | #N/A | #N/A | #N/A | #N/A | #N/A | #N/A | #N/A | #N/A | #N/A | #N/A | #N/A | #N/A | #N/A | #N/A | #N/A | #N/A | #N/A
[7 empty] | 6 | 10 | 3848 | 8 | 2020-06-10 | Monday | 1 | No | #N/A | #N/A | #N/A | #N/A | #N/A | #N/A | #N/A | #N/A | #N/A | #N/A | #N/A | #N/A | #N/A | #N/A | #N/A | #N/A | #N/A | #N/A | #N/A | #N/A | #N/A | #N/A | #N/A | #N/A | #N/A | #N/A | #N/A | #N/A | #N/A | #N/A | #N/A | #N/A | #N/A | #N/A | #N/A | #N/A
[7 empty] | 6 | 10 | 3849 | 9 | 2020-06-10 | Monday | 1 | No | #N/A | #N/A | #N/A | #N/A | #N/A | #N/A | #N/A | #N/A | #N/A | #N/A | #N/A | #N/A | #N/A | #N/A | #N/A | #N/A | #N/A | #N/A | #N/A | #N/A | #N/A | #N/A | #N/A | #N/A | #N/A | #N/A | #N/A | #N/A | #N/A | #N/A | #N/A | #N/A | #N/A | #N/A | #N/A | #N/A
[7 empty] | 6 | 10 | 3850 | 10 | 2020-06-10 | Monday | 1 | No | #N/A | #N/A | #N/A | #N/A | #N/A | #N/A | #N/A | #N/A | #N/A | #N/A | #N/A | #N/A | #N/A | #N/A | #N/A | #N/A | #N/A | #N/A | #N/A | #N/A | #N/A | #N/A | #N/A | #N/A | #N/A | #N/A | #N/A | #N/A | #N/A | #N/A | #N/A | #N/A | #N/A | #N/A | #N/A | #N/A
[7 empty] | 6 | 10 | 3851 | 11 | 2020-06-10 | Monday | 1 | No | #N/A | #N/A | #N/A | #N/A | #N/A | #N/A | #N/A | #N/A | #N/A | #N/A | #N/A | #N/A | #N/A | #N/A | #N/A | #N/A | #N/A | #N/A | #N/A | #N/A | #N/A | #N/A | #N/A | #N/A | #N/A | #N/A | #N/A | #N/A | #N/A | #N/A | #N/A | #N/A | #N/A | #N/A | #N/A | #N/A
[7 empty] | 6 | 10 | 3852 | 12 | 2020-06-10 | Monday | 1 | No | #N/A | #N/A | #N/A | #N/A | #N/A | #N/A | #N/A | #N/A | #N/A | #N/A | #N/A | #N/A | #N/A | #N/A | #N/A | #N/A | #N/A | #N/A | #N/A | #N/A | #N/A | #N/A | #N/A | #N/A | #N/A | #N/A | #N/A | #N/A | #N/A | #N/A | #N/A | #N/A | #N/A | #N/A | #N/A | #N/A
[7 empty] | 6 | 10 | 3853 | 13 | 2020-06-10 | Monday | 1 | No | #N/A | #N/A | #N/A | #N/A | #N/A | #N/A | #N/A | #N/A | #N/A | #N/A | #N/A | #N/A | #N/A | #N/A | #N/A | #N/A | #N/A | #N/A | #N/A | #N/A | #N/A | #N/A | #N/A | #N/A | #N/A | #N/A | #N/A | #N/A | #N/A | #N/A | #N/A | #N/A | #N/A | #N/A | #N/A | #N/A
[7 empty] | 6 | 10 | 3854 | 14 | 2020-06-10 | Monday | 1 | No | #N/A | #N/A | #N/A | #N/A | #N/A | #N/A | #N/A | #N/A | #N/A | #N/A | #N/A | #N/A | #N/A | #N/A | #N/A | #N/A | #N/A | #N/A | #N/A | #N/A | #N/A | #N/A | #N/A | #N/A | #N/A | #N/A | #N/A | #N/A | #N/A | #N/A | #N/A | #N/A | #N/A | #N/A | #N/A | #N/A
[7 empty] | 6 | 10 | 3855 | 15 | 2020-06-10 | Monday | 1 | No | #N/A | #N/A | #N/A | #N/A | #N/A | #N/A | #N/A | #N/A | #N/A | #N/A | #N/A | #N/A | #N/A | #N/A | #N/A | #N/A | #N/A | #N/A | #N/A | #N/A | #N/A | #N/A | #N/A | #N/A | #N/A | #N/A | #N/A | #N/A | #N/A | #N/A | #N/A | #N/A | #N/A | #N/A | #N/A | #N/A
[7 empty] | 6 | 10 | 3856 | 16 | 2020-06-10 | Monday | 1 | No | #N/A | #N/A | #N/A | #N/A | #N/A | #N/A | #N/A | #N/A | #N/A | #N/A | #N/A | #N/A | #N/A | #N/A | #N/A | #N/A | #N/A | #N/A | #N/A | #N/A | #N/A | #N/A | #N/A | #N/A | #N/A | #N/A | #N/A | #N/A | #N/A | #N/A | #N/A | #N/A | #N/A | #N/A | #N/A | #N/A
[7 empty] | 6 | 10 | 3857 | 17 | 2020-06-10 | Monday | 1 | No | #N/A | #N/A | #N/A | #N/A | #N/A | #N/A | #N/A | #N/A | #N/A | #N/A | #N/A | #N/A | #N/A | #N/A | #N/A | #N/A | #N/A | #N/A | #N/A | #N/A | #N/A | #N/A | #N/A | #N/A | #N/A | #N/A | #N/A | #N/A | #N/A | #N/A | #N/A | #N/A | #N/A | #N/A | #N/A | #N/A
[7 empty] | 6 | 10 | 3858 | 18 | 2020-06-10 | Monday | 1 | No | #N/A | #N/A | #N/A | #N/A | #N/A | #N/A | #N/A | #N/A | #N/A | #N/A | #N/A | #N/A | #N/A | #N/A | #N/A | #N/A | #N/A | #N/A | #N/A | #N/A | #N/A | #N/A | #N/A | #N/A | #N/A | #N/A | #N/A | #N/A | #N/A | #N/A | #N/A | #N/A | #N/A | #N/A | #N/A | #N/A
[7 empty] | 6 | 10 | 3859 | 19 | 2020-06-10 | Monday | 1 | No | #N/A | #N/A | #N/A | #N/A | #N/A | #N/A | #N/A | #N/A | #N/A | #N/A | #N/A | #N/A | #N/A | #N/A | #N/A | #N/A | #N/A | #N/A | #N/A | #N/A | #N/A | #N/A | #N/A | #N/A | #N/A | #N/A | #N/A | #N/A | #N/A | #N/A | #N/A | #N/A | #N/A | #N/A | #N/A | #N/A
[7 empty] | 6 | 10 | 3860 | 20 | 2020-06-10 | Monday | 1 | No | #N/A | #N/A | #N/A | #N/A | #N/A | #N/A | #N/A | #N/A | #N/A | #N/A | #N/A | #N/A | #N/A | #N/A | #N/A | #N/A | #N/A | #N/A | #N/A | #N/A | #N/A | #N/A | #N/A | #N/A | #N/A | #N/A | #N/A | #N/A | #N/A | #N/A | #N/A | #N/A | #N/A | #N/A | #N/A | #N/A
[7 empty] | 6 | 10 | 3861 | 21 | 2020-06-10 | Monday | 1 | No | #N/A | #N/A | #N/A | #N/A | #N/A | #N/A | #N/A | #N/A | #N/A | #N/A | #N/A | #N/A | #N/A | #N/A | #N/A | #N/A | #N/A | #N/A | #N/A | #N/A | #N/A | #N/A | #N/A | #N/A | #N/A | #N/A | #N/A | #N/A | #N/A | #N/A | #N/A | #N/A | #N/A | #N/A | #N/A | #N/A
[7 empty] | 6 | 10 | 3862 | 22 | 2020-06-10 | Monday | 1 | No | #N/A | #N/A | #N/A | #N/A | #N/A | #N/A | #N/A | #N/A | #N/A | #N/A | #N/A | #N/A | #N/A | #N/A | #N/A | #N/A | #N/A | #N/A | #N/A | #N/A | #N/A | #N/A | #N/A | #N/A | #N/A | #N/A | #N/A | #N/A | #N/A | #N/A | #N/A | #N/A | #N/A | #N/A | #N/A | #N/A
[7 empty] | 6 | 10 | 3863 | 23 | 2020-06-10 | Monday | 1 | No | #N/A | #N/A | #N/A | #N/A | #N/A | #N/A | #N/A | #N/A | #N/A | #N/A | #N/A | #N/A | #N/A | #N/A | #N/A | #N/A | #N/A | #N/A | #N/A | #N/A | #N/A | #N/A | #N/A | #N/A | #N/A | #N/A | #N/A | #N/A | #N/A | #N/A | #N/A | #N/A | #N/A | #N/A | #N/A | #N/A
[7 empty] | 6 | 10 | 3864 | 24 | 2020-06-10 | Monday | 1 | No | #N/A | #N/A | #N/A | #N/A | #N/A | #N/A | #N/A | #N/A | #N/A | #N/A | #N/A | #N/A | #N/A | #N/A | #N/A | #N/A | #N/A | #N/A | #N/A | #N/A | #N/A | #N/A | #N/A | #N/A | #N/A | #N/A | #N/A | #N/A | #N/A | #N/A | #N/A | #N/A | #N/A | #N/A | #N/A | #N/A
[7 empty] | 6 | 11 | 3865 | 1 | 2020-06-11 | Tuesday | 2 | No | #N/A | #N/A | #N/A | #N/A | #N/A | #N/A | #N/A | #N/A | #N/A | #N/A | #N/A | #N/A | #N/A | #N/A | #N/A | #N/A | #N/A | #N/A | #N/A | #N/A | #N/A | #N/A | #N/A | #N/A | #N/A | #N/A | #N/A | #N/A | #N/A | #N/A | #N/A | #N/A | #N/A | #N/A | #N/A | #N/A
[7 empty] | 6 | 11 | 3866 | 2 | 2020-06-11 | Tuesday | 2 | No | #N/A | #N/A | #N/A | #N/A | #N/A | #N/A | #N/A | #N/A | #N/A | #N/A | #N/A | #N/A | #N/A | #N/A | #N/A | #N/A | #N/A | #N/A | #N/A | #N/A | #N/A | #N/A | #N/A | #N/A | #N/A | #N/A | #N/A | #N/A | #N/A | #N/A | #N/A | #N/A | #N/A | #N/A | #N/A | #N/A
[7 empty] | 6 | 11 | 3867 | 3 | 2020-06-11 | Tuesday | 2 | No | #N/A | #N/A | #N/A | #N/A | #N/A | #N/A | #N/A | #N/A | #N/A | #N/A | #N/A | #N/A | #N/A | #N/A | #N/A | #N/A | #N/A | #N/A | #N/A | #N/A | #N/A | #N/A | #N/A | #N/A | #N/A | #N/A | #N/A | #N/A | #N/A | #N/A | #N/A | #N/A | #N/A | #N/A | #N/A | #N/A
[7 empty] | 6 | 11 | 3868 | 4 | 2020-06-11 | Tuesday | 2 | No | #N/A | #N/A | #N/A | #N/A | #N/A | #N/A | #N/A | #N/A | #N/A | #N/A | #N/A | #N/A | #N/A | #N/A | #N/A | #N/A | #N/A | #N/A | #N/A | #N/A | #N/A | #N/A | #N/A | #N/A | #N/A | #N/A | #N/A | #N/A | #N/A | #N/A | #N/A | #N/A | #N/A | #N/A | #N/A | #N/A
[7 empty] | 6 | 11 | 3869 | 5 | 2020-06-11 | Tuesday | 2 | No | #N/A | #N/A | #N/A | #N/A | #N/A | #N/A | #N/A | #N/A | #N/A | #N/A | #N/A | #N/A | #N/A | #N/A | #N/A | #N/A | #N/A | #N/A | #N/A | #N/A | #N/A | #N/A | #N/A | #N/A | #N/A | #N/A | #N/A | #N/A | #N/A | #N/A | #N/A | #N/A | #N/A | #N/A | #N/A | #N/A
[7 empty] | 6 | 11 | 3870 | 6 | 2020-06-11 | Tuesday | 2 | No | #N/A | #N/A | #N/A | #N/A | #N/A | #N/A | #N/A | #N/A | #N/A | #N/A | #N/A | #N/A | #N/A | #N/A | #N/A | #N/A | #N/A | #N/A | #N/A | #N/A | #N/A | #N/A | #N/A | #N/A | #N/A | #N/A | #N/A | #N/A | #N/A | #N/A | #N/A | #N/A | #N/A | #N/A | #N/A | #N/A
[7 empty] | 6 | 11 | 3871 | 7 | 2020-06-11 | Tuesday | 2 | No | #N/A | #N/A | #N/A | #N/A | #N/A | #N/A | #N/A | #N/A | #N/A | #N/A | #N/A | #N/A | #N/A | #N/A | #N/A | #N/A | #N/A | #N/A | #N/A | #N/A | #N/A | #N/A | #N/A | #N/A | #N/A | #N/A | #N/A | #N/A | #N/A | #N/A | #N/A | #N/A | #N/A | #N/A | #N/A | #N/A
[7 empty] | 6 | 11 | 3872 | 8 | 2020-06-11 | Tuesday | 2 | No | #N/A | #N/A | #N/A | #N/A | #N/A | #N/A | #N/A | #N/A | #N/A | #N/A | #N/A | #N/A | #N/A | #N/A | #N/A | #N/A | #N/A | #N/A | #N/A | #N/A | #N/A | #N/A | #N/A | #N/A | #N/A | #N/A | #N/A | #N/A | #N/A | #N/A | #N/A | #N/A | #N/A | #N/A | #N/A | #N/A
[7 empty] | 6 | 11 | 3873 | 9 | 2020-06-11 | Tuesday | 2 | No | #N/A | #N/A | #N/A | #N/A | #N/A | #N/A | #N/A | #N/A | #N/A | #N/A | #N/A | #N/A | #N/A | #N/A | #N/A | #N/A | #N/A | #N/A | #N/A | #N/A | #N/A | #N/A | #N/A | #N/A | #N/A | #N/A | #N/A | #N/A | #N/A | #N/A | #N/A | #N/A | #N/A | #N/A | #N/A | #N/A
[7 empty] | 6 | 11 | 3874 | 10 | 2020-06-11 | Tuesday | 2 | No | #N/A | #N/A | #N/A | #N/A | #N/A | #N/A | #N/A | #N/A | #N/A | #N/A | #N/A | #N/A | #N/A | #N/A | #N/A | #N/A | #N/A | #N/A | #N/A | #N/A | #N/A | #N/A | #N/A | #N/A | #N/A | #N/A | #N/A | #N/A | #N/A | #N/A | #N/A | #N/A | #N/A | #N/A | #N/A | #N/A
[7 empty] | 6 | 11 | 3875 | 11 | 2020-06-11 | Tuesday | 2 | No | #N/A | #N/A | #N/A | #N/A | #N/A | #N/A | #N/A | #N/A | #N/A | #N/A | #N/A | #N/A | #N/A | #N/A | #N/A | #N/A | #N/A | #N/A | #N/A | #N/A | #N/A | #N/A | #N/A | #N/A | #N/A | #N/A | #N/A | #N/A | #N/A | #N/A | #N/A | #N/A | #N/A | #N/A | #N/A | #N/A
[7 empty] | 6 | 11 | 3876 | 12 | 2020-06-11 | Tuesday | 2 | No | #N/A | #N/A | #N/A | #N/A | #N/A | #N/A | #N/A | #N/A | #N/A | #N/A | #N/A | #N/A | #N/A | #N/A | #N/A | #N/A | #N/A | #N/A | #N/A | #N/A | #N/A | #N/A | #N/A | #N/A | #N/A | #N/A | #N/A | #N/A | #N/A | #N/A | #N/A | #N/A | #N/A | #N/A | #N/A | #N/A
[7 empty] | 6 | 11 | 3877 | 13 | 2020-06-11 | Tuesday | 2 | No | #N/A | #N/A | #N/A | #N/A | #N/A | #N/A | #N/A | #N/A | #N/A | #N/A | #N/A | #N/A | #N/A | #N/A | #N/A | #N/A | #N/A | #N/A | #N/A | #N/A | #N/A | #N/A | #N/A | #N/A | #N/A | #N/A | #N/A | #N/A | #N/A | #N/A | #N/A | #N/A | #N/A | #N/A | #N/A | #N/A
[7 empty] | 6 | 11 | 3878 | 14 | 2020-06-11 | Tuesday | 2 | No | #N/A | #N/A | #N/A | #N/A | #N/A | #N/A | #N/A | #N/A | #N/A | #N/A | #N/A | #N/A | #N/A | #N/A | #N/A | #N/A | #N/A | #N/A | #N/A | #N/A | #N/A | #N/A | #N/A | #N/A | #N/A | #N/A | #N/A | #N/A | #N/A | #N/A | #N/A | #N/A | #N/A | #N/A | #N/A | #N/A
[7 empty] | 6 | 11 | 3879 | 15 | 2020-06-11 | Tuesday | 2 | No | #N/A | #N/A | #N/A | #N/A | #N/A | #N/A | #N/A | #N/A | #N/A | #N/A | #N/A | #N/A | #N/A | #N/A | #N/A | #N/A | #N/A | #N/A | #N/A | #N/A | #N/A | #N/A | #N/A | #N/A | #N/A | #N/A | #N/A | #N/A | #N/A | #N/A | #N/A | #N/A | #N/A | #N/A | #N/A | #N/A
[7 empty] | 6 | 11 | 3880 | 16 | 2020-06-11 | Tuesday | 2 | No | #N/A | #N/A | #N/A | #N/A | #N/A | #N/A | #N/A | #N/A | #N/A | #N/A | #N/A | #N/A | #N/A | #N/A | #N/A | #N/A | #N/A | #N/A | #N/A | #N/A | #N/A | #N/A | #N/A | #N/A | #N/A | #N/A | #N/A | #N/A | #N/A | #N/A | #N/A | #N/A | #N/A | #N/A | #N/A | #N/A
[7 empty] | 6 | 11 | 3881 | 17 | 2020-06-11 | Tuesday | 2 | No | #N/A | #N/A | #N/A | #N/A | #N/A | #N/A | #N/A | #N/A | #N/A | #N/A | #N/A | #N/A | #N/A | #N/A | #N/A | #N/A | #N/A | #N/A | #N/A | #N/A | #N/A | #N/A | #N/A | #N/A | #N/A | #N/A | #N/A | #N/A | #N/A | #N/A | #N/A | #N/A | #N/A | #N/A | #N/A | #N/A
[7 empty] | 6 | 11 | 3882 | 18 | 2020-06-11 | Tuesday | 2 | No | #N/A | #N/A | #N/A | #N/A | #N/A | #N/A | #N/A | #N/A | #N/A | #N/A | #N/A | #N/A | #N/A | #N/A | #N/A | #N/A | #N/A | #N/A | #N/A | #N/A | #N/A | #N/A | #N/A | #N/A | #N/A | #N/A | #N/A | #N/A | #N/A | #N/A | #N/A | #N/A | #N/A | #N/A | #N/A | #N/A
[7 empty] | 6 | 11 | 3883 | 19 | 2020-06-11 | Tuesday | 2 | No | #N/A | #N/A | #N/A | #N/A | #N/A | #N/A | #N/A | #N/A | #N/A | #N/A | #N/A | #N/A | #N/A | #N/A | #N/A | #N/A | #N/A | #N/A | #N/A | #N/A | #N/A | #N/A | #N/A | #N/A | #N/A | #N/A | #N/A | #N/A | #N/A | #N/A | #N/A | #N/A | #N/A | #N/A | #N/A | #N/A
[7 empty] | 6 | 11 | 3884 | 20 | 2020-06-11 | Tuesday | 2 | No | #N/A | #N/A | #N/A | #N/A | #N/A | #N/A | #N/A | #N/A | #N/A | #N/A | #N/A | #N/A | #N/A | #N/A | #N/A | #N/A | #N/A | #N/A | #N/A | #N/A | #N/A | #N/A | #N/A | #N/A | #N/A | #N/A | #N/A | #N/A | #N/A | #N/A | #N/A | #N/A | #N/A | #N/A | #N/A | #N/A
[7 empty] | 6 | 11 | 3885 | 21 | 2020-06-11 | Tuesday | 2 | No | #N/A | #N/A | #N/A | #N/A | #N/A | #N/A | #N/A | #N/A | #N/A | #N/A | #N/A | #N/A | #N/A | #N/A | #N/A | #N/A | #N/A | #N/A | #N/A | #N/A | #N/A | #N/A | #N/A | #N/A | #N/A | #N/A | #N/A | #N/A | #N/A | #N/A | #N/A | #N/A | #N/A | #N/A | #N/A | #N/A
[7 empty] | 6 | 11 | 3886 | 22 | 2020-06-11 | Tuesday | 2 | No | #N/A | #N/A | #N/A | #N/A | #N/A | #N/A | #N/A | #N/A | #N/A | #N/A | #N/A | #N/A | #N/A | #N/A | #N/A | #N/A | #N/A | #N/A | #N/A | #N/A | #N/A | #N/A | #N/A | #N/A | #N/A | #N/A | #N/A | #N/A | #N/A | #N/A | #N/A | #N/A | #N/A | #N/A | #N/A | #N/A
[7 empty] | 6 | 11 | 3887 | 23 | 2020-06-11 | Tuesday | 2 | No | #N/A | #N/A | #N/A | #N/A | #N/A | #N/A | #N/A | #N/A | #N/A | #N/A | #N/A | #N/A | #N/A | #N/A | #N/A | #N/A | #N/A | #N/A | #N/A | #N/A | #N/A | #N/A | #N/A | #N/A | #N/A | #N/A | #N/A | #N/A | #N/A | #N/A | #N/A | #N/A | #N/A | #N/A | #N/A | #N/A
[7 empty] | 6 | 11 | 3888 | 24 | 2020-06-11 | Tuesday | 2 | No | #N/A | #N/A | #N/A | #N/A | #N/A | #N/A | #N/A | #N/A | #N/A | #N/A | #N/A | #N/A | #N/A | #N/A | #N/A | #N/A | #N/A | #N/A | #N/A | #N/A | #N/A | #N/A | #N/A | #N/A | #N/A | #N/A | #N/A | #N/A | #N/A | #N/A | #N/A | #N/A | #N/A | #N/A | #N/A | #N/A
[7 empty] | 6 | 12 | 3889 | 1 | 2020-06-12 | Wednesday | 3 | No | #N/A | #N/A | #N/A | #N/A | #N/A | #N/A | #N/A | #N/A | #N/A | #N/A | #N/A | #N/A | #N/A | #N/A | #N/A | #N/A | #N/A | #N/A | #N/A | #N/A | #N/A | #N/A | #N/A | #N/A | #N/A | #N/A | #N/A | #N/A | #N/A | #N/A | #N/A | #N/A | #N/A | #N/A | #N/A | #N/A
[7 empty] | 6 | 12 | 3890 | 2 | 2020-06-12 | Wednesday | 3 | No | #N/A | #N/A | #N/A | #N/A | #N/A | #N/A | #N/A | #N/A | #N/A | #N/A | #N/A | #N/A | #N/A | #N/A | #N/A | #N/A | #N/A | #N/A | #N/A | #N/A | #N/A | #N/A | #N/A | #N/A | #N/A | #N/A | #N/A | #N/A | #N/A | #N/A | #N/A | #N/A | #N/A | #N/A | #N/A | #N/A
[7 empty] | 6 | 12 | 3891 | 3 | 2020-06-12 | Wednesday | 3 | No | #N/A | #N/A | #N/A | #N/A | #N/A | #N/A | #N/A | #N/A | #N/A | #N/A | #N/A | #N/A | #N/A | #N/A | #N/A | #N/A | #N/A | #N/A | #N/A | #N/A | #N/A | #N/A | #N/A | #N/A | #N/A | #N/A | #N/A | #N/A | #N/A | #N/A | #N/A | #N/A | #N/A | #N/A | #N/A | #N/A
[7 empty] | 6 | 12 | 3892 | 4 | 2020-06-12 | Wednesday | 3 | No | #N/A | #N/A | #N/A | #N/A | #N/A | #N/A | #N/A | #N/A | #N/A | #N/A | #N/A | #N/A | #N/A | #N/A | #N/A | #N/A | #N/A | #N/A | #N/A | #N/A | #N/A | #N/A | #N/A | #N/A | #N/A | #N/A | #N/A | #N/A | #N/A | #N/A | #N/A | #N/A | #N/A | #N/A | #N/A | #N/A
[7 empty] | 6 | 12 | 3893 | 5 | 2020-06-12 | Wednesday | 3 | No | #N/A | #N/A | #N/A | #N/A | #N/A | #N/A | #N/A | #N/A | #N/A | #N/A | #N/A | #N/A | #N/A | #N/A | #N/A | #N/A | #N/A | #N/A | #N/A | #N/A | #N/A | #N/A | #N/A | #N/A | #N/A | #N/A | #N/A | #N/A | #N/A | #N/A | #N/A | #N/A | #N/A | #N/A | #N/A | #N/A
[7 empty] | 6 | 12 | 3894 | 6 | 2020-06-12 | Wednesday | 3 | No | #N/A | #N/A | #N/A | #N/A | #N/A | #N/A | #N/A | #N/A | #N/A | #N/A | #N/A | #N/A | #N/A | #N/A | #N/A | #N/A | #N/A | #N/A | #N/A | #N/A | #N/A | #N/A | #N/A | #N/A | #N/A | #N/A | #N/A | #N/A | #N/A | #N/A | #N/A | #N/A | #N/A | #N/A | #N/A | #N/A
[7 empty] | 6 | 12 | 3895 | 7 | 2020-06-12 | Wednesday | 3 | No | #N/A | #N/A | #N/A | #N/A | #N/A | #N/A | #N/A | #N/A | #N/A | #N/A | #N/A | #N/A | #N/A | #N/A | #N/A | #N/A | #N/A | #N/A | #N/A | #N/A | #N/A | #N/A | #N/A | #N/A | #N/A | #N/A | #N/A | #N/A | #N/A | #N/A | #N/A | #N/A | #N/A | #N/A | #N/A | #N/A
[7 empty] | 6 | 12 | 3896 | 8 | 2020-06-12 | Wednesday | 3 | No | #N/A | #N/A | #N/A | #N/A | #N/A | #N/A | #N/A | #N/A | #N/A | #N/A | #N/A | #N/A | #N/A | #N/A | #N/A | #N/A | #N/A | #N/A | #N/A | #N/A | #N/A | #N/A | #N/A | #N/A | #N/A | #N/A | #N/A | #N/A | #N/A | #N/A | #N/A | #N/A | #N/A | #N/A | #N/A | #N/A
[7 empty] | 6 | 12 | 3897 | 9 | 2020-06-12 | Wednesday | 3 | No | #N/A | #N/A | #N/A | #N/A | #N/A | #N/A | #N/A | #N/A | #N/A | #N/A | #N/A | #N/A | #N/A | #N/A | #N/A | #N/A | #N/A | #N/A | #N/A | #N/A | #N/A | #N/A | #N/A | #N/A | #N/A | #N/A | #N/A | #N/A | #N/A | #N/A | #N/A | #N/A | #N/A | #N/A | #N/A | #N/A
[7 empty] | 6 | 12 | 3898 | 10 | 2020-06-12 | Wednesday | 3 | No | #N/A | #N/A | #N/A | #N/A | #N/A | #N/A | #N/A | #N/A | #N/A | #N/A | #N/A | #N/A | #N/A | #N/A | #N/A | #N/A | #N/A | #N/A | #N/A | #N/A | #N/A | #N/A | #N/A | #N/A | #N/A | #N/A | #N/A | #N/A | #N/A | #N/A | #N/A | #N/A | #N/A | #N/A | #N/A | #N/A
[7 empty] | 6 | 12 | 3899 | 11 | 2020-06-12 | Wednesday | 3 | No | #N/A | #N/A | #N/A | #N/A | #N/A | #N/A | #N/A | #N/A | #N/A | #N/A | #N/A | #N/A | #N/A | #N/A | #N/A | #N/A | #N/A | #N/A | #N/A | #N/A | #N/A | #N/A | #N/A | #N/A | #N/A | #N/A | #N/A | #N/A | #N/A | #N/A | #N/A | #N/A | #N/A | #N/A | #N/A | #N/A
[7 empty] | 6 | 12 | 3900 | 12 | 2020-06-12 | Wednesday | 3 | No | #N/A | #N/A | #N/A | #N/A | #N/A | #N/A | #N/A | #N/A | #N/A | #N/A | #N/A | #N/A | #N/A | #N/A | #N/A | #N/A | #N/A | #N/A | #N/A | #N/A | #N/A | #N/A | #N/A | #N/A | #N/A | #N/A | #N/A | #N/A | #N/A | #N/A | #N/A | #N/A | #N/A | #N/A | #N/A | #N/A
[7 empty] | 6 | 12 | 3901 | 13 | 2020-06-12 | Wednesday | 3 | No | #N/A | #N/A | #N/A | #N/A | #N/A | #N/A | #N/A | #N/A | #N/A | #N/A | #N/A | #N/A | #N/A | #N/A | #N/A | #N/A | #N/A | #N/A | #N/A | #N/A | #N/A | #N/A | #N/A | #N/A | #N/A | #N/A | #N/A | #N/A | #N/A | #N/A | #N/A | #N/A | #N/A | #N/A | #N/A | #N/A
[7 empty] | 6 | 12 | 3902 | 14 | 2020-06-12 | Wednesday | 3 | No | #N/A | #N/A | #N/A | #N/A | #N/A | #N/A | #N/A | #N/A | #N/A | #N/A | #N/A | #N/A | #N/A | #N/A | #N/A | #N/A | #N/A | #N/A | #N/A | #N/A | #N/A | #N/A | #N/A | #N/A | #N/A | #N/A | #N/A | #N/A | #N/A | #N/A | #N/A | #N/A | #N/A | #N/A | #N/A | #N/A
[7 empty] | 6 | 12 | 3903 | 15 | 2020-06-12 | Wednesday | 3 | No | #N/A | #N/A | #N/A | #N/A | #N/A | #N/A | #N/A | #N/A | #N/A | #N/A | #N/A | #N/A | #N/A | #N/A | #N/A | #N/A | #N/A | #N/A | #N/A | #N/A | #N/A | #N/A | #N/A | #N/A | #N/A | #N/A | #N/A | #N/A | #N/A | #N/A | #N/A | #N/A | #N/A | #N/A | #N/A | #N/A
[7 empty] | 6 | 12 | 3904 | 16 | 2020-06-12 | Wednesday | 3 | No | #N/A | #N/A | #N/A | #N/A | #N/A | #N/A | #N/A | #N/A | #N/A | #N/A | #N/A | #N/A | #N/A | #N/A | #N/A | #N/A | #N/A | #N/A | #N/A | #N/A | #N/A | #N/A | #N/A | #N/A | #N/A | #N/A | #N/A | #N/A | #N/A | #N/A | #N/A | #N/A | #N/A | #N/A | #N/A | #N/A
[7 empty] | 6 | 12 | 3905 | 17 | 2020-06-12 | Wednesday | 3 | No | #N/A | #N/A | #N/A | #N/A | #N/A | #N/A | #N/A | #N/A | #N/A | #N/A | #N/A | #N/A | #N/A | #N/A | #N/A | #N/A | #N/A | #N/A | #N/A | #N/A | #N/A | #N/A | #N/A | #N/A | #N/A | #N/A | #N/A | #N/A | #N/A | #N/A | #N/A | #N/A | #N/A | #N/A | #N/A | #N/A
[7 empty] | 6 | 12 | 3906 | 18 | 2020-06-12 | Wednesday | 3 | No | #N/A | #N/A | #N/A | #N/A | #N/A | #N/A | #N/A | #N/A | #N/A | #N/A | #N/A | #N/A | #N/A | #N/A | #N/A | #N/A | #N/A | #N/A | #N/A | #N/A | #N/A | #N/A | #N/A | #N/A | #N/A | #N/A | #N/A | #N/A | #N/A | #N/A | #N/A | #N/A | #N/A | #N/A | #N/A | #N/A
[7 empty] | 6 | 12 | 3907 | 19 | 2020-06-12 | Wednesday | 3 | No | #N/A | #N/A | #N/A | #N/A | #N/A | #N/A | #N/A | #N/A | #N/A | #N/A | #N/A | #N/A | #N/A | #N/A | #N/A | #N/A | #N/A | #N/A | #N/A | #N/A | #N/A | #N/A | #N/A | #N/A | #N/A | #N/A | #N/A | #N/A | #N/A | #N/A | #N/A | #N/A | #N/A | #N/A | #N/A | #N/A
[7 empty] | 6 | 12 | 3908 | 20 | 2020-06-12 | Wednesday | 3 | No | #N/A | #N/A | #N/A | #N/A | #N/A | #N/A | #N/A | #N/A | #N/A | #N/A | #N/A | #N/A | #N/A | #N/A | #N/A | #N/A | #N/A | #N/A | #N/A | #N/A | #N/A | #N/A | #N/A | #N/A | #N/A | #N/A | #N/A | #N/A | #N/A | #N/A | #N/A | #N/A | #N/A | #N/A | #N/A | #N/A
[7 empty] | 6 | 12 | 3909 | 21 | 2020-06-12 | Wednesday | 3 | No | #N/A | #N/A | #N/A | #N/A | #N/A | #N/A | #N/A | #N/A | #N/A | #N/A | #N/A | #N/A | #N/A | #N/A | #N/A | #N/A | #N/A | #N/A | #N/A | #N/A | #N/A | #N/A | #N/A | #N/A | #N/A | #N/A | #N/A | #N/A | #N/A | #N/A | #N/A | #N/A | #N/A | #N/A | #N/A | #N/A
[7 empty] | 6 | 12 | 3910 | 22 | 2020-06-12 | Wednesday | 3 | No | #N/A | #N/A | #N/A | #N/A | #N/A | #N/A | #N/A | #N/A | #N/A | #N/A | #N/A | #N/A | #N/A | #N/A | #N/A | #N/A | #N/A | #N/A | #N/A | #N/A | #N/A | #N/A | #N/A | #N/A | #N/A | #N/A | #N/A | #N/A | #N/A | #N/A | #N/A | #N/A | #N/A | #N/A | #N/A | #N/A
[7 empty] | 6 | 12 | 3911 | 23 | 2020-06-12 | Wednesday | 3 | No | #N/A | #N/A | #N/A | #N/A | #N/A | #N/A | #N/A | #N/A | #N/A | #N/A | #N/A | #N/A | #N/A | #N/A | #N/A | #N/A | #N/A | #N/A | #N/A | #N/A | #N/A | #N/A | #N/A | #N/A | #N/A | #N/A | #N/A | #N/A | #N/A | #N/A | #N/A | #N/A | #N/A | #N/A | #N/A | #N/A
[7 empty] | 6 | 12 | 3912 | 24 | 2020-06-12 | Wednesday | 3 | No | #N/A | #N/A | #N/A | #N/A | #N/A | #N/A | #N/A | #N/A | #N/A | #N/A | #N/A | #N/A | #N/A | #N/A | #N/A | #N/A | #N/A | #N/A | #N/A | #N/A | #N/A | #N/A | #N/A | #N/A | #N/A | #N/A | #N/A | #N/A | #N/A | #N/A | #N/A | #N/A | #N/A | #N/A | #N/A | #N/A
[7 empty] | 6 | 13 | 3913 | 1 | 2020-06-13 | Thursday | 4 | No | #N/A | #N/A | #N/A | #N/A | #N/A | #N/A | #N/A | #N/A | #N/A | #N/A | #N/A | #N/A | #N/A | #N/A | #N/A | #N/A | #N/A | #N/A | #N/A | #N/A | #N/A | #N/A | #N/A | #N/A | #N/A | #N/A | #N/A | #N/A | #N/A | #N/A | #N/A | #N/A | #N/A | #N/A | #N/A | #N/A
[7 empty] | 6 | 13 | 3914 | 2 | 2020-06-13 | Thursday | 4 | No | #N/A | #N/A | #N/A | #N/A | #N/A | #N/A | #N/A | #N/A | #N/A | #N/A | #N/A | #N/A | #N/A | #N/A | #N/A | #N/A | #N/A | #N/A | #N/A | #N/A | #N/A | #N/A | #N/A | #N/A | #N/A | #N/A | #N/A | #N/A | #N/A | #N/A | #N/A | #N/A | #N/A | #N/A | #N/A | #N/A
[7 empty] | 6 | 13 | 3915 | 3 | 2020-06-13 | Thursday | 4 | No | #N/A | #N/A | #N/A | #N/A | #N/A | #N/A | #N/A | #N/A | #N/A | #N/A | #N/A | #N/A | #N/A | #N/A | #N/A | #N/A | #N/A | #N/A | #N/A | #N/A | #N/A | #N/A | #N/A | #N/A | #N/A | #N/A | #N/A | #N/A | #N/A | #N/A | #N/A | #N/A | #N/A | #N/A | #N/A | #N/A
[7 empty] | 6 | 13 | 3916 | 4 | 2020-06-13 | Thursday | 4 | No | #N/A | #N/A | #N/A | #N/A | #N/A | #N/A | #N/A | #N/A | #N/A | #N/A | #N/A | #N/A | #N/A | #N/A | #N/A | #N/A | #N/A | #N/A | #N/A | #N/A | #N/A | #N/A | #N/A | #N/A | #N/A | #N/A | #N/A | #N/A | #N/A | #N/A | #N/A | #N/A | #N/A | #N/A | #N/A | #N/A
[7 empty] | 6 | 13 | 3917 | 5 | 2020-06-13 | Thursday | 4 | No | #N/A | #N/A | #N/A | #N/A | #N/A | #N/A | #N/A | #N/A | #N/A | #N/A | #N/A | #N/A | #N/A | #N/A | #N/A | #N/A | #N/A | #N/A | #N/A | #N/A | #N/A | #N/A | #N/A | #N/A | #N/A | #N/A | #N/A | #N/A | #N/A | #N/A | #N/A | #N/A | #N/A | #N/A | #N/A | #N/A
[7 empty] | 6 | 13 | 3918 | 6 | 2020-06-13 | Thursday | 4 | No | #N/A | #N/A | #N/A | #N/A | #N/A | #N/A | #N/A | #N/A | #N/A | #N/A | #N/A | #N/A | #N/A | #N/A | #N/A | #N/A | #N/A | #N/A | #N/A | #N/A | #N/A | #N/A | #N/A | #N/A | #N/A | #N/A | #N/A | #N/A | #N/A | #N/A | #N/A | #N/A | #N/A | #N/A | #N/A | #N/A
[7 empty] | 6 | 13 | 3919 | 7 | 2020-06-13 | Thursday | 4 | No | #N/A | #N/A | #N/A | #N/A | #N/A | #N/A | #N/A | #N/A | #N/A | #N/A | #N/A | #N/A | #N/A | #N/A | #N/A | #N/A | #N/A | #N/A | #N/A | #N/A | #N/A | #N/A | #N/A | #N/A | #N/A | #N/A | #N/A | #N/A | #N/A | #N/A | #N/A | #N/A | #N/A | #N/A | #N/A | #N/A
[7 empty] | 6 | 13 | 3920 | 8 | 2020-06-13 | Thursday | 4 | No | #N/A | #N/A | #N/A | #N/A | #N/A | #N/A | #N/A | #N/A | #N/A | #N/A | #N/A | #N/A | #N/A | #N/A | #N/A | #N/A | #N/A | #N/A | #N/A | #N/A | #N/A | #N/A | #N/A | #N/A | #N/A | #N/A | #N/A | #N/A | #N/A | #N/A | #N/A | #N/A | #N/A | #N/A | #N/A | #N/A
[7 empty] | 6 | 13 | 3921 | 9 | 2020-06-13 | Thursday | 4 | No | #N/A | #N/A | #N/A | #N/A | #N/A | #N/A | #N/A | #N/A | #N/A | #N/A | #N/A | #N/A | #N/A | #N/A | #N/A | #N/A | #N/A | #N/A | #N/A | #N/A | #N/A | #N/A | #N/A | #N/A | #N/A | #N/A | #N/A | #N/A | #N/A | #N/A | #N/A | #N/A | #N/A | #N/A | #N/A | #N/A
[7 empty] | 6 | 13 | 3922 | 10 | 2020-06-13 | Thursday | 4 | No | #N/A | #N/A | #N/A | #N/A | #N/A | #N/A | #N/A | #N/A | #N/A | #N/A | #N/A | #N/A | #N/A | #N/A | #N/A | #N/A | #N/A | #N/A | #N/A | #N/A | #N/A | #N/A | #N/A | #N/A | #N/A | #N/A | #N/A | #N/A | #N/A | #N/A | #N/A | #N/A | #N/A | #N/A | #N/A | #N/A
[7 empty] | 6 | 13 | 3923 | 11 | 2020-06-13 | Thursday | 4 | No | #N/A | #N/A | #N/A | #N/A | #N/A | #N/A | #N/A | #N/A | #N/A | #N/A | #N/A | #N/A | #N/A | #N/A | #N/A | #N/A | #N/A | #N/A | #N/A | #N/A | #N/A | #N/A | #N/A | #N/A | #N/A | #N/A | #N/A | #N/A | #N/A | #N/A | #N/A | #N/A | #N/A | #N/A | #N/A | #N/A
[7 empty] | 6 | 13 | 3924 | 12 | 2020-06-13 | Thursday | 4 | No | #N/A | #N/A | #N/A | #N/A | #N/A | #N/A | #N/A | #N/A | #N/A | #N/A | #N/A | #N/A | #N/A | #N/A | #N/A | #N/A | #N/A | #N/A | #N/A | #N/A | #N/A | #N/A | #N/A | #N/A | #N/A | #N/A | #N/A | #N/A | #N/A | #N/A | #N/A | #N/A | #N/A | #N/A | #N/A | #N/A
[7 empty] | 6 | 13 | 3925 | 13 | 2020-06-13 | Thursday | 4 | No | #N/A | #N/A | #N/A | #N/A | #N/A | #N/A | #N/A | #N/A | #N/A | #N/A | #N/A | #N/A | #N/A | #N/A | #N/A | #N/A | #N/A | #N/A | #N/A | #N/A | #N/A | #N/A | #N/A | #N/A | #N/A | #N/A | #N/A | #N/A | #N/A | #N/A | #N/A | #N/A | #N/A | #N/A | #N/A | #N/A
[7 empty] | 6 | 13 | 3926 | 14 | 2020-06-13 | Thursday | 4 | No | #N/A | #N/A | #N/A | #N/A | #N/A | #N/A | #N/A | #N/A | #N/A | #N/A | #N/A | #N/A | #N/A | #N/A | #N/A | #N/A | #N/A | #N/A | #N/A | #N/A | #N/A | #N/A | #N/A | #N/A | #N/A | #N/A | #N/A | #N/A | #N/A | #N/A | #N/A | #N/A | #N/A | #N/A | #N/A | #N/A
[7 empty] | 6 | 13 | 3927 | 15 | 2020-06-13 | Thursday | 4 | No | #N/A | #N/A | #N/A | #N/A | #N/A | #N/A | #N/A | #N/A | #N/A | #N/A | #N/A | #N/A | #N/A | #N/A | #N/A | #N/A | #N/A | #N/A | #N/A | #N/A | #N/A | #N/A | #N/A | #N/A | #N/A | #N/A | #N/A | #N/A | #N/A | #N/A | #N/A | #N/A | #N/A | #N/A | #N/A | #N/A
[7 empty] | 6 | 13 | 3928 | 16 | 2020-06-13 | Thursday | 4 | No | #N/A | #N/A | #N/A | #N/A | #N/A | #N/A | #N/A | #N/A | #N/A | #N/A | #N/A | #N/A | #N/A | #N/A | #N/A | #N/A | #N/A | #N/A | #N/A | #N/A | #N/A | #N/A | #N/A | #N/A | #N/A | #N/A | #N/A | #N/A | #N/A | #N/A | #N/A | #N/A | #N/A | #N/A | #N/A | #N/A
[7 empty] | 6 | 13 | 3929 | 17 | 2020-06-13 | Thursday | 4 | No | #N/A | #N/A | #N/A | #N/A | #N/A | #N/A | #N/A | #N/A | #N/A | #N/A | #N/A | #N/A | #N/A | #N/A | #N/A | #N/A | #N/A | #N/A | #N/A | #N/A | #N/A | #N/A | #N/A | #N/A | #N/A | #N/A | #N/A | #N/A | #N/A | #N/A | #N/A | #N/A | #N/A | #N/A | #N/A | #N/A
[7 empty] | 6 | 13 | 3930 | 18 | 2020-06-13 | Thursday | 4 | No | #N/A | #N/A | #N/A | #N/A | #N/A | #N/A | #N/A | #N/A | #N/A | #N/A | #N/A | #N/A | #N/A | #N/A | #N/A | #N/A | #N/A | #N/A | #N/A | #N/A | #N/A | #N/A | #N/A | #N/A | #N/A | #N/A | #N/A | #N/A | #N/A | #N/A | #N/A | #N/A | #N/A | #N/A | #N/A | #N/A
[7 empty] | 6 | 13 | 3931 | 19 | 2020-06-13 | Thursday | 4 | No | #N/A | #N/A | #N/A | #N/A | #N/A | #N/A | #N/A | #N/A | #N/A | #N/A | #N/A | #N/A | #N/A | #N/A | #N/A | #N/A | #N/A | #N/A | #N/A | #N/A | #N/A | #N/A | #N/A | #N/A | #N/A | #N/A | #N/A | #N/A | #N/A | #N/A | #N/A | #N/A | #N/A | #N/A | #N/A | #N/A
[7 empty] | 6 | 13 | 3932 | 20 | 2020-06-13 | Thursday | 4 | No | #N/A | #N/A | #N/A | #N/A | #N/A | #N/A | #N/A | #N/A | #N/A | #N/A | #N/A | #N/A | #N/A | #N/A | #N/A | #N/A | #N/A | #N/A | #N/A | #N/A | #N/A | #N/A | #N/A | #N/A | #N/A | #N/A | #N/A | #N/A | #N/A | #N/A | #N/A | #N/A | #N/A | #N/A | #N/A | #N/A
[7 empty] | 6 | 13 | 3933 | 21 | 2020-06-13 | Thursday | 4 | No | #N/A | #N/A | #N/A | #N/A | #N/A | #N/A | #N/A | #N/A | #N/A | #N/A | #N/A | #N/A | #N/A | #N/A | #N/A | #N/A | #N/A | #N/A | #N/A | #N/A | #N/A | #N/A | #N/A | #N/A | #N/A | #N/A | #N/A | #N/A | #N/A | #N/A | #N/A | #N/A | #N/A | #N/A | #N/A | #N/A
[7 empty] | 6 | 13 | 3934 | 22 | 2020-06-13 | Thursday | 4 | No | #N/A | #N/A | #N/A | #N/A | #N/A | #N/A | #N/A | #N/A | #N/A | #N/A | #N/A | #N/A | #N/A | #N/A | #N/A | #N/A | #N/A | #N/A | #N/A | #N/A | #N/A | #N/A | #N/A | #N/A | #N/A | #N/A | #N/A | #N/A | #N/A | #N/A | #N/A | #N/A | #N/A | #N/A | #N/A | #N/A
[7 empty] | 6 | 13 | 3935 | 23 | 2020-06-13 | Thursday | 4 | No | #N/A | #N/A | #N/A | #N/A | #N/A | #N/A | #N/A | #N/A | #N/A | #N/A | #N/A | #N/A | #N/A | #N/A | #N/A | #N/A | #N/A | #N/A | #N/A | #N/A | #N/A | #N/A | #N/A | #N/A | #N/A | #N/A | #N/A | #N/A | #N/A | #N/A | #N/A | #N/A | #N/A | #N/A | #N/A | #N/A
[7 empty] | 6 | 13 | 3936 | 24 | 2020-06-13 | Thursday | 4 | No | #N/A | #N/A | #N/A | #N/A | #N/A | #N/A | #N/A | #N/A | #N/A | #N/A | #N/A | #N/A | #N/A | #N/A | #N/A | #N/A | #N/A | #N/A | #N/A | #N/A | #N/A | #N/A | #N/A | #N/A | #N/A | #N/A | #N/A | #N/A | #N/A | #N/A | #N/A | #N/A | #N/A | #N/A | #N/A | #N/A
[7 empty] | 6 | 14 | 3937 | 1 | 2020-06-14 | Friday | 5 | No | #N/A | #N/A | #N/A | #N/A | #N/A | #N/A | #N/A | #N/A | #N/A | #N/A | #N/A | #N/A | #N/A | #N/A | #N/A | #N/A | #N/A | #N/A | #N/A | #N/A | #N/A | #N/A | #N/A | #N/A | #N/A | #N/A | #N/A | #N/A | #N/A | #N/A | #N/A | #N/A | #N/A | #N/A | #N/A | #N/A
[7 empty] | 6 | 14 | 3938 | 2 | 2020-06-14 | Friday | 5 | No | #N/A | #N/A | #N/A | #N/A | #N/A | #N/A | #N/A | #N/A | #N/A | #N/A | #N/A | #N/A | #N/A | #N/A | #N/A | #N/A | #N/A | #N/A | #N/A | #N/A | #N/A | #N/A | #N/A | #N/A | #N/A | #N/A | #N/A | #N/A | #N/A | #N/A | #N/A | #N/A | #N/A | #N/A | #N/A | #N/A
[7 empty] | 6 | 14 | 3939 | 3 | 2020-06-14 | Friday | 5 | No | #N/A | #N/A | #N/A | #N/A | #N/A | #N/A | #N/A | #N/A | #N/A | #N/A | #N/A | #N/A | #N/A | #N/A | #N/A | #N/A | #N/A | #N/A | #N/A | #N/A | #N/A | #N/A | #N/A | #N/A | #N/A | #N/A | #N/A | #N/A | #N/A | #N/A | #N/A | #N/A | #N/A | #N/A | #N/A | #N/A
[7 empty] | 6 | 14 | 3940 | 4 | 2020-06-14 | Friday | 5 | No | #N/A | #N/A | #N/A | #N/A | #N/A | #N/A | #N/A | #N/A | #N/A | #N/A | #N/A | #N/A | #N/A | #N/A | #N/A | #N/A | #N/A | #N/A | #N/A | #N/A | #N/A | #N/A | #N/A | #N/A | #N/A | #N/A | #N/A | #N/A | #N/A | #N/A | #N/A | #N/A | #N/A | #N/A | #N/A | #N/A
[7 empty] | 6 | 14 | 3941 | 5 | 2020-06-14 | Friday | 5 | No | #N/A | #N/A | #N/A | #N/A | #N/A | #N/A | #N/A | #N/A | #N/A | #N/A | #N/A | #N/A | #N/A | #N/A | #N/A | #N/A | #N/A | #N/A | #N/A | #N/A | #N/A | #N/A | #N/A | #N/A | #N/A | #N/A | #N/A | #N/A | #N/A | #N/A | #N/A | #N/A | #N/A | #N/A | #N/A | #N/A
[7 empty] | 6 | 14 | 3942 | 6 | 2020-06-14 | Friday | 5 | No | #N/A | #N/A | #N/A | #N/A | #N/A | #N/A | #N/A | #N/A | #N/A | #N/A | #N/A | #N/A | #N/A | #N/A | #N/A | #N/A | #N/A | #N/A | #N/A | #N/A | #N/A | #N/A | #N/A | #N/A | #N/A | #N/A | #N/A | #N/A | #N/A | #N/A | #N/A | #N/A | #N/A | #N/A | #N/A | #N/A
[7 empty] | 6 | 14 | 3943 | 7 | 2020-06-14 | Friday | 5 | No | #N/A | #N/A | #N/A | #N/A | #N/A | #N/A | #N/A | #N/A | #N/A | #N/A | #N/A | #N/A | #N/A | #N/A | #N/A | #N/A | #N/A | #N/A | #N/A | #N/A | #N/A | #N/A | #N/A | #N/A | #N/A | #N/A | #N/A | #N/A | #N/A | #N/A | #N/A | #N/A | #N/A | #N/A | #N/A | #N/A
[7 empty] | 6 | 14 | 3944 | 8 | 2020-06-14 | Friday | 5 | No | #N/A | #N/A | #N/A | #N/A | #N/A | #N/A | #N/A | #N/A | #N/A | #N/A | #N/A | #N/A | #N/A | #N/A | #N/A | #N/A | #N/A | #N/A | #N/A | #N/A | #N/A | #N/A | #N/A | #N/A | #N/A | #N/A | #N/A | #N/A | #N/A | #N/A | #N/A | #N/A | #N/A | #N/A | #N/A | #N/A
[7 empty] | 6 | 14 | 3945 | 9 | 2020-06-14 | Friday | 5 | No | #N/A | #N/A | #N/A | #N/A | #N/A | #N/A | #N/A | #N/A | #N/A | #N/A | #N/A | #N/A | #N/A | #N/A | #N/A | #N/A | #N/A | #N/A | #N/A | #N/A | #N/A | #N/A | #N/A | #N/A | #N/A | #N/A | #N/A | #N/A | #N/A | #N/A | #N/A | #N/A | #N/A | #N/A | #N/A | #N/A
[7 empty] | 6 | 14 | 3946 | 10 | 2020-06-14 | Friday | 5 | No | #N/A | #N/A | #N/A | #N/A | #N/A | #N/A | #N/A | #N/A | #N/A | #N/A | #N/A | #N/A | #N/A | #N/A | #N/A | #N/A | #N/A | #N/A | #N/A | #N/A | #N/A | #N/A | #N/A | #N/A | #N/A | #N/A | #N/A | #N/A | #N/A | #N/A | #N/A | #N/A | #N/A | #N/A | #N/A | #N/A
[7 empty] | 6 | 14 | 3947 | 11 | 2020-06-14 | Friday | 5 | No | #N/A | #N/A | #N/A | #N/A | #N/A | #N/A | #N/A | #N/A | #N/A | #N/A | #N/A | #N/A | #N/A | #N/A | #N/A | #N/A | #N/A | #N/A | #N/A | #N/A | #N/A | #N/A | #N/A | #N/A | #N/A | #N/A | #N/A | #N/A | #N/A | #N/A | #N/A | #N/A | #N/A | #N/A | #N/A | #N/A
[7 empty] | 6 | 14 | 3948 | 12 | 2020-06-14 | Friday | 5 | No | #N/A | #N/A | #N/A | #N/A | #N/A | #N/A | #N/A | #N/A | #N/A | #N/A | #N/A | #N/A | #N/A | #N/A | #N/A | #N/A | #N/A | #N/A | #N/A | #N/A | #N/A | #N/A | #N/A | #N/A | #N/A | #N/A | #N/A | #N/A | #N/A | #N/A | #N/A | #N/A | #N/A | #N/A | #N/A | #N/A
[7 empty] | 6 | 14 | 3949 | 13 | 2020-06-14 | Friday | 5 | No | #N/A | #N/A | #N/A | #N/A | #N/A | #N/A | #N/A | #N/A | #N/A | #N/A | #N/A | #N/A | #N/A | #N/A | #N/A | #N/A | #N/A | #N/A | #N/A | #N/A | #N/A | #N/A | #N/A | #N/A | #N/A | #N/A | #N/A | #N/A | #N/A | #N/A | #N/A | #N/A | #N/A | #N/A | #N/A | #N/A
[7 empty] | 6 | 14 | 3950 | 14 | 2020-06-14 | Friday | 5 | No | #N/A | #N/A | #N/A | #N/A | #N/A | #N/A | #N/A | #N/A | #N/A | #N/A | #N/A | #N/A | #N/A | #N/A | #N/A | #N/A | #N/A | #N/A | #N/A | #N/A | #N/A | #N/A | #N/A | #N/A | #N/A | #N/A | #N/A | #N/A | #N/A | #N/A | #N/A | #N/A | #N/A | #N/A | #N/A | #N/A
[7 empty] | 6 | 14 | 3951 | 15 | 2020-06-14 | Friday | 5 | No | #N/A | #N/A | #N/A | #N/A | #N/A | #N/A | #N/A | #N/A | #N/A | #N/A | #N/A | #N/A | #N/A | #N/A | #N/A | #N/A | #N/A | #N/A | #N/A | #N/A | #N/A | #N/A | #N/A | #N/A | #N/A | #N/A | #N/A | #N/A | #N/A | #N/A | #N/A | #N/A | #N/A | #N/A | #N/A | #N/A
[7 empty] | 6 | 14 | 3952 | 16 | 2020-06-14 | Friday | 5 | No | #N/A | #N/A | #N/A | #N/A | #N/A | #N/A | #N/A | #N/A | #N/A | #N/A | #N/A | #N/A | #N/A | #N/A | #N/A | #N/A | #N/A | #N/A | #N/A | #N/A | #N/A | #N/A | #N/A | #N/A | #N/A | #N/A | #N/A | #N/A | #N/A | #N/A | #N/A | #N/A | #N/A | #N/A | #N/A | #N/A
[7 empty] | 6 | 14 | 3953 | 17 | 2020-06-14 | Friday | 5 | No | #N/A | #N/A | #N/A | #N/A | #N/A | #N/A | #N/A | #N/A | #N/A | #N/A | #N/A | #N/A | #N/A | #N/A | #N/A | #N/A | #N/A | #N/A | #N/A | #N/A | #N/A | #N/A | #N/A | #N/A | #N/A | #N/A | #N/A | #N/A | #N/A | #N/A | #N/A | #N/A | #N/A | #N/A | #N/A | #N/A
[7 empty] | 6 | 14 | 3954 | 18 | 2020-06-14 | Friday | 5 | No | #N/A | #N/A | #N/A | #N/A | #N/A | #N/A | #N/A | #N/A | #N/A | #N/A | #N/A | #N/A | #N/A | #N/A | #N/A | #N/A | #N/A | #N/A | #N/A | #N/A | #N/A | #N/A | #N/A | #N/A | #N/A | #N/A | #N/A | #N/A | #N/A | #N/A | #N/A | #N/A | #N/A | #N/A | #N/A | #N/A
[7 empty] | 6 | 14 | 3955 | 19 | 2020-06-14 | Friday | 5 | No | #N/A | #N/A | #N/A | #N/A | #N/A | #N/A | #N/A | #N/A | #N/A | #N/A | #N/A | #N/A | #N/A | #N/A | #N/A | #N/A | #N/A | #N/A | #N/A | #N/A | #N/A | #N/A | #N/A | #N/A | #N/A | #N/A | #N/A | #N/A | #N/A | #N/A | #N/A | #N/A | #N/A | #N/A | #N/A | #N/A
[7 empty] | 6 | 14 | 3956 | 20 | 2020-06-14 | Friday | 5 | No | #N/A | #N/A | #N/A | #N/A | #N/A | #N/A | #N/A | #N/A | #N/A | #N/A | #N/A | #N/A | #N/A | #N/A | #N/A | #N/A | #N/A | #N/A | #N/A | #N/A | #N/A | #N/A | #N/A | #N/A | #N/A | #N/A | #N/A | #N/A | #N/A | #N/A | #N/A | #N/A | #N/A | #N/A | #N/A | #N/A
[7 empty] | 6 | 14 | 3957 | 21 | 2020-06-14 | Friday | 5 | No | #N/A | #N/A | #N/A | #N/A | #N/A | #N/A | #N/A | #N/A | #N/A | #N/A | #N/A | #N/A | #N/A | #N/A | #N/A | #N/A | #N/A | #N/A | #N/A | #N/A | #N/A | #N/A | #N/A | #N/A | #N/A | #N/A | #N/A | #N/A | #N/A | #N/A | #N/A | #N/A | #N/A | #N/A | #N/A | #N/A
[7 empty] | 6 | 14 | 3958 | 22 | 2020-06-14 | Friday | 5 | No | #N/A | #N/A | #N/A | #N/A | #N/A | #N/A | #N/A | #N/A | #N/A | #N/A | #N/A | #N/A | #N/A | #N/A | #N/A | #N/A | #N/A | #N/A | #N/A | #N/A | #N/A | #N/A | #N/A | #N/A | #N/A | #N/A | #N/A | #N/A | #N/A | #N/A | #N/A | #N/A | #N/A | #N/A | #N/A | #N/A
[7 empty] | 6 | 14 | 3959 | 23 | 2020-06-14 | Friday | 5 | No | #N/A | #N/A | #N/A | #N/A | #N/A | #N/A | #N/A | #N/A | #N/A | #N/A | #N/A | #N/A | #N/A | #N/A | #N/A | #N/A | #N/A | #N/A | #N/A | #N/A | #N/A | #N/A | #N/A | #N/A | #N/A | #N/A | #N/A | #N/A | #N/A | #N/A | #N/A | #N/A | #N/A | #N/A | #N/A | #N/A
[7 empty] | 6 | 14 | 3960 | 24 | 2020-06-14 | Friday | 5 | No | #N/A | #N/A | #N/A | #N/A | #N/A | #N/A | #N/A | #N/A | #N/A | #N/A | #N/A | #N/A | #N/A | #N/A | #N/A | #N/A | #N/A | #N/A | #N/A | #N/A | #N/A | #N/A | #N/A | #N/A | #N/A | #N/A | #N/A | #N/A | #N/A | #N/A | #N/A | #N/A | #N/A | #N/A | #N/A | #N/A
[7 empty] | 6 | 15 | 3961 | 1 | 2020-06-15 | Saturday | 6 | No | #N/A | #N/A | #N/A | #N/A | #N/A | #N/A | #N/A | #N/A | #N/A | #N/A | #N/A | #N/A | #N/A | #N/A | #N/A | #N/A | #N/A | #N/A | #N/A | #N/A | #N/A | #N/A | #N/A | #N/A | #N/A | #N/A | #N/A | #N/A | #N/A | #N/A | #N/A | #N/A | #N/A | #N/A | #N/A | #N/A
[7 empty] | 6 | 15 | 3962 | 2 | 2020-06-15 | Saturday | 6 | No | #N/A | #N/A | #N/A | #N/A | #N/A | #N/A | #N/A | #N/A | #N/A | #N/A | #N/A | #N/A | #N/A | #N/A | #N/A | #N/A | #N/A | #N/A | #N/A | #N/A | #N/A | #N/A | #N/A | #N/A | #N/A | #N/A | #N/A | #N/A | #N/A | #N/A | #N/A | #N/A | #N/A | #N/A | #N/A | #N/A
[7 empty] | 6 | 15 | 3963 | 3 | 2020-06-15 | Saturday | 6 | No | #N/A | #N/A | #N/A | #N/A | #N/A | #N/A | #N/A | #N/A | #N/A | #N/A | #N/A | #N/A | #N/A | #N/A | #N/A | #N/A | #N/A | #N/A | #N/A | #N/A | #N/A | #N/A | #N/A | #N/A | #N/A | #N/A | #N/A | #N/A | #N/A | #N/A | #N/A | #N/A | #N/A | #N/A | #N/A | #N/A
[7 empty] | 6 | 15 | 3964 | 4 | 2020-06-15 | Saturday | 6 | No | #N/A | #N/A | #N/A | #N/A | #N/A | #N/A | #N/A | #N/A | #N/A | #N/A | #N/A | #N/A | #N/A | #N/A | #N/A | #N/A | #N/A | #N/A | #N/A | #N/A | #N/A | #N/A | #N/A | #N/A | #N/A | #N/A | #N/A | #N/A | #N/A | #N/A | #N/A | #N/A | #N/A | #N/A | #N/A | #N/A
[7 empty] | 6 | 15 | 3965 | 5 | 2020-06-15 | Saturday | 6 | No | #N/A | #N/A | #N/A | #N/A | #N/A | #N/A | #N/A | #N/A | #N/A | #N/A | #N/A | #N/A | #N/A | #N/A | #N/A | #N/A | #N/A | #N/A | #N/A | #N/A | #N/A | #N/A | #N/A | #N/A | #N/A | #N/A | #N/A | #N/A | #N/A | #N/A | #N/A | #N/A | #N/A | #N/A | #N/A | #N/A
[7 empty] | 6 | 15 | 3966 | 6 | 2020-06-15 | Saturday | 6 | No | #N/A | #N/A | #N/A | #N/A | #N/A | #N/A | #N/A | #N/A | #N/A | #N/A | #N/A | #N/A | #N/A | #N/A | #N/A | #N/A | #N/A | #N/A | #N/A | #N/A | #N/A | #N/A | #N/A | #N/A | #N/A | #N/A | #N/A | #N/A | #N/A | #N/A | #N/A | #N/A | #N/A | #N/A | #N/A | #N/A
[7 empty] | 6 | 15 | 3967 | 7 | 2020-06-15 | Saturday | 6 | No | #N/A | #N/A | #N/A | #N/A | #N/A | #N/A | #N/A | #N/A | #N/A | #N/A | #N/A | #N/A | #N/A | #N/A | #N/A | #N/A | #N/A | #N/A | #N/A | #N/A | #N/A | #N/A | #N/A | #N/A | #N/A | #N/A | #N/A | #N/A | #N/A | #N/A | #N/A | #N/A | #N/A | #N/A | #N/A | #N/A
[7 empty] | 6 | 15 | 3968 | 8 | 2020-06-15 | Saturday | 6 | No | #N/A | #N/A | #N/A | #N/A | #N/A | #N/A | #N/A | #N/A | #N/A | #N/A | #N/A | #N/A | #N/A | #N/A | #N/A | #N/A | #N/A | #N/A | #N/A | #N/A | #N/A | #N/A | #N/A | #N/A | #N/A | #N/A | #N/A | #N/A | #N/A | #N/A | #N/A | #N/A | #N/A | #N/A | #N/A | #N/A
[7 empty] | 6 | 15 | 3969 | 9 | 2020-06-15 | Saturday | 6 | No | #N/A | #N/A | #N/A | #N/A | #N/A | #N/A | #N/A | #N/A | #N/A | #N/A | #N/A | #N/A | #N/A | #N/A | #N/A | #N/A | #N/A | #N/A | #N/A | #N/A | #N/A | #N/A | #N/A | #N/A | #N/A | #N/A | #N/A | #N/A | #N/A | #N/A | #N/A | #N/A | #N/A | #N/A | #N/A | #N/A
[7 empty] | 6 | 15 | 3970 | 10 | 2020-06-15 | Saturday | 6 | No | #N/A | #N/A | #N/A | #N/A | #N/A | #N/A | #N/A | #N/A | #N/A | #N/A | #N/A | #N/A | #N/A | #N/A | #N/A | #N/A | #N/A | #N/A | #N/A | #N/A | #N/A | #N/A | #N/A | #N/A | #N/A | #N/A | #N/A | #N/A | #N/A | #N/A | #N/A | #N/A | #N/A | #N/A | #N/A | #N/A
[7 empty] | 6 | 15 | 3971 | 11 | 2020-06-15 | Saturday | 6 | No | #N/A | #N/A | #N/A | #N/A | #N/A | #N/A | #N/A | #N/A | #N/A | #N/A | #N/A | #N/A | #N/A | #N/A | #N/A | #N/A | #N/A | #N/A | #N/A | #N/A | #N/A | #N/A | #N/A | #N/A | #N/A | #N/A | #N/A | #N/A | #N/A | #N/A | #N/A | #N/A | #N/A | #N/A | #N/A | #N/A
[7 empty] | 6 | 15 | 3972 | 12 | 2020-06-15 | Saturday | 6 | No | #N/A | #N/A | #N/A | #N/A | #N/A | #N/A | #N/A | #N/A | #N/A | #N/A | #N/A | #N/A | #N/A | #N/A | #N/A | #N/A | #N/A | #N/A | #N/A | #N/A | #N/A | #N/A | #N/A | #N/A | #N/A | #N/A | #N/A | #N/A | #N/A | #N/A | #N/A | #N/A | #N/A | #N/A | #N/A | #N/A
[7 empty] | 6 | 15 | 3973 | 13 | 2020-06-15 | Saturday | 6 | No | #N/A | #N/A | #N/A | #N/A | #N/A | #N/A | #N/A | #N/A | #N/A | #N/A | #N/A | #N/A | #N/A | #N/A | #N/A | #N/A | #N/A | #N/A | #N/A | #N/A | #N/A | #N/A | #N/A | #N/A | #N/A | #N/A | #N/A | #N/A | #N/A | #N/A | #N/A | #N/A | #N/A | #N/A | #N/A | #N/A
[7 empty] | 6 | 15 | 3974 | 14 | 2020-06-15 | Saturday | 6 | No | #N/A | #N/A | #N/A | #N/A | #N/A | #N/A | #N/A | #N/A | #N/A | #N/A | #N/A | #N/A | #N/A | #N/A | #N/A | #N/A | #N/A | #N/A | #N/A | #N/A | #N/A | #N/A | #N/A | #N/A | #N/A | #N/A | #N/A | #N/A | #N/A | #N/A | #N/A | #N/A | #N/A | #N/A | #N/A | #N/A
[7 empty] | 6 | 15 | 3975 | 15 | 2020-06-15 | Saturday | 6 | No | #N/A | #N/A | #N/A | #N/A | #N/A | #N/A | #N/A | #N/A | #N/A | #N/A | #N/A | #N/A | #N/A | #N/A | #N/A | #N/A | #N/A | #N/A | #N/A | #N/A | #N/A | #N/A | #N/A | #N/A | #N/A | #N/A | #N/A | #N/A | #N/A | #N/A | #N/A | #N/A | #N/A | #N/A | #N/A | #N/A
[7 empty] | 6 | 15 | 3976 | 16 | 2020-06-15 | Saturday | 6 | No | #N/A | #N/A | #N/A | #N/A | #N/A | #N/A | #N/A | #N/A | #N/A | #N/A | #N/A | #N/A | #N/A | #N/A | #N/A | #N/A | #N/A | #N/A | #N/A | #N/A | #N/A | #N/A | #N/A | #N/A | #N/A | #N/A | #N/A | #N/A | #N/A | #N/A | #N/A | #N/A | #N/A | #N/A | #N/A | #N/A
[7 empty] | 6 | 15 | 3977 | 17 | 2020-06-15 | Saturday | 6 | No | #N/A | #N/A | #N/A | #N/A | #N/A | #N/A | #N/A | #N/A | #N/A | #N/A | #N/A | #N/A | #N/A | #N/A | #N/A | #N/A | #N/A | #N/A | #N/A | #N/A | #N/A | #N/A | #N/A | #N/A | #N/A | #N/A | #N/A | #N/A | #N/A | #N/A | #N/A | #N/A | #N/A | #N/A | #N/A | #N/A
[7 empty] | 6 | 15 | 3978 | 18 | 2020-06-15 | Saturday | 6 | No | #N/A | #N/A | #N/A | #N/A | #N/A | #N/A | #N/A | #N/A | #N/A | #N/A | #N/A | #N/A | #N/A | #N/A | #N/A | #N/A | #N/A | #N/A | #N/A | #N/A | #N/A | #N/A | #N/A | #N/A | #N/A | #N/A | #N/A | #N/A | #N/A | #N/A | #N/A | #N/A | #N/A | #N/A | #N/A | #N/A
[7 empty] | 6 | 15 | 3979 | 19 | 2020-06-15 | Saturday | 6 | No | #N/A | #N/A | #N/A | #N/A | #N/A | #N/A | #N/A | #N/A | #N/A | #N/A | #N/A | #N/A | #N/A | #N/A | #N/A | #N/A | #N/A | #N/A | #N/A | #N/A | #N/A | #N/A | #N/A | #N/A | #N/A | #N/A | #N/A | #N/A | #N/A | #N/A | #N/A | #N/A | #N/A | #N/A | #N/A | #N/A
[7 empty] | 6 | 15 | 3980 | 20 | 2020-06-15 | Saturday | 6 | No | #N/A | #N/A | #N/A | #N/A | #N/A | #N/A | #N/A | #N/A | #N/A | #N/A | #N/A | #N/A | #N/A | #N/A | #N/A | #N/A | #N/A | #N/A | #N/A | #N/A | #N/A | #N/A | #N/A | #N/A | #N/A | #N/A | #N/A | #N/A | #N/A | #N/A | #N/A | #N/A | #N/A | #N/A | #N/A | #N/A
[7 empty] | 6 | 15 | 3981 | 21 | 2020-06-15 | Saturday | 6 | No | #N/A | #N/A | #N/A | #N/A | #N/A | #N/A | #N/A | #N/A | #N/A | #N/A | #N/A | #N/A | #N/A | #N/A | #N/A | #N/A | #N/A | #N/A | #N/A | #N/A | #N/A | #N/A | #N/A | #N/A | #N/A | #N/A | #N/A | #N/A | #N/A | #N/A | #N/A | #N/A | #N/A | #N/A | #N/A | #N/A
[7 empty] | 6 | 15 | 3982 | 22 | 2020-06-15 | Saturday | 6 | No | #N/A | #N/A | #N/A | #N/A | #N/A | #N/A | #N/A | #N/A | #N/A | #N/A | #N/A | #N/A | #N/A | #N/A | #N/A | #N/A | #N/A | #N/A | #N/A | #N/A | #N/A | #N/A | #N/A | #N/A | #N/A | #N/A | #N/A | #N/A | #N/A | #N/A | #N/A | #N/A | #N/A | #N/A | #N/A | #N/A
[7 empty] | 6 | 15 | 3983 | 23 | 2020-06-15 | Saturday | 6 | No | #N/A | #N/A | #N/A | #N/A | #N/A | #N/A | #N/A | #N/A | #N/A | #N/A | #N/A | #N/A | #N/A | #N/A | #N/A | #N/A | #N/A | #N/A | #N/A | #N/A | #N/A | #N/A | #N/A | #N/A | #N/A | #N/A | #N/A | #N/A | #N/A | #N/A | #N/A | #N/A | #N/A | #N/A | #N/A | #N/A
[7 empty] | 6 | 15 | 3984 | 24 | 2020-06-15 | Saturday | 6 | No | #N/A | #N/A | #N/A | #N/A | #N/A | #N/A | #N/A | #N/A | #N/A | #N/A | #N/A | #N/A | #N/A | #N/A | #N/A | #N/A | #N/A | #N/A | #N/A | #N/A | #N/A | #N/A | #N/A | #N/A | #N/A | #N/A | #N/A | #N/A | #N/A | #N/A | #N/A | #N/A | #N/A | #N/A | #N/A | #N/A
[7 empty] | 6 | 16 | 3985 | 1 | 2020-06-16 | Sunday | 7 | No | #N/A | #N/A | #N/A | #N/A | #N/A | #N/A | #N/A | #N/A | #N/A | #N/A | #N/A | #N/A | #N/A | #N/A | #N/A | #N/A | #N/A | #N/A | #N/A | #N/A | #N/A | #N/A | #N/A | #N/A | #N/A | #N/A | #N/A | #N/A | #N/A | #N/A | #N/A | #N/A | #N/A | #N/A | #N/A | #N/A
[7 empty] | 6 | 16 | 3986 | 2 | 2020-06-16 | Sunday | 7 | No | #N/A | #N/A | #N/A | #N/A | #N/A | #N/A | #N/A | #N/A | #N/A | #N/A | #N/A | #N/A | #N/A | #N/A | #N/A | #N/A | #N/A | #N/A | #N/A | #N/A | #N/A | #N/A | #N/A | #N/A | #N/A | #N/A | #N/A | #N/A | #N/A | #N/A | #N/A | #N/A | #N/A | #N/A | #N/A | #N/A
[7 empty] | 6 | 16 | 3987 | 3 | 2020-06-16 | Sunday | 7 | No | #N/A | #N/A | #N/A | #N/A | #N/A | #N/A | #N/A | #N/A | #N/A | #N/A | #N/A | #N/A | #N/A | #N/A | #N/A | #N/A | #N/A | #N/A | #N/A | #N/A | #N/A | #N/A | #N/A | #N/A | #N/A | #N/A | #N/A | #N/A | #N/A | #N/A | #N/A | #N/A | #N/A | #N/A | #N/A | #N/A
[7 empty] | 6 | 16 | 3988 | 4 | 2020-06-16 | Sunday | 7 | No | #N/A | #N/A | #N/A | #N/A | #N/A | #N/A | #N/A | #N/A | #N/A | #N/A | #N/A | #N/A | #N/A | #N/A | #N/A | #N/A | #N/A | #N/A | #N/A | #N/A | #N/A | #N/A | #N/A | #N/A | #N/A | #N/A | #N/A | #N/A | #N/A | #N/A | #N/A | #N/A | #N/A | #N/A | #N/A | #N/A
[7 empty] | 6 | 16 | 3989 | 5 | 2020-06-16 | Sunday | 7 | No | #N/A | #N/A | #N/A | #N/A | #N/A | #N/A | #N/A | #N/A | #N/A | #N/A | #N/A | #N/A | #N/A | #N/A | #N/A | #N/A | #N/A | #N/A | #N/A | #N/A | #N/A | #N/A | #N/A | #N/A | #N/A | #N/A | #N/A | #N/A | #N/A | #N/A | #N/A | #N/A | #N/A | #N/A | #N/A | #N/A
[7 empty] | 6 | 16 | 3990 | 6 | 2020-06-16 | Sunday | 7 | No | #N/A | #N/A | #N/A | #N/A | #N/A | #N/A | #N/A | #N/A | #N/A | #N/A | #N/A | #N/A | #N/A | #N/A | #N/A | #N/A | #N/A | #N/A | #N/A | #N/A | #N/A | #N/A | #N/A | #N/A | #N/A | #N/A | #N/A | #N/A | #N/A | #N/A | #N/A | #N/A | #N/A | #N/A | #N/A | #N/A
[7 empty] | 6 | 16 | 3991 | 7 | 2020-06-16 | Sunday | 7 | No | #N/A | #N/A | #N/A | #N/A | #N/A | #N/A | #N/A | #N/A | #N/A | #N/A | #N/A | #N/A | #N/A | #N/A | #N/A | #N/A | #N/A | #N/A | #N/A | #N/A | #N/A | #N/A | #N/A | #N/A | #N/A | #N/A | #N/A | #N/A | #N/A | #N/A | #N/A | #N/A | #N/A | #N/A | #N/A | #N/A
[7 empty] | 6 | 16 | 3992 | 8 | 2020-06-16 | Sunday | 7 | No | #N/A | #N/A | #N/A | #N/A | #N/A | #N/A | #N/A | #N/A | #N/A | #N/A | #N/A | #N/A | #N/A | #N/A | #N/A | #N/A | #N/A | #N/A | #N/A | #N/A | #N/A | #N/A | #N/A | #N/A | #N/A | #N/A | #N/A | #N/A | #N/A | #N/A | #N/A | #N/A | #N/A | #N/A | #N/A | #N/A
[7 empty] | 6 | 16 | 3993 | 9 | 2020-06-16 | Sunday | 7 | No | #N/A | #N/A | #N/A | #N/A | #N/A | #N/A | #N/A | #N/A | #N/A | #N/A | #N/A | #N/A | #N/A | #N/A | #N/A | #N/A | #N/A | #N/A | #N/A | #N/A | #N/A | #N/A | #N/A | #N/A | #N/A | #N/A | #N/A | #N/A | #N/A | #N/A | #N/A | #N/A | #N/A | #N/A | #N/A | #N/A
[7 empty] | 6 | 16 | 3994 | 10 | 2020-06-16 | Sunday | 7 | No | #N/A | #N/A | #N/A | #N/A | #N/A | #N/A | #N/A | #N/A | #N/A | #N/A | #N/A | #N/A | #N/A | #N/A | #N/A | #N/A | #N/A | #N/A | #N/A | #N/A | #N/A | #N/A | #N/A | #N/A | #N/A | #N/A | #N/A | #N/A | #N/A | #N/A | #N/A | #N/A | #N/A | #N/A | #N/A | #N/A
[7 empty] | 6 | 16 | 3995 | 11 | 2020-06-16 | Sunday | 7 | No | #N/A | #N/A | #N/A | #N/A | #N/A | #N/A | #N/A | #N/A | #N/A | #N/A | #N/A | #N/A | #N/A | #N/A | #N/A | #N/A | #N/A | #N/A | #N/A | #N/A | #N/A | #N/A | #N/A | #N/A | #N/A | #N/A | #N/A | #N/A | #N/A | #N/A | #N/A | #N/A | #N/A | #N/A | #N/A | #N/A
[7 empty] | 6 | 16 | 3996 | 12 | 2020-06-16 | Sunday | 7 | No | #N/A | #N/A | #N/A | #N/A | #N/A | #N/A | #N/A | #N/A | #N/A | #N/A | #N/A | #N/A | #N/A | #N/A | #N/A | #N/A | #N/A | #N/A | #N/A | #N/A | #N/A | #N/A | #N/A | #N/A | #N/A | #N/A | #N/A | #N/A | #N/A | #N/A | #N/A | #N/A | #N/A | #N/A | #N/A | #N/A
[7 empty] | 6 | 16 | 3997 | 13 | 2020-06-16 | Sunday | 7 | No | #N/A | #N/A | #N/A | #N/A | #N/A | #N/A | #N/A | #N/A | #N/A | #N/A | #N/A | #N/A | #N/A | #N/A | #N/A | #N/A | #N/A | #N/A | #N/A | #N/A | #N/A | #N/A | #N/A | #N/A | #N/A | #N/A | #N/A | #N/A | #N/A | #N/A | #N/A | #N/A | #N/A | #N/A | #N/A | #N/A
[7 empty] | 6 | 16 | 3998 | 14 | 2020-06-16 | Sunday | 7 | No | #N/A | #N/A | #N/A | #N/A | #N/A | #N/A | #N/A | #N/A | #N/A | #N/A | #N/A | #N/A | #N/A | #N/A | #N/A | #N/A | #N/A | #N/A | #N/A | #N/A | #N/A | #N/A | #N/A | #N/A | #N/A | #N/A | #N/A | #N/A | #N/A | #N/A | #N/A | #N/A | #N/A | #N/A | #N/A | #N/A
[7 empty] | 6 | 16 | 3999 | 15 | 2020-06-16 | Sunday | 7 | No | #N/A | #N/A | #N/A | #N/A | #N/A | #N/A | #N/A | #N/A | #N/A | #N/A | #N/A | #N/A | #N/A | #N/A | #N/A | #N/A | #N/A | #N/A | #N/A | #N/A | #N/A | #N/A | #N/A | #N/A | #N/A | #N/A | #N/A | #N/A | #N/A | #N/A | #N/A | #N/A | #N/A | #N/A | #N/A | #N/A
[7 empty] | 6 | 16 | 4000 | 16 | 2020-06-16 | Sunday | 7 | No | #N/A | #N/A | #N/A | #N/A | #N/A | #N/A | #N/A | #N/A | #N/A | #N/A | #N/A | #N/A | #N/A | #N/A | #N/A | #N/A | #N/A | #N/A | #N/A | #N/A | #N/A | #N/A | #N/A | #N/A | #N/A | #N/A | #N/A | #N/A | #N/A | #N/A | #N/A | #N/A | #N/A | #N/A | #N/A | #N/A
[7 empty] | 6 | 16 | 4001 | 17 | 2020-06-16 | Sunday | 7 | No | #N/A | #N/A | #N/A | #N/A | #N/A | #N/A | #N/A | #N/A | #N/A | #N/A | #N/A | #N/A | #N/A | #N/A | #N/A | #N/A | #N/A | #N/A | #N/A | #N/A | #N/A | #N/A | #N/A | #N/A | #N/A | #N/A | #N/A | #N/A | #N/A | #N/A | #N/A | #N/A | #N/A | #N/A | #N/A | #N/A
[7 empty] | 6 | 16 | 4002 | 18 | 2020-06-16 | Sunday | 7 | No | #N/A | #N/A | #N/A | #N/A | #N/A | #N/A | #N/A | #N/A | #N/A | #N/A | #N/A | #N/A | #N/A | #N/A | #N/A | #N/A | #N/A | #N/A | #N/A | #N/A | #N/A | #N/A | #N/A | #N/A | #N/A | #N/A | #N/A | #N/A | #N/A | #N/A | #N/A | #N/A | #N/A | #N/A | #N/A | #N/A
[7 empty] | 6 | 16 | 4003 | 19 | 2020-06-16 | Sunday | 7 | No | #N/A | #N/A | #N/A | #N/A | #N/A | #N/A | #N/A | #N/A | #N/A | #N/A | #N/A | #N/A | #N/A | #N/A | #N/A | #N/A | #N/A | #N/A | #N/A | #N/A | #N/A | #N/A | #N/A | #N/A | #N/A | #N/A | #N/A | #N/A | #N/A | #N/A | #N/A | #N/A | #N/A | #N/A | #N/A | #N/A
[7 empty] | 6 | 16 | 4004 | 20 | 2020-06-16 | Sunday | 7 | No | #N/A | #N/A | #N/A | #N/A | #N/A | #N/A | #N/A | #N/A | #N/A | #N/A | #N/A | #N/A | #N/A | #N/A | #N/A | #N/A | #N/A | #N/A | #N/A | #N/A | #N/A | #N/A | #N/A | #N/A | #N/A | #N/A | #N/A | #N/A | #N/A | #N/A | #N/A | #N/A | #N/A | #N/A | #N/A | #N/A
[7 empty] | 6 | 16 | 4005 | 21 | 2020-06-16 | Sunday | 7 | No | #N/A | #N/A | #N/A | #N/A | #N/A | #N/A | #N/A | #N/A | #N/A | #N/A | #N/A | #N/A | #N/A | #N/A | #N/A | #N/A | #N/A | #N/A | #N/A | #N/A | #N/A | #N/A | #N/A | #N/A | #N/A | #N/A | #N/A | #N/A | #N/A | #N/A | #N/A | #N/A | #N/A | #N/A | #N/A | #N/A
[7 empty] | 6 | 16 | 4006 | 22 | 2020-06-16 | Sunday | 7 | No | #N/A | #N/A | #N/A | #N/A | #N/A | #N/A | #N/A | #N/A | #N/A | #N/A | #N/A | #N/A | #N/A | #N/A | #N/A | #N/A | #N/A | #N/A | #N/A | #N/A | #N/A | #N/A | #N/A | #N/A | #N/A | #N/A | #N/A | #N/A | #N/A | #N/A | #N/A | #N/A | #N/A | #N/A | #N/A | #N/A
[7 empty] | 6 | 16 | 4007 | 23 | 2020-06-16 | Sunday | 7 | No | #N/A | #N/A | #N/A | #N/A | #N/A | #N/A | #N/A | #N/A | #N/A | #N/A | #N/A | #N/A | #N/A | #N/A | #N/A | #N/A | #N/A | #N/A | #N/A | #N/A | #N/A | #N/A | #N/A | #N/A | #N/A | #N/A | #N/A | #N/A | #N/A | #N/A | #N/A | #N/A | #N/A | #N/A | #N/A | #N/A
[7 empty] | 6 | 16 | 4008 | 24 | 2020-06-16 | Sunday | 7 | No | #N/A | #N/A | #N/A | #N/A | #N/A | #N/A | #N/A | #N/A | #N/A | #N/A | #N/A | #N/A | #N/A | #N/A | #N/A | #N/A | #N/A | #N/A | #N/A | #N/A | #N/A | #N/A | #N/A | #N/A | #N/A | #N/A | #N/A | #N/A | #N/A | #N/A | #N/A | #N/A | #N/A | #N/A | #N/A | #N/A
[7 empty] | 6 | 17 | 4009 | 1 | 2020-06-17 | Monday | 1 | No | #N/A | #N/A | #N/A | #N/A | #N/A | #N/A | #N/A | #N/A | #N/A | #N/A | #N/A | #N/A | #N/A | #N/A | #N/A | #N/A | #N/A | #N/A | #N/A | #N/A | #N/A | #N/A | #N/A | #N/A | #N/A | #N/A | #N/A | #N/A | #N/A | #N/A | #N/A | #N/A | #N/A | #N/A | #N/A | #N/A
[7 empty] | 6 | 17 | 4010 | 2 | 2020-06-17 | Monday | 1 | No | #N/A | #N/A | #N/A | #N/A | #N/A | #N/A | #N/A | #N/A | #N/A | #N/A | #N/A | #N/A | #N/A | #N/A | #N/A | #N/A | #N/A | #N/A | #N/A | #N/A | #N/A | #N/A | #N/A | #N/A | #N/A | #N/A | #N/A | #N/A | #N/A | #N/A | #N/A | #N/A | #N/A | #N/A | #N/A | #N/A
[7 empty] | 6 | 17 | 4011 | 3 | 2020-06-17 | Monday | 1 | No | #N/A | #N/A | #N/A | #N/A | #N/A | #N/A | #N/A | #N/A | #N/A | #N/A | #N/A | #N/A | #N/A | #N/A | #N/A | #N/A | #N/A | #N/A | #N/A | #N/A | #N/A | #N/A | #N/A | #N/A | #N/A | #N/A | #N/A | #N/A | #N/A | #N/A | #N/A | #N/A | #N/A | #N/A | #N/A | #N/A
[7 empty] | 6 | 17 | 4012 | 4 | 2020-06-17 | Monday | 1 | No | #N/A | #N/A | #N/A | #N/A | #N/A | #N/A | #N/A | #N/A | #N/A | #N/A | #N/A | #N/A | #N/A | #N/A | #N/A | #N/A | #N/A | #N/A | #N/A | #N/A | #N/A | #N/A | #N/A | #N/A | #N/A | #N/A | #N/A | #N/A | #N/A | #N/A | #N/A | #N/A | #N/A | #N/A | #N/A | #N/A
[7 empty] | 6 | 17 | 4013 | 5 | 2020-06-17 | Monday | 1 | No | #N/A | #N/A | #N/A | #N/A | #N/A | #N/A | #N/A | #N/A | #N/A | #N/A | #N/A | #N/A | #N/A | #N/A | #N/A | #N/A | #N/A | #N/A | #N/A | #N/A | #N/A | #N/A | #N/A | #N/A | #N/A | #N/A | #N/A | #N/A | #N/A | #N/A | #N/A | #N/A | #N/A | #N/A | #N/A | #N/A
[7 empty] | 6 | 17 | 4014 | 6 | 2020-06-17 | Monday | 1 | No | #N/A | #N/A | #N/A | #N/A | #N/A | #N/A | #N/A | #N/A | #N/A | #N/A | #N/A | #N/A | #N/A | #N/A | #N/A | #N/A | #N/A | #N/A | #N/A | #N/A | #N/A | #N/A | #N/A | #N/A | #N/A | #N/A | #N/A | #N/A | #N/A | #N/A | #N/A | #N/A | #N/A | #N/A | #N/A | #N/A
[7 empty] | 6 | 17 | 4015 | 7 | 2020-06-17 | Monday | 1 | No | #N/A | #N/A | #N/A | #N/A | #N/A | #N/A | #N/A | #N/A | #N/A | #N/A | #N/A | #N/A | #N/A | #N/A | #N/A | #N/A | #N/A | #N/A | #N/A | #N/A | #N/A | #N/A | #N/A | #N/A | #N/A | #N/A | #N/A | #N/A | #N/A | #N/A | #N/A | #N/A | #N/A | #N/A | #N/A | #N/A
[7 empty] | 6 | 17 | 4016 | 8 | 2020-06-17 | Monday | 1 | No | #N/A | #N/A | #N/A | #N/A | #N/A | #N/A | #N/A | #N/A | #N/A | #N/A | #N/A | #N/A | #N/A | #N/A | #N/A | #N/A | #N/A | #N/A | #N/A | #N/A | #N/A | #N/A | #N/A | #N/A | #N/A | #N/A | #N/A | #N/A | #N/A | #N/A | #N/A | #N/A | #N/A | #N/A | #N/A | #N/A
[7 empty] | 6 | 17 | 4017 | 9 | 2020-06-17 | Monday | 1 | No | #N/A | #N/A | #N/A | #N/A | #N/A | #N/A | #N/A | #N/A | #N/A | #N/A | #N/A | #N/A | #N/A | #N/A | #N/A | #N/A | #N/A | #N/A | #N/A | #N/A | #N/A | #N/A | #N/A | #N/A | #N/A | #N/A | #N/A | #N/A | #N/A | #N/A | #N/A | #N/A | #N/A | #N/A | #N/A | #N/A
[7 empty] | 6 | 17 | 4018 | 10 | 2020-06-17 | Monday | 1 | No | #N/A | #N/A | #N/A | #N/A | #N/A | #N/A | #N/A | #N/A | #N/A | #N/A | #N/A | #N/A | #N/A | #N/A | #N/A | #N/A | #N/A | #N/A | #N/A | #N/A | #N/A | #N/A | #N/A | #N/A | #N/A | #N/A | #N/A | #N/A | #N/A | #N/A | #N/A | #N/A | #N/A | #N/A | #N/A | #N/A
[7 empty] | 6 | 17 | 4019 | 11 | 2020-06-17 | Monday | 1 | No | #N/A | #N/A | #N/A | #N/A | #N/A | #N/A | #N/A | #N/A | #N/A | #N/A | #N/A | #N/A | #N/A | #N/A | #N/A | #N/A | #N/A | #N/A | #N/A | #N/A | #N/A | #N/A | #N/A | #N/A | #N/A | #N/A | #N/A | #N/A | #N/A | #N/A | #N/A | #N/A | #N/A | #N/A | #N/A | #N/A
[7 empty] | 6 | 17 | 4020 | 12 | 2020-06-17 | Monday | 1 | No | #N/A | #N/A | #N/A | #N/A | #N/A | #N/A | #N/A | #N/A | #N/A | #N/A | #N/A | #N/A | #N/A | #N/A | #N/A | #N/A | #N/A | #N/A | #N/A | #N/A | #N/A | #N/A | #N/A | #N/A | #N/A | #N/A | #N/A | #N/A | #N/A | #N/A | #N/A | #N/A | #N/A | #N/A | #N/A | #N/A
[7 empty] | 6 | 17 | 4021 | 13 | 2020-06-17 | Monday | 1 | No | #N/A | #N/A | #N/A | #N/A | #N/A | #N/A | #N/A | #N/A | #N/A | #N/A | #N/A | #N/A | #N/A | #N/A | #N/A | #N/A | #N/A | #N/A | #N/A | #N/A | #N/A | #N/A | #N/A | #N/A | #N/A | #N/A | #N/A | #N/A | #N/A | #N/A | #N/A | #N/A | #N/A | #N/A | #N/A | #N/A
[7 empty] | 6 | 17 | 4022 | 14 | 2020-06-17 | Monday | 1 | No | #N/A | #N/A | #N/A | #N/A | #N/A | #N/A | #N/A | #N/A | #N/A | #N/A | #N/A | #N/A | #N/A | #N/A | #N/A | #N/A | #N/A | #N/A | #N/A | #N/A | #N/A | #N/A | #N/A | #N/A | #N/A | #N/A | #N/A | #N/A | #N/A | #N/A | #N/A | #N/A | #N/A | #N/A | #N/A | #N/A
[7 empty] | 6 | 17 | 4023 | 15 | 2020-06-17 | Monday | 1 | No | #N/A | #N/A | #N/A | #N/A | #N/A | #N/A | #N/A | #N/A | #N/A | #N/A | #N/A | #N/A | #N/A | #N/A | #N/A | #N/A | #N/A | #N/A | #N/A | #N/A | #N/A | #N/A | #N/A | #N/A | #N/A | #N/A | #N/A | #N/A | #N/A | #N/A | #N/A | #N/A | #N/A | #N/A | #N/A | #N/A
[7 empty] | 6 | 17 | 4024 | 16 | 2020-06-17 | Monday | 1 | No | #N/A | #N/A | #N/A | #N/A | #N/A | #N/A | #N/A | #N/A | #N/A | #N/A | #N/A | #N/A | #N/A | #N/A | #N/A | #N/A | #N/A | #N/A | #N/A | #N/A | #N/A | #N/A | #N/A | #N/A | #N/A | #N/A | #N/A | #N/A | #N/A | #N/A | #N/A | #N/A | #N/A | #N/A | #N/A | #N/A
[7 empty] | 6 | 17 | 4025 | 17 | 2020-06-17 | Monday | 1 | No | #N/A | #N/A | #N/A | #N/A | #N/A | #N/A | #N/A | #N/A | #N/A | #N/A | #N/A | #N/A | #N/A | #N/A | #N/A | #N/A | #N/A | #N/A | #N/A | #N/A | #N/A | #N/A | #N/A | #N/A | #N/A | #N/A | #N/A | #N/A | #N/A | #N/A | #N/A | #N/A | #N/A | #N/A | #N/A | #N/A
[7 empty] | 6 | 17 | 4026 | 18 | 2020-06-17 | Monday | 1 | No | #N/A | #N/A | #N/A | #N/A | #N/A | #N/A | #N/A | #N/A | #N/A | #N/A | #N/A | #N/A | #N/A | #N/A | #N/A | #N/A | #N/A | #N/A | #N/A | #N/A | #N/A | #N/A | #N/A | #N/A | #N/A | #N/A | #N/A | #N/A | #N/A | #N/A | #N/A | #N/A | #N/A | #N/A | #N/A | #N/A
[7 empty] | 6 | 17 | 4027 | 19 | 2020-06-17 | Monday | 1 | No | #N/A | #N/A | #N/A | #N/A | #N/A | #N/A | #N/A | #N/A | #N/A | #N/A | #N/A | #N/A | #N/A | #N/A | #N/A | #N/A | #N/A | #N/A | #N/A | #N/A | #N/A | #N/A | #N/A | #N/A | #N/A | #N/A | #N/A | #N/A | #N/A | #N/A | #N/A | #N/A | #N/A | #N/A | #N/A | #N/A
[7 empty] | 6 | 17 | 4028 | 20 | 2020-06-17 | Monday | 1 | No | #N/A | #N/A | #N/A | #N/A | #N/A | #N/A | #N/A | #N/A | #N/A | #N/A | #N/A | #N/A | #N/A | #N/A | #N/A | #N/A | #N/A | #N/A | #N/A | #N/A | #N/A | #N/A | #N/A | #N/A | #N/A | #N/A | #N/A | #N/A | #N/A | #N/A | #N/A | #N/A | #N/A | #N/A | #N/A | #N/A
[7 empty] | 6 | 17 | 4029 | 21 | 2020-06-17 | Monday | 1 | No | #N/A | #N/A | #N/A | #N/A | #N/A | #N/A | #N/A | #N/A | #N/A | #N/A | #N/A | #N/A | #N/A | #N/A | #N/A | #N/A | #N/A | #N/A | #N/A | #N/A | #N/A | #N/A | #N/A | #N/A | #N/A | #N/A | #N/A | #N/A | #N/A | #N/A | #N/A | #N/A | #N/A | #N/A | #N/A | #N/A
[7 empty] | 6 | 17 | 4030 | 22 | 2020-06-17 | Monday | 1 | No | #N/A | #N/A | #N/A | #N/A | #N/A | #N/A | #N/A | #N/A | #N/A | #N/A | #N/A | #N/A | #N/A | #N/A | #N/A | #N/A | #N/A | #N/A | #N/A | #N/A | #N/A | #N/A | #N/A | #N/A | #N/A | #N/A | #N/A | #N/A | #N/A | #N/A | #N/A | #N/A | #N/A | #N/A | #N/A | #N/A
[7 empty] | 6 | 17 | 4031 | 23 | 2020-06-17 | Monday | 1 | No | #N/A | #N/A | #N/A | #N/A | #N/A | #N/A | #N/A | #N/A | #N/A | #N/A | #N/A | #N/A | #N/A | #N/A | #N/A | #N/A | #N/A | #N/A | #N/A | #N/A | #N/A | #N/A | #N/A | #N/A | #N/A | #N/A | #N/A | #N/A | #N/A | #N/A | #N/A | #N/A | #N/A | #N/A | #N/A | #N/A
[7 empty] | 6 | 17 | 4032 | 24 | 2020-06-17 | Monday | 1 | No | #N/A | #N/A | #N/A | #N/A | #N/A | #N/A | #N/A | #N/A | #N/A | #N/A | #N/A | #N/A | #N/A | #N/A | #N/A | #N/A | #N/A | #N/A | #N/A | #N/A | #N/A | #N/A | #N/A | #N/A | #N/A | #N/A | #N/A | #N/A | #N/A | #N/A | #N/A | #N/A | #N/A | #N/A | #N/A | #N/A
[7 empty] | 6 | 18 | 4033 | 1 | 2020-06-18 | Tuesday | 2 | No | #N/A | #N/A | #N/A | #N/A | #N/A | #N/A | #N/A | #N/A | #N/A | #N/A | #N/A | #N/A | #N/A | #N/A | #N/A | #N/A | #N/A | #N/A | #N/A | #N/A | #N/A | #N/A | #N/A | #N/A | #N/A | #N/A | #N/A | #N/A | #N/A | #N/A | #N/A | #N/A | #N/A | #N/A | #N/A | #N/A
[7 empty] | 6 | 18 | 4034 | 2 | 2020-06-18 | Tuesday | 2 | No | #N/A | #N/A | #N/A | #N/A | #N/A | #N/A | #N/A | #N/A | #N/A | #N/A | #N/A | #N/A | #N/A | #N/A | #N/A | #N/A | #N/A | #N/A | #N/A | #N/A | #N/A | #N/A | #N/A | #N/A | #N/A | #N/A | #N/A | #N/A | #N/A | #N/A | #N/A | #N/A | #N/A | #N/A | #N/A | #N/A
[7 empty] | 6 | 18 | 4035 | 3 | 2020-06-18 | Tuesday | 2 | No | #N/A | #N/A | #N/A | #N/A | #N/A | #N/A | #N/A | #N/A | #N/A | #N/A | #N/A | #N/A | #N/A | #N/A | #N/A | #N/A | #N/A | #N/A | #N/A | #N/A | #N/A | #N/A | #N/A | #N/A | #N/A | #N/A | #N/A | #N/A | #N/A | #N/A | #N/A | #N/A | #N/A | #N/A | #N/A | #N/A
[7 empty] | 6 | 18 | 4036 | 4 | 2020-06-18 | Tuesday | 2 | No | #N/A | #N/A | #N/A | #N/A | #N/A | #N/A | #N/A | #N/A | #N/A | #N/A | #N/A | #N/A | #N/A | #N/A | #N/A | #N/A | #N/A | #N/A | #N/A | #N/A | #N/A | #N/A | #N/A | #N/A | #N/A | #N/A | #N/A | #N/A | #N/A | #N/A | #N/A | #N/A | #N/A | #N/A | #N/A | #N/A
[7 empty] | 6 | 18 | 4037 | 5 | 2020-06-18 | Tuesday | 2 | No | #N/A | #N/A | #N/A | #N/A | #N/A | #N/A | #N/A | #N/A | #N/A | #N/A | #N/A | #N/A | #N/A | #N/A | #N/A | #N/A | #N/A | #N/A | #N/A | #N/A | #N/A | #N/A | #N/A | #N/A | #N/A | #N/A | #N/A | #N/A | #N/A | #N/A | #N/A | #N/A | #N/A | #N/A | #N/A | #N/A
[7 empty] | 6 | 18 | 4038 | 6 | 2020-06-18 | Tuesday | 2 | No | #N/A | #N/A | #N/A | #N/A | #N/A | #N/A | #N/A | #N/A | #N/A | #N/A | #N/A | #N/A | #N/A | #N/A | #N/A | #N/A | #N/A | #N/A | #N/A | #N/A | #N/A | #N/A | #N/A | #N/A | #N/A | #N/A | #N/A | #N/A | #N/A | #N/A | #N/A | #N/A | #N/A | #N/A | #N/A | #N/A
[7 empty] | 6 | 18 | 4039 | 7 | 2020-06-18 | Tuesday | 2 | No | #N/A | #N/A | #N/A | #N/A | #N/A | #N/A | #N/A | #N/A | #N/A | #N/A | #N/A | #N/A | #N/A | #N/A | #N/A | #N/A | #N/A | #N/A | #N/A | #N/A | #N/A | #N/A | #N/A | #N/A | #N/A | #N/A | #N/A | #N/A | #N/A | #N/A | #N/A | #N/A | #N/A | #N/A | #N/A | #N/A
[7 empty] | 6 | 18 | 4040 | 8 | 2020-06-18 | Tuesday | 2 | No | #N/A | #N/A | #N/A | #N/A | #N/A | #N/A | #N/A | #N/A | #N/A | #N/A | #N/A | #N/A | #N/A | #N/A | #N/A | #N/A | #N/A | #N/A | #N/A | #N/A | #N/A | #N/A | #N/A | #N/A | #N/A | #N/A | #N/A | #N/A | #N/A | #N/A | #N/A | #N/A | #N/A | #N/A | #N/A | #N/A
[7 empty] | 6 | 18 | 4041 | 9 | 2020-06-18 | Tuesday | 2 | No | #N/A | #N/A | #N/A | #N/A | #N/A | #N/A | #N/A | #N/A | #N/A | #N/A | #N/A | #N/A | #N/A | #N/A | #N/A | #N/A | #N/A | #N/A | #N/A | #N/A | #N/A | #N/A | #N/A | #N/A | #N/A | #N/A | #N/A | #N/A | #N/A | #N/A | #N/A | #N/A | #N/A | #N/A | #N/A | #N/A
[7 empty] | 6 | 18 | 4042 | 10 | 2020-06-18 | Tuesday | 2 | No | #N/A | #N/A | #N/A | #N/A | #N/A | #N/A | #N/A | #N/A | #N/A | #N/A | #N/A | #N/A | #N/A | #N/A | #N/A | #N/A | #N/A | #N/A | #N/A | #N/A | #N/A | #N/A | #N/A | #N/A | #N/A | #N/A | #N/A | #N/A | #N/A | #N/A | #N/A | #N/A | #N/A | #N/A | #N/A | #N/A
[7 empty] | 6 | 18 | 4043 | 11 | 2020-06-18 | Tuesday | 2 | No | #N/A | #N/A | #N/A | #N/A | #N/A | #N/A | #N/A | #N/A | #N/A | #N/A | #N/A | #N/A | #N/A | #N/A | #N/A | #N/A | #N/A | #N/A | #N/A | #N/A | #N/A | #N/A | #N/A | #N/A | #N/A | #N/A | #N/A | #N/A | #N/A | #N/A | #N/A | #N/A | #N/A | #N/A | #N/A | #N/A
[7 empty] | 6 | 18 | 4044 | 12 | 2020-06-18 | Tuesday | 2 | No | #N/A | #N/A | #N/A | #N/A | #N/A | #N/A | #N/A | #N/A | #N/A | #N/A | #N/A | #N/A | #N/A | #N/A | #N/A | #N/A | #N/A | #N/A | #N/A | #N/A | #N/A | #N/A | #N/A | #N/A | #N/A | #N/A | #N/A | #N/A | #N/A | #N/A | #N/A | #N/A | #N/A | #N/A | #N/A | #N/A
[7 empty] | 6 | 18 | 4045 | 13 | 2020-06-18 | Tuesday | 2 | No | #N/A | #N/A | #N/A | #N/A | #N/A | #N/A | #N/A | #N/A | #N/A | #N/A | #N/A | #N/A | #N/A | #N/A | #N/A | #N/A | #N/A | #N/A | #N/A | #N/A | #N/A | #N/A | #N/A | #N/A | #N/A | #N/A | #N/A | #N/A | #N/A | #N/A | #N/A | #N/A | #N/A | #N/A | #N/A | #N/A
[7 empty] | 6 | 18 | 4046 | 14 | 2020-06-18 | Tuesday | 2 | No | #N/A | #N/A | #N/A | #N/A | #N/A | #N/A | #N/A | #N/A | #N/A | #N/A | #N/A | #N/A | #N/A | #N/A | #N/A | #N/A | #N/A | #N/A | #N/A | #N/A | #N/A | #N/A | #N/A | #N/A | #N/A | #N/A | #N/A | #N/A | #N/A | #N/A | #N/A | #N/A | #N/A | #N/A | #N/A | #N/A
[7 empty] | 6 | 18 | 4047 | 15 | 2020-06-18 | Tuesday | 2 | No | #N/A | #N/A | #N/A | #N/A | #N/A | #N/A | #N/A | #N/A | #N/A | #N/A | #N/A | #N/A | #N/A | #N/A | #N/A | #N/A | #N/A | #N/A | #N/A | #N/A | #N/A | #N/A | #N/A | #N/A | #N/A | #N/A | #N/A | #N/A | #N/A | #N/A | #N/A | #N/A | #N/A | #N/A | #N/A | #N/A
[7 empty] | 6 | 18 | 4048 | 16 | 2020-06-18 | Tuesday | 2 | No | #N/A | #N/A | #N/A | #N/A | #N/A | #N/A | #N/A | #N/A | #N/A | #N/A | #N/A | #N/A | #N/A | #N/A | #N/A | #N/A | #N/A | #N/A | #N/A | #N/A | #N/A | #N/A | #N/A | #N/A | #N/A | #N/A | #N/A | #N/A | #N/A | #N/A | #N/A | #N/A | #N/A | #N/A | #N/A | #N/A
[7 empty] | 6 | 18 | 4049 | 17 | 2020-06-18 | Tuesday | 2 | No | #N/A | #N/A | #N/A | #N/A | #N/A | #N/A | #N/A | #N/A | #N/A | #N/A | #N/A | #N/A | #N/A | #N/A | #N/A | #N/A | #N/A | #N/A | #N/A | #N/A | #N/A | #N/A | #N/A | #N/A | #N/A | #N/A | #N/A | #N/A | #N/A | #N/A | #N/A | #N/A | #N/A | #N/A | #N/A | #N/A
[7 empty] | 6 | 18 | 4050 | 18 | 2020-06-18 | Tuesday | 2 | No | #N/A | #N/A | #N/A | #N/A | #N/A | #N/A | #N/A | #N/A | #N/A | #N/A | #N/A | #N/A | #N/A | #N/A | #N/A | #N/A | #N/A | #N/A | #N/A | #N/A | #N/A | #N/A | #N/A | #N/A | #N/A | #N/A | #N/A | #N/A | #N/A | #N/A | #N/A | #N/A | #N/A | #N/A | #N/A | #N/A
[7 empty] | 6 | 18 | 4051 | 19 | 2020-06-18 | Tuesday | 2 | No | #N/A | #N/A | #N/A | #N/A | #N/A | #N/A | #N/A | #N/A | #N/A | #N/A | #N/A | #N/A | #N/A | #N/A | #N/A | #N/A | #N/A | #N/A | #N/A | #N/A | #N/A | #N/A | #N/A | #N/A | #N/A | #N/A | #N/A | #N/A | #N/A | #N/A | #N/A | #N/A | #N/A | #N/A | #N/A | #N/A
[7 empty] | 6 | 18 | 4052 | 20 | 2020-06-18 | Tuesday | 2 | No | #N/A | #N/A | #N/A | #N/A | #N/A | #N/A | #N/A | #N/A | #N/A | #N/A | #N/A | #N/A | #N/A | #N/A | #N/A | #N/A | #N/A | #N/A | #N/A | #N/A | #N/A | #N/A | #N/A | #N/A | #N/A | #N/A | #N/A | #N/A | #N/A | #N/A | #N/A | #N/A | #N/A | #N/A | #N/A | #N/A
[7 empty] | 6 | 18 | 4053 | 21 | 2020-06-18 | Tuesday | 2 | No | #N/A | #N/A | #N/A | #N/A | #N/A | #N/A | #N/A | #N/A | #N/A | #N/A | #N/A | #N/A | #N/A | #N/A | #N/A | #N/A | #N/A | #N/A | #N/A | #N/A | #N/A | #N/A | #N/A | #N/A | #N/A | #N/A | #N/A | #N/A | #N/A | #N/A | #N/A | #N/A | #N/A | #N/A | #N/A | #N/A
[7 empty] | 6 | 18 | 4054 | 22 | 2020-06-18 | Tuesday | 2 | No | #N/A | #N/A | #N/A | #N/A | #N/A | #N/A | #N/A | #N/A | #N/A | #N/A | #N/A | #N/A | #N/A | #N/A | #N/A | #N/A | #N/A | #N/A | #N/A | #N/A | #N/A | #N/A | #N/A | #N/A | #N/A | #N/A | #N/A | #N/A | #N/A | #N/A | #N/A | #N/A | #N/A | #N/A | #N/A | #N/A
[7 empty] | 6 | 18 | 4055 | 23 | 2020-06-18 | Tuesday | 2 | No | #N/A | #N/A | #N/A | #N/A | #N/A | #N/A | #N/A | #N/A | #N/A | #N/A | #N/A | #N/A | #N/A | #N/A | #N/A | #N/A | #N/A | #N/A | #N/A | #N/A | #N/A | #N/A | #N/A | #N/A | #N/A | #N/A | #N/A | #N/A | #N/A | #N/A | #N/A | #N/A | #N/A | #N/A | #N/A | #N/A
[7 empty] | 6 | 18 | 4056 | 24 | 2020-06-18 | Tuesday | 2 | No | #N/A | #N/A | #N/A | #N/A | #N/A | #N/A | #N/A | #N/A | #N/A | #N/A | #N/A | #N/A | #N/A | #N/A | #N/A | #N/A | #N/A | #N/A | #N/A | #N/A | #N/A | #N/A | #N/A | #N/A | #N/A | #N/A | #N/A | #N/A | #N/A | #N/A | #N/A | #N/A | #N/A | #N/A | #N/A | #N/A
[7 empty] | 6 | 19 | 4057 | 1 | 2020-06-19 | Wednesday | 3 | No | #N/A | #N/A | #N/A | #N/A | #N/A | #N/A | #N/A | #N/A | #N/A | #N/A | #N/A | #N/A | #N/A | #N/A | #N/A | #N/A | #N/A | #N/A | #N/A | #N/A | #N/A | #N/A | #N/A | #N/A | #N/A | #N/A | #N/A | #N/A | #N/A | #N/A | #N/A | #N/A | #N/A | #N/A | #N/A | #N/A
[7 empty] | 6 | 19 | 4058 | 2 | 2020-06-19 | Wednesday | 3 | No | #N/A | #N/A | #N/A | #N/A | #N/A | #N/A | #N/A | #N/A | #N/A | #N/A | #N/A | #N/A | #N/A | #N/A | #N/A | #N/A | #N/A | #N/A | #N/A | #N/A | #N/A | #N/A | #N/A | #N/A | #N/A | #N/A | #N/A | #N/A | #N/A | #N/A | #N/A | #N/A | #N/A | #N/A | #N/A | #N/A
[7 empty] | 6 | 19 | 4059 | 3 | 2020-06-19 | Wednesday | 3 | No | #N/A | #N/A | #N/A | #N/A | #N/A | #N/A | #N/A | #N/A | #N/A | #N/A | #N/A | #N/A | #N/A | #N/A | #N/A | #N/A | #N/A | #N/A | #N/A | #N/A | #N/A | #N/A | #N/A | #N/A | #N/A | #N/A | #N/A | #N/A | #N/A | #N/A | #N/A | #N/A | #N/A | #N/A | #N/A | #N/A
[7 empty] | 6 | 19 | 4060 | 4 | 2020-06-19 | Wednesday | 3 | No | #N/A | #N/A | #N/A | #N/A | #N/A | #N/A | #N/A | #N/A | #N/A | #N/A | #N/A | #N/A | #N/A | #N/A | #N/A | #N/A | #N/A | #N/A | #N/A | #N/A | #N/A | #N/A | #N/A | #N/A | #N/A | #N/A | #N/A | #N/A | #N/A | #N/A | #N/A | #N/A | #N/A | #N/A | #N/A | #N/A
[7 empty] | 6 | 19 | 4061 | 5 | 2020-06-19 | Wednesday | 3 | No | #N/A | #N/A | #N/A | #N/A | #N/A | #N/A | #N/A | #N/A | #N/A | #N/A | #N/A | #N/A | #N/A | #N/A | #N/A | #N/A | #N/A | #N/A | #N/A | #N/A | #N/A | #N/A | #N/A | #N/A | #N/A | #N/A | #N/A | #N/A | #N/A | #N/A | #N/A | #N/A | #N/A | #N/A | #N/A | #N/A
[7 empty] | 6 | 19 | 4062 | 6 | 2020-06-19 | Wednesday | 3 | No | #N/A | #N/A | #N/A | #N/A | #N/A | #N/A | #N/A | #N/A | #N/A | #N/A | #N/A | #N/A | #N/A | #N/A | #N/A | #N/A | #N/A | #N/A | #N/A | #N/A | #N/A | #N/A | #N/A | #N/A | #N/A | #N/A | #N/A | #N/A | #N/A | #N/A | #N/A | #N/A | #N/A | #N/A | #N/A | #N/A
[7 empty] | 6 | 19 | 4063 | 7 | 2020-06-19 | Wednesday | 3 | No | #N/A | #N/A | #N/A | #N/A | #N/A | #N/A | #N/A | #N/A | #N/A | #N/A | #N/A | #N/A | #N/A | #N/A | #N/A | #N/A | #N/A | #N/A | #N/A | #N/A | #N/A | #N/A | #N/A | #N/A | #N/A | #N/A | #N/A | #N/A | #N/A | #N/A | #N/A | #N/A | #N/A | #N/A | #N/A | #N/A
[7 empty] | 6 | 19 | 4064 | 8 | 2020-06-19 | Wednesday | 3 | No | #N/A | #N/A | #N/A | #N/A | #N/A | #N/A | #N/A | #N/A | #N/A | #N/A | #N/A | #N/A | #N/A | #N/A | #N/A | #N/A | #N/A | #N/A | #N/A | #N/A | #N/A | #N/A | #N/A | #N/A | #N/A | #N/A | #N/A | #N/A | #N/A | #N/A | #N/A | #N/A | #N/A | #N/A | #N/A | #N/A
[7 empty] | 6 | 19 | 4065 | 9 | 2020-06-19 | Wednesday | 3 | No | #N/A | #N/A | #N/A | #N/A | #N/A | #N/A | #N/A | #N/A | #N/A | #N/A | #N/A | #N/A | #N/A | #N/A | #N/A | #N/A | #N/A | #N/A | #N/A | #N/A | #N/A | #N/A | #N/A | #N/A | #N/A | #N/A | #N/A | #N/A | #N/A | #N/A | #N/A | #N/A | #N/A | #N/A | #N/A | #N/A
[7 empty] | 6 | 19 | 4066 | 10 | 2020-06-19 | Wednesday | 3 | No | #N/A | #N/A | #N/A | #N/A | #N/A | #N/A | #N/A | #N/A | #N/A | #N/A | #N/A | #N/A | #N/A | #N/A | #N/A | #N/A | #N/A | #N/A | #N/A | #N/A | #N/A | #N/A | #N/A | #N/A | #N/A | #N/A | #N/A | #N/A | #N/A | #N/A | #N/A | #N/A | #N/A | #N/A | #N/A | #N/A
[7 empty] | 6 | 19 | 4067 | 11 | 2020-06-19 | Wednesday | 3 | No | #N/A | #N/A | #N/A | #N/A | #N/A | #N/A | #N/A | #N/A | #N/A | #N/A | #N/A | #N/A | #N/A | #N/A | #N/A | #N/A | #N/A | #N/A | #N/A | #N/A | #N/A | #N/A | #N/A | #N/A | #N/A | #N/A | #N/A | #N/A | #N/A | #N/A | #N/A | #N/A | #N/A | #N/A | #N/A | #N/A
[7 empty] | 6 | 19 | 4068 | 12 | 2020-06-19 | Wednesday | 3 | No | #N/A | #N/A | #N/A | #N/A | #N/A | #N/A | #N/A | #N/A | #N/A | #N/A | #N/A | #N/A | #N/A | #N/A | #N/A | #N/A | #N/A | #N/A | #N/A | #N/A | #N/A | #N/A | #N/A | #N/A | #N/A | #N/A | #N/A | #N/A | #N/A | #N/A | #N/A | #N/A | #N/A | #N/A | #N/A | #N/A
[7 empty] | 6 | 19 | 4069 | 13 | 2020-06-19 | Wednesday | 3 | No | #N/A | #N/A | #N/A | #N/A | #N/A | #N/A | #N/A | #N/A | #N/A | #N/A | #N/A | #N/A | #N/A | #N/A | #N/A | #N/A | #N/A | #N/A | #N/A | #N/A | #N/A | #N/A | #N/A | #N/A | #N/A | #N/A | #N/A | #N/A | #N/A | #N/A | #N/A | #N/A | #N/A | #N/A | #N/A | #N/A
[7 empty] | 6 | 19 | 4070 | 14 | 2020-06-19 | Wednesday | 3 | No | #N/A | #N/A | #N/A | #N/A | #N/A | #N/A | #N/A | #N/A | #N/A | #N/A | #N/A | #N/A | #N/A | #N/A | #N/A | #N/A | #N/A | #N/A | #N/A | #N/A | #N/A | #N/A | #N/A | #N/A | #N/A | #N/A | #N/A | #N/A | #N/A | #N/A | #N/A | #N/A | #N/A | #N/A | #N/A | #N/A
[7 empty] | 6 | 19 | 4071 | 15 | 2020-06-19 | Wednesday | 3 | No | #N/A | #N/A | #N/A | #N/A | #N/A | #N/A | #N/A | #N/A | #N/A | #N/A | #N/A | #N/A | #N/A | #N/A | #N/A | #N/A | #N/A | #N/A | #N/A | #N/A | #N/A | #N/A | #N/A | #N/A | #N/A | #N/A | #N/A | #N/A | #N/A | #N/A | #N/A | #N/A | #N/A | #N/A | #N/A | #N/A
[7 empty] | 6 | 19 | 4072 | 16 | 2020-06-19 | Wednesday | 3 | No | #N/A | #N/A | #N/A | #N/A | #N/A | #N/A | #N/A | #N/A | #N/A | #N/A | #N/A | #N/A | #N/A | #N/A | #N/A | #N/A | #N/A | #N/A | #N/A | #N/A | #N/A | #N/A | #N/A | #N/A | #N/A | #N/A | #N/A | #N/A | #N/A | #N/A | #N/A | #N/A | #N/A | #N/A | #N/A | #N/A
[7 empty] | 6 | 19 | 4073 | 17 | 2020-06-19 | Wednesday | 3 | No | #N/A | #N/A | #N/A | #N/A | #N/A | #N/A | #N/A | #N/A | #N/A | #N/A | #N/A | #N/A | #N/A | #N/A | #N/A | #N/A | #N/A | #N/A | #N/A | #N/A | #N/A | #N/A | #N/A | #N/A | #N/A | #N/A | #N/A | #N/A | #N/A | #N/A | #N/A | #N/A | #N/A | #N/A | #N/A | #N/A
[7 empty] | 6 | 19 | 4074 | 18 | 2020-06-19 | Wednesday | 3 | No | #N/A | #N/A | #N/A | #N/A | #N/A | #N/A | #N/A | #N/A | #N/A | #N/A | #N/A | #N/A | #N/A | #N/A | #N/A | #N/A | #N/A | #N/A | #N/A | #N/A | #N/A | #N/A | #N/A | #N/A | #N/A | #N/A | #N/A | #N/A | #N/A | #N/A | #N/A | #N/A | #N/A | #N/A | #N/A | #N/A
[7 empty] | 6 | 19 | 4075 | 19 | 2020-06-19 | Wednesday | 3 | No | #N/A | #N/A | #N/A | #N/A | #N/A | #N/A | #N/A | #N/A | #N/A | #N/A | #N/A | #N/A | #N/A | #N/A | #N/A | #N/A | #N/A | #N/A | #N/A | #N/A | #N/A | #N/A | #N/A | #N/A | #N/A | #N/A | #N/A | #N/A | #N/A | #N/A | #N/A | #N/A | #N/A | #N/A | #N/A | #N/A
[7 empty] | 6 | 19 | 4076 | 20 | 2020-06-19 | Wednesday | 3 | No | #N/A | #N/A | #N/A | #N/A | #N/A | #N/A | #N/A | #N/A | #N/A | #N/A | #N/A | #N/A | #N/A | #N/A | #N/A | #N/A | #N/A | #N/A | #N/A | #N/A | #N/A | #N/A | #N/A | #N/A | #N/A | #N/A | #N/A | #N/A | #N/A | #N/A | #N/A | #N/A | #N/A | #N/A | #N/A | #N/A
[7 empty] | 6 | 19 | 4077 | 21 | 2020-06-19 | Wednesday | 3 | No | #N/A | #N/A | #N/A | #N/A | #N/A | #N/A | #N/A | #N/A | #N/A | #N/A | #N/A | #N/A | #N/A | #N/A | #N/A | #N/A | #N/A | #N/A | #N/A | #N/A | #N/A | #N/A | #N/A | #N/A | #N/A | #N/A | #N/A | #N/A | #N/A | #N/A | #N/A | #N/A | #N/A | #N/A | #N/A | #N/A
[7 empty] | 6 | 19 | 4078 | 22 | 2020-06-19 | Wednesday | 3 | No | #N/A | #N/A | #N/A | #N/A | #N/A | #N/A | #N/A | #N/A | #N/A | #N/A | #N/A | #N/A | #N/A | #N/A | #N/A | #N/A | #N/A | #N/A | #N/A | #N/A | #N/A | #N/A | #N/A | #N/A | #N/A | #N/A | #N/A | #N/A | #N/A | #N/A | #N/A | #N/A | #N/A | #N/A | #N/A | #N/A
[7 empty] | 6 | 19 | 4079 | 23 | 2020-06-19 | Wednesday | 3 | No | #N/A | #N/A | #N/A | #N/A | #N/A | #N/A | #N/A | #N/A | #N/A | #N/A | #N/A | #N/A | #N/A | #N/A | #N/A | #N/A | #N/A | #N/A | #N/A | #N/A | #N/A | #N/A | #N/A | #N/A | #N/A | #N/A | #N/A | #N/A | #N/A | #N/A | #N/A | #N/A | #N/A | #N/A | #N/A | #N/A
[7 empty] | 6 | 19 | 4080 | 24 | 2020-06-19 | Wednesday | 3 | No | #N/A | #N/A | #N/A | #N/A | #N/A | #N/A | #N/A | #N/A | #N/A | #N/A | #N/A | #N/A | #N/A | #N/A | #N/A | #N/A | #N/A | #N/A | #N/A | #N/A | #N/A | #N/A | #N/A | #N/A | #N/A | #N/A | #N/A | #N/A | #N/A | #N/A | #N/A | #N/A | #N/A | #N/A | #N/A | #N/A
[7 empty] | 6 | 20 | 4081 | 1 | 2020-06-20 | Thursday | 4 | No | #N/A | #N/A | #N/A | #N/A | #N/A | #N/A | #N/A | #N/A | #N/A | #N/A | #N/A | #N/A | #N/A | #N/A | #N/A | #N/A | #N/A | #N/A | #N/A | #N/A | #N/A | #N/A | #N/A | #N/A | #N/A | #N/A | #N/A | #N/A | #N/A | #N/A | #N/A | #N/A | #N/A | #N/A | #N/A | #N/A
[7 empty] | 6 | 20 | 4082 | 2 | 2020-06-20 | Thursday | 4 | No | #N/A | #N/A | #N/A | #N/A | #N/A | #N/A | #N/A | #N/A | #N/A | #N/A | #N/A | #N/A | #N/A | #N/A | #N/A | #N/A | #N/A | #N/A | #N/A | #N/A | #N/A | #N/A | #N/A | #N/A | #N/A | #N/A | #N/A | #N/A | #N/A | #N/A | #N/A | #N/A | #N/A | #N/A | #N/A | #N/A
[7 empty] | 6 | 20 | 4083 | 3 | 2020-06-20 | Thursday | 4 | No | #N/A | #N/A | #N/A | #N/A | #N/A | #N/A | #N/A | #N/A | #N/A | #N/A | #N/A | #N/A | #N/A | #N/A | #N/A | #N/A | #N/A | #N/A | #N/A | #N/A | #N/A | #N/A | #N/A | #N/A | #N/A | #N/A | #N/A | #N/A | #N/A | #N/A | #N/A | #N/A | #N/A | #N/A | #N/A | #N/A
[7 empty] | 6 | 20 | 4084 | 4 | 2020-06-20 | Thursday | 4 | No | #N/A | #N/A | #N/A | #N/A | #N/A | #N/A | #N/A | #N/A | #N/A | #N/A | #N/A | #N/A | #N/A | #N/A | #N/A | #N/A | #N/A | #N/A | #N/A | #N/A | #N/A | #N/A | #N/A | #N/A | #N/A | #N/A | #N/A | #N/A | #N/A | #N/A | #N/A | #N/A | #N/A | #N/A | #N/A | #N/A
[7 empty] | 6 | 20 | 4085 | 5 | 2020-06-20 | Thursday | 4 | No | #N/A | #N/A | #N/A | #N/A | #N/A | #N/A | #N/A | #N/A | #N/A | #N/A | #N/A | #N/A | #N/A | #N/A | #N/A | #N/A | #N/A | #N/A | #N/A | #N/A | #N/A | #N/A | #N/A | #N/A | #N/A | #N/A | #N/A | #N/A | #N/A | #N/A | #N/A | #N/A | #N/A | #N/A | #N/A | #N/A
[7 empty] | 6 | 20 | 4086 | 6 | 2020-06-20 | Thursday | 4 | No | #N/A | #N/A | #N/A | #N/A | #N/A | #N/A | #N/A | #N/A | #N/A | #N/A | #N/A | #N/A | #N/A | #N/A | #N/A | #N/A | #N/A | #N/A | #N/A | #N/A | #N/A | #N/A | #N/A | #N/A | #N/A | #N/A | #N/A | #N/A | #N/A | #N/A | #N/A | #N/A | #N/A | #N/A | #N/A | #N/A
[7 empty] | 6 | 20 | 4087 | 7 | 2020-06-20 | Thursday | 4 | No | #N/A | #N/A | #N/A | #N/A | #N/A | #N/A | #N/A | #N/A | #N/A | #N/A | #N/A | #N/A | #N/A | #N/A | #N/A | #N/A | #N/A | #N/A | #N/A | #N/A | #N/A | #N/A | #N/A | #N/A | #N/A | #N/A | #N/A | #N/A | #N/A | #N/A | #N/A | #N/A | #N/A | #N/A | #N/A | #N/A
[7 empty] | 6 | 20 | 4088 | 8 | 2020-06-20 | Thursday | 4 | No | #N/A | #N/A | #N/A | #N/A | #N/A | #N/A | #N/A | #N/A | #N/A | #N/A | #N/A | #N/A | #N/A | #N/A | #N/A | #N/A | #N/A | #N/A | #N/A | #N/A | #N/A | #N/A | #N/A | #N/A | #N/A | #N/A | #N/A | #N/A | #N/A | #N/A | #N/A | #N/A | #N/A | #N/A | #N/A | #N/A
[7 empty] | 6 | 20 | 4089 | 9 | 2020-06-20 | Thursday | 4 | No | #N/A | #N/A | #N/A | #N/A | #N/A | #N/A | #N/A | #N/A | #N/A | #N/A | #N/A | #N/A | #N/A | #N/A | #N/A | #N/A | #N/A | #N/A | #N/A | #N/A | #N/A | #N/A | #N/A | #N/A | #N/A | #N/A | #N/A | #N/A | #N/A | #N/A | #N/A | #N/A | #N/A | #N/A | #N/A | #N/A
[7 empty] | 6 | 20 | 4090 | 10 | 2020-06-20 | Thursday | 4 | No | #N/A | #N/A | #N/A | #N/A | #N/A | #N/A | #N/A | #N/A | #N/A | #N/A | #N/A | #N/A | #N/A | #N/A | #N/A | #N/A | #N/A | #N/A | #N/A | #N/A | #N/A | #N/A | #N/A | #N/A | #N/A | #N/A | #N/A | #N/A | #N/A | #N/A | #N/A | #N/A | #N/A | #N/A | #N/A | #N/A
[7 empty] | 6 | 20 | 4091 | 11 | 2020-06-20 | Thursday | 4 | No | #N/A | #N/A | #N/A | #N/A | #N/A | #N/A | #N/A | #N/A | #N/A | #N/A | #N/A | #N/A | #N/A | #N/A | #N/A | #N/A | #N/A | #N/A | #N/A | #N/A | #N/A | #N/A | #N/A | #N/A | #N/A | #N/A | #N/A | #N/A | #N/A | #N/A | #N/A | #N/A | #N/A | #N/A | #N/A | #N/A
[7 empty] | 6 | 20 | 4092 | 12 | 2020-06-20 | Thursday | 4 | No | #N/A | #N/A | #N/A | #N/A | #N/A | #N/A | #N/A | #N/A | #N/A | #N/A | #N/A | #N/A | #N/A | #N/A | #N/A | #N/A | #N/A | #N/A | #N/A | #N/A | #N/A | #N/A | #N/A | #N/A | #N/A | #N/A | #N/A | #N/A | #N/A | #N/A | #N/A | #N/A | #N/A | #N/A | #N/A | #N/A
[7 empty] | 6 | 20 | 4093 | 13 | 2020-06-20 | Thursday | 4 | No | #N/A | #N/A | #N/A | #N/A | #N/A | #N/A | #N/A | #N/A | #N/A | #N/A | #N/A | #N/A | #N/A | #N/A | #N/A | #N/A | #N/A | #N/A | #N/A | #N/A | #N/A | #N/A | #N/A | #N/A | #N/A | #N/A | #N/A | #N/A | #N/A | #N/A | #N/A | #N/A | #N/A | #N/A | #N/A | #N/A
[7 empty] | 6 | 20 | 4094 | 14 | 2020-06-20 | Thursday | 4 | No | #N/A | #N/A | #N/A | #N/A | #N/A | #N/A | #N/A | #N/A | #N/A | #N/A | #N/A | #N/A | #N/A | #N/A | #N/A | #N/A | #N/A | #N/A | #N/A | #N/A | #N/A | #N/A | #N/A | #N/A | #N/A | #N/A | #N/A | #N/A | #N/A | #N/A | #N/A | #N/A | #N/A | #N/A | #N/A | #N/A
[7 empty] | 6 | 20 | 4095 | 15 | 2020-06-20 | Thursday | 4 | No | #N/A | #N/A | #N/A | #N/A | #N/A | #N/A | #N/A | #N/A | #N/A | #N/A | #N/A | #N/A | #N/A | #N/A | #N/A | #N/A | #N/A | #N/A | #N/A | #N/A | #N/A | #N/A | #N/A | #N/A | #N/A | #N/A | #N/A | #N/A | #N/A | #N/A | #N/A | #N/A | #N/A | #N/A | #N/A | #N/A
[7 empty] | 6 | 20 | 4096 | 16 | 2020-06-20 | Thursday | 4 | No | #N/A | #N/A | #N/A | #N/A | #N/A | #N/A | #N/A | #N/A | #N/A | #N/A | #N/A | #N/A | #N/A | #N/A | #N/A | #N/A | #N/A | #N/A | #N/A | #N/A | #N/A | #N/A | #N/A | #N/A | #N/A | #N/A | #N/A | #N/A | #N/A | #N/A | #N/A | #N/A | #N/A | #N/A | #N/A | #N/A
[7 empty] | 6 | 20 | 4097 | 17 | 2020-06-20 | Thursday | 4 | No | #N/A | #N/A | #N/A | #N/A | #N/A | #N/A | #N/A | #N/A | #N/A | #N/A | #N/A | #N/A | #N/A | #N/A | #N/A | #N/A | #N/A | #N/A | #N/A | #N/A | #N/A | #N/A | #N/A | #N/A | #N/A | #N/A | #N/A | #N/A | #N/A | #N/A | #N/A | #N/A | #N/A | #N/A | #N/A | #N/A
[7 empty] | 6 | 20 | 4098 | 18 | 2020-06-20 | Thursday | 4 | No | #N/A | #N/A | #N/A | #N/A | #N/A | #N/A | #N/A | #N/A | #N/A | #N/A | #N/A | #N/A | #N/A | #N/A | #N/A | #N/A | #N/A | #N/A | #N/A | #N/A | #N/A | #N/A | #N/A | #N/A | #N/A | #N/A | #N/A | #N/A | #N/A | #N/A | #N/A | #N/A | #N/A | #N/A | #N/A | #N/A
[7 empty] | 6 | 20 | 4099 | 19 | 2020-06-20 | Thursday | 4 | No | #N/A | #N/A | #N/A | #N/A | #N/A | #N/A | #N/A | #N/A | #N/A | #N/A | #N/A | #N/A | #N/A | #N/A | #N/A | #N/A | #N/A | #N/A | #N/A | #N/A | #N/A | #N/A | #N/A | #N/A | #N/A | #N/A | #N/A | #N/A | #N/A | #N/A | #N/A | #N/A | #N/A | #N/A | #N/A | #N/A
[7 empty] | 6 | 20 | 4100 | 20 | 2020-06-20 | Thursday | 4 | No | #N/A | #N/A | #N/A | #N/A | #N/A | #N/A | #N/A | #N/A | #N/A | #N/A | #N/A | #N/A | #N/A | #N/A | #N/A | #N/A | #N/A | #N/A | #N/A | #N/A | #N/A | #N/A | #N/A | #N/A | #N/A | #N/A | #N/A | #N/A | #N/A | #N/A | #N/A | #N/A | #N/A | #N/A | #N/A | #N/A
[7 empty] | 6 | 20 | 4101 | 21 | 2020-06-20 | Thursday | 4 | No | #N/A | #N/A | #N/A | #N/A | #N/A | #N/A | #N/A | #N/A | #N/A | #N/A | #N/A | #N/A | #N/A | #N/A | #N/A | #N/A | #N/A | #N/A | #N/A | #N/A | #N/A | #N/A | #N/A | #N/A | #N/A | #N/A | #N/A | #N/A | #N/A | #N/A | #N/A | #N/A | #N/A | #N/A | #N/A | #N/A
[7 empty] | 6 | 20 | 4102 | 22 | 2020-06-20 | Thursday | 4 | No | #N/A | #N/A | #N/A | #N/A | #N/A | #N/A | #N/A | #N/A | #N/A | #N/A | #N/A | #N/A | #N/A | #N/A | #N/A | #N/A | #N/A | #N/A | #N/A | #N/A | #N/A | #N/A | #N/A | #N/A | #N/A | #N/A | #N/A | #N/A | #N/A | #N/A | #N/A | #N/A | #N/A | #N/A | #N/A | #N/A
[7 empty] | 6 | 20 | 4103 | 23 | 2020-06-20 | Thursday | 4 | No | #N/A | #N/A | #N/A | #N/A | #N/A | #N/A | #N/A | #N/A | #N/A | #N/A | #N/A | #N/A | #N/A | #N/A | #N/A | #N/A | #N/A | #N/A | #N/A | #N/A | #N/A | #N/A | #N/A | #N/A | #N/A | #N/A | #N/A | #N/A | #N/A | #N/A | #N/A | #N/A | #N/A | #N/A | #N/A | #N/A
[7 empty] | 6 | 20 | 4104 | 24 | 2020-06-20 | Thursday | 4 | No | #N/A | #N/A | #N/A | #N/A | #N/A | #N/A | #N/A | #N/A | #N/A | #N/A | #N/A | #N/A | #N/A | #N/A | #N/A | #N/A | #N/A | #N/A | #N/A | #N/A | #N/A | #N/A | #N/A | #N/A | #N/A | #N/A | #N/A | #N/A | #N/A | #N/A | #N/A | #N/A | #N/A | #N/A | #N/A | #N/A
[7 empty] | 6 | 21 | 4105 | 1 | 2020-06-21 | Friday | 5 | No | #N/A | #N/A | #N/A | #N/A | #N/A | #N/A | #N/A | #N/A | #N/A | #N/A | #N/A | #N/A | #N/A | #N/A | #N/A | #N/A | #N/A | #N/A | #N/A | #N/A | #N/A | #N/A | #N/A | #N/A | #N/A | #N/A | #N/A | #N/A | #N/A | #N/A | #N/A | #N/A | #N/A | #N/A | #N/A | #N/A
[7 empty] | 6 | 21 | 4106 | 2 | 2020-06-21 | Friday | 5 | No | #N/A | #N/A | #N/A | #N/A | #N/A | #N/A | #N/A | #N/A | #N/A | #N/A | #N/A | #N/A | #N/A | #N/A | #N/A | #N/A | #N/A | #N/A | #N/A | #N/A | #N/A | #N/A | #N/A | #N/A | #N/A | #N/A | #N/A | #N/A | #N/A | #N/A | #N/A | #N/A | #N/A | #N/A | #N/A | #N/A
[7 empty] | 6 | 21 | 4107 | 3 | 2020-06-21 | Friday | 5 | No | #N/A | #N/A | #N/A | #N/A | #N/A | #N/A | #N/A | #N/A | #N/A | #N/A | #N/A | #N/A | #N/A | #N/A | #N/A | #N/A | #N/A | #N/A | #N/A | #N/A | #N/A | #N/A | #N/A | #N/A | #N/A | #N/A | #N/A | #N/A | #N/A | #N/A | #N/A | #N/A | #N/A | #N/A | #N/A | #N/A
[7 empty] | 6 | 21 | 4108 | 4 | 2020-06-21 | Friday | 5 | No | #N/A | #N/A | #N/A | #N/A | #N/A | #N/A | #N/A | #N/A | #N/A | #N/A | #N/A | #N/A | #N/A | #N/A | #N/A | #N/A | #N/A | #N/A | #N/A | #N/A | #N/A | #N/A | #N/A | #N/A | #N/A | #N/A | #N/A | #N/A | #N/A | #N/A | #N/A | #N/A | #N/A | #N/A | #N/A | #N/A
[7 empty] | 6 | 21 | 4109 | 5 | 2020-06-21 | Friday | 5 | No | #N/A | #N/A | #N/A | #N/A | #N/A | #N/A | #N/A | #N/A | #N/A | #N/A | #N/A | #N/A | #N/A | #N/A | #N/A | #N/A | #N/A | #N/A | #N/A | #N/A | #N/A | #N/A | #N/A | #N/A | #N/A | #N/A | #N/A | #N/A | #N/A | #N/A | #N/A | #N/A | #N/A | #N/A | #N/A | #N/A
[7 empty] | 6 | 21 | 4110 | 6 | 2020-06-21 | Friday | 5 | No | #N/A | #N/A | #N/A | #N/A | #N/A | #N/A | #N/A | #N/A | #N/A | #N/A | #N/A | #N/A | #N/A | #N/A | #N/A | #N/A | #N/A | #N/A | #N/A | #N/A | #N/A | #N/A | #N/A | #N/A | #N/A | #N/A | #N/A | #N/A | #N/A | #N/A | #N/A | #N/A | #N/A | #N/A | #N/A | #N/A
[7 empty] | 6 | 21 | 4111 | 7 | 2020-06-21 | Friday | 5 | No | #N/A | #N/A | #N/A | #N/A | #N/A | #N/A | #N/A | #N/A | #N/A | #N/A | #N/A | #N/A | #N/A | #N/A | #N/A | #N/A | #N/A | #N/A | #N/A | #N/A | #N/A | #N/A | #N/A | #N/A | #N/A | #N/A | #N/A | #N/A | #N/A | #N/A | #N/A | #N/A | #N/A | #N/A | #N/A | #N/A
[7 empty] | 6 | 21 | 4112 | 8 | 2020-06-21 | Friday | 5 | No | #N/A | #N/A | #N/A | #N/A | #N/A | #N/A | #N/A | #N/A | #N/A | #N/A | #N/A | #N/A | #N/A | #N/A | #N/A | #N/A | #N/A | #N/A | #N/A | #N/A | #N/A | #N/A | #N/A | #N/A | #N/A | #N/A | #N/A | #N/A | #N/A | #N/A | #N/A | #N/A | #N/A | #N/A | #N/A | #N/A
[7 empty] | 6 | 21 | 4113 | 9 | 2020-06-21 | Friday | 5 | No | #N/A | #N/A | #N/A | #N/A | #N/A | #N/A | #N/A | #N/A | #N/A | #N/A | #N/A | #N/A | #N/A | #N/A | #N/A | #N/A | #N/A | #N/A | #N/A | #N/A | #N/A | #N/A | #N/A | #N/A | #N/A | #N/A | #N/A | #N/A | #N/A | #N/A | #N/A | #N/A | #N/A | #N/A | #N/A | #N/A
[7 empty] | 6 | 21 | 4114 | 10 | 2020-06-21 | Friday | 5 | No | #N/A | #N/A | #N/A | #N/A | #N/A | #N/A | #N/A | #N/A | #N/A | #N/A | #N/A | #N/A | #N/A | #N/A | #N/A | #N/A | #N/A | #N/A | #N/A | #N/A | #N/A | #N/A | #N/A | #N/A | #N/A | #N/A | #N/A | #N/A | #N/A | #N/A | #N/A | #N/A | #N/A | #N/A | #N/A | #N/A
[7 empty] | 6 | 21 | 4115 | 11 | 2020-06-21 | Friday | 5 | No | #N/A | #N/A | #N/A | #N/A | #N/A | #N/A | #N/A | #N/A | #N/A | #N/A | #N/A | #N/A | #N/A | #N/A | #N/A | #N/A | #N/A | #N/A | #N/A | #N/A | #N/A | #N/A | #N/A | #N/A | #N/A | #N/A | #N/A | #N/A | #N/A | #N/A | #N/A | #N/A | #N/A | #N/A | #N/A | #N/A
[7 empty] | 6 | 21 | 4116 | 12 | 2020-06-21 | Friday | 5 | No | #N/A | #N/A | #N/A | #N/A | #N/A | #N/A | #N/A | #N/A | #N/A | #N/A | #N/A | #N/A | #N/A | #N/A | #N/A | #N/A | #N/A | #N/A | #N/A | #N/A | #N/A | #N/A | #N/A | #N/A | #N/A | #N/A | #N/A | #N/A | #N/A | #N/A | #N/A | #N/A | #N/A | #N/A | #N/A | #N/A
[7 empty] | 6 | 21 | 4117 | 13 | 2020-06-21 | Friday | 5 | No | #N/A | #N/A | #N/A | #N/A | #N/A | #N/A | #N/A | #N/A | #N/A | #N/A | #N/A | #N/A | #N/A | #N/A | #N/A | #N/A | #N/A | #N/A | #N/A | #N/A | #N/A | #N/A | #N/A | #N/A | #N/A | #N/A | #N/A | #N/A | #N/A | #N/A | #N/A | #N/A | #N/A | #N/A | #N/A | #N/A
[7 empty] | 6 | 21 | 4118 | 14 | 2020-06-21 | Friday | 5 | No | #N/A | #N/A | #N/A | #N/A | #N/A | #N/A | #N/A | #N/A | #N/A | #N/A | #N/A | #N/A | #N/A | #N/A | #N/A | #N/A | #N/A | #N/A | #N/A | #N/A | #N/A | #N/A | #N/A | #N/A | #N/A | #N/A | #N/A | #N/A | #N/A | #N/A | #N/A | #N/A | #N/A | #N/A | #N/A | #N/A
[7 empty] | 6 | 21 | 4119 | 15 | 2020-06-21 | Friday | 5 | No | #N/A | #N/A | #N/A | #N/A | #N/A | #N/A | #N/A | #N/A | #N/A | #N/A | #N/A | #N/A | #N/A | #N/A | #N/A | #N/A | #N/A | #N/A | #N/A | #N/A | #N/A | #N/A | #N/A | #N/A | #N/A | #N/A | #N/A | #N/A | #N/A | #N/A | #N/A | #N/A | #N/A | #N/A | #N/A | #N/A
[7 empty] | 6 | 21 | 4120 | 16 | 2020-06-21 | Friday | 5 | No | #N/A | #N/A | #N/A | #N/A | #N/A | #N/A | #N/A | #N/A | #N/A | #N/A | #N/A | #N/A | #N/A | #N/A | #N/A | #N/A | #N/A | #N/A | #N/A | #N/A | #N/A | #N/A | #N/A | #N/A | #N/A | #N/A | #N/A | #N/A | #N/A | #N/A | #N/A | #N/A | #N/A | #N/A | #N/A | #N/A
[7 empty] | 6 | 21 | 4121 | 17 | 2020-06-21 | Friday | 5 | No | #N/A | #N/A | #N/A | #N/A | #N/A | #N/A | #N/A | #N/A | #N/A | #N/A | #N/A | #N/A | #N/A | #N/A | #N/A | #N/A | #N/A | #N/A | #N/A | #N/A | #N/A | #N/A | #N/A | #N/A | #N/A | #N/A | #N/A | #N/A | #N/A | #N/A | #N/A | #N/A | #N/A | #N/A | #N/A | #N/A
[7 empty] | 6 | 21 | 4122 | 18 | 2020-06-21 | Friday | 5 | No | #N/A | #N/A | #N/A | #N/A | #N/A | #N/A | #N/A | #N/A | #N/A | #N/A | #N/A | #N/A | #N/A | #N/A | #N/A | #N/A | #N/A | #N/A | #N/A | #N/A | #N/A | #N/A | #N/A | #N/A | #N/A | #N/A | #N/A | #N/A | #N/A | #N/A | #N/A | #N/A | #N/A | #N/A | #N/A | #N/A
[7 empty] | 6 | 21 | 4123 | 19 | 2020-06-21 | Friday | 5 | No | #N/A | #N/A | #N/A | #N/A | #N/A | #N/A | #N/A | #N/A | #N/A | #N/A | #N/A | #N/A | #N/A | #N/A | #N/A | #N/A | #N/A | #N/A | #N/A | #N/A | #N/A | #N/A | #N/A | #N/A | #N/A | #N/A | #N/A | #N/A | #N/A | #N/A | #N/A | #N/A | #N/A | #N/A | #N/A | #N/A
[7 empty] | 6 | 21 | 4124 | 20 | 2020-06-21 | Friday | 5 | No | #N/A | #N/A | #N/A | #N/A | #N/A | #N/A | #N/A | #N/A | #N/A | #N/A | #N/A | #N/A | #N/A | #N/A | #N/A | #N/A | #N/A | #N/A | #N/A | #N/A | #N/A | #N/A | #N/A | #N/A | #N/A | #N/A | #N/A | #N/A | #N/A | #N/A | #N/A | #N/A | #N/A | #N/A | #N/A | #N/A
[7 empty] | 6 | 21 | 4125 | 21 | 2020-06-21 | Friday | 5 | No | #N/A | #N/A | #N/A | #N/A | #N/A | #N/A | #N/A | #N/A | #N/A | #N/A | #N/A | #N/A | #N/A | #N/A | #N/A | #N/A | #N/A | #N/A | #N/A | #N/A | #N/A | #N/A | #N/A | #N/A | #N/A | #N/A | #N/A | #N/A | #N/A | #N/A | #N/A | #N/A | #N/A | #N/A | #N/A | #N/A
[7 empty] | 6 | 21 | 4126 | 22 | 2020-06-21 | Friday | 5 | No | #N/A | #N/A | #N/A | #N/A | #N/A | #N/A | #N/A | #N/A | #N/A | #N/A | #N/A | #N/A | #N/A | #N/A | #N/A | #N/A | #N/A | #N/A | #N/A | #N/A | #N/A | #N/A | #N/A | #N/A | #N/A | #N/A | #N/A | #N/A | #N/A | #N/A | #N/A | #N/A | #N/A | #N/A | #N/A | #N/A
[7 empty] | 6 | 21 | 4127 | 23 | 2020-06-21 | Friday | 5 | No | #N/A | #N/A | #N/A | #N/A | #N/A | #N/A | #N/A | #N/A | #N/A | #N/A | #N/A | #N/A | #N/A | #N/A | #N/A | #N/A | #N/A | #N/A | #N/A | #N/A | #N/A | #N/A | #N/A | #N/A | #N/A | #N/A | #N/A | #N/A | #N/A | #N/A | #N/A | #N/A | #N/A | #N/A | #N/A | #N/A
[7 empty] | 6 | 21 | 4128 | 24 | 2020-06-21 | Friday | 5 | No | #N/A | #N/A | #N/A | #N/A | #N/A | #N/A | #N/A | #N/A | #N/A | #N/A | #N/A | #N/A | #N/A | #N/A | #N/A | #N/A | #N/A | #N/A | #N/A | #N/A | #N/A | #N/A | #N/A | #N/A | #N/A | #N/A | #N/A | #N/A | #N/A | #N/A | #N/A | #N/A | #N/A | #N/A | #N/A | #N/A
[7 empty] | 6 | 22 | 4129 | 1 | 2020-06-22 | Saturday | 6 | No | #N/A | #N/A | #N/A | #N/A | #N/A | #N/A | #N/A | #N/A | #N/A | #N/A | #N/A | #N/A | #N/A | #N/A | #N/A | #N/A | #N/A | #N/A | #N/A | #N/A | #N/A | #N/A | #N/A | #N/A | #N/A | #N/A | #N/A | #N/A | #N/A | #N/A | #N/A | #N/A | #N/A | #N/A | #N/A | #N/A
[7 empty] | 6 | 22 | 4130 | 2 | 2020-06-22 | Saturday | 6 | No | #N/A | #N/A | #N/A | #N/A | #N/A | #N/A | #N/A | #N/A | #N/A | #N/A | #N/A | #N/A | #N/A | #N/A | #N/A | #N/A | #N/A | #N/A | #N/A | #N/A | #N/A | #N/A | #N/A | #N/A | #N/A | #N/A | #N/A | #N/A | #N/A | #N/A | #N/A | #N/A | #N/A | #N/A | #N/A | #N/A
[7 empty] | 6 | 22 | 4131 | 3 | 2020-06-22 | Saturday | 6 | No | #N/A | #N/A | #N/A | #N/A | #N/A | #N/A | #N/A | #N/A | #N/A | #N/A | #N/A | #N/A | #N/A | #N/A | #N/A | #N/A | #N/A | #N/A | #N/A | #N/A | #N/A | #N/A | #N/A | #N/A | #N/A | #N/A | #N/A | #N/A | #N/A | #N/A | #N/A | #N/A | #N/A | #N/A | #N/A | #N/A
[7 empty] | 6 | 22 | 4132 | 4 | 2020-06-22 | Saturday | 6 | No | #N/A | #N/A | #N/A | #N/A | #N/A | #N/A | #N/A | #N/A | #N/A | #N/A | #N/A | #N/A | #N/A | #N/A | #N/A | #N/A | #N/A | #N/A | #N/A | #N/A | #N/A | #N/A | #N/A | #N/A | #N/A | #N/A | #N/A | #N/A | #N/A | #N/A | #N/A | #N/A | #N/A | #N/A | #N/A | #N/A
[7 empty] | 6 | 22 | 4133 | 5 | 2020-06-22 | Saturday | 6 | No | #N/A | #N/A | #N/A | #N/A | #N/A | #N/A | #N/A | #N/A | #N/A | #N/A | #N/A | #N/A | #N/A | #N/A | #N/A | #N/A | #N/A | #N/A | #N/A | #N/A | #N/A | #N/A | #N/A | #N/A | #N/A | #N/A | #N/A | #N/A | #N/A | #N/A | #N/A | #N/A | #N/A | #N/A | #N/A | #N/A
[7 empty] | 6 | 22 | 4134 | 6 | 2020-06-22 | Saturday | 6 | No | #N/A | #N/A | #N/A | #N/A | #N/A | #N/A | #N/A | #N/A | #N/A | #N/A | #N/A | #N/A | #N/A | #N/A | #N/A | #N/A | #N/A | #N/A | #N/A | #N/A | #N/A | #N/A | #N/A | #N/A | #N/A | #N/A | #N/A | #N/A | #N/A | #N/A | #N/A | #N/A | #N/A | #N/A | #N/A | #N/A
[7 empty] | 6 | 22 | 4135 | 7 | 2020-06-22 | Saturday | 6 | No | #N/A | #N/A | #N/A | #N/A | #N/A | #N/A | #N/A | #N/A | #N/A | #N/A | #N/A | #N/A | #N/A | #N/A | #N/A | #N/A | #N/A | #N/A | #N/A | #N/A | #N/A | #N/A | #N/A | #N/A | #N/A | #N/A | #N/A | #N/A | #N/A | #N/A | #N/A | #N/A | #N/A | #N/A | #N/A | #N/A
[7 empty] | 6 | 22 | 4136 | 8 | 2020-06-22 | Saturday | 6 | No | #N/A | #N/A | #N/A | #N/A | #N/A | #N/A | #N/A | #N/A | #N/A | #N/A | #N/A | #N/A | #N/A | #N/A | #N/A | #N/A | #N/A | #N/A | #N/A | #N/A | #N/A | #N/A | #N/A | #N/A | #N/A | #N/A | #N/A | #N/A | #N/A | #N/A | #N/A | #N/A | #N/A | #N/A | #N/A | #N/A
[7 empty] | 6 | 22 | 4137 | 9 | 2020-06-22 | Saturday | 6 | No | #N/A | #N/A | #N/A | #N/A | #N/A | #N/A | #N/A | #N/A | #N/A | #N/A | #N/A | #N/A | #N/A | #N/A | #N/A | #N/A | #N/A | #N/A | #N/A | #N/A | #N/A | #N/A | #N/A | #N/A | #N/A | #N/A | #N/A | #N/A | #N/A | #N/A | #N/A | #N/A | #N/A | #N/A | #N/A | #N/A
[7 empty] | 6 | 22 | 4138 | 10 | 2020-06-22 | Saturday | 6 | No | #N/A | #N/A | #N/A | #N/A | #N/A | #N/A | #N/A | #N/A | #N/A | #N/A | #N/A | #N/A | #N/A | #N/A | #N/A | #N/A | #N/A | #N/A | #N/A | #N/A | #N/A | #N/A | #N/A | #N/A | #N/A | #N/A | #N/A | #N/A | #N/A | #N/A | #N/A | #N/A | #N/A | #N/A | #N/A | #N/A
[7 empty] | 6 | 22 | 4139 | 11 | 2020-06-22 | Saturday | 6 | No | #N/A | #N/A | #N/A | #N/A | #N/A | #N/A | #N/A | #N/A | #N/A | #N/A | #N/A | #N/A | #N/A | #N/A | #N/A | #N/A | #N/A | #N/A | #N/A | #N/A | #N/A | #N/A | #N/A | #N/A | #N/A | #N/A | #N/A | #N/A | #N/A | #N/A | #N/A | #N/A | #N/A | #N/A | #N/A | #N/A
[7 empty] | 6 | 22 | 4140 | 12 | 2020-06-22 | Saturday | 6 | No | #N/A | #N/A | #N/A | #N/A | #N/A | #N/A | #N/A | #N/A | #N/A | #N/A | #N/A | #N/A | #N/A | #N/A | #N/A | #N/A | #N/A | #N/A | #N/A | #N/A | #N/A | #N/A | #N/A | #N/A | #N/A | #N/A | #N/A | #N/A | #N/A | #N/A | #N/A | #N/A | #N/A | #N/A | #N/A | #N/A
[7 empty] | 6 | 22 | 4141 | 13 | 2020-06-22 | Saturday | 6 | No | #N/A | #N/A | #N/A | #N/A | #N/A | #N/A | #N/A | #N/A | #N/A | #N/A | #N/A | #N/A | #N/A | #N/A | #N/A | #N/A | #N/A | #N/A | #N/A | #N/A | #N/A | #N/A | #N/A | #N/A | #N/A | #N/A | #N/A | #N/A | #N/A | #N/A | #N/A | #N/A | #N/A | #N/A | #N/A | #N/A
[7 empty] | 6 | 22 | 4142 | 14 | 2020-06-22 | Saturday | 6 | No | #N/A | #N/A | #N/A | #N/A | #N/A | #N/A | #N/A | #N/A | #N/A | #N/A | #N/A | #N/A | #N/A | #N/A | #N/A | #N/A | #N/A | #N/A | #N/A | #N/A | #N/A | #N/A | #N/A | #N/A | #N/A | #N/A | #N/A | #N/A | #N/A | #N/A | #N/A | #N/A | #N/A | #N/A | #N/A | #N/A
[7 empty] | 6 | 22 | 4143 | 15 | 2020-06-22 | Saturday | 6 | No | #N/A | #N/A | #N/A | #N/A | #N/A | #N/A | #N/A | #N/A | #N/A | #N/A | #N/A | #N/A | #N/A | #N/A | #N/A | #N/A | #N/A | #N/A | #N/A | #N/A | #N/A | #N/A | #N/A | #N/A | #N/A | #N/A | #N/A | #N/A | #N/A | #N/A | #N/A | #N/A | #N/A | #N/A | #N/A | #N/A
[7 empty] | 6 | 22 | 4144 | 16 | 2020-06-22 | Saturday | 6 | No | #N/A | #N/A | #N/A | #N/A | #N/A | #N/A | #N/A | #N/A | #N/A | #N/A | #N/A | #N/A | #N/A | #N/A | #N/A | #N/A | #N/A | #N/A | #N/A | #N/A | #N/A | #N/A | #N/A | #N/A | #N/A | #N/A | #N/A | #N/A | #N/A | #N/A | #N/A | #N/A | #N/A | #N/A | #N/A | #N/A
[7 empty] | 6 | 22 | 4145 | 17 | 2020-06-22 | Saturday | 6 | No | #N/A | #N/A | #N/A | #N/A | #N/A | #N/A | #N/A | #N/A | #N/A | #N/A | #N/A | #N/A | #N/A | #N/A | #N/A | #N/A | #N/A | #N/A | #N/A | #N/A | #N/A | #N/A | #N/A | #N/A | #N/A | #N/A | #N/A | #N/A | #N/A | #N/A | #N/A | #N/A | #N/A | #N/A | #N/A | #N/A
[7 empty] | 6 | 22 | 4146 | 18 | 2020-06-22 | Saturday | 6 | No | #N/A | #N/A | #N/A | #N/A | #N/A | #N/A | #N/A | #N/A | #N/A | #N/A | #N/A | #N/A | #N/A | #N/A | #N/A | #N/A | #N/A | #N/A | #N/A | #N/A | #N/A | #N/A | #N/A | #N/A | #N/A | #N/A | #N/A | #N/A | #N/A | #N/A | #N/A | #N/A | #N/A | #N/A | #N/A | #N/A
[7 empty] | 6 | 22 | 4147 | 19 | 2020-06-22 | Saturday | 6 | No | #N/A | #N/A | #N/A | #N/A | #N/A | #N/A | #N/A | #N/A | #N/A | #N/A | #N/A | #N/A | #N/A | #N/A | #N/A | #N/A | #N/A | #N/A | #N/A | #N/A | #N/A | #N/A | #N/A | #N/A | #N/A | #N/A | #N/A | #N/A | #N/A | #N/A | #N/A | #N/A | #N/A | #N/A | #N/A | #N/A
[7 empty] | 6 | 22 | 4148 | 20 | 2020-06-22 | Saturday | 6 | No | #N/A | #N/A | #N/A | #N/A | #N/A | #N/A | #N/A | #N/A | #N/A | #N/A | #N/A | #N/A | #N/A | #N/A | #N/A | #N/A | #N/A | #N/A | #N/A | #N/A | #N/A | #N/A | #N/A | #N/A | #N/A | #N/A | #N/A | #N/A | #N/A | #N/A | #N/A | #N/A | #N/A | #N/A | #N/A | #N/A
[7 empty] | 6 | 22 | 4149 | 21 | 2020-06-22 | Saturday | 6 | No | #N/A | #N/A | #N/A | #N/A | #N/A | #N/A | #N/A | #N/A | #N/A | #N/A | #N/A | #N/A | #N/A | #N/A | #N/A | #N/A | #N/A | #N/A | #N/A | #N/A | #N/A | #N/A | #N/A | #N/A | #N/A | #N/A | #N/A | #N/A | #N/A | #N/A | #N/A | #N/A | #N/A | #N/A | #N/A | #N/A
[7 empty] | 6 | 22 | 4150 | 22 | 2020-06-22 | Saturday | 6 | No | #N/A | #N/A | #N/A | #N/A | #N/A | #N/A | #N/A | #N/A | #N/A | #N/A | #N/A | #N/A | #N/A | #N/A | #N/A | #N/A | #N/A | #N/A | #N/A | #N/A | #N/A | #N/A | #N/A | #N/A | #N/A | #N/A | #N/A | #N/A | #N/A | #N/A | #N/A | #N/A | #N/A | #N/A | #N/A | #N/A
[7 empty] | 6 | 22 | 4151 | 23 | 2020-06-22 | Saturday | 6 | No | #N/A | #N/A | #N/A | #N/A | #N/A | #N/A | #N/A | #N/A | #N/A | #N/A | #N/A | #N/A | #N/A | #N/A | #N/A | #N/A | #N/A | #N/A | #N/A | #N/A | #N/A | #N/A | #N/A | #N/A | #N/A | #N/A | #N/A | #N/A | #N/A | #N/A | #N/A | #N/A | #N/A | #N/A | #N/A | #N/A
[7 empty] | 6 | 22 | 4152 | 24 | 2020-06-22 | Saturday | 6 | No | #N/A | #N/A | #N/A | #N/A | #N/A | #N/A | #N/A | #N/A | #N/A | #N/A | #N/A | #N/A | #N/A | #N/A | #N/A | #N/A | #N/A | #N/A | #N/A | #N/A | #N/A | #N/A | #N/A | #N/A | #N/A | #N/A | #N/A | #N/A | #N/A | #N/A | #N/A | #N/A | #N/A | #N/A | #N/A | #N/A
[7 empty] | 6 | 23 | 4153 | 1 | 2020-06-23 | Sunday | 7 | No | #N/A | #N/A | #N/A | #N/A | #N/A | #N/A | #N/A | #N/A | #N/A | #N/A | #N/A | #N/A | #N/A | #N/A | #N/A | #N/A | #N/A | #N/A | #N/A | #N/A | #N/A | #N/A | #N/A | #N/A | #N/A | #N/A | #N/A | #N/A | #N/A | #N/A | #N/A | #N/A | #N/A | #N/A | #N/A | #N/A
[7 empty] | 6 | 23 | 4154 | 2 | 2020-06-23 | Sunday | 7 | No | #N/A | #N/A | #N/A | #N/A | #N/A | #N/A | #N/A | #N/A | #N/A | #N/A | #N/A | #N/A | #N/A | #N/A | #N/A | #N/A | #N/A | #N/A | #N/A | #N/A | #N/A | #N/A | #N/A | #N/A | #N/A | #N/A | #N/A | #N/A | #N/A | #N/A | #N/A | #N/A | #N/A | #N/A | #N/A | #N/A
[7 empty] | 6 | 23 | 4155 | 3 | 2020-06-23 | Sunday | 7 | No | #N/A | #N/A | #N/A | #N/A | #N/A | #N/A | #N/A | #N/A | #N/A | #N/A | #N/A | #N/A | #N/A | #N/A | #N/A | #N/A | #N/A | #N/A | #N/A | #N/A | #N/A | #N/A | #N/A | #N/A | #N/A | #N/A | #N/A | #N/A | #N/A | #N/A | #N/A | #N/A | #N/A | #N/A | #N/A | #N/A
[7 empty] | 6 | 23 | 4156 | 4 | 2020-06-23 | Sunday | 7 | No | #N/A | #N/A | #N/A | #N/A | #N/A | #N/A | #N/A | #N/A | #N/A | #N/A | #N/A | #N/A | #N/A | #N/A | #N/A | #N/A | #N/A | #N/A | #N/A | #N/A | #N/A | #N/A | #N/A | #N/A | #N/A | #N/A | #N/A | #N/A | #N/A | #N/A | #N/A | #N/A | #N/A | #N/A | #N/A | #N/A
[7 empty] | 6 | 23 | 4157 | 5 | 2020-06-23 | Sunday | 7 | No | #N/A | #N/A | #N/A | #N/A | #N/A | #N/A | #N/A | #N/A | #N/A | #N/A | #N/A | #N/A | #N/A | #N/A | #N/A | #N/A | #N/A | #N/A | #N/A | #N/A | #N/A | #N/A | #N/A | #N/A | #N/A | #N/A | #N/A | #N/A | #N/A | #N/A | #N/A | #N/A | #N/A | #N/A | #N/A | #N/A
[7 empty] | 6 | 23 | 4158 | 6 | 2020-06-23 | Sunday | 7 | No | #N/A | #N/A | #N/A | #N/A | #N/A | #N/A | #N/A | #N/A | #N/A | #N/A | #N/A | #N/A | #N/A | #N/A | #N/A | #N/A | #N/A | #N/A | #N/A | #N/A | #N/A | #N/A | #N/A | #N/A | #N/A | #N/A | #N/A | #N/A | #N/A | #N/A | #N/A | #N/A | #N/A | #N/A | #N/A | #N/A
[7 empty] | 6 | 23 | 4159 | 7 | 2020-06-23 | Sunday | 7 | No | #N/A | #N/A | #N/A | #N/A | #N/A | #N/A | #N/A | #N/A | #N/A | #N/A | #N/A | #N/A | #N/A | #N/A | #N/A | #N/A | #N/A | #N/A | #N/A | #N/A | #N/A | #N/A | #N/A | #N/A | #N/A | #N/A | #N/A | #N/A | #N/A | #N/A | #N/A | #N/A | #N/A | #N/A | #N/A | #N/A
[7 empty] | 6 | 23 | 4160 | 8 | 2020-06-23 | Sunday | 7 | No | #N/A | #N/A | #N/A | #N/A | #N/A | #N/A | #N/A | #N/A | #N/A | #N/A | #N/A | #N/A | #N/A | #N/A | #N/A | #N/A | #N/A | #N/A | #N/A | #N/A | #N/A | #N/A | #N/A | #N/A | #N/A | #N/A | #N/A | #N/A | #N/A | #N/A | #N/A | #N/A | #N/A | #N/A | #N/A | #N/A
[7 empty] | 6 | 23 | 4161 | 9 | 2020-06-23 | Sunday | 7 | No | #N/A | #N/A | #N/A | #N/A | #N/A | #N/A | #N/A | #N/A | #N/A | #N/A | #N/A | #N/A | #N/A | #N/A | #N/A | #N/A | #N/A | #N/A | #N/A | #N/A | #N/A | #N/A | #N/A | #N/A | #N/A | #N/A | #N/A | #N/A | #N/A | #N/A | #N/A | #N/A | #N/A | #N/A | #N/A | #N/A
[7 empty] | 6 | 23 | 4162 | 10 | 2020-06-23 | Sunday | 7 | No | #N/A | #N/A | #N/A | #N/A | #N/A | #N/A | #N/A | #N/A | #N/A | #N/A | #N/A | #N/A | #N/A | #N/A | #N/A | #N/A | #N/A | #N/A | #N/A | #N/A | #N/A | #N/A | #N/A | #N/A | #N/A | #N/A | #N/A | #N/A | #N/A | #N/A | #N/A | #N/A | #N/A | #N/A | #N/A | #N/A
[7 empty] | 6 | 23 | 4163 | 11 | 2020-06-23 | Sunday | 7 | No | #N/A | #N/A | #N/A | #N/A | #N/A | #N/A | #N/A | #N/A | #N/A | #N/A | #N/A | #N/A | #N/A | #N/A | #N/A | #N/A | #N/A | #N/A | #N/A | #N/A | #N/A | #N/A | #N/A | #N/A | #N/A | #N/A | #N/A | #N/A | #N/A | #N/A | #N/A | #N/A | #N/A | #N/A | #N/A | #N/A
[7 empty] | 6 | 23 | 4164 | 12 | 2020-06-23 | Sunday | 7 | No | #N/A | #N/A | #N/A | #N/A | #N/A | #N/A | #N/A | #N/A | #N/A | #N/A | #N/A | #N/A | #N/A | #N/A | #N/A | #N/A | #N/A | #N/A | #N/A | #N/A | #N/A | #N/A | #N/A | #N/A | #N/A | #N/A | #N/A | #N/A | #N/A | #N/A | #N/A | #N/A | #N/A | #N/A | #N/A | #N/A
[7 empty] | 6 | 23 | 4165 | 13 | 2020-06-23 | Sunday | 7 | No | #N/A | #N/A | #N/A | #N/A | #N/A | #N/A | #N/A | #N/A | #N/A | #N/A | #N/A | #N/A | #N/A | #N/A | #N/A | #N/A | #N/A | #N/A | #N/A | #N/A | #N/A | #N/A | #N/A | #N/A | #N/A | #N/A | #N/A | #N/A | #N/A | #N/A | #N/A | #N/A | #N/A | #N/A | #N/A | #N/A
[7 empty] | 6 | 23 | 4166 | 14 | 2020-06-23 | Sunday | 7 | No | #N/A | #N/A | #N/A | #N/A | #N/A | #N/A | #N/A | #N/A | #N/A | #N/A | #N/A | #N/A | #N/A | #N/A | #N/A | #N/A | #N/A | #N/A | #N/A | #N/A | #N/A | #N/A | #N/A | #N/A | #N/A | #N/A | #N/A | #N/A | #N/A | #N/A | #N/A | #N/A | #N/A | #N/A | #N/A | #N/A
[7 empty] | 6 | 23 | 4167 | 15 | 2020-06-23 | Sunday | 7 | No | #N/A | #N/A | #N/A | #N/A | #N/A | #N/A | #N/A | #N/A | #N/A | #N/A | #N/A | #N/A | #N/A | #N/A | #N/A | #N/A | #N/A | #N/A | #N/A | #N/A | #N/A | #N/A | #N/A | #N/A | #N/A | #N/A | #N/A | #N/A | #N/A | #N/A | #N/A | #N/A | #N/A | #N/A | #N/A | #N/A
[7 empty] | 6 | 23 | 4168 | 16 | 2020-06-23 | Sunday | 7 | No | #N/A | #N/A | #N/A | #N/A | #N/A | #N/A | #N/A | #N/A | #N/A | #N/A | #N/A | #N/A | #N/A | #N/A | #N/A | #N/A | #N/A | #N/A | #N/A | #N/A | #N/A | #N/A | #N/A | #N/A | #N/A | #N/A | #N/A | #N/A | #N/A | #N/A | #N/A | #N/A | #N/A | #N/A | #N/A | #N/A
[7 empty] | 6 | 23 | 4169 | 17 | 2020-06-23 | Sunday | 7 | No | #N/A | #N/A | #N/A | #N/A | #N/A | #N/A | #N/A | #N/A | #N/A | #N/A | #N/A | #N/A | #N/A | #N/A | #N/A | #N/A | #N/A | #N/A | #N/A | #N/A | #N/A | #N/A | #N/A | #N/A | #N/A | #N/A | #N/A | #N/A | #N/A | #N/A | #N/A | #N/A | #N/A | #N/A | #N/A | #N/A
[7 empty] | 6 | 23 | 4170 | 18 | 2020-06-23 | Sunday | 7 | No | #N/A | #N/A | #N/A | #N/A | #N/A | #N/A | #N/A | #N/A | #N/A | #N/A | #N/A | #N/A | #N/A | #N/A | #N/A | #N/A | #N/A | #N/A | #N/A | #N/A | #N/A | #N/A | #N/A | #N/A | #N/A | #N/A | #N/A | #N/A | #N/A | #N/A | #N/A | #N/A | #N/A | #N/A | #N/A | #N/A
[7 empty] | 6 | 23 | 4171 | 19 | 2020-06-23 | Sunday | 7 | No | #N/A | #N/A | #N/A | #N/A | #N/A | #N/A | #N/A | #N/A | #N/A | #N/A | #N/A | #N/A | #N/A | #N/A | #N/A | #N/A | #N/A | #N/A | #N/A | #N/A | #N/A | #N/A | #N/A | #N/A | #N/A | #N/A | #N/A | #N/A | #N/A | #N/A | #N/A | #N/A | #N/A | #N/A | #N/A | #N/A
[7 empty] | 6 | 23 | 4172 | 20 | 2020-06-23 | Sunday | 7 | No | #N/A | #N/A | #N/A | #N/A | #N/A | #N/A | #N/A | #N/A | #N/A | #N/A | #N/A | #N/A | #N/A | #N/A | #N/A | #N/A | #N/A | #N/A | #N/A | #N/A | #N/A | #N/A | #N/A | #N/A | #N/A | #N/A | #N/A | #N/A | #N/A | #N/A | #N/A | #N/A | #N/A | #N/A | #N/A | #N/A
[7 empty] | 6 | 23 | 4173 | 21 | 2020-06-23 | Sunday | 7 | No | #N/A | #N/A | #N/A | #N/A | #N/A | #N/A | #N/A | #N/A | #N/A | #N/A | #N/A | #N/A | #N/A | #N/A | #N/A | #N/A | #N/A | #N/A | #N/A | #N/A | #N/A | #N/A | #N/A | #N/A | #N/A | #N/A | #N/A | #N/A | #N/A | #N/A | #N/A | #N/A | #N/A | #N/A | #N/A | #N/A
[7 empty] | 6 | 23 | 4174 | 22 | 2020-06-23 | Sunday | 7 | No | #N/A | #N/A | #N/A | #N/A | #N/A | #N/A | #N/A | #N/A | #N/A | #N/A | #N/A | #N/A | #N/A | #N/A | #N/A | #N/A | #N/A | #N/A | #N/A | #N/A | #N/A | #N/A | #N/A | #N/A | #N/A | #N/A | #N/A | #N/A | #N/A | #N/A | #N/A | #N/A | #N/A | #N/A | #N/A | #N/A
[7 empty] | 6 | 23 | 4175 | 23 | 2020-06-23 | Sunday | 7 | No | #N/A | #N/A | #N/A | #N/A | #N/A | #N/A | #N/A | #N/A | #N/A | #N/A | #N/A | #N/A | #N/A | #N/A | #N/A | #N/A | #N/A | #N/A | #N/A | #N/A | #N/A | #N/A | #N/A | #N/A | #N/A | #N/A | #N/A | #N/A | #N/A | #N/A | #N/A | #N/A | #N/A | #N/A | #N/A | #N/A
[7 empty] | 6 | 23 | 4176 | 24 | 2020-06-23 | Sunday | 7 | No | #N/A | #N/A | #N/A | #N/A | #N/A | #N/A | #N/A | #N/A | #N/A | #N/A | #N/A | #N/A | #N/A | #N/A | #N/A | #N/A | #N/A | #N/A | #N/A | #N/A | #N/A | #N/A | #N/A | #N/A | #N/A | #N/A | #N/A | #N/A | #N/A | #N/A | #N/A | #N/A | #N/A | #N/A | #N/A | #N/A
[7 empty] | 6 | 24 | 4177 | 1 | 2020-06-24 | Monday | 1 | No | #N/A | #N/A | #N/A | #N/A | #N/A | #N/A | #N/A | #N/A | #N/A | #N/A | #N/A | #N/A | #N/A | #N/A | #N/A | #N/A | #N/A | #N/A | #N/A | #N/A | #N/A | #N/A | #N/A | #N/A | #N/A | #N/A | #N/A | #N/A | #N/A | #N/A | #N/A | #N/A | #N/A | #N/A | #N/A | #N/A
[7 empty] | 6 | 24 | 4178 | 2 | 2020-06-24 | Monday | 1 | No | #N/A | #N/A | #N/A | #N/A | #N/A | #N/A | #N/A | #N/A | #N/A | #N/A | #N/A | #N/A | #N/A | #N/A | #N/A | #N/A | #N/A | #N/A | #N/A | #N/A | #N/A | #N/A | #N/A | #N/A | #N/A | #N/A | #N/A | #N/A | #N/A | #N/A | #N/A | #N/A | #N/A | #N/A | #N/A | #N/A
[7 empty] | 6 | 24 | 4179 | 3 | 2020-06-24 | Monday | 1 | No | #N/A | #N/A | #N/A | #N/A | #N/A | #N/A | #N/A | #N/A | #N/A | #N/A | #N/A | #N/A | #N/A | #N/A | #N/A | #N/A | #N/A | #N/A | #N/A | #N/A | #N/A | #N/A | #N/A | #N/A | #N/A | #N/A | #N/A | #N/A | #N/A | #N/A | #N/A | #N/A | #N/A | #N/A | #N/A | #N/A
[7 empty] | 6 | 24 | 4180 | 4 | 2020-06-24 | Monday | 1 | No | #N/A | #N/A | #N/A | #N/A | #N/A | #N/A | #N/A | #N/A | #N/A | #N/A | #N/A | #N/A | #N/A | #N/A | #N/A | #N/A | #N/A | #N/A | #N/A | #N/A | #N/A | #N/A | #N/A | #N/A | #N/A | #N/A | #N/A | #N/A | #N/A | #N/A | #N/A | #N/A | #N/A | #N/A | #N/A | #N/A
[7 empty] | 6 | 24 | 4181 | 5 | 2020-06-24 | Monday | 1 | No | #N/A | #N/A | #N/A | #N/A | #N/A | #N/A | #N/A | #N/A | #N/A | #N/A | #N/A | #N/A | #N/A | #N/A | #N/A | #N/A | #N/A | #N/A | #N/A | #N/A | #N/A | #N/A | #N/A | #N/A | #N/A | #N/A | #N/A | #N/A | #N/A | #N/A | #N/A | #N/A | #N/A | #N/A | #N/A | #N/A
[7 empty] | 6 | 24 | 4182 | 6 | 2020-06-24 | Monday | 1 | No | #N/A | #N/A | #N/A | #N/A | #N/A | #N/A | #N/A | #N/A | #N/A | #N/A | #N/A | #N/A | #N/A | #N/A | #N/A | #N/A | #N/A | #N/A | #N/A | #N/A | #N/A | #N/A | #N/A | #N/A | #N/A | #N/A | #N/A | #N/A | #N/A | #N/A | #N/A | #N/A | #N/A | #N/A | #N/A | #N/A
[7 empty] | 6 | 24 | 4183 | 7 | 2020-06-24 | Monday | 1 | No | #N/A | #N/A | #N/A | #N/A | #N/A | #N/A | #N/A | #N/A | #N/A | #N/A | #N/A | #N/A | #N/A | #N/A | #N/A | #N/A | #N/A | #N/A | #N/A | #N/A | #N/A | #N/A | #N/A | #N/A | #N/A | #N/A | #N/A | #N/A | #N/A | #N/A | #N/A | #N/A | #N/A | #N/A | #N/A | #N/A
[7 empty] | 6 | 24 | 4184 | 8 | 2020-06-24 | Monday | 1 | No | #N/A | #N/A | #N/A | #N/A | #N/A | #N/A | #N/A | #N/A | #N/A | #N/A | #N/A | #N/A | #N/A | #N/A | #N/A | #N/A | #N/A | #N/A | #N/A | #N/A | #N/A | #N/A | #N/A | #N/A | #N/A | #N/A | #N/A | #N/A | #N/A | #N/A | #N/A | #N/A | #N/A | #N/A | #N/A | #N/A
[7 empty] | 6 | 24 | 4185 | 9 | 2020-06-24 | Monday | 1 | No | #N/A | #N/A | #N/A | #N/A | #N/A | #N/A | #N/A | #N/A | #N/A | #N/A | #N/A | #N/A | #N/A | #N/A | #N/A | #N/A | #N/A | #N/A | #N/A | #N/A | #N/A | #N/A | #N/A | #N/A | #N/A | #N/A | #N/A | #N/A | #N/A | #N/A | #N/A | #N/A | #N/A | #N/A | #N/A | #N/A
[7 empty] | 6 | 24 | 4186 | 10 | 2020-06-24 | Monday | 1 | No | #N/A | #N/A | #N/A | #N/A | #N/A | #N/A | #N/A | #N/A | #N/A | #N/A | #N/A | #N/A | #N/A | #N/A | #N/A | #N/A | #N/A | #N/A | #N/A | #N/A | #N/A | #N/A | #N/A | #N/A | #N/A | #N/A | #N/A | #N/A | #N/A | #N/A | #N/A | #N/A | #N/A | #N/A | #N/A | #N/A
[7 empty] | 6 | 24 | 4187 | 11 | 2020-06-24 | Monday | 1 | No | #N/A | #N/A | #N/A | #N/A | #N/A | #N/A | #N/A | #N/A | #N/A | #N/A | #N/A | #N/A | #N/A | #N/A | #N/A | #N/A | #N/A | #N/A | #N/A | #N/A | #N/A | #N/A | #N/A | #N/A | #N/A | #N/A | #N/A | #N/A | #N/A | #N/A | #N/A | #N/A | #N/A | #N/A | #N/A | #N/A
[7 empty] | 6 | 24 | 4188 | 12 | 2020-06-24 | Monday | 1 | No | #N/A | #N/A | #N/A | #N/A | #N/A | #N/A | #N/A | #N/A | #N/A | #N/A | #N/A | #N/A | #N/A | #N/A | #N/A | #N/A | #N/A | #N/A | #N/A | #N/A | #N/A | #N/A | #N/A | #N/A | #N/A | #N/A | #N/A | #N/A | #N/A | #N/A | #N/A | #N/A | #N/A | #N/A | #N/A | #N/A
[7 empty] | 6 | 24 | 4189 | 13 | 2020-06-24 | Monday | 1 | No | #N/A | #N/A | #N/A | #N/A | #N/A | #N/A | #N/A | #N/A | #N/A | #N/A | #N/A | #N/A | #N/A | #N/A | #N/A | #N/A | #N/A | #N/A | #N/A | #N/A | #N/A | #N/A | #N/A | #N/A | #N/A | #N/A | #N/A | #N/A | #N/A | #N/A | #N/A | #N/A | #N/A | #N/A | #N/A | #N/A
[7 empty] | 6 | 24 | 4190 | 14 | 2020-06-24 | Monday | 1 | No | #N/A | #N/A | #N/A | #N/A | #N/A | #N/A | #N/A | #N/A | #N/A | #N/A | #N/A | #N/A | #N/A | #N/A | #N/A | #N/A | #N/A | #N/A | #N/A | #N/A | #N/A | #N/A | #N/A | #N/A | #N/A | #N/A | #N/A | #N/A | #N/A | #N/A | #N/A | #N/A | #N/A | #N/A | #N/A | #N/A
[7 empty] | 6 | 24 | 4191 | 15 | 2020-06-24 | Monday | 1 | No | #N/A | #N/A | #N/A | #N/A | #N/A | #N/A | #N/A | #N/A | #N/A | #N/A | #N/A | #N/A | #N/A | #N/A | #N/A | #N/A | #N/A | #N/A | #N/A | #N/A | #N/A | #N/A | #N/A | #N/A | #N/A | #N/A | #N/A | #N/A | #N/A | #N/A | #N/A | #N/A | #N/A | #N/A | #N/A | #N/A
[7 empty] | 6 | 24 | 4192 | 16 | 2020-06-24 | Monday | 1 | No | #N/A | #N/A | #N/A | #N/A | #N/A | #N/A | #N/A | #N/A | #N/A | #N/A | #N/A | #N/A | #N/A | #N/A | #N/A | #N/A | #N/A | #N/A | #N/A | #N/A | #N/A | #N/A | #N/A | #N/A | #N/A | #N/A | #N/A | #N/A | #N/A | #N/A | #N/A | #N/A | #N/A | #N/A | #N/A | #N/A
[7 empty] | 6 | 24 | 4193 | 17 | 2020-06-24 | Monday | 1 | No | #N/A | #N/A | #N/A | #N/A | #N/A | #N/A | #N/A | #N/A | #N/A | #N/A | #N/A | #N/A | #N/A | #N/A | #N/A | #N/A | #N/A | #N/A | #N/A | #N/A | #N/A | #N/A | #N/A | #N/A | #N/A | #N/A | #N/A | #N/A | #N/A | #N/A | #N/A | #N/A | #N/A | #N/A | #N/A | #N/A
[7 empty] | 6 | 24 | 4194 | 18 | 2020-06-24 | Monday | 1 | No | #N/A | #N/A | #N/A | #N/A | #N/A | #N/A | #N/A | #N/A | #N/A | #N/A | #N/A | #N/A | #N/A | #N/A | #N/A | #N/A | #N/A | #N/A | #N/A | #N/A | #N/A | #N/A | #N/A | #N/A | #N/A | #N/A | #N/A | #N/A | #N/A | #N/A | #N/A | #N/A | #N/A | #N/A | #N/A | #N/A
[7 empty] | 6 | 24 | 4195 | 19 | 2020-06-24 | Monday | 1 | No | #N/A | #N/A | #N/A | #N/A | #N/A | #N/A | #N/A | #N/A | #N/A | #N/A | #N/A | #N/A | #N/A | #N/A | #N/A | #N/A | #N/A | #N/A | #N/A | #N/A | #N/A | #N/A | #N/A | #N/A | #N/A | #N/A | #N/A | #N/A | #N/A | #N/A | #N/A | #N/A | #N/A | #N/A | #N/A | #N/A
[7 empty] | 6 | 24 | 4196 | 20 | 2020-06-24 | Monday | 1 | No | #N/A | #N/A | #N/A | #N/A | #N/A | #N/A | #N/A | #N/A | #N/A | #N/A | #N/A | #N/A | #N/A | #N/A | #N/A | #N/A | #N/A | #N/A | #N/A | #N/A | #N/A | #N/A | #N/A | #N/A | #N/A | #N/A | #N/A | #N/A | #N/A | #N/A | #N/A | #N/A | #N/A | #N/A | #N/A | #N/A
[7 empty] | 6 | 24 | 4197 | 21 | 2020-06-24 | Monday | 1 | No | #N/A | #N/A | #N/A | #N/A | #N/A | #N/A | #N/A | #N/A | #N/A | #N/A | #N/A | #N/A | #N/A | #N/A | #N/A | #N/A | #N/A | #N/A | #N/A | #N/A | #N/A | #N/A | #N/A | #N/A | #N/A | #N/A | #N/A | #N/A | #N/A | #N/A | #N/A | #N/A | #N/A | #N/A | #N/A | #N/A
[7 empty] | 6 | 24 | 4198 | 22 | 2020-06-24 | Monday | 1 | No | #N/A | #N/A | #N/A | #N/A | #N/A | #N/A | #N/A | #N/A | #N/A | #N/A | #N/A | #N/A | #N/A | #N/A | #N/A | #N/A | #N/A | #N/A | #N/A | #N/A | #N/A | #N/A | #N/A | #N/A | #N/A | #N/A | #N/A | #N/A | #N/A | #N/A | #N/A | #N/A | #N/A | #N/A | #N/A | #N/A
[7 empty] | 6 | 24 | 4199 | 23 | 2020-06-24 | Monday | 1 | No | #N/A | #N/A | #N/A | #N/A | #N/A | #N/A | #N/A | #N/A | #N/A | #N/A | #N/A | #N/A | #N/A | #N/A | #N/A | #N/A | #N/A | #N/A | #N/A | #N/A | #N/A | #N/A | #N/A | #N/A | #N/A | #N/A | #N/A | #N/A | #N/A | #N/A | #N/A | #N/A | #N/A | #N/A | #N/A | #N/A
[7 empty] | 6 | 24 | 4200 | 24 | 2020-06-24 | Monday | 1 | No | #N/A | #N/A | #N/A | #N/A | #N/A | #N/A | #N/A | #N/A | #N/A | #N/A | #N/A | #N/A | #N/A | #N/A | #N/A | #N/A | #N/A | #N/A | #N/A | #N/A | #N/A | #N/A | #N/A | #N/A | #N/A | #N/A | #N/A | #N/A | #N/A | #N/A | #N/A | #N/A | #N/A | #N/A | #N/A | #N/A
[7 empty] | 6 | 25 | 4201 | 1 | 2020-06-25 | Tuesday | 2 | No | #N/A | #N/A | #N/A | #N/A | #N/A | #N/A | #N/A | #N/A | #N/A | #N/A | #N/A | #N/A | #N/A | #N/A | #N/A | #N/A | #N/A | #N/A | #N/A | #N/A | #N/A | #N/A | #N/A | #N/A | #N/A | #N/A | #N/A | #N/A | #N/A | #N/A | #N/A | #N/A | #N/A | #N/A | #N/A | #N/A
[7 empty] | 6 | 25 | 4202 | 2 | 2020-06-25 | Tuesday | 2 | No | #N/A | #N/A | #N/A | #N/A | #N/A | #N/A | #N/A | #N/A | #N/A | #N/A | #N/A | #N/A | #N/A | #N/A | #N/A | #N/A | #N/A | #N/A | #N/A | #N/A | #N/A | #N/A | #N/A | #N/A | #N/A | #N/A | #N/A | #N/A | #N/A | #N/A | #N/A | #N/A | #N/A | #N/A | #N/A | #N/A
[7 empty] | 6 | 25 | 4203 | 3 | 2020-06-25 | Tuesday | 2 | No | #N/A | #N/A | #N/A | #N/A | #N/A | #N/A | #N/A | #N/A | #N/A | #N/A | #N/A | #N/A | #N/A | #N/A | #N/A | #N/A | #N/A | #N/A | #N/A | #N/A | #N/A | #N/A | #N/A | #N/A | #N/A | #N/A | #N/A | #N/A | #N/A | #N/A | #N/A | #N/A | #N/A | #N/A | #N/A | #N/A
[7 empty] | 6 | 25 | 4204 | 4 | 2020-06-25 | Tuesday | 2 | No | #N/A | #N/A | #N/A | #N/A | #N/A | #N/A | #N/A | #N/A | #N/A | #N/A | #N/A | #N/A | #N/A | #N/A | #N/A | #N/A | #N/A | #N/A | #N/A | #N/A | #N/A | #N/A | #N/A | #N/A | #N/A | #N/A | #N/A | #N/A | #N/A | #N/A | #N/A | #N/A | #N/A | #N/A | #N/A | #N/A
[7 empty] | 6 | 25 | 4205 | 5 | 2020-06-25 | Tuesday | 2 | No | #N/A | #N/A | #N/A | #N/A | #N/A | #N/A | #N/A | #N/A | #N/A | #N/A | #N/A | #N/A | #N/A | #N/A | #N/A | #N/A | #N/A | #N/A | #N/A | #N/A | #N/A | #N/A | #N/A | #N/A | #N/A | #N/A | #N/A | #N/A | #N/A | #N/A | #N/A | #N/A | #N/A | #N/A | #N/A | #N/A
[7 empty] | 6 | 25 | 4206 | 6 | 2020-06-25 | Tuesday | 2 | No | #N/A | #N/A | #N/A | #N/A | #N/A | #N/A | #N/A | #N/A | #N/A | #N/A | #N/A | #N/A | #N/A | #N/A | #N/A | #N/A | #N/A | #N/A | #N/A | #N/A | #N/A | #N/A | #N/A | #N/A | #N/A | #N/A | #N/A | #N/A | #N/A | #N/A | #N/A | #N/A | #N/A | #N/A | #N/A | #N/A
[7 empty] | 6 | 25 | 4207 | 7 | 2020-06-25 | Tuesday | 2 | No | #N/A | #N/A | #N/A | #N/A | #N/A | #N/A | #N/A | #N/A | #N/A | #N/A | #N/A | #N/A | #N/A | #N/A | #N/A | #N/A | #N/A | #N/A | #N/A | #N/A | #N/A | #N/A | #N/A | #N/A | #N/A | #N/A | #N/A | #N/A | #N/A | #N/A | #N/A | #N/A | #N/A | #N/A | #N/A | #N/A
[7 empty] | 6 | 25 | 4208 | 8 | 2020-06-25 | Tuesday | 2 | No | #N/A | #N/A | #N/A | #N/A | #N/A | #N/A | #N/A | #N/A | #N/A | #N/A | #N/A | #N/A | #N/A | #N/A | #N/A | #N/A | #N/A | #N/A | #N/A | #N/A | #N/A | #N/A | #N/A | #N/A | #N/A | #N/A | #N/A | #N/A | #N/A | #N/A | #N/A | #N/A | #N/A | #N/A | #N/A | #N/A
[7 empty] | 6 | 25 | 4209 | 9 | 2020-06-25 | Tuesday | 2 | No | #N/A | #N/A | #N/A | #N/A | #N/A | #N/A | #N/A | #N/A | #N/A | #N/A | #N/A | #N/A | #N/A | #N/A | #N/A | #N/A | #N/A | #N/A | #N/A | #N/A | #N/A | #N/A | #N/A | #N/A | #N/A | #N/A | #N/A | #N/A | #N/A | #N/A | #N/A | #N/A | #N/A | #N/A | #N/A | #N/A
[7 empty] | 6 | 25 | 4210 | 10 | 2020-06-25 | Tuesday | 2 | No | #N/A | #N/A | #N/A | #N/A | #N/A | #N/A | #N/A | #N/A | #N/A | #N/A | #N/A | #N/A | #N/A | #N/A | #N/A | #N/A | #N/A | #N/A | #N/A | #N/A | #N/A | #N/A | #N/A | #N/A | #N/A | #N/A | #N/A | #N/A | #N/A | #N/A | #N/A | #N/A | #N/A | #N/A | #N/A | #N/A
[7 empty] | 6 | 25 | 4211 | 11 | 2020-06-25 | Tuesday | 2 | No | #N/A | #N/A | #N/A | #N/A | #N/A | #N/A | #N/A | #N/A | #N/A | #N/A | #N/A | #N/A | #N/A | #N/A | #N/A | #N/A | #N/A | #N/A | #N/A | #N/A | #N/A | #N/A | #N/A | #N/A | #N/A | #N/A | #N/A | #N/A | #N/A | #N/A | #N/A | #N/A | #N/A | #N/A | #N/A | #N/A
[7 empty] | 6 | 25 | 4212 | 12 | 2020-06-25 | Tuesday | 2 | No | #N/A | #N/A | #N/A | #N/A | #N/A | #N/A | #N/A | #N/A | #N/A | #N/A | #N/A | #N/A | #N/A | #N/A | #N/A | #N/A | #N/A | #N/A | #N/A | #N/A | #N/A | #N/A | #N/A | #N/A | #N/A | #N/A | #N/A | #N/A | #N/A | #N/A | #N/A | #N/A | #N/A | #N/A | #N/A | #N/A
[7 empty] | 6 | 25 | 4213 | 13 | 2020-06-25 | Tuesday | 2 | No | #N/A | #N/A | #N/A | #N/A | #N/A | #N/A | #N/A | #N/A | #N/A | #N/A | #N/A | #N/A | #N/A | #N/A | #N/A | #N/A | #N/A | #N/A | #N/A | #N/A | #N/A | #N/A | #N/A | #N/A | #N/A | #N/A | #N/A | #N/A | #N/A | #N/A | #N/A | #N/A | #N/A | #N/A | #N/A | #N/A
[7 empty] | 6 | 25 | 4214 | 14 | 2020-06-25 | Tuesday | 2 | No | #N/A | #N/A | #N/A | #N/A | #N/A | #N/A | #N/A | #N/A | #N/A | #N/A | #N/A | #N/A | #N/A | #N/A | #N/A | #N/A | #N/A | #N/A | #N/A | #N/A | #N/A | #N/A | #N/A | #N/A | #N/A | #N/A | #N/A | #N/A | #N/A | #N/A | #N/A | #N/A | #N/A | #N/A | #N/A | #N/A
[7 empty] | 6 | 25 | 4215 | 15 | 2020-06-25 | Tuesday | 2 | No | #N/A | #N/A | #N/A | #N/A | #N/A | #N/A | #N/A | #N/A | #N/A | #N/A | #N/A | #N/A | #N/A | #N/A | #N/A | #N/A | #N/A | #N/A | #N/A | #N/A | #N/A | #N/A | #N/A | #N/A | #N/A | #N/A | #N/A | #N/A | #N/A | #N/A | #N/A | #N/A | #N/A | #N/A | #N/A | #N/A
[7 empty] | 6 | 25 | 4216 | 16 | 2020-06-25 | Tuesday | 2 | No | #N/A | #N/A | #N/A | #N/A | #N/A | #N/A | #N/A | #N/A | #N/A | #N/A | #N/A | #N/A | #N/A | #N/A | #N/A | #N/A | #N/A | #N/A | #N/A | #N/A | #N/A | #N/A | #N/A | #N/A | #N/A | #N/A | #N/A | #N/A | #N/A | #N/A | #N/A | #N/A | #N/A | #N/A | #N/A | #N/A
[7 empty] | 6 | 25 | 4217 | 17 | 2020-06-25 | Tuesday | 2 | No | #N/A | #N/A | #N/A | #N/A | #N/A | #N/A | #N/A | #N/A | #N/A | #N/A | #N/A | #N/A | #N/A | #N/A | #N/A | #N/A | #N/A | #N/A | #N/A | #N/A | #N/A | #N/A | #N/A | #N/A | #N/A | #N/A | #N/A | #N/A | #N/A | #N/A | #N/A | #N/A | #N/A | #N/A | #N/A | #N/A
[7 empty] | 6 | 25 | 4218 | 18 | 2020-06-25 | Tuesday | 2 | No | #N/A | #N/A | #N/A | #N/A | #N/A | #N/A | #N/A | #N/A | #N/A | #N/A | #N/A | #N/A | #N/A | #N/A | #N/A | #N/A | #N/A | #N/A | #N/A | #N/A | #N/A | #N/A | #N/A | #N/A | #N/A | #N/A | #N/A | #N/A | #N/A | #N/A | #N/A | #N/A | #N/A | #N/A | #N/A | #N/A
[7 empty] | 6 | 25 | 4219 | 19 | 2020-06-25 | Tuesday | 2 | No | #N/A | #N/A | #N/A | #N/A | #N/A | #N/A | #N/A | #N/A | #N/A | #N/A | #N/A | #N/A | #N/A | #N/A | #N/A | #N/A | #N/A | #N/A | #N/A | #N/A | #N/A | #N/A | #N/A | #N/A | #N/A | #N/A | #N/A | #N/A | #N/A | #N/A | #N/A | #N/A | #N/A | #N/A | #N/A | #N/A
[7 empty] | 6 | 25 | 4220 | 20 | 2020-06-25 | Tuesday | 2 | No | #N/A | #N/A | #N/A | #N/A | #N/A | #N/A | #N/A | #N/A | #N/A | #N/A | #N/A | #N/A | #N/A | #N/A | #N/A | #N/A | #N/A | #N/A | #N/A | #N/A | #N/A | #N/A | #N/A | #N/A | #N/A | #N/A | #N/A | #N/A | #N/A | #N/A | #N/A | #N/A | #N/A | #N/A | #N/A | #N/A
[7 empty] | 6 | 25 | 4221 | 21 | 2020-06-25 | Tuesday | 2 | No | #N/A | #N/A | #N/A | #N/A | #N/A | #N/A | #N/A | #N/A | #N/A | #N/A | #N/A | #N/A | #N/A | #N/A | #N/A | #N/A | #N/A | #N/A | #N/A | #N/A | #N/A | #N/A | #N/A | #N/A | #N/A | #N/A | #N/A | #N/A | #N/A | #N/A | #N/A | #N/A | #N/A | #N/A | #N/A | #N/A
[7 empty] | 6 | 25 | 4222 | 22 | 2020-06-25 | Tuesday | 2 | No | #N/A | #N/A | #N/A | #N/A | #N/A | #N/A | #N/A | #N/A | #N/A | #N/A | #N/A | #N/A | #N/A | #N/A | #N/A | #N/A | #N/A | #N/A | #N/A | #N/A | #N/A | #N/A | #N/A | #N/A | #N/A | #N/A | #N/A | #N/A | #N/A | #N/A | #N/A | #N/A | #N/A | #N/A | #N/A | #N/A
[7 empty] | 6 | 25 | 4223 | 23 | 2020-06-25 | Tuesday | 2 | No | #N/A | #N/A | #N/A | #N/A | #N/A | #N/A | #N/A | #N/A | #N/A | #N/A | #N/A | #N/A | #N/A | #N/A | #N/A | #N/A | #N/A | #N/A | #N/A | #N/A | #N/A | #N/A | #N/A | #N/A | #N/A | #N/A | #N/A | #N/A | #N/A | #N/A | #N/A | #N/A | #N/A | #N/A | #N/A | #N/A
[7 empty] | 6 | 25 | 4224 | 24 | 2020-06-25 | Tuesday | 2 | No | #N/A | #N/A | #N/A | #N/A | #N/A | #N/A | #N/A | #N/A | #N/A | #N/A | #N/A | #N/A | #N/A | #N/A | #N/A | #N/A | #N/A | #N/A | #N/A | #N/A | #N/A | #N/A | #N/A | #N/A | #N/A | #N/A | #N/A | #N/A | #N/A | #N/A | #N/A | #N/A | #N/A | #N/A | #N/A | #N/A
[7 empty] | 6 | 26 | 4225 | 1 | 2020-06-26 | Wednesday | 3 | No | #N/A | #N/A | #N/A | #N/A | #N/A | #N/A | #N/A | #N/A | #N/A | #N/A | #N/A | #N/A | #N/A | #N/A | #N/A | #N/A | #N/A | #N/A | #N/A | #N/A | #N/A | #N/A | #N/A | #N/A | #N/A | #N/A | #N/A | #N/A | #N/A | #N/A | #N/A | #N/A | #N/A | #N/A | #N/A | #N/A
[7 empty] | 6 | 26 | 4226 | 2 | 2020-06-26 | Wednesday | 3 | No | #N/A | #N/A | #N/A | #N/A | #N/A | #N/A | #N/A | #N/A | #N/A | #N/A | #N/A | #N/A | #N/A | #N/A | #N/A | #N/A | #N/A | #N/A | #N/A | #N/A | #N/A | #N/A | #N/A | #N/A | #N/A | #N/A | #N/A | #N/A | #N/A | #N/A | #N/A | #N/A | #N/A | #N/A | #N/A | #N/A
[7 empty] | 6 | 26 | 4227 | 3 | 2020-06-26 | Wednesday | 3 | No | #N/A | #N/A | #N/A | #N/A | #N/A | #N/A | #N/A | #N/A | #N/A | #N/A | #N/A | #N/A | #N/A | #N/A | #N/A | #N/A | #N/A | #N/A | #N/A | #N/A | #N/A | #N/A | #N/A | #N/A | #N/A | #N/A | #N/A | #N/A | #N/A | #N/A | #N/A | #N/A | #N/A | #N/A | #N/A | #N/A
[7 empty] | 6 | 26 | 4228 | 4 | 2020-06-26 | Wednesday | 3 | No | #N/A | #N/A | #N/A | #N/A | #N/A | #N/A | #N/A | #N/A | #N/A | #N/A | #N/A | #N/A | #N/A | #N/A | #N/A | #N/A | #N/A | #N/A | #N/A | #N/A | #N/A | #N/A | #N/A | #N/A | #N/A | #N/A | #N/A | #N/A | #N/A | #N/A | #N/A | #N/A | #N/A | #N/A | #N/A | #N/A
[7 empty] | 6 | 26 | 4229 | 5 | 2020-06-26 | Wednesday | 3 | No | #N/A | #N/A | #N/A | #N/A | #N/A | #N/A | #N/A | #N/A | #N/A | #N/A | #N/A | #N/A | #N/A | #N/A | #N/A | #N/A | #N/A | #N/A | #N/A | #N/A | #N/A | #N/A | #N/A | #N/A | #N/A | #N/A | #N/A | #N/A | #N/A | #N/A | #N/A | #N/A | #N/A | #N/A | #N/A | #N/A
[7 empty] | 6 | 26 | 4230 | 6 | 2020-06-26 | Wednesday | 3 | No | #N/A | #N/A | #N/A | #N/A | #N/A | #N/A | #N/A | #N/A | #N/A | #N/A | #N/A | #N/A | #N/A | #N/A | #N/A | #N/A | #N/A | #N/A | #N/A | #N/A | #N/A | #N/A | #N/A | #N/A | #N/A | #N/A | #N/A | #N/A | #N/A | #N/A | #N/A | #N/A | #N/A | #N/A | #N/A | #N/A
[7 empty] | 6 | 26 | 4231 | 7 | 2020-06-26 | Wednesday | 3 | No | #N/A | #N/A | #N/A | #N/A | #N/A | #N/A | #N/A | #N/A | #N/A | #N/A | #N/A | #N/A | #N/A | #N/A | #N/A | #N/A | #N/A | #N/A | #N/A | #N/A | #N/A | #N/A | #N/A | #N/A | #N/A | #N/A | #N/A | #N/A | #N/A | #N/A | #N/A | #N/A | #N/A | #N/A | #N/A | #N/A
[7 empty] | 6 | 26 | 4232 | 8 | 2020-06-26 | Wednesday | 3 | No | #N/A | #N/A | #N/A | #N/A | #N/A | #N/A | #N/A | #N/A | #N/A | #N/A | #N/A | #N/A | #N/A | #N/A | #N/A | #N/A | #N/A | #N/A | #N/A | #N/A | #N/A | #N/A | #N/A | #N/A | #N/A | #N/A | #N/A | #N/A | #N/A | #N/A | #N/A | #N/A | #N/A | #N/A | #N/A | #N/A
[7 empty] | 6 | 26 | 4233 | 9 | 2020-06-26 | Wednesday | 3 | No | #N/A | #N/A | #N/A | #N/A | #N/A | #N/A | #N/A | #N/A | #N/A | #N/A | #N/A | #N/A | #N/A | #N/A | #N/A | #N/A | #N/A | #N/A | #N/A | #N/A | #N/A | #N/A | #N/A | #N/A | #N/A | #N/A | #N/A | #N/A | #N/A | #N/A | #N/A | #N/A | #N/A | #N/A | #N/A | #N/A
[7 empty] | 6 | 26 | 4234 | 10 | 2020-06-26 | Wednesday | 3 | No | #N/A | #N/A | #N/A | #N/A | #N/A | #N/A | #N/A | #N/A | #N/A | #N/A | #N/A | #N/A | #N/A | #N/A | #N/A | #N/A | #N/A | #N/A | #N/A | #N/A | #N/A | #N/A | #N/A | #N/A | #N/A | #N/A | #N/A | #N/A | #N/A | #N/A | #N/A | #N/A | #N/A | #N/A | #N/A | #N/A
[7 empty] | 6 | 26 | 4235 | 11 | 2020-06-26 | Wednesday | 3 | No | #N/A | #N/A | #N/A | #N/A | #N/A | #N/A | #N/A | #N/A | #N/A | #N/A | #N/A | #N/A | #N/A | #N/A | #N/A | #N/A | #N/A | #N/A | #N/A | #N/A | #N/A | #N/A | #N/A | #N/A | #N/A | #N/A | #N/A | #N/A | #N/A | #N/A | #N/A | #N/A | #N/A | #N/A | #N/A | #N/A
[7 empty] | 6 | 26 | 4236 | 12 | 2020-06-26 | Wednesday | 3 | No | #N/A | #N/A | #N/A | #N/A | #N/A | #N/A | #N/A | #N/A | #N/A | #N/A | #N/A | #N/A | #N/A | #N/A | #N/A | #N/A | #N/A | #N/A | #N/A | #N/A | #N/A | #N/A | #N/A | #N/A | #N/A | #N/A | #N/A | #N/A | #N/A | #N/A | #N/A | #N/A | #N/A | #N/A | #N/A | #N/A
[7 empty] | 6 | 26 | 4237 | 13 | 2020-06-26 | Wednesday | 3 | No | #N/A | #N/A | #N/A | #N/A | #N/A | #N/A | #N/A | #N/A | #N/A | #N/A | #N/A | #N/A | #N/A | #N/A | #N/A | #N/A | #N/A | #N/A | #N/A | #N/A | #N/A | #N/A | #N/A | #N/A | #N/A | #N/A | #N/A | #N/A | #N/A | #N/A | #N/A | #N/A | #N/A | #N/A | #N/A | #N/A
[7 empty] | 6 | 26 | 4238 | 14 | 2020-06-26 | Wednesday | 3 | No | #N/A | #N/A | #N/A | #N/A | #N/A | #N/A | #N/A | #N/A | #N/A | #N/A | #N/A | #N/A | #N/A | #N/A | #N/A | #N/A | #N/A | #N/A | #N/A | #N/A | #N/A | #N/A | #N/A | #N/A | #N/A | #N/A | #N/A | #N/A | #N/A | #N/A | #N/A | #N/A | #N/A | #N/A | #N/A | #N/A
[7 empty] | 6 | 26 | 4239 | 15 | 2020-06-26 | Wednesday | 3 | No | #N/A | #N/A | #N/A | #N/A | #N/A | #N/A | #N/A | #N/A | #N/A | #N/A | #N/A | #N/A | #N/A | #N/A | #N/A | #N/A | #N/A | #N/A | #N/A | #N/A | #N/A | #N/A | #N/A | #N/A | #N/A | #N/A | #N/A | #N/A | #N/A | #N/A | #N/A | #N/A | #N/A | #N/A | #N/A | #N/A
[7 empty] | 6 | 26 | 4240 | 16 | 2020-06-26 | Wednesday | 3 | No | #N/A | #N/A | #N/A | #N/A | #N/A | #N/A | #N/A | #N/A | #N/A | #N/A | #N/A | #N/A | #N/A | #N/A | #N/A | #N/A | #N/A | #N/A | #N/A | #N/A | #N/A | #N/A | #N/A | #N/A | #N/A | #N/A | #N/A | #N/A | #N/A | #N/A | #N/A | #N/A | #N/A | #N/A | #N/A | #N/A
[7 empty] | 6 | 26 | 4241 | 17 | 2020-06-26 | Wednesday | 3 | No | #N/A | #N/A | #N/A | #N/A | #N/A | #N/A | #N/A | #N/A | #N/A | #N/A | #N/A | #N/A | #N/A | #N/A | #N/A | #N/A | #N/A | #N/A | #N/A | #N/A | #N/A | #N/A | #N/A | #N/A | #N/A | #N/A | #N/A | #N/A | #N/A | #N/A | #N/A | #N/A | #N/A | #N/A | #N/A | #N/A
[7 empty] | 6 | 26 | 4242 | 18 | 2020-06-26 | Wednesday | 3 | No | #N/A | #N/A | #N/A | #N/A | #N/A | #N/A | #N/A | #N/A | #N/A | #N/A | #N/A | #N/A | #N/A | #N/A | #N/A | #N/A | #N/A | #N/A | #N/A | #N/A | #N/A | #N/A | #N/A | #N/A | #N/A | #N/A | #N/A | #N/A | #N/A | #N/A | #N/A | #N/A | #N/A | #N/A | #N/A | #N/A
[7 empty] | 6 | 26 | 4243 | 19 | 2020-06-26 | Wednesday | 3 | No | #N/A | #N/A | #N/A | #N/A | #N/A | #N/A | #N/A | #N/A | #N/A | #N/A | #N/A | #N/A | #N/A | #N/A | #N/A | #N/A | #N/A | #N/A | #N/A | #N/A | #N/A | #N/A | #N/A | #N/A | #N/A | #N/A | #N/A | #N/A | #N/A | #N/A | #N/A | #N/A | #N/A | #N/A | #N/A | #N/A
[7 empty] | 6 | 26 | 4244 | 20 | 2020-06-26 | Wednesday | 3 | No | #N/A | #N/A | #N/A | #N/A | #N/A | #N/A | #N/A | #N/A | #N/A | #N/A | #N/A | #N/A | #N/A | #N/A | #N/A | #N/A | #N/A | #N/A | #N/A | #N/A | #N/A | #N/A | #N/A | #N/A | #N/A | #N/A | #N/A | #N/A | #N/A | #N/A | #N/A | #N/A | #N/A | #N/A | #N/A | #N/A
[7 empty] | 6 | 26 | 4245 | 21 | 2020-06-26 | Wednesday | 3 | No | #N/A | #N/A | #N/A | #N/A | #N/A | #N/A | #N/A | #N/A | #N/A | #N/A | #N/A | #N/A | #N/A | #N/A | #N/A | #N/A | #N/A | #N/A | #N/A | #N/A | #N/A | #N/A | #N/A | #N/A | #N/A | #N/A | #N/A | #N/A | #N/A | #N/A | #N/A | #N/A | #N/A | #N/A | #N/A | #N/A
[7 empty] | 6 | 26 | 4246 | 22 | 2020-06-26 | Wednesday | 3 | No | #N/A | #N/A | #N/A | #N/A | #N/A | #N/A | #N/A | #N/A | #N/A | #N/A | #N/A | #N/A | #N/A | #N/A | #N/A | #N/A | #N/A | #N/A | #N/A | #N/A | #N/A | #N/A | #N/A | #N/A | #N/A | #N/A | #N/A | #N/A | #N/A | #N/A | #N/A | #N/A | #N/A | #N/A | #N/A | #N/A
[7 empty] | 6 | 26 | 4247 | 23 | 2020-06-26 | Wednesday | 3 | No | #N/A | #N/A | #N/A | #N/A | #N/A | #N/A | #N/A | #N/A | #N/A | #N/A | #N/A | #N/A | #N/A | #N/A | #N/A | #N/A | #N/A | #N/A | #N/A | #N/A | #N/A | #N/A | #N/A | #N/A | #N/A | #N/A | #N/A | #N/A | #N/A | #N/A | #N/A | #N/A | #N/A | #N/A | #N/A | #N/A
[7 empty] | 6 | 26 | 4248 | 24 | 2020-06-26 | Wednesday | 3 | No | #N/A | #N/A | #N/A | #N/A | #N/A | #N/A | #N/A | #N/A | #N/A | #N/A | #N/A | #N/A | #N/A | #N/A | #N/A | #N/A | #N/A | #N/A | #N/A | #N/A | #N/A | #N/A | #N/A | #N/A | #N/A | #N/A | #N/A | #N/A | #N/A | #N/A | #N/A | #N/A | #N/A | #N/A | #N/A | #N/A
[7 empty] | 6 | 27 | 4249 | 1 | 2020-06-27 | Thursday | 4 | No | #N/A | #N/A | #N/A | #N/A | #N/A | #N/A | #N/A | #N/A | #N/A | #N/A | #N/A | #N/A | #N/A | #N/A | #N/A | #N/A | #N/A | #N/A | #N/A | #N/A | #N/A | #N/A | #N/A | #N/A | #N/A | #N/A | #N/A | #N/A | #N/A | #N/A | #N/A | #N/A | #N/A | #N/A | #N/A | #N/A
[7 empty] | 6 | 27 | 4250 | 2 | 2020-06-27 | Thursday | 4 | No | #N/A | #N/A | #N/A | #N/A | #N/A | #N/A | #N/A | #N/A | #N/A | #N/A | #N/A | #N/A | #N/A | #N/A | #N/A | #N/A | #N/A | #N/A | #N/A | #N/A | #N/A | #N/A | #N/A | #N/A | #N/A | #N/A | #N/A | #N/A | #N/A | #N/A | #N/A | #N/A | #N/A | #N/A | #N/A | #N/A
[7 empty] | 6 | 27 | 4251 | 3 | 2020-06-27 | Thursday | 4 | No | #N/A | #N/A | #N/A | #N/A | #N/A | #N/A | #N/A | #N/A | #N/A | #N/A | #N/A | #N/A | #N/A | #N/A | #N/A | #N/A | #N/A | #N/A | #N/A | #N/A | #N/A | #N/A | #N/A | #N/A | #N/A | #N/A | #N/A | #N/A | #N/A | #N/A | #N/A | #N/A | #N/A | #N/A | #N/A | #N/A
[7 empty] | 6 | 27 | 4252 | 4 | 2020-06-27 | Thursday | 4 | No | #N/A | #N/A | #N/A | #N/A | #N/A | #N/A | #N/A | #N/A | #N/A | #N/A | #N/A | #N/A | #N/A | #N/A | #N/A | #N/A | #N/A | #N/A | #N/A | #N/A | #N/A | #N/A | #N/A | #N/A | #N/A | #N/A | #N/A | #N/A | #N/A | #N/A | #N/A | #N/A | #N/A | #N/A | #N/A | #N/A
[7 empty] | 6 | 27 | 4253 | 5 | 2020-06-27 | Thursday | 4 | No | #N/A | #N/A | #N/A | #N/A | #N/A | #N/A | #N/A | #N/A | #N/A | #N/A | #N/A | #N/A | #N/A | #N/A | #N/A | #N/A | #N/A | #N/A | #N/A | #N/A | #N/A | #N/A | #N/A | #N/A | #N/A | #N/A | #N/A | #N/A | #N/A | #N/A | #N/A | #N/A | #N/A | #N/A | #N/A | #N/A
[7 empty] | 6 | 27 | 4254 | 6 | 2020-06-27 | Thursday | 4 | No | #N/A | #N/A | #N/A | #N/A | #N/A | #N/A | #N/A | #N/A | #N/A | #N/A | #N/A | #N/A | #N/A | #N/A | #N/A | #N/A | #N/A | #N/A | #N/A | #N/A | #N/A | #N/A | #N/A | #N/A | #N/A | #N/A | #N/A | #N/A | #N/A | #N/A | #N/A | #N/A | #N/A | #N/A | #N/A | #N/A
[7 empty] | 6 | 27 | 4255 | 7 | 2020-06-27 | Thursday | 4 | No | #N/A | #N/A | #N/A | #N/A | #N/A | #N/A | #N/A | #N/A | #N/A | #N/A | #N/A | #N/A | #N/A | #N/A | #N/A | #N/A | #N/A | #N/A | #N/A | #N/A | #N/A | #N/A | #N/A | #N/A | #N/A | #N/A | #N/A | #N/A | #N/A | #N/A | #N/A | #N/A | #N/A | #N/A | #N/A | #N/A
[7 empty] | 6 | 27 | 4256 | 8 | 2020-06-27 | Thursday | 4 | No | #N/A | #N/A | #N/A | #N/A | #N/A | #N/A | #N/A | #N/A | #N/A | #N/A | #N/A | #N/A | #N/A | #N/A | #N/A | #N/A | #N/A | #N/A | #N/A | #N/A | #N/A | #N/A | #N/A | #N/A | #N/A | #N/A | #N/A | #N/A | #N/A | #N/A | #N/A | #N/A | #N/A | #N/A | #N/A | #N/A
[7 empty] | 6 | 27 | 4257 | 9 | 2020-06-27 | Thursday | 4 | No | #N/A | #N/A | #N/A | #N/A | #N/A | #N/A | #N/A | #N/A | #N/A | #N/A | #N/A | #N/A | #N/A | #N/A | #N/A | #N/A | #N/A | #N/A | #N/A | #N/A | #N/A | #N/A | #N/A | #N/A | #N/A | #N/A | #N/A | #N/A | #N/A | #N/A | #N/A | #N/A | #N/A | #N/A | #N/A | #N/A
[7 empty] | 6 | 27 | 4258 | 10 | 2020-06-27 | Thursday | 4 | No | #N/A | #N/A | #N/A | #N/A | #N/A | #N/A | #N/A | #N/A | #N/A | #N/A | #N/A | #N/A | #N/A | #N/A | #N/A | #N/A | #N/A | #N/A | #N/A | #N/A | #N/A | #N/A | #N/A | #N/A | #N/A | #N/A | #N/A | #N/A | #N/A | #N/A | #N/A | #N/A | #N/A | #N/A | #N/A | #N/A
[7 empty] | 6 | 27 | 4259 | 11 | 2020-06-27 | Thursday | 4 | No | #N/A | #N/A | #N/A | #N/A | #N/A | #N/A | #N/A | #N/A | #N/A | #N/A | #N/A | #N/A | #N/A | #N/A | #N/A | #N/A | #N/A | #N/A | #N/A | #N/A | #N/A | #N/A | #N/A | #N/A | #N/A | #N/A | #N/A | #N/A | #N/A | #N/A | #N/A | #N/A | #N/A | #N/A | #N/A | #N/A
[7 empty] | 6 | 27 | 4260 | 12 | 2020-06-27 | Thursday | 4 | No | #N/A | #N/A | #N/A | #N/A | #N/A | #N/A | #N/A | #N/A | #N/A | #N/A | #N/A | #N/A | #N/A | #N/A | #N/A | #N/A | #N/A | #N/A | #N/A | #N/A | #N/A | #N/A | #N/A | #N/A | #N/A | #N/A | #N/A | #N/A | #N/A | #N/A | #N/A | #N/A | #N/A | #N/A | #N/A | #N/A
[7 empty] | 6 | 27 | 4261 | 13 | 2020-06-27 | Thursday | 4 | No | #N/A | #N/A | #N/A | #N/A | #N/A | #N/A | #N/A | #N/A | #N/A | #N/A | #N/A | #N/A | #N/A | #N/A | #N/A | #N/A | #N/A | #N/A | #N/A | #N/A | #N/A | #N/A | #N/A | #N/A | #N/A | #N/A | #N/A | #N/A | #N/A | #N/A | #N/A | #N/A | #N/A | #N/A | #N/A | #N/A
[7 empty] | 6 | 27 | 4262 | 14 | 2020-06-27 | Thursday | 4 | No | #N/A | #N/A | #N/A | #N/A | #N/A | #N/A | #N/A | #N/A | #N/A | #N/A | #N/A | #N/A | #N/A | #N/A | #N/A | #N/A | #N/A | #N/A | #N/A | #N/A | #N/A | #N/A | #N/A | #N/A | #N/A | #N/A | #N/A | #N/A | #N/A | #N/A | #N/A | #N/A | #N/A | #N/A | #N/A | #N/A
[7 empty] | 6 | 27 | 4263 | 15 | 2020-06-27 | Thursday | 4 | No | #N/A | #N/A | #N/A | #N/A | #N/A | #N/A | #N/A | #N/A | #N/A | #N/A | #N/A | #N/A | #N/A | #N/A | #N/A | #N/A | #N/A | #N/A | #N/A | #N/A | #N/A | #N/A | #N/A | #N/A | #N/A | #N/A | #N/A | #N/A | #N/A | #N/A | #N/A | #N/A | #N/A | #N/A | #N/A | #N/A
[7 empty] | 6 | 27 | 4264 | 16 | 2020-06-27 | Thursday | 4 | No | #N/A | #N/A | #N/A | #N/A | #N/A | #N/A | #N/A | #N/A | #N/A | #N/A | #N/A | #N/A | #N/A | #N/A | #N/A | #N/A | #N/A | #N/A | #N/A | #N/A | #N/A | #N/A | #N/A | #N/A | #N/A | #N/A | #N/A | #N/A | #N/A | #N/A | #N/A | #N/A | #N/A | #N/A | #N/A | #N/A
[7 empty] | 6 | 27 | 4265 | 17 | 2020-06-27 | Thursday | 4 | No | #N/A | #N/A | #N/A | #N/A | #N/A | #N/A | #N/A | #N/A | #N/A | #N/A | #N/A | #N/A | #N/A | #N/A | #N/A | #N/A | #N/A | #N/A | #N/A | #N/A | #N/A | #N/A | #N/A | #N/A | #N/A | #N/A | #N/A | #N/A | #N/A | #N/A | #N/A | #N/A | #N/A | #N/A | #N/A | #N/A
[7 empty] | 6 | 27 | 4266 | 18 | 2020-06-27 | Thursday | 4 | No | #N/A | #N/A | #N/A | #N/A | #N/A | #N/A | #N/A | #N/A | #N/A | #N/A | #N/A | #N/A | #N/A | #N/A | #N/A | #N/A | #N/A | #N/A | #N/A | #N/A | #N/A | #N/A | #N/A | #N/A | #N/A | #N/A | #N/A | #N/A | #N/A | #N/A | #N/A | #N/A | #N/A | #N/A | #N/A | #N/A
[7 empty] | 6 | 27 | 4267 | 19 | 2020-06-27 | Thursday | 4 | No | #N/A | #N/A | #N/A | #N/A | #N/A | #N/A | #N/A | #N/A | #N/A | #N/A | #N/A | #N/A | #N/A | #N/A | #N/A | #N/A | #N/A | #N/A | #N/A | #N/A | #N/A | #N/A | #N/A | #N/A | #N/A | #N/A | #N/A | #N/A | #N/A | #N/A | #N/A | #N/A | #N/A | #N/A | #N/A | #N/A
[7 empty] | 6 | 27 | 4268 | 20 | 2020-06-27 | Thursday | 4 | No | #N/A | #N/A | #N/A | #N/A | #N/A | #N/A | #N/A | #N/A | #N/A | #N/A | #N/A | #N/A | #N/A | #N/A | #N/A | #N/A | #N/A | #N/A | #N/A | #N/A | #N/A | #N/A | #N/A | #N/A | #N/A | #N/A | #N/A | #N/A | #N/A | #N/A | #N/A | #N/A | #N/A | #N/A | #N/A | #N/A
[7 empty] | 6 | 27 | 4269 | 21 | 2020-06-27 | Thursday | 4 | No | #N/A | #N/A | #N/A | #N/A | #N/A | #N/A | #N/A | #N/A | #N/A | #N/A | #N/A | #N/A | #N/A | #N/A | #N/A | #N/A | #N/A | #N/A | #N/A | #N/A | #N/A | #N/A | #N/A | #N/A | #N/A | #N/A | #N/A | #N/A | #N/A | #N/A | #N/A | #N/A | #N/A | #N/A | #N/A | #N/A
[7 empty] | 6 | 27 | 4270 | 22 | 2020-06-27 | Thursday | 4 | No | #N/A | #N/A | #N/A | #N/A | #N/A | #N/A | #N/A | #N/A | #N/A | #N/A | #N/A | #N/A | #N/A | #N/A | #N/A | #N/A | #N/A | #N/A | #N/A | #N/A | #N/A | #N/A | #N/A | #N/A | #N/A | #N/A | #N/A | #N/A | #N/A | #N/A | #N/A | #N/A | #N/A | #N/A | #N/A | #N/A
[7 empty] | 6 | 27 | 4271 | 23 | 2020-06-27 | Thursday | 4 | No | #N/A | #N/A | #N/A | #N/A | #N/A | #N/A | #N/A | #N/A | #N/A | #N/A | #N/A | #N/A | #N/A | #N/A | #N/A | #N/A | #N/A | #N/A | #N/A | #N/A | #N/A | #N/A | #N/A | #N/A | #N/A | #N/A | #N/A | #N/A | #N/A | #N/A | #N/A | #N/A | #N/A | #N/A | #N/A | #N/A
[7 empty] | 6 | 27 | 4272 | 24 | 2020-06-27 | Thursday | 4 | No | #N/A | #N/A | #N/A | #N/A | #N/A | #N/A | #N/A | #N/A | #N/A | #N/A | #N/A | #N/A | #N/A | #N/A | #N/A | #N/A | #N/A | #N/A | #N/A | #N/A | #N/A | #N/A | #N/A | #N/A | #N/A | #N/A | #N/A | #N/A | #N/A | #N/A | #N/A | #N/A | #N/A | #N/A | #N/A | #N/A
[7 empty] | 6 | 28 | 4273 | 1 | 2020-06-28 | Friday | 5 | No | #N/A | #N/A | #N/A | #N/A | #N/A | #N/A | #N/A | #N/A | #N/A | #N/A | #N/A | #N/A | #N/A | #N/A | #N/A | #N/A | #N/A | #N/A | #N/A | #N/A | #N/A | #N/A | #N/A | #N/A | #N/A | #N/A | #N/A | #N/A | #N/A | #N/A | #N/A | #N/A | #N/A | #N/A | #N/A | #N/A
[7 empty] | 6 | 28 | 4274 | 2 | 2020-06-28 | Friday | 5 | No | #N/A | #N/A | #N/A | #N/A | #N/A | #N/A | #N/A | #N/A | #N/A | #N/A | #N/A | #N/A | #N/A | #N/A | #N/A | #N/A | #N/A | #N/A | #N/A | #N/A | #N/A | #N/A | #N/A | #N/A | #N/A | #N/A | #N/A | #N/A | #N/A | #N/A | #N/A | #N/A | #N/A | #N/A | #N/A | #N/A
[7 empty] | 6 | 28 | 4275 | 3 | 2020-06-28 | Friday | 5 | No | #N/A | #N/A | #N/A | #N/A | #N/A | #N/A | #N/A | #N/A | #N/A | #N/A | #N/A | #N/A | #N/A | #N/A | #N/A | #N/A | #N/A | #N/A | #N/A | #N/A | #N/A | #N/A | #N/A | #N/A | #N/A | #N/A | #N/A | #N/A | #N/A | #N/A | #N/A | #N/A | #N/A | #N/A | #N/A | #N/A
[7 empty] | 6 | 28 | 4276 | 4 | 2020-06-28 | Friday | 5 | No | #N/A | #N/A | #N/A | #N/A | #N/A | #N/A | #N/A | #N/A | #N/A | #N/A | #N/A | #N/A | #N/A | #N/A | #N/A | #N/A | #N/A | #N/A | #N/A | #N/A | #N/A | #N/A | #N/A | #N/A | #N/A | #N/A | #N/A | #N/A | #N/A | #N/A | #N/A | #N/A | #N/A | #N/A | #N/A | #N/A
[7 empty] | 6 | 28 | 4277 | 5 | 2020-06-28 | Friday | 5 | No | #N/A | #N/A | #N/A | #N/A | #N/A | #N/A | #N/A | #N/A | #N/A | #N/A | #N/A | #N/A | #N/A | #N/A | #N/A | #N/A | #N/A | #N/A | #N/A | #N/A | #N/A | #N/A | #N/A | #N/A | #N/A | #N/A | #N/A | #N/A | #N/A | #N/A | #N/A | #N/A | #N/A | #N/A | #N/A | #N/A
[7 empty] | 6 | 28 | 4278 | 6 | 2020-06-28 | Friday | 5 | No | #N/A | #N/A | #N/A | #N/A | #N/A | #N/A | #N/A | #N/A | #N/A | #N/A | #N/A | #N/A | #N/A | #N/A | #N/A | #N/A | #N/A | #N/A | #N/A | #N/A | #N/A | #N/A | #N/A | #N/A | #N/A | #N/A | #N/A | #N/A | #N/A | #N/A | #N/A | #N/A | #N/A | #N/A | #N/A | #N/A
[7 empty] | 6 | 28 | 4279 | 7 | 2020-06-28 | Friday | 5 | No | #N/A | #N/A | #N/A | #N/A | #N/A | #N/A | #N/A | #N/A | #N/A | #N/A | #N/A | #N/A | #N/A | #N/A | #N/A | #N/A | #N/A | #N/A | #N/A | #N/A | #N/A | #N/A | #N/A | #N/A | #N/A | #N/A | #N/A | #N/A | #N/A | #N/A | #N/A | #N/A | #N/A | #N/A | #N/A | #N/A
[7 empty] | 6 | 28 | 4280 | 8 | 2020-06-28 | Friday | 5 | No | #N/A | #N/A | #N/A | #N/A | #N/A | #N/A | #N/A | #N/A | #N/A | #N/A | #N/A | #N/A | #N/A | #N/A | #N/A | #N/A | #N/A | #N/A | #N/A | #N/A | #N/A | #N/A | #N/A | #N/A | #N/A | #N/A | #N/A | #N/A | #N/A | #N/A | #N/A | #N/A | #N/A | #N/A | #N/A | #N/A
[7 empty] | 6 | 28 | 4281 | 9 | 2020-06-28 | Friday | 5 | No | #N/A | #N/A | #N/A | #N/A | #N/A | #N/A | #N/A | #N/A | #N/A | #N/A | #N/A | #N/A | #N/A | #N/A | #N/A | #N/A | #N/A | #N/A | #N/A | #N/A | #N/A | #N/A | #N/A | #N/A | #N/A | #N/A | #N/A | #N/A | #N/A | #N/A | #N/A | #N/A | #N/A | #N/A | #N/A | #N/A
[7 empty] | 6 | 28 | 4282 | 10 | 2020-06-28 | Friday | 5 | No | #N/A | #N/A | #N/A | #N/A | #N/A | #N/A | #N/A | #N/A | #N/A | #N/A | #N/A | #N/A | #N/A | #N/A | #N/A | #N/A | #N/A | #N/A | #N/A | #N/A | #N/A | #N/A | #N/A | #N/A | #N/A | #N/A | #N/A | #N/A | #N/A | #N/A | #N/A | #N/A | #N/A | #N/A | #N/A | #N/A
[7 empty] | 6 | 28 | 4283 | 11 | 2020-06-28 | Friday | 5 | No | #N/A | #N/A | #N/A | #N/A | #N/A | #N/A | #N/A | #N/A | #N/A | #N/A | #N/A | #N/A | #N/A | #N/A | #N/A | #N/A | #N/A | #N/A | #N/A | #N/A | #N/A | #N/A | #N/A | #N/A | #N/A | #N/A | #N/A | #N/A | #N/A | #N/A | #N/A | #N/A | #N/A | #N/A | #N/A | #N/A
[7 empty] | 6 | 28 | 4284 | 12 | 2020-06-28 | Friday | 5 | No | #N/A | #N/A | #N/A | #N/A | #N/A | #N/A | #N/A | #N/A | #N/A | #N/A | #N/A | #N/A | #N/A | #N/A | #N/A | #N/A | #N/A | #N/A | #N/A | #N/A | #N/A | #N/A | #N/A | #N/A | #N/A | #N/A | #N/A | #N/A | #N/A | #N/A | #N/A | #N/A | #N/A | #N/A | #N/A | #N/A
[7 empty] | 6 | 28 | 4285 | 13 | 2020-06-28 | Friday | 5 | No | #N/A | #N/A | #N/A | #N/A | #N/A | #N/A | #N/A | #N/A | #N/A | #N/A | #N/A | #N/A | #N/A | #N/A | #N/A | #N/A | #N/A | #N/A | #N/A | #N/A | #N/A | #N/A | #N/A | #N/A | #N/A | #N/A | #N/A | #N/A | #N/A | #N/A | #N/A | #N/A | #N/A | #N/A | #N/A | #N/A
[7 empty] | 6 | 28 | 4286 | 14 | 2020-06-28 | Friday | 5 | No | #N/A | #N/A | #N/A | #N/A | #N/A | #N/A | #N/A | #N/A | #N/A | #N/A | #N/A | #N/A | #N/A | #N/A | #N/A | #N/A | #N/A | #N/A | #N/A | #N/A | #N/A | #N/A | #N/A | #N/A | #N/A | #N/A | #N/A | #N/A | #N/A | #N/A | #N/A | #N/A | #N/A | #N/A | #N/A | #N/A
[7 empty] | 6 | 28 | 4287 | 15 | 2020-06-28 | Friday | 5 | No | #N/A | #N/A | #N/A | #N/A | #N/A | #N/A | #N/A | #N/A | #N/A | #N/A | #N/A | #N/A | #N/A | #N/A | #N/A | #N/A | #N/A | #N/A | #N/A | #N/A | #N/A | #N/A | #N/A | #N/A | #N/A | #N/A | #N/A | #N/A | #N/A | #N/A | #N/A | #N/A | #N/A | #N/A | #N/A | #N/A
[7 empty] | 6 | 28 | 4288 | 16 | 2020-06-28 | Friday | 5 | No | #N/A | #N/A | #N/A | #N/A | #N/A | #N/A | #N/A | #N/A | #N/A | #N/A | #N/A | #N/A | #N/A | #N/A | #N/A | #N/A | #N/A | #N/A | #N/A | #N/A | #N/A | #N/A | #N/A | #N/A | #N/A | #N/A | #N/A | #N/A | #N/A | #N/A | #N/A | #N/A | #N/A | #N/A | #N/A | #N/A
[7 empty] | 6 | 28 | 4289 | 17 | 2020-06-28 | Friday | 5 | No | #N/A | #N/A | #N/A | #N/A | #N/A | #N/A | #N/A | #N/A | #N/A | #N/A | #N/A | #N/A | #N/A | #N/A | #N/A | #N/A | #N/A | #N/A | #N/A | #N/A | #N/A | #N/A | #N/A | #N/A | #N/A | #N/A | #N/A | #N/A | #N/A | #N/A | #N/A | #N/A | #N/A | #N/A | #N/A | #N/A
[7 empty] | 6 | 28 | 4290 | 18 | 2020-06-28 | Friday | 5 | No | #N/A | #N/A | #N/A | #N/A | #N/A | #N/A | #N/A | #N/A | #N/A | #N/A | #N/A | #N/A | #N/A | #N/A | #N/A | #N/A | #N/A | #N/A | #N/A | #N/A | #N/A | #N/A | #N/A | #N/A | #N/A | #N/A | #N/A | #N/A | #N/A | #N/A | #N/A | #N/A | #N/A | #N/A | #N/A | #N/A
[7 empty] | 6 | 28 | 4291 | 19 | 2020-06-28 | Friday | 5 | No | #N/A | #N/A | #N/A | #N/A | #N/A | #N/A | #N/A | #N/A | #N/A | #N/A | #N/A | #N/A | #N/A | #N/A | #N/A | #N/A | #N/A | #N/A | #N/A | #N/A | #N/A | #N/A | #N/A | #N/A | #N/A | #N/A | #N/A | #N/A | #N/A | #N/A | #N/A | #N/A | #N/A | #N/A | #N/A | #N/A
[7 empty] | 6 | 28 | 4292 | 20 | 2020-06-28 | Friday | 5 | No | #N/A | #N/A | #N/A | #N/A | #N/A | #N/A | #N/A | #N/A | #N/A | #N/A | #N/A | #N/A | #N/A | #N/A | #N/A | #N/A | #N/A | #N/A | #N/A | #N/A | #N/A | #N/A | #N/A | #N/A | #N/A | #N/A | #N/A | #N/A | #N/A | #N/A | #N/A | #N/A | #N/A | #N/A | #N/A | #N/A
[7 empty] | 6 | 28 | 4293 | 21 | 2020-06-28 | Friday | 5 | No | #N/A | #N/A | #N/A | #N/A | #N/A | #N/A | #N/A | #N/A | #N/A | #N/A | #N/A | #N/A | #N/A | #N/A | #N/A | #N/A | #N/A | #N/A | #N/A | #N/A | #N/A | #N/A | #N/A | #N/A | #N/A | #N/A | #N/A | #N/A | #N/A | #N/A | #N/A | #N/A | #N/A | #N/A | #N/A | #N/A
[7 empty] | 6 | 28 | 4294 | 22 | 2020-06-28 | Friday | 5 | No | #N/A | #N/A | #N/A | #N/A | #N/A | #N/A | #N/A | #N/A | #N/A | #N/A | #N/A | #N/A | #N/A | #N/A | #N/A | #N/A | #N/A | #N/A | #N/A | #N/A | #N/A | #N/A | #N/A | #N/A | #N/A | #N/A | #N/A | #N/A | #N/A | #N/A | #N/A | #N/A | #N/A | #N/A | #N/A | #N/A
[7 empty] | 6 | 28 | 4295 | 23 | 2020-06-28 | Friday | 5 | No | #N/A | #N/A | #N/A | #N/A | #N/A | #N/A | #N/A | #N/A | #N/A | #N/A | #N/A | #N/A | #N/A | #N/A | #N/A | #N/A | #N/A | #N/A | #N/A | #N/A | #N/A | #N/A | #N/A | #N/A | #N/A | #N/A | #N/A | #N/A | #N/A | #N/A | #N/A | #N/A | #N/A | #N/A | #N/A | #N/A
[7 empty] | 6 | 28 | 4296 | 24 | 2020-06-28 | Friday | 5 | No | #N/A | #N/A | #N/A | #N/A | #N/A | #N/A | #N/A | #N/A | #N/A | #N/A | #N/A | #N/A | #N/A | #N/A | #N/A | #N/A | #N/A | #N/A | #N/A | #N/A | #N/A | #N/A | #N/A | #N/A | #N/A | #N/A | #N/A | #N/A | #N/A | #N/A | #N/A | #N/A | #N/A | #N/A | #N/A | #N/A
[7 empty] | 6 | 29 | 4297 | 1 | 2020-06-29 | Saturday | 6 | No | #N/A | #N/A | #N/A | #N/A | #N/A | #N/A | #N/A | #N/A | #N/A | #N/A | #N/A | #N/A | #N/A | #N/A | #N/A | #N/A | #N/A | #N/A | #N/A | #N/A | #N/A | #N/A | #N/A | #N/A | #N/A | #N/A | #N/A | #N/A | #N/A | #N/A | #N/A | #N/A | #N/A | #N/A | #N/A | #N/A
[7 empty] | 6 | 29 | 4298 | 2 | 2020-06-29 | Saturday | 6 | No | #N/A | #N/A | #N/A | #N/A | #N/A | #N/A | #N/A | #N/A | #N/A | #N/A | #N/A | #N/A | #N/A | #N/A | #N/A | #N/A | #N/A | #N/A | #N/A | #N/A | #N/A | #N/A | #N/A | #N/A | #N/A | #N/A | #N/A | #N/A | #N/A | #N/A | #N/A | #N/A | #N/A | #N/A | #N/A | #N/A
[7 empty] | 6 | 29 | 4299 | 3 | 2020-06-29 | Saturday | 6 | No | #N/A | #N/A | #N/A | #N/A | #N/A | #N/A | #N/A | #N/A | #N/A | #N/A | #N/A | #N/A | #N/A | #N/A | #N/A | #N/A | #N/A | #N/A | #N/A | #N/A | #N/A | #N/A | #N/A | #N/A | #N/A | #N/A | #N/A | #N/A | #N/A | #N/A | #N/A | #N/A | #N/A | #N/A | #N/A | #N/A
[7 empty] | 6 | 29 | 4300 | 4 | 2020-06-29 | Saturday | 6 | No | #N/A | #N/A | #N/A | #N/A | #N/A | #N/A | #N/A | #N/A | #N/A | #N/A | #N/A | #N/A | #N/A | #N/A | #N/A | #N/A | #N/A | #N/A | #N/A | #N/A | #N/A | #N/A | #N/A | #N/A | #N/A | #N/A | #N/A | #N/A | #N/A | #N/A | #N/A | #N/A | #N/A | #N/A | #N/A | #N/A
[7 empty] | 6 | 29 | 4301 | 5 | 2020-06-29 | Saturday | 6 | No | #N/A | #N/A | #N/A | #N/A | #N/A | #N/A | #N/A | #N/A | #N/A | #N/A | #N/A | #N/A | #N/A | #N/A | #N/A | #N/A | #N/A | #N/A | #N/A | #N/A | #N/A | #N/A | #N/A | #N/A | #N/A | #N/A | #N/A | #N/A | #N/A | #N/A | #N/A | #N/A | #N/A | #N/A | #N/A | #N/A
[7 empty] | 6 | 29 | 4302 | 6 | 2020-06-29 | Saturday | 6 | No | #N/A | #N/A | #N/A | #N/A | #N/A | #N/A | #N/A | #N/A | #N/A | #N/A | #N/A | #N/A | #N/A | #N/A | #N/A | #N/A | #N/A | #N/A | #N/A | #N/A | #N/A | #N/A | #N/A | #N/A | #N/A | #N/A | #N/A | #N/A | #N/A | #N/A | #N/A | #N/A | #N/A | #N/A | #N/A | #N/A
[7 empty] | 6 | 29 | 4303 | 7 | 2020-06-29 | Saturday | 6 | No | #N/A | #N/A | #N/A | #N/A | #N/A | #N/A | #N/A | #N/A | #N/A | #N/A | #N/A | #N/A | #N/A | #N/A | #N/A | #N/A | #N/A | #N/A | #N/A | #N/A | #N/A | #N/A | #N/A | #N/A | #N/A | #N/A | #N/A | #N/A | #N/A | #N/A | #N/A | #N/A | #N/A | #N/A | #N/A | #N/A
[7 empty] | 6 | 29 | 4304 | 8 | 2020-06-29 | Saturday | 6 | No | #N/A | #N/A | #N/A | #N/A | #N/A | #N/A | #N/A | #N/A | #N/A | #N/A | #N/A | #N/A | #N/A | #N/A | #N/A | #N/A | #N/A | #N/A | #N/A | #N/A | #N/A | #N/A | #N/A | #N/A | #N/A | #N/A | #N/A | #N/A | #N/A | #N/A | #N/A | #N/A | #N/A | #N/A | #N/A | #N/A
[7 empty] | 6 | 29 | 4305 | 9 | 2020-06-29 | Saturday | 6 | No | #N/A | #N/A | #N/A | #N/A | #N/A | #N/A | #N/A | #N/A | #N/A | #N/A | #N/A | #N/A | #N/A | #N/A | #N/A | #N/A | #N/A | #N/A | #N/A | #N/A | #N/A | #N/A | #N/A | #N/A | #N/A | #N/A | #N/A | #N/A | #N/A | #N/A | #N/A | #N/A | #N/A | #N/A | #N/A | #N/A
[7 empty] | 6 | 29 | 4306 | 10 | 2020-06-29 | Saturday | 6 | No | #N/A | #N/A | #N/A | #N/A | #N/A | #N/A | #N/A | #N/A | #N/A | #N/A | #N/A | #N/A | #N/A | #N/A | #N/A | #N/A | #N/A | #N/A | #N/A | #N/A | #N/A | #N/A | #N/A | #N/A | #N/A | #N/A | #N/A | #N/A | #N/A | #N/A | #N/A | #N/A | #N/A | #N/A | #N/A | #N/A
[7 empty] | 6 | 29 | 4307 | 11 | 2020-06-29 | Saturday | 6 | No | #N/A | #N/A | #N/A | #N/A | #N/A | #N/A | #N/A | #N/A | #N/A | #N/A | #N/A | #N/A | #N/A | #N/A | #N/A | #N/A | #N/A | #N/A | #N/A | #N/A | #N/A | #N/A | #N/A | #N/A | #N/A | #N/A | #N/A | #N/A | #N/A | #N/A | #N/A | #N/A | #N/A | #N/A | #N/A | #N/A
[7 empty] | 6 | 29 | 4308 | 12 | 2020-06-29 | Saturday | 6 | No | #N/A | #N/A | #N/A | #N/A | #N/A | #N/A | #N/A | #N/A | #N/A | #N/A | #N/A | #N/A | #N/A | #N/A | #N/A | #N/A | #N/A | #N/A | #N/A | #N/A | #N/A | #N/A | #N/A | #N/A | #N/A | #N/A | #N/A | #N/A | #N/A | #N/A | #N/A | #N/A | #N/A | #N/A | #N/A | #N/A
[7 empty] | 6 | 29 | 4309 | 13 | 2020-06-29 | Saturday | 6 | No | #N/A | #N/A | #N/A | #N/A | #N/A | #N/A | #N/A | #N/A | #N/A | #N/A | #N/A | #N/A | #N/A | #N/A | #N/A | #N/A | #N/A | #N/A | #N/A | #N/A | #N/A | #N/A | #N/A | #N/A | #N/A | #N/A | #N/A | #N/A | #N/A | #N/A | #N/A | #N/A | #N/A | #N/A | #N/A | #N/A
[7 empty] | 6 | 29 | 4310 | 14 | 2020-06-29 | Saturday | 6 | No | #N/A | #N/A | #N/A | #N/A | #N/A | #N/A | #N/A | #N/A | #N/A | #N/A | #N/A | #N/A | #N/A | #N/A | #N/A | #N/A | #N/A | #N/A | #N/A | #N/A | #N/A | #N/A | #N/A | #N/A | #N/A | #N/A | #N/A | #N/A | #N/A | #N/A | #N/A | #N/A | #N/A | #N/A | #N/A | #N/A
[7 empty] | 6 | 29 | 4311 | 15 | 2020-06-29 | Saturday | 6 | No | #N/A | #N/A | #N/A | #N/A | #N/A | #N/A | #N/A | #N/A | #N/A | #N/A | #N/A | #N/A | #N/A | #N/A | #N/A | #N/A | #N/A | #N/A | #N/A | #N/A | #N/A | #N/A | #N/A | #N/A | #N/A | #N/A | #N/A | #N/A | #N/A | #N/A | #N/A | #N/A | #N/A | #N/A | #N/A | #N/A
[7 empty] | 6 | 29 | 4312 | 16 | 2020-06-29 | Saturday | 6 | No | #N/A | #N/A | #N/A | #N/A | #N/A | #N/A | #N/A | #N/A | #N/A | #N/A | #N/A | #N/A | #N/A | #N/A | #N/A | #N/A | #N/A | #N/A | #N/A | #N/A | #N/A | #N/A | #N/A | #N/A | #N/A | #N/A | #N/A | #N/A | #N/A | #N/A | #N/A | #N/A | #N/A | #N/A | #N/A | #N/A
[7 empty] | 6 | 29 | 4313 | 17 | 2020-06-29 | Saturday | 6 | No | #N/A | #N/A | #N/A | #N/A | #N/A | #N/A | #N/A | #N/A | #N/A | #N/A | #N/A | #N/A | #N/A | #N/A | #N/A | #N/A | #N/A | #N/A | #N/A | #N/A | #N/A | #N/A | #N/A | #N/A | #N/A | #N/A | #N/A | #N/A | #N/A | #N/A | #N/A | #N/A | #N/A | #N/A | #N/A | #N/A
[7 empty] | 6 | 29 | 4314 | 18 | 2020-06-29 | Saturday | 6 | No | #N/A | #N/A | #N/A | #N/A | #N/A | #N/A | #N/A | #N/A | #N/A | #N/A | #N/A | #N/A | #N/A | #N/A | #N/A | #N/A | #N/A | #N/A | #N/A | #N/A | #N/A | #N/A | #N/A | #N/A | #N/A | #N/A | #N/A | #N/A | #N/A | #N/A | #N/A | #N/A | #N/A | #N/A | #N/A | #N/A
[7 empty] | 6 | 29 | 4315 | 19 | 2020-06-29 | Saturday | 6 | No | #N/A | #N/A | #N/A | #N/A | #N/A | #N/A | #N/A | #N/A | #N/A | #N/A | #N/A | #N/A | #N/A | #N/A | #N/A | #N/A | #N/A | #N/A | #N/A | #N/A | #N/A | #N/A | #N/A | #N/A | #N/A | #N/A | #N/A | #N/A | #N/A | #N/A | #N/A | #N/A | #N/A | #N/A | #N/A | #N/A
[7 empty] | 6 | 29 | 4316 | 20 | 2020-06-29 | Saturday | 6 | No | #N/A | #N/A | #N/A | #N/A | #N/A | #N/A | #N/A | #N/A | #N/A | #N/A | #N/A | #N/A | #N/A | #N/A | #N/A | #N/A | #N/A | #N/A | #N/A | #N/A | #N/A | #N/A | #N/A | #N/A | #N/A | #N/A | #N/A | #N/A | #N/A | #N/A | #N/A | #N/A | #N/A | #N/A | #N/A | #N/A
[7 empty] | 6 | 29 | 4317 | 21 | 2020-06-29 | Saturday | 6 | No | #N/A | #N/A | #N/A | #N/A | #N/A | #N/A | #N/A | #N/A | #N/A | #N/A | #N/A | #N/A | #N/A | #N/A | #N/A | #N/A | #N/A | #N/A | #N/A | #N/A | #N/A | #N/A | #N/A | #N/A | #N/A | #N/A | #N/A | #N/A | #N/A | #N/A | #N/A | #N/A | #N/A | #N/A | #N/A | #N/A
[7 empty] | 6 | 29 | 4318 | 22 | 2020-06-29 | Saturday | 6 | No | #N/A | #N/A | #N/A | #N/A | #N/A | #N/A | #N/A | #N/A | #N/A | #N/A | #N/A | #N/A | #N/A | #N/A | #N/A | #N/A | #N/A | #N/A | #N/A | #N/A | #N/A | #N/A | #N/A | #N/A | #N/A | #N/A | #N/A | #N/A | #N/A | #N/A | #N/A | #N/A | #N/A | #N/A | #N/A | #N/A
[7 empty] | 6 | 29 | 4319 | 23 | 2020-06-29 | Saturday | 6 | No | #N/A | #N/A | #N/A | #N/A | #N/A | #N/A | #N/A | #N/A | #N/A | #N/A | #N/A | #N/A | #N/A | #N/A | #N/A | #N/A | #N/A | #N/A | #N/A | #N/A | #N/A | #N/A | #N/A | #N/A | #N/A | #N/A | #N/A | #N/A | #N/A | #N/A | #N/A | #N/A | #N/A | #N/A | #N/A | #N/A
[7 empty] | 6 | 29 | 4320 | 24 | 2020-06-29 | Saturday | 6 | No | #N/A | #N/A | #N/A | #N/A | #N/A | #N/A | #N/A | #N/A | #N/A | #N/A | #N/A | #N/A | #N/A | #N/A | #N/A | #N/A | #N/A | #N/A | #N/A | #N/A | #N/A | #N/A | #N/A | #N/A | #N/A | #N/A | #N/A | #N/A | #N/A | #N/A | #N/A | #N/A | #N/A | #N/A | #N/A | #N/A
[7 empty] | 6 | 30 | 4321 | 1 | 2020-06-30 | Sunday | 7 | No | #N/A | #N/A | #N/A | #N/A | #N/A | #N/A | #N/A | #N/A | #N/A | #N/A | #N/A | #N/A | #N/A | #N/A | #N/A | #N/A | #N/A | #N/A | #N/A | #N/A | #N/A | #N/A | #N/A | #N/A | #N/A | #N/A | #N/A | #N/A | #N/A | #N/A | #N/A | #N/A | #N/A | #N/A | #N/A | #N/A
[7 empty] | 6 | 30 | 4322 | 2 | 2020-06-30 | Sunday | 7 | No | #N/A | #N/A | #N/A | #N/A | #N/A | #N/A | #N/A | #N/A | #N/A | #N/A | #N/A | #N/A | #N/A | #N/A | #N/A | #N/A | #N/A | #N/A | #N/A | #N/A | #N/A | #N/A | #N/A | #N/A | #N/A | #N/A | #N/A | #N/A | #N/A | #N/A | #N/A | #N/A | #N/A | #N/A | #N/A | #N/A
[7 empty] | 6 | 30 | 4323 | 3 | 2020-06-30 | Sunday | 7 | No | #N/A | #N/A | #N/A | #N/A | #N/A | #N/A | #N/A | #N/A | #N/A | #N/A | #N/A | #N/A | #N/A | #N/A | #N/A | #N/A | #N/A | #N/A | #N/A | #N/A | #N/A | #N/A | #N/A | #N/A | #N/A | #N/A | #N/A | #N/A | #N/A | #N/A | #N/A | #N/A | #N/A | #N/A | #N/A | #N/A
[7 empty] | 6 | 30 | 4324 | 4 | 2020-06-30 | Sunday | 7 | No | #N/A | #N/A | #N/A | #N/A | #N/A | #N/A | #N/A | #N/A | #N/A | #N/A | #N/A | #N/A | #N/A | #N/A | #N/A | #N/A | #N/A | #N/A | #N/A | #N/A | #N/A | #N/A | #N/A | #N/A | #N/A | #N/A | #N/A | #N/A | #N/A | #N/A | #N/A | #N/A | #N/A | #N/A | #N/A | #N/A
[7 empty] | 6 | 30 | 4325 | 5 | 2020-06-30 | Sunday | 7 | No | #N/A | #N/A | #N/A | #N/A | #N/A | #N/A | #N/A | #N/A | #N/A | #N/A | #N/A | #N/A | #N/A | #N/A | #N/A | #N/A | #N/A | #N/A | #N/A | #N/A | #N/A | #N/A | #N/A | #N/A | #N/A | #N/A | #N/A | #N/A | #N/A | #N/A | #N/A | #N/A | #N/A | #N/A | #N/A | #N/A
[7 empty] | 6 | 30 | 4326 | 6 | 2020-06-30 | Sunday | 7 | No | #N/A | #N/A | #N/A | #N/A | #N/A | #N/A | #N/A | #N/A | #N/A | #N/A | #N/A | #N/A | #N/A | #N/A | #N/A | #N/A | #N/A | #N/A | #N/A | #N/A | #N/A | #N/A | #N/A | #N/A | #N/A | #N/A | #N/A | #N/A | #N/A | #N/A | #N/A | #N/A | #N/A | #N/A | #N/A | #N/A
[7 empty] | 6 | 30 | 4327 | 7 | 2020-06-30 | Sunday | 7 | No | #N/A | #N/A | #N/A | #N/A | #N/A | #N/A | #N/A | #N/A | #N/A | #N/A | #N/A | #N/A | #N/A | #N/A | #N/A | #N/A | #N/A | #N/A | #N/A | #N/A | #N/A | #N/A | #N/A | #N/A | #N/A | #N/A | #N/A | #N/A | #N/A | #N/A | #N/A | #N/A | #N/A | #N/A | #N/A | #N/A
[7 empty] | 6 | 30 | 4328 | 8 | 2020-06-30 | Sunday | 7 | No | #N/A | #N/A | #N/A | #N/A | #N/A | #N/A | #N/A | #N/A | #N/A | #N/A | #N/A | #N/A | #N/A | #N/A | #N/A | #N/A | #N/A | #N/A | #N/A | #N/A | #N/A | #N/A | #N/A | #N/A | #N/A | #N/A | #N/A | #N/A | #N/A | #N/A | #N/A | #N/A | #N/A | #N/A | #N/A | #N/A
[7 empty] | 6 | 30 | 4329 | 9 | 2020-06-30 | Sunday | 7 | No | #N/A | #N/A | #N/A | #N/A | #N/A | #N/A | #N/A | #N/A | #N/A | #N/A | #N/A | #N/A | #N/A | #N/A | #N/A | #N/A | #N/A | #N/A | #N/A | #N/A | #N/A | #N/A | #N/A | #N/A | #N/A | #N/A | #N/A | #N/A | #N/A | #N/A | #N/A | #N/A | #N/A | #N/A | #N/A | #N/A
[7 empty] | 6 | 30 | 4330 | 10 | 2020-06-30 | Sunday | 7 | No | #N/A | #N/A | #N/A | #N/A | #N/A | #N/A | #N/A | #N/A | #N/A | #N/A | #N/A | #N/A | #N/A | #N/A | #N/A | #N/A | #N/A | #N/A | #N/A | #N/A | #N/A | #N/A | #N/A | #N/A | #N/A | #N/A | #N/A | #N/A | #N/A | #N/A | #N/A | #N/A | #N/A | #N/A | #N/A | #N/A
[7 empty] | 6 | 30 | 4331 | 11 | 2020-06-30 | Sunday | 7 | No | #N/A | #N/A | #N/A | #N/A | #N/A | #N/A | #N/A | #N/A | #N/A | #N/A | #N/A | #N/A | #N/A | #N/A | #N/A | #N/A | #N/A | #N/A | #N/A | #N/A | #N/A | #N/A | #N/A | #N/A | #N/A | #N/A | #N/A | #N/A | #N/A | #N/A | #N/A | #N/A | #N/A | #N/A | #N/A | #N/A
[7 empty] | 6 | 30 | 4332 | 12 | 2020-06-30 | Sunday | 7 | No | #N/A | #N/A | #N/A | #N/A | #N/A | #N/A | #N/A | #N/A | #N/A | #N/A | #N/A | #N/A | #N/A | #N/A | #N/A | #N/A | #N/A | #N/A | #N/A | #N/A | #N/A | #N/A | #N/A | #N/A | #N/A | #N/A | #N/A | #N/A | #N/A | #N/A | #N/A | #N/A | #N/A | #N/A | #N/A | #N/A
[7 empty] | 6 | 30 | 4333 | 13 | 2020-06-30 | Sunday | 7 | No | #N/A | #N/A | #N/A | #N/A | #N/A | #N/A | #N/A | #N/A | #N/A | #N/A | #N/A | #N/A | #N/A | #N/A | #N/A | #N/A | #N/A | #N/A | #N/A | #N/A | #N/A | #N/A | #N/A | #N/A | #N/A | #N/A | #N/A | #N/A | #N/A | #N/A | #N/A | #N/A | #N/A | #N/A | #N/A | #N/A
[7 empty] | 6 | 30 | 4334 | 14 | 2020-06-30 | Sunday | 7 | No | #N/A | #N/A | #N/A | #N/A | #N/A | #N/A | #N/A | #N/A | #N/A | #N/A | #N/A | #N/A | #N/A | #N/A | #N/A | #N/A | #N/A | #N/A | #N/A | #N/A | #N/A | #N/A | #N/A | #N/A | #N/A | #N/A | #N/A | #N/A | #N/A | #N/A | #N/A | #N/A | #N/A | #N/A | #N/A | #N/A
[7 empty] | 6 | 30 | 4335 | 15 | 2020-06-30 | Sunday | 7 | No | #N/A | #N/A | #N/A | #N/A | #N/A | #N/A | #N/A | #N/A | #N/A | #N/A | #N/A | #N/A | #N/A | #N/A | #N/A | #N/A | #N/A | #N/A | #N/A | #N/A | #N/A | #N/A | #N/A | #N/A | #N/A | #N/A | #N/A | #N/A | #N/A | #N/A | #N/A | #N/A | #N/A | #N/A | #N/A | #N/A
[7 empty] | 6 | 30 | 4336 | 16 | 2020-06-30 | Sunday | 7 | No | #N/A | #N/A | #N/A | #N/A | #N/A | #N/A | #N/A | #N/A | #N/A | #N/A | #N/A | #N/A | #N/A | #N/A | #N/A | #N/A | #N/A | #N/A | #N/A | #N/A | #N/A | #N/A | #N/A | #N/A | #N/A | #N/A | #N/A | #N/A | #N/A | #N/A | #N/A | #N/A | #N/A | #N/A | #N/A | #N/A
[7 empty] | 6 | 30 | 4337 | 17 | 2020-06-30 | Sunday | 7 | No | #N/A | #N/A | #N/A | #N/A | #N/A | #N/A | #N/A | #N/A | #N/A | #N/A | #N/A | #N/A | #N/A | #N/A | #N/A | #N/A | #N/A | #N/A | #N/A | #N/A | #N/A | #N/A | #N/A | #N/A | #N/A | #N/A | #N/A | #N/A | #N/A | #N/A | #N/A | #N/A | #N/A | #N/A | #N/A | #N/A
[7 empty] | 6 | 30 | 4338 | 18 | 2020-06-30 | Sunday | 7 | No | #N/A | #N/A | #N/A | #N/A | #N/A | #N/A | #N/A | #N/A | #N/A | #N/A | #N/A | #N/A | #N/A | #N/A | #N/A | #N/A | #N/A | #N/A | #N/A | #N/A | #N/A | #N/A | #N/A | #N/A | #N/A | #N/A | #N/A | #N/A | #N/A | #N/A | #N/A | #N/A | #N/A | #N/A | #N/A | #N/A
[7 empty] | 6 | 30 | 4339 | 19 | 2020-06-30 | Sunday | 7 | No | #N/A | #N/A | #N/A | #N/A | #N/A | #N/A | #N/A | #N/A | #N/A | #N/A | #N/A | #N/A | #N/A | #N/A | #N/A | #N/A | #N/A | #N/A | #N/A | #N/A | #N/A | #N/A | #N/A | #N/A | #N/A | #N/A | #N/A | #N/A | #N/A | #N/A | #N/A | #N/A | #N/A | #N/A | #N/A | #N/A
[7 empty] | 6 | 30 | 4340 | 20 | 2020-06-30 | Sunday | 7 | No | #N/A | #N/A | #N/A | #N/A | #N/A | #N/A | #N/A | #N/A | #N/A | #N/A | #N/A | #N/A | #N/A | #N/A | #N/A | #N/A | #N/A | #N/A | #N/A | #N/A | #N/A | #N/A | #N/A | #N/A | #N/A | #N/A | #N/A | #N/A | #N/A | #N/A | #N/A | #N/A | #N/A | #N/A | #N/A | #N/A
[7 empty] | 6 | 30 | 4341 | 21 | 2020-06-30 | Sunday | 7 | No | #N/A | #N/A | #N/A | #N/A | #N/A | #N/A | #N/A | #N/A | #N/A | #N/A | #N/A | #N/A | #N/A | #N/A | #N/A | #N/A | #N/A | #N/A | #N/A | #N/A | #N/A | #N/A | #N/A | #N/A | #N/A | #N/A | #N/A | #N/A | #N/A | #N/A | #N/A | #N/A | #N/A | #N/A | #N/A | #N/A
[7 empty] | 6 | 30 | 4342 | 22 | 2020-06-30 | Sunday | 7 | No | #N/A | #N/A | #N/A | #N/A | #N/A | #N/A | #N/A | #N/A | #N/A | #N/A | #N/A | #N/A | #N/A | #N/A | #N/A | #N/A | #N/A | #N/A | #N/A | #N/A | #N/A | #N/A | #N/A | #N/A | #N/A | #N/A | #N/A | #N/A | #N/A | #N/A | #N/A | #N/A | #N/A | #N/A | #N/A | #N/A
[7 empty] | 6 | 30 | 4343 | 23 | 2020-06-30 | Sunday | 7 | No | #N/A | #N/A | #N/A | #N/A | #N/A | #N/A | #N/A | #N/A | #N/A | #N/A | #N/A | #N/A | #N/A | #N/A | #N/A | #N/A | #N/A | #N/A | #N/A | #N/A | #N/A | #N/A | #N/A | #N/A | #N/A | #N/A | #N/A | #N/A | #N/A | #N/A | #N/A | #N/A | #N/A | #N/A | #N/A | #N/A
[7 empty] | 6 | 30 | 4344 | 24 | 2020-06-30 | Sunday | 7 | No | #N/A | #N/A | #N/A | #N/A | #N/A | #N/A | #N/A | #N/A | #N/A | #N/A | #N/A | #N/A | #N/A | #N/A | #N/A | #N/A | #N/A | #N/A | #N/A | #N/A | #N/A | #N/A | #N/A | #N/A | #N/A | #N/A | #N/A | #N/A | #N/A | #N/A | #N/A | #N/A | #N/A | #N/A | #N/A | #N/A
[7 empty] | 7 | 1 | 4345 | 1 | 2020-07-01 | Monday | 1 | No | #N/A | #N/A | #N/A | #N/A | #N/A | #N/A | #N/A | #N/A | #N/A | #N/A | #N/A | #N/A | #N/A | #N/A | #N/A | #N/A | #N/A | #N/A | #N/A | #N/A | #N/A | #N/A | #N/A | #N/A | #N/A | #N/A | #N/A | #N/A | #N/A | #N/A | #N/A | #N/A | #N/A | #N/A | #N/A | #N/A
[7 empty] | 7 | 1 | 4346 | 2 | 2020-07-01 | Monday | 1 | No | #N/A | #N/A | #N/A | #N/A | #N/A | #N/A | #N/A | #N/A | #N/A | #N/A | #N/A | #N/A | #N/A | #N/A | #N/A | #N/A | #N/A | #N/A | #N/A | #N/A | #N/A | #N/A | #N/A | #N/A | #N/A | #N/A | #N/A | #N/A | #N/A | #N/A | #N/A | #N/A | #N/A | #N/A | #N/A | #N/A
[7 empty] | 7 | 1 | 4347 | 3 | 2020-07-01 | Monday | 1 | No | #N/A | #N/A | #N/A | #N/A | #N/A | #N/A | #N/A | #N/A | #N/A | #N/A | #N/A | #N/A | #N/A | #N/A | #N/A | #N/A | #N/A | #N/A | #N/A | #N/A | #N/A | #N/A | #N/A | #N/A | #N/A | #N/A | #N/A | #N/A | #N/A | #N/A | #N/A | #N/A | #N/A | #N/A | #N/A | #N/A
[7 empty] | 7 | 1 | 4348 | 4 | 2020-07-01 | Monday | 1 | No | #N/A | #N/A | #N/A | #N/A | #N/A | #N/A | #N/A | #N/A | #N/A | #N/A | #N/A | #N/A | #N/A | #N/A | #N/A | #N/A | #N/A | #N/A | #N/A | #N/A | #N/A | #N/A | #N/A | #N/A | #N/A | #N/A | #N/A | #N/A | #N/A | #N/A | #N/A | #N/A | #N/A | #N/A | #N/A | #N/A
[7 empty] | 7 | 1 | 4349 | 5 | 2020-07-01 | Monday | 1 | No | #N/A | #N/A | #N/A | #N/A | #N/A | #N/A | #N/A | #N/A | #N/A | #N/A | #N/A | #N/A | #N/A | #N/A | #N/A | #N/A | #N/A | #N/A | #N/A | #N/A | #N/A | #N/A | #N/A | #N/A | #N/A | #N/A | #N/A | #N/A | #N/A | #N/A | #N/A | #N/A | #N/A | #N/A | #N/A | #N/A
[7 empty] | 7 | 1 | 4350 | 6 | 2020-07-01 | Monday | 1 | No | #N/A | #N/A | #N/A | #N/A | #N/A | #N/A | #N/A | #N/A | #N/A | #N/A | #N/A | #N/A | #N/A | #N/A | #N/A | #N/A | #N/A | #N/A | #N/A | #N/A | #N/A | #N/A | #N/A | #N/A | #N/A | #N/A | #N/A | #N/A | #N/A | #N/A | #N/A | #N/A | #N/A | #N/A | #N/A | #N/A
[7 empty] | 7 | 1 | 4351 | 7 | 2020-07-01 | Monday | 1 | No | #N/A | #N/A | #N/A | #N/A | #N/A | #N/A | #N/A | #N/A | #N/A | #N/A | #N/A | #N/A | #N/A | #N/A | #N/A | #N/A | #N/A | #N/A | #N/A | #N/A | #N/A | #N/A | #N/A | #N/A | #N/A | #N/A | #N/A | #N/A | #N/A | #N/A | #N/A | #N/A | #N/A | #N/A | #N/A | #N/A
[7 empty] | 7 | 1 | 4352 | 8 | 2020-07-01 | Monday | 1 | No | #N/A | #N/A | #N/A | #N/A | #N/A | #N/A | #N/A | #N/A | #N/A | #N/A | #N/A | #N/A | #N/A | #N/A | #N/A | #N/A | #N/A | #N/A | #N/A | #N/A | #N/A | #N/A | #N/A | #N/A | #N/A | #N/A | #N/A | #N/A | #N/A | #N/A | #N/A | #N/A | #N/A | #N/A | #N/A | #N/A
[7 empty] | 7 | 1 | 4353 | 9 | 2020-07-01 | Monday | 1 | No | #N/A | #N/A | #N/A | #N/A | #N/A | #N/A | #N/A | #N/A | #N/A | #N/A | #N/A | #N/A | #N/A | #N/A | #N/A | #N/A | #N/A | #N/A | #N/A | #N/A | #N/A | #N/A | #N/A | #N/A | #N/A | #N/A | #N/A | #N/A | #N/A | #N/A | #N/A | #N/A | #N/A | #N/A | #N/A | #N/A
[7 empty] | 7 | 1 | 4354 | 10 | 2020-07-01 | Monday | 1 | No | #N/A | #N/A | #N/A | #N/A | #N/A | #N/A | #N/A | #N/A | #N/A | #N/A | #N/A | #N/A | #N/A | #N/A | #N/A | #N/A | #N/A | #N/A | #N/A | #N/A | #N/A | #N/A | #N/A | #N/A | #N/A | #N/A | #N/A | #N/A | #N/A | #N/A | #N/A | #N/A | #N/A | #N/A | #N/A | #N/A
[7 empty] | 7 | 1 | 4355 | 11 | 2020-07-01 | Monday | 1 | No | #N/A | #N/A | #N/A | #N/A | #N/A | #N/A | #N/A | #N/A | #N/A | #N/A | #N/A | #N/A | #N/A | #N/A | #N/A | #N/A | #N/A | #N/A | #N/A | #N/A | #N/A | #N/A | #N/A | #N/A | #N/A | #N/A | #N/A | #N/A | #N/A | #N/A | #N/A | #N/A | #N/A | #N/A | #N/A | #N/A
[7 empty] | 7 | 1 | 4356 | 12 | 2020-07-01 | Monday | 1 | No | #N/A | #N/A | #N/A | #N/A | #N/A | #N/A | #N/A | #N/A | #N/A | #N/A | #N/A | #N/A | #N/A | #N/A | #N/A | #N/A | #N/A | #N/A | #N/A | #N/A | #N/A | #N/A | #N/A | #N/A | #N/A | #N/A | #N/A | #N/A | #N/A | #N/A | #N/A | #N/A | #N/A | #N/A | #N/A | #N/A
[7 empty] | 7 | 1 | 4357 | 13 | 2020-07-01 | Monday | 1 | No | #N/A | #N/A | #N/A | #N/A | #N/A | #N/A | #N/A | #N/A | #N/A | #N/A | #N/A | #N/A | #N/A | #N/A | #N/A | #N/A | #N/A | #N/A | #N/A | #N/A | #N/A | #N/A | #N/A | #N/A | #N/A | #N/A | #N/A | #N/A | #N/A | #N/A | #N/A | #N/A | #N/A | #N/A | #N/A | #N/A
[7 empty] | 7 | 1 | 4358 | 14 | 2020-07-01 | Monday | 1 | No | #N/A | #N/A | #N/A | #N/A | #N/A | #N/A | #N/A | #N/A | #N/A | #N/A | #N/A | #N/A | #N/A | #N/A | #N/A | #N/A | #N/A | #N/A | #N/A | #N/A | #N/A | #N/A | #N/A | #N/A | #N/A | #N/A | #N/A | #N/A | #N/A | #N/A | #N/A | #N/A | #N/A | #N/A | #N/A | #N/A
[7 empty] | 7 | 1 | 4359 | 15 | 2020-07-01 | Monday | 1 | No | #N/A | #N/A | #N/A | #N/A | #N/A | #N/A | #N/A | #N/A | #N/A | #N/A | #N/A | #N/A | #N/A | #N/A | #N/A | #N/A | #N/A | #N/A | #N/A | #N/A | #N/A | #N/A | #N/A | #N/A | #N/A | #N/A | #N/A | #N/A | #N/A | #N/A | #N/A | #N/A | #N/A | #N/A | #N/A | #N/A
[7 empty] | 7 | 1 | 4360 | 16 | 2020-07-01 | Monday | 1 | No | #N/A | #N/A | #N/A | #N/A | #N/A | #N/A | #N/A | #N/A | #N/A | #N/A | #N/A | #N/A | #N/A | #N/A | #N/A | #N/A | #N/A | #N/A | #N/A | #N/A | #N/A | #N/A | #N/A | #N/A | #N/A | #N/A | #N/A | #N/A | #N/A | #N/A | #N/A | #N/A | #N/A | #N/A | #N/A | #N/A
[7 empty] | 7 | 1 | 4361 | 17 | 2020-07-01 | Monday | 1 | No | #N/A | #N/A | #N/A | #N/A | #N/A | #N/A | #N/A | #N/A | #N/A | #N/A | #N/A | #N/A | #N/A | #N/A | #N/A | #N/A | #N/A | #N/A | #N/A | #N/A | #N/A | #N/A | #N/A | #N/A | #N/A | #N/A | #N/A | #N/A | #N/A | #N/A | #N/A | #N/A | #N/A | #N/A | #N/A | #N/A
[7 empty] | 7 | 1 | 4362 | 18 | 2020-07-01 | Monday | 1 | No | #N/A | #N/A | #N/A | #N/A | #N/A | #N/A | #N/A | #N/A | #N/A | #N/A | #N/A | #N/A | #N/A | #N/A | #N/A | #N/A | #N/A | #N/A | #N/A | #N/A | #N/A | #N/A | #N/A | #N/A | #N/A | #N/A | #N/A | #N/A | #N/A | #N/A | #N/A | #N/A | #N/A | #N/A | #N/A | #N/A
[7 empty] | 7 | 1 | 4363 | 19 | 2020-07-01 | Monday | 1 | No | #N/A | #N/A | #N/A | #N/A | #N/A | #N/A | #N/A | #N/A | #N/A | #N/A | #N/A | #N/A | #N/A | #N/A | #N/A | #N/A | #N/A | #N/A | #N/A | #N/A | #N/A | #N/A | #N/A | #N/A | #N/A | #N/A | #N/A | #N/A | #N/A | #N/A | #N/A | #N/A | #N/A | #N/A | #N/A | #N/A
[7 empty] | 7 | 1 | 4364 | 20 | 2020-07-01 | Monday | 1 | No | #N/A | #N/A | #N/A | #N/A | #N/A | #N/A | #N/A | #N/A | #N/A | #N/A | #N/A | #N/A | #N/A | #N/A | #N/A | #N/A | #N/A | #N/A | #N/A | #N/A | #N/A | #N/A | #N/A | #N/A | #N/A | #N/A | #N/A | #N/A | #N/A | #N/A | #N/A | #N/A | #N/A | #N/A | #N/A | #N/A
[7 empty] | 7 | 1 | 4365 | 21 | 2020-07-01 | Monday | 1 | No | #N/A | #N/A | #N/A | #N/A | #N/A | #N/A | #N/A | #N/A | #N/A | #N/A | #N/A | #N/A | #N/A | #N/A | #N/A | #N/A | #N/A | #N/A | #N/A | #N/A | #N/A | #N/A | #N/A | #N/A | #N/A | #N/A | #N/A | #N/A | #N/A | #N/A | #N/A | #N/A | #N/A | #N/A | #N/A | #N/A
[7 empty] | 7 | 1 | 4366 | 22 | 2020-07-01 | Monday | 1 | No | #N/A | #N/A | #N/A | #N/A | #N/A | #N/A | #N/A | #N/A | #N/A | #N/A | #N/A | #N/A | #N/A | #N/A | #N/A | #N/A | #N/A | #N/A | #N/A | #N/A | #N/A | #N/A | #N/A | #N/A | #N/A | #N/A | #N/A | #N/A | #N/A | #N/A | #N/A | #N/A | #N/A | #N/A | #N/A | #N/A
[7 empty] | 7 | 1 | 4367 | 23 | 2020-07-01 | Monday | 1 | No | #N/A | #N/A | #N/A | #N/A | #N/A | #N/A | #N/A | #N/A | #N/A | #N/A | #N/A | #N/A | #N/A | #N/A | #N/A | #N/A | #N/A | #N/A | #N/A | #N/A | #N/A | #N/A | #N/A | #N/A | #N/A | #N/A | #N/A | #N/A | #N/A | #N/A | #N/A | #N/A | #N/A | #N/A | #N/A | #N/A
[7 empty] | 7 | 1 | 4368 | 24 | 2020-07-01 | Monday | 1 | No | #N/A | #N/A | #N/A | #N/A | #N/A | #N/A | #N/A | #N/A | #N/A | #N/A | #N/A | #N/A | #N/A | #N/A | #N/A | #N/A | #N/A | #N/A | #N/A | #N/A | #N/A | #N/A | #N/A | #N/A | #N/A | #N/A | #N/A | #N/A | #N/A | #N/A | #N/A | #N/A | #N/A | #N/A | #N/A | #N/A
[7 empty] | 7 | 2 | 4369 | 1 | 2020-07-02 | Tuesday | 2 | No | #N/A | #N/A | #N/A | #N/A | #N/A | #N/A | #N/A | #N/A | #N/A | #N/A | #N/A | #N/A | #N/A | #N/A | #N/A | #N/A | #N/A | #N/A | #N/A | #N/A | #N/A | #N/A | #N/A | #N/A | #N/A | #N/A | #N/A | #N/A | #N/A | #N/A | #N/A | #N/A | #N/A | #N/A | #N/A | #N/A
[7 empty] | 7 | 2 | 4370 | 2 | 2020-07-02 | Tuesday | 2 | No | #N/A | #N/A | #N/A | #N/A | #N/A | #N/A | #N/A | #N/A | #N/A | #N/A | #N/A | #N/A | #N/A | #N/A | #N/A | #N/A | #N/A | #N/A | #N/A | #N/A | #N/A | #N/A | #N/A | #N/A | #N/A | #N/A | #N/A | #N/A | #N/A | #N/A | #N/A | #N/A | #N/A | #N/A | #N/A | #N/A
[7 empty] | 7 | 2 | 4371 | 3 | 2020-07-02 | Tuesday | 2 | No | #N/A | #N/A | #N/A | #N/A | #N/A | #N/A | #N/A | #N/A | #N/A | #N/A | #N/A | #N/A | #N/A | #N/A | #N/A | #N/A | #N/A | #N/A | #N/A | #N/A | #N/A | #N/A | #N/A | #N/A | #N/A | #N/A | #N/A | #N/A | #N/A | #N/A | #N/A | #N/A | #N/A | #N/A | #N/A | #N/A
[7 empty] | 7 | 2 | 4372 | 4 | 2020-07-02 | Tuesday | 2 | No | #N/A | #N/A | #N/A | #N/A | #N/A | #N/A | #N/A | #N/A | #N/A | #N/A | #N/A | #N/A | #N/A | #N/A | #N/A | #N/A | #N/A | #N/A | #N/A | #N/A | #N/A | #N/A | #N/A | #N/A | #N/A | #N/A | #N/A | #N/A | #N/A | #N/A | #N/A | #N/A | #N/A | #N/A | #N/A | #N/A
[7 empty] | 7 | 2 | 4373 | 5 | 2020-07-02 | Tuesday | 2 | No | #N/A | #N/A | #N/A | #N/A | #N/A | #N/A | #N/A | #N/A | #N/A | #N/A | #N/A | #N/A | #N/A | #N/A | #N/A | #N/A | #N/A | #N/A | #N/A | #N/A | #N/A | #N/A | #N/A | #N/A | #N/A | #N/A | #N/A | #N/A | #N/A | #N/A | #N/A | #N/A | #N/A | #N/A | #N/A | #N/A
[7 empty] | 7 | 2 | 4374 | 6 | 2020-07-02 | Tuesday | 2 | No | #N/A | #N/A | #N/A | #N/A | #N/A | #N/A | #N/A | #N/A | #N/A | #N/A | #N/A | #N/A | #N/A | #N/A | #N/A | #N/A | #N/A | #N/A | #N/A | #N/A | #N/A | #N/A | #N/A | #N/A | #N/A | #N/A | #N/A | #N/A | #N/A | #N/A | #N/A | #N/A | #N/A | #N/A | #N/A | #N/A
[7 empty] | 7 | 2 | 4375 | 7 | 2020-07-02 | Tuesday | 2 | No | #N/A | #N/A | #N/A | #N/A | #N/A | #N/A | #N/A | #N/A | #N/A | #N/A | #N/A | #N/A | #N/A | #N/A | #N/A | #N/A | #N/A | #N/A | #N/A | #N/A | #N/A | #N/A | #N/A | #N/A | #N/A | #N/A | #N/A | #N/A | #N/A | #N/A | #N/A | #N/A | #N/A | #N/A | #N/A | #N/A
[7 empty] | 7 | 2 | 4376 | 8 | 2020-07-02 | Tuesday | 2 | No | #N/A | #N/A | #N/A | #N/A | #N/A | #N/A | #N/A | #N/A | #N/A | #N/A | #N/A | #N/A | #N/A | #N/A | #N/A | #N/A | #N/A | #N/A | #N/A | #N/A | #N/A | #N/A | #N/A | #N/A | #N/A | #N/A | #N/A | #N/A | #N/A | #N/A | #N/A | #N/A | #N/A | #N/A | #N/A | #N/A
[7 empty] | 7 | 2 | 4377 | 9 | 2020-07-02 | Tuesday | 2 | No | #N/A | #N/A | #N/A | #N/A | #N/A | #N/A | #N/A | #N/A | #N/A | #N/A | #N/A | #N/A | #N/A | #N/A | #N/A | #N/A | #N/A | #N/A | #N/A | #N/A | #N/A | #N/A | #N/A | #N/A | #N/A | #N/A | #N/A | #N/A | #N/A | #N/A | #N/A | #N/A | #N/A | #N/A | #N/A | #N/A
[7 empty] | 7 | 2 | 4378 | 10 | 2020-07-02 | Tuesday | 2 | No | #N/A | #N/A | #N/A | #N/A | #N/A | #N/A | #N/A | #N/A | #N/A | #N/A | #N/A | #N/A | #N/A | #N/A | #N/A | #N/A | #N/A | #N/A | #N/A | #N/A | #N/A | #N/A | #N/A | #N/A | #N/A | #N/A | #N/A | #N/A | #N/A | #N/A | #N/A | #N/A | #N/A | #N/A | #N/A | #N/A
[7 empty] | 7 | 2 | 4379 | 11 | 2020-07-02 | Tuesday | 2 | No | #N/A | #N/A | #N/A | #N/A | #N/A | #N/A | #N/A | #N/A | #N/A | #N/A | #N/A | #N/A | #N/A | #N/A | #N/A | #N/A | #N/A | #N/A | #N/A | #N/A | #N/A | #N/A | #N/A | #N/A | #N/A | #N/A | #N/A | #N/A | #N/A | #N/A | #N/A | #N/A | #N/A | #N/A | #N/A | #N/A
[7 empty] | 7 | 2 | 4380 | 12 | 2020-07-02 | Tuesday | 2 | No | #N/A | #N/A | #N/A | #N/A | #N/A | #N/A | #N/A | #N/A | #N/A | #N/A | #N/A | #N/A | #N/A | #N/A | #N/A | #N/A | #N/A | #N/A | #N/A | #N/A | #N/A | #N/A | #N/A | #N/A | #N/A | #N/A | #N/A | #N/A | #N/A | #N/A | #N/A | #N/A | #N/A | #N/A | #N/A | #N/A
[7 empty] | 7 | 2 | 4381 | 13 | 2020-07-02 | Tuesday | 2 | No | #N/A | #N/A | #N/A | #N/A | #N/A | #N/A | #N/A | #N/A | #N/A | #N/A | #N/A | #N/A | #N/A | #N/A | #N/A | #N/A | #N/A | #N/A | #N/A | #N/A | #N/A | #N/A | #N/A | #N/A | #N/A | #N/A | #N/A | #N/A | #N/A | #N/A | #N/A | #N/A | #N/A | #N/A | #N/A | #N/A
[7 empty] | 7 | 2 | 4382 | 14 | 2020-07-02 | Tuesday | 2 | No | #N/A | #N/A | #N/A | #N/A | #N/A | #N/A | #N/A | #N/A | #N/A | #N/A | #N/A | #N/A | #N/A | #N/A | #N/A | #N/A | #N/A | #N/A | #N/A | #N/A | #N/A | #N/A | #N/A | #N/A | #N/A | #N/A | #N/A | #N/A | #N/A | #N/A | #N/A | #N/A | #N/A | #N/A | #N/A | #N/A
[7 empty] | 7 | 2 | 4383 | 15 | 2020-07-02 | Tuesday | 2 | No | #N/A | #N/A | #N/A | #N/A | #N/A | #N/A | #N/A | #N/A | #N/A | #N/A | #N/A | #N/A | #N/A | #N/A | #N/A | #N/A | #N/A | #N/A | #N/A | #N/A | #N/A | #N/A | #N/A | #N/A | #N/A | #N/A | #N/A | #N/A | #N/A | #N/A | #N/A | #N/A | #N/A | #N/A | #N/A | #N/A
[7 empty] | 7 | 2 | 4384 | 16 | 2020-07-02 | Tuesday | 2 | No | #N/A | #N/A | #N/A | #N/A | #N/A | #N/A | #N/A | #N/A | #N/A | #N/A | #N/A | #N/A | #N/A | #N/A | #N/A | #N/A | #N/A | #N/A | #N/A | #N/A | #N/A | #N/A | #N/A | #N/A | #N/A | #N/A | #N/A | #N/A | #N/A | #N/A | #N/A | #N/A | #N/A | #N/A | #N/A | #N/A
[7 empty] | 7 | 2 | 4385 | 17 | 2020-07-02 | Tuesday | 2 | No | #N/A | #N/A | #N/A | #N/A | #N/A | #N/A | #N/A | #N/A | #N/A | #N/A | #N/A | #N/A | #N/A | #N/A | #N/A | #N/A | #N/A | #N/A | #N/A | #N/A | #N/A | #N/A | #N/A | #N/A | #N/A | #N/A | #N/A | #N/A | #N/A | #N/A | #N/A | #N/A | #N/A | #N/A | #N/A | #N/A
[7 empty] | 7 | 2 | 4386 | 18 | 2020-07-02 | Tuesday | 2 | No | #N/A | #N/A | #N/A | #N/A | #N/A | #N/A | #N/A | #N/A | #N/A | #N/A | #N/A | #N/A | #N/A | #N/A | #N/A | #N/A | #N/A | #N/A | #N/A | #N/A | #N/A | #N/A | #N/A | #N/A | #N/A | #N/A | #N/A | #N/A | #N/A | #N/A | #N/A | #N/A | #N/A | #N/A | #N/A | #N/A
[7 empty] | 7 | 2 | 4387 | 19 | 2020-07-02 | Tuesday | 2 | No | #N/A | #N/A | #N/A | #N/A | #N/A | #N/A | #N/A | #N/A | #N/A | #N/A | #N/A | #N/A | #N/A | #N/A | #N/A | #N/A | #N/A | #N/A | #N/A | #N/A | #N/A | #N/A | #N/A | #N/A | #N/A | #N/A | #N/A | #N/A | #N/A | #N/A | #N/A | #N/A | #N/A | #N/A | #N/A | #N/A
[7 empty] | 7 | 2 | 4388 | 20 | 2020-07-02 | Tuesday | 2 | No | #N/A | #N/A | #N/A | #N/A | #N/A | #N/A | #N/A | #N/A | #N/A | #N/A | #N/A | #N/A | #N/A | #N/A | #N/A | #N/A | #N/A | #N/A | #N/A | #N/A | #N/A | #N/A | #N/A | #N/A | #N/A | #N/A | #N/A | #N/A | #N/A | #N/A | #N/A | #N/A | #N/A | #N/A | #N/A | #N/A
[7 empty] | 7 | 2 | 4389 | 21 | 2020-07-02 | Tuesday | 2 | No | #N/A | #N/A | #N/A | #N/A | #N/A | #N/A | #N/A | #N/A | #N/A | #N/A | #N/A | #N/A | #N/A | #N/A | #N/A | #N/A | #N/A | #N/A | #N/A | #N/A | #N/A | #N/A | #N/A | #N/A | #N/A | #N/A | #N/A | #N/A | #N/A | #N/A | #N/A | #N/A | #N/A | #N/A | #N/A | #N/A
[7 empty] | 7 | 2 | 4390 | 22 | 2020-07-02 | Tuesday | 2 | No | #N/A | #N/A | #N/A | #N/A | #N/A | #N/A | #N/A | #N/A | #N/A | #N/A | #N/A | #N/A | #N/A | #N/A | #N/A | #N/A | #N/A | #N/A | #N/A | #N/A | #N/A | #N/A | #N/A | #N/A | #N/A | #N/A | #N/A | #N/A | #N/A | #N/A | #N/A | #N/A | #N/A | #N/A | #N/A | #N/A
[7 empty] | 7 | 2 | 4391 | 23 | 2020-07-02 | Tuesday | 2 | No | #N/A | #N/A | #N/A | #N/A | #N/A | #N/A | #N/A | #N/A | #N/A | #N/A | #N/A | #N/A | #N/A | #N/A | #N/A | #N/A | #N/A | #N/A | #N/A | #N/A | #N/A | #N/A | #N/A | #N/A | #N/A | #N/A | #N/A | #N/A | #N/A | #N/A | #N/A | #N/A | #N/A | #N/A | #N/A | #N/A
[7 empty] | 7 | 2 | 4392 | 24 | 2020-07-02 | Tuesday | 2 | No | #N/A | #N/A | #N/A | #N/A | #N/A | #N/A | #N/A | #N/A | #N/A | #N/A | #N/A | #N/A | #N/A | #N/A | #N/A | #N/A | #N/A | #N/A | #N/A | #N/A | #N/A | #N/A | #N/A | #N/A | #N/A | #N/A | #N/A | #N/A | #N/A | #N/A | #N/A | #N/A | #N/A | #N/A | #N/A | #N/A
[7 empty] | 7 | 3 | 4393 | 1 | 2020-07-03 | Wednesday | 3 | No | #N/A | #N/A | #N/A | #N/A | #N/A | #N/A | #N/A | #N/A | #N/A | #N/A | #N/A | #N/A | #N/A | #N/A | #N/A | #N/A | #N/A | #N/A | #N/A | #N/A | #N/A | #N/A | #N/A | #N/A | #N/A | #N/A | #N/A | #N/A | #N/A | #N/A | #N/A | #N/A | #N/A | #N/A | #N/A | #N/A
[7 empty] | 7 | 3 | 4394 | 2 | 2020-07-03 | Wednesday | 3 | No | #N/A | #N/A | #N/A | #N/A | #N/A | #N/A | #N/A | #N/A | #N/A | #N/A | #N/A | #N/A | #N/A | #N/A | #N/A | #N/A | #N/A | #N/A | #N/A | #N/A | #N/A | #N/A | #N/A | #N/A | #N/A | #N/A | #N/A | #N/A | #N/A | #N/A | #N/A | #N/A | #N/A | #N/A | #N/A | #N/A
[7 empty] | 7 | 3 | 4395 | 3 | 2020-07-03 | Wednesday | 3 | No | #N/A | #N/A | #N/A | #N/A | #N/A | #N/A | #N/A | #N/A | #N/A | #N/A | #N/A | #N/A | #N/A | #N/A | #N/A | #N/A | #N/A | #N/A | #N/A | #N/A | #N/A | #N/A | #N/A | #N/A | #N/A | #N/A | #N/A | #N/A | #N/A | #N/A | #N/A | #N/A | #N/A | #N/A | #N/A | #N/A
[7 empty] | 7 | 3 | 4396 | 4 | 2020-07-03 | Wednesday | 3 | No | #N/A | #N/A | #N/A | #N/A | #N/A | #N/A | #N/A | #N/A | #N/A | #N/A | #N/A | #N/A | #N/A | #N/A | #N/A | #N/A | #N/A | #N/A | #N/A | #N/A | #N/A | #N/A | #N/A | #N/A | #N/A | #N/A | #N/A | #N/A | #N/A | #N/A | #N/A | #N/A | #N/A | #N/A | #N/A | #N/A
[7 empty] | 7 | 3 | 4397 | 5 | 2020-07-03 | Wednesday | 3 | No | #N/A | #N/A | #N/A | #N/A | #N/A | #N/A | #N/A | #N/A | #N/A | #N/A | #N/A | #N/A | #N/A | #N/A | #N/A | #N/A | #N/A | #N/A | #N/A | #N/A | #N/A | #N/A | #N/A | #N/A | #N/A | #N/A | #N/A | #N/A | #N/A | #N/A | #N/A | #N/A | #N/A | #N/A | #N/A | #N/A
[7 empty] | 7 | 3 | 4398 | 6 | 2020-07-03 | Wednesday | 3 | No | #N/A | #N/A | #N/A | #N/A | #N/A | #N/A | #N/A | #N/A | #N/A | #N/A | #N/A | #N/A | #N/A | #N/A | #N/A | #N/A | #N/A | #N/A | #N/A | #N/A | #N/A | #N/A | #N/A | #N/A | #N/A | #N/A | #N/A | #N/A | #N/A | #N/A | #N/A | #N/A | #N/A | #N/A | #N/A | #N/A
[7 empty] | 7 | 3 | 4399 | 7 | 2020-07-03 | Wednesday | 3 | No | #N/A | #N/A | #N/A | #N/A | #N/A | #N/A | #N/A | #N/A | #N/A | #N/A | #N/A | #N/A | #N/A | #N/A | #N/A | #N/A | #N/A | #N/A | #N/A | #N/A | #N/A | #N/A | #N/A | #N/A | #N/A | #N/A | #N/A | #N/A | #N/A | #N/A | #N/A | #N/A | #N/A | #N/A | #N/A | #N/A
[7 empty] | 7 | 3 | 4400 | 8 | 2020-07-03 | Wednesday | 3 | No | #N/A | #N/A | #N/A | #N/A | #N/A | #N/A | #N/A | #N/A | #N/A | #N/A | #N/A | #N/A | #N/A | #N/A | #N/A | #N/A | #N/A | #N/A | #N/A | #N/A | #N/A | #N/A | #N/A | #N/A | #N/A | #N/A | #N/A | #N/A | #N/A | #N/A | #N/A | #N/A | #N/A | #N/A | #N/A | #N/A
[7 empty] | 7 | 3 | 4401 | 9 | 2020-07-03 | Wednesday | 3 | No | #N/A | #N/A | #N/A | #N/A | #N/A | #N/A | #N/A | #N/A | #N/A | #N/A | #N/A | #N/A | #N/A | #N/A | #N/A | #N/A | #N/A | #N/A | #N/A | #N/A | #N/A | #N/A | #N/A | #N/A | #N/A | #N/A | #N/A | #N/A | #N/A | #N/A | #N/A | #N/A | #N/A | #N/A | #N/A | #N/A
[7 empty] | 7 | 3 | 4402 | 10 | 2020-07-03 | Wednesday | 3 | No | #N/A | #N/A | #N/A | #N/A | #N/A | #N/A | #N/A | #N/A | #N/A | #N/A | #N/A | #N/A | #N/A | #N/A | #N/A | #N/A | #N/A | #N/A | #N/A | #N/A | #N/A | #N/A | #N/A | #N/A | #N/A | #N/A | #N/A | #N/A | #N/A | #N/A | #N/A | #N/A | #N/A | #N/A | #N/A | #N/A
[7 empty] | 7 | 3 | 4403 | 11 | 2020-07-03 | Wednesday | 3 | No | #N/A | #N/A | #N/A | #N/A | #N/A | #N/A | #N/A | #N/A | #N/A | #N/A | #N/A | #N/A | #N/A | #N/A | #N/A | #N/A | #N/A | #N/A | #N/A | #N/A | #N/A | #N/A | #N/A | #N/A | #N/A | #N/A | #N/A | #N/A | #N/A | #N/A | #N/A | #N/A | #N/A | #N/A | #N/A | #N/A
[7 empty] | 7 | 3 | 4404 | 12 | 2020-07-03 | Wednesday | 3 | No | #N/A | #N/A | #N/A | #N/A | #N/A | #N/A | #N/A | #N/A | #N/A | #N/A | #N/A | #N/A | #N/A | #N/A | #N/A | #N/A | #N/A | #N/A | #N/A | #N/A | #N/A | #N/A | #N/A | #N/A | #N/A | #N/A | #N/A | #N/A | #N/A | #N/A | #N/A | #N/A | #N/A | #N/A | #N/A | #N/A
[7 empty] | 7 | 3 | 4405 | 13 | 2020-07-03 | Wednesday | 3 | No | #N/A | #N/A | #N/A | #N/A | #N/A | #N/A | #N/A | #N/A | #N/A | #N/A | #N/A | #N/A | #N/A | #N/A | #N/A | #N/A | #N/A | #N/A | #N/A | #N/A | #N/A | #N/A | #N/A | #N/A | #N/A | #N/A | #N/A | #N/A | #N/A | #N/A | #N/A | #N/A | #N/A | #N/A | #N/A | #N/A
[7 empty] | 7 | 3 | 4406 | 14 | 2020-07-03 | Wednesday | 3 | No | #N/A | #N/A | #N/A | #N/A | #N/A | #N/A | #N/A | #N/A | #N/A | #N/A | #N/A | #N/A | #N/A | #N/A | #N/A | #N/A | #N/A | #N/A | #N/A | #N/A | #N/A | #N/A | #N/A | #N/A | #N/A | #N/A | #N/A | #N/A | #N/A | #N/A | #N/A | #N/A | #N/A | #N/A | #N/A | #N/A
[7 empty] | 7 | 3 | 4407 | 15 | 2020-07-03 | Wednesday | 3 | No | #N/A | #N/A | #N/A | #N/A | #N/A | #N/A | #N/A | #N/A | #N/A | #N/A | #N/A | #N/A | #N/A | #N/A | #N/A | #N/A | #N/A | #N/A | #N/A | #N/A | #N/A | #N/A | #N/A | #N/A | #N/A | #N/A | #N/A | #N/A | #N/A | #N/A | #N/A | #N/A | #N/A | #N/A | #N/A | #N/A
[7 empty] | 7 | 3 | 4408 | 16 | 2020-07-03 | Wednesday | 3 | No | #N/A | #N/A | #N/A | #N/A | #N/A | #N/A | #N/A | #N/A | #N/A | #N/A | #N/A | #N/A | #N/A | #N/A | #N/A | #N/A | #N/A | #N/A | #N/A | #N/A | #N/A | #N/A | #N/A | #N/A | #N/A | #N/A | #N/A | #N/A | #N/A | #N/A | #N/A | #N/A | #N/A | #N/A | #N/A | #N/A
[7 empty] | 7 | 3 | 4409 | 17 | 2020-07-03 | Wednesday | 3 | No | #N/A | #N/A | #N/A | #N/A | #N/A | #N/A | #N/A | #N/A | #N/A | #N/A | #N/A | #N/A | #N/A | #N/A | #N/A | #N/A | #N/A | #N/A | #N/A | #N/A | #N/A | #N/A | #N/A | #N/A | #N/A | #N/A | #N/A | #N/A | #N/A | #N/A | #N/A | #N/A | #N/A | #N/A | #N/A | #N/A
[7 empty] | 7 | 3 | 4410 | 18 | 2020-07-03 | Wednesday | 3 | No | #N/A | #N/A | #N/A | #N/A | #N/A | #N/A | #N/A | #N/A | #N/A | #N/A | #N/A | #N/A | #N/A | #N/A | #N/A | #N/A | #N/A | #N/A | #N/A | #N/A | #N/A | #N/A | #N/A | #N/A | #N/A | #N/A | #N/A | #N/A | #N/A | #N/A | #N/A | #N/A | #N/A | #N/A | #N/A | #N/A
[7 empty] | 7 | 3 | 4411 | 19 | 2020-07-03 | Wednesday | 3 | No | #N/A | #N/A | #N/A | #N/A | #N/A | #N/A | #N/A | #N/A | #N/A | #N/A | #N/A | #N/A | #N/A | #N/A | #N/A | #N/A | #N/A | #N/A | #N/A | #N/A | #N/A | #N/A | #N/A | #N/A | #N/A | #N/A | #N/A | #N/A | #N/A | #N/A | #N/A | #N/A | #N/A | #N/A | #N/A | #N/A
[7 empty] | 7 | 3 | 4412 | 20 | 2020-07-03 | Wednesday | 3 | No | #N/A | #N/A | #N/A | #N/A | #N/A | #N/A | #N/A | #N/A | #N/A | #N/A | #N/A | #N/A | #N/A | #N/A | #N/A | #N/A | #N/A | #N/A | #N/A | #N/A | #N/A | #N/A | #N/A | #N/A | #N/A | #N/A | #N/A | #N/A | #N/A | #N/A | #N/A | #N/A | #N/A | #N/A | #N/A | #N/A
[7 empty] | 7 | 3 | 4413 | 21 | 2020-07-03 | Wednesday | 3 | No | #N/A | #N/A | #N/A | #N/A | #N/A | #N/A | #N/A | #N/A | #N/A | #N/A | #N/A | #N/A | #N/A | #N/A | #N/A | #N/A | #N/A | #N/A | #N/A | #N/A | #N/A | #N/A | #N/A | #N/A | #N/A | #N/A | #N/A | #N/A | #N/A | #N/A | #N/A | #N/A | #N/A | #N/A | #N/A | #N/A
[7 empty] | 7 | 3 | 4414 | 22 | 2020-07-03 | Wednesday | 3 | No | #N/A | #N/A | #N/A | #N/A | #N/A | #N/A | #N/A | #N/A | #N/A | #N/A | #N/A | #N/A | #N/A | #N/A | #N/A | #N/A | #N/A | #N/A | #N/A | #N/A | #N/A | #N/A | #N/A | #N/A | #N/A | #N/A | #N/A | #N/A | #N/A | #N/A | #N/A | #N/A | #N/A | #N/A | #N/A | #N/A
[7 empty] | 7 | 3 | 4415 | 23 | 2020-07-03 | Wednesday | 3 | No | #N/A | #N/A | #N/A | #N/A | #N/A | #N/A | #N/A | #N/A | #N/A | #N/A | #N/A | #N/A | #N/A | #N/A | #N/A | #N/A | #N/A | #N/A | #N/A | #N/A | #N/A | #N/A | #N/A | #N/A | #N/A | #N/A | #N/A | #N/A | #N/A | #N/A | #N/A | #N/A | #N/A | #N/A | #N/A | #N/A
[7 empty] | 7 | 3 | 4416 | 24 | 2020-07-03 | Wednesday | 3 | No | #N/A | #N/A | #N/A | #N/A | #N/A | #N/A | #N/A | #N/A | #N/A | #N/A | #N/A | #N/A | #N/A | #N/A | #N/A | #N/A | #N/A | #N/A | #N/A | #N/A | #N/A | #N/A | #N/A | #N/A | #N/A | #N/A | #N/A | #N/A | #N/A | #N/A | #N/A | #N/A | #N/A | #N/A | #N/A | #N/A
[7 empty] | 7 | 4 | 4417 | 1 | 2020-07-04 | Thursday | 4 | Yes | #N/A | 0 | 0 | #N/A | #N/A | #N/A | #N/A | #N/A | #N/A | #N/A | #N/A | #N/A | #N/A | #N/A | 0 | #N/A | #N/A | #N/A | #N/A | #N/A | #N/A | #N/A | #N/A | #N/A | #N/A | #N/A | #N/A | #N/A | #N/A | #N/A | #N/A | #N/A | #N/A | #N/A | #N/A | #N/A
[7 empty] | 7 | 4 | 4418 | 2 | 2020-07-04 | Thursday | 4 | Yes | #N/A | 0 | 0 | #N/A | #N/A | #N/A | #N/A | #N/A | #N/A | #N/A | #N/A | #N/A | #N/A | #N/A | 0 | #N/A | #N/A | #N/A | #N/A | #N/A | #N/A | #N/A | #N/A | #N/A | #N/A | #N/A | #N/A | #N/A | #N/A | #N/A | #N/A | #N/A | #N/A | #N/A | #N/A | #N/A
[7 empty] | 7 | 4 | 4419 | 3 | 2020-07-04 | Thursday | 4 | Yes | #N/A | 0 | 0 | #N/A | #N/A | #N/A | #N/A | #N/A | #N/A | #N/A | #N/A | #N/A | #N/A | #N/A | 0 | #N/A | #N/A | #N/A | #N/A | #N/A | #N/A | #N/A | #N/A | #N/A | #N/A | #N/A | #N/A | #N/A | #N/A | #N/A | #N/A | #N/A | #N/A | #N/A | #N/A | #N/A
[7 empty] | 7 | 4 | 4420 | 4 | 2020-07-04 | Thursday | 4 | Yes | #N/A | 0 | 0 | #N/A | #N/A | #N/A | #N/A | #N/A | #N/A | #N/A | #N/A | #N/A | #N/A | #N/A | 0 | #N/A | #N/A | #N/A | #N/A | #N/A | #N/A | #N/A | #N/A | #N/A | #N/A | #N/A | #N/A | #N/A | #N/A | #N/A | #N/A | #N/A | #N/A | #N/A | #N/A | #N/A
[7 empty] | 7 | 4 | 4421 | 5 | 2020-07-04 | Thursday | 4 | Yes | #N/A | 0 | 0 | #N/A | #N/A | #N/A | #N/A | #N/A | #N/A | #N/A | #N/A | #N/A | #N/A | #N/A | 0 | #N/A | #N/A | #N/A | #N/A | #N/A | #N/A | #N/A | #N/A | #N/A | #N/A | #N/A | #N/A | #N/A | #N/A | #N/A | #N/A | #N/A | #N/A | #N/A | #N/A | #N/A
[7 empty] | 7 | 4 | 4422 | 6 | 2020-07-04 | Thursday | 4 | Yes | #N/A | 0 | 0 | #N/A | #N/A | #N/A | #N/A | #N/A | #N/A | #N/A | #N/A | #N/A | #N/A | #N/A | 0 | #N/A | #N/A | #N/A | #N/A | #N/A | #N/A | #N/A | #N/A | #N/A | #N/A | #N/A | #N/A | #N/A | #N/A | #N/A | #N/A | #N/A | #N/A | #N/A | #N/A | #N/A
[7 empty] | 7 | 4 | 4423 | 7 | 2020-07-04 | Thursday | 4 | Yes | #N/A | 0 | 0 | #N/A | #N/A | #N/A | #N/A | #N/A | #N/A | #N/A | #N/A | #N/A | #N/A | #N/A | 0 | #N/A | #N/A | #N/A | #N/A | #N/A | #N/A | #N/A | #N/A | #N/A | #N/A | #N/A | #N/A | #N/A | #N/A | #N/A | #N/A | #N/A | #N/A | #N/A | #N/A | #N/A
[7 empty] | 7 | 4 | 4424 | 8 | 2020-07-04 | Thursday | 4 | Yes | #N/A | 0 | 0 | #N/A | #N/A | #N/A | #N/A | #N/A | #N/A | #N/A | #N/A | #N/A | #N/A | #N/A | 0 | #N/A | #N/A | #N/A | #N/A | #N/A | #N/A | #N/A | #N/A | #N/A | #N/A | #N/A | #N/A | #N/A | #N/A | #N/A | #N/A | #N/A | #N/A | #N/A | #N/A | #N/A
[7 empty] | 7 | 4 | 4425 | 9 | 2020-07-04 | Thursday | 4 | Yes | #N/A | 0 | 0 | #N/A | #N/A | #N/A | #N/A | #N/A | #N/A | #N/A | #N/A | #N/A | #N/A | #N/A | 0 | #N/A | #N/A | #N/A | #N/A | #N/A | #N/A | #N/A | #N/A | #N/A | #N/A | #N/A | #N/A | #N/A | #N/A | #N/A | #N/A | #N/A | #N/A | #N/A | #N/A | #N/A
[7 empty] | 7 | 4 | 4426 | 10 | 2020-07-04 | Thursday | 4 | Yes | #N/A | 0 | 0 | #N/A | #N/A | #N/A | #N/A | #N/A | #N/A | #N/A | #N/A | #N/A | #N/A | #N/A | 0 | #N/A | #N/A | #N/A | #N/A | #N/A | #N/A | #N/A | #N/A | #N/A | #N/A | #N/A | #N/A | #N/A | #N/A | #N/A | #N/A | #N/A | #N/A | #N/A | #N/A | #N/A
[7 empty] | 7 | 4 | 4427 | 11 | 2020-07-04 | Thursday | 4 | Yes | #N/A | 0 | 0 | #N/A | #N/A | #N/A | #N/A | #N/A | #N/A | #N/A | #N/A | #N/A | #N/A | #N/A | 0 | #N/A | #N/A | #N/A | #N/A | #N/A | #N/A | #N/A | #N/A | #N/A | #N/A | #N/A | #N/A | #N/A | #N/A | #N/A | #N/A | #N/A | #N/A | #N/A | #N/A | #N/A
[7 empty] | 7 | 4 | 4428 | 12 | 2020-07-04 | Thursday | 4 | Yes | #N/A | 0 | 0 | #N/A | #N/A | #N/A | #N/A | #N/A | #N/A | #N/A | #N/A | #N/A | #N/A | #N/A | 0 | #N/A | #N/A | #N/A | #N/A | #N/A | #N/A | #N/A | #N/A | #N/A | #N/A | #N/A | #N/A | #N/A | #N/A | #N/A | #N/A | #N/A | #N/A | #N/A | #N/A | #N/A
[7 empty] | 7 | 4 | 4429 | 13 | 2020-07-04 | Thursday | 4 | Yes | #N/A | 0 | 0 | #N/A | #N/A | #N/A | #N/A | #N/A | #N/A | #N/A | #N/A | #N/A | #N/A | #N/A | 0 | #N/A | #N/A | #N/A | #N/A | #N/A | #N/A | #N/A | #N/A | #N/A | #N/A | #N/A | #N/A | #N/A | #N/A | #N/A | #N/A | #N/A | #N/A | #N/A | #N/A | #N/A
[7 empty] | 7 | 4 | 4430 | 14 | 2020-07-04 | Thursday | 4 | Yes | #N/A | 0 | 0 | #N/A | #N/A | #N/A | #N/A | #N/A | #N/A | #N/A | #N/A | #N/A | #N/A | #N/A | 0 | #N/A | #N/A | #N/A | #N/A | #N/A | #N/A | #N/A | #N/A | #N/A | #N/A | #N/A | #N/A | #N/A | #N/A | #N/A | #N/A | #N/A | #N/A | #N/A | #N/A | #N/A
[7 empty] | 7 | 4 | 4431 | 15 | 2020-07-04 | Thursday | 4 | Yes | #N/A | 0 | 0 | #N/A | #N/A | #N/A | #N/A | #N/A | #N/A | #N/A | #N/A | #N/A | #N/A | #N/A | 0 | #N/A | #N/A | #N/A | #N/A | #N/A | #N/A | #N/A | #N/A | #N/A | #N/A | #N/A | #N/A | #N/A | #N/A | #N/A | #N/A | #N/A | #N/A | #N/A | #N/A | #N/A
[7 empty] | 7 | 4 | 4432 | 16 | 2020-07-04 | Thursday | 4 | Yes | #N/A | 0 | 0 | #N/A | #N/A | #N/A | #N/A | #N/A | #N/A | #N/A | #N/A | #N/A | #N/A | #N/A | 0 | #N/A | #N/A | #N/A | #N/A | #N/A | #N/A | #N/A | #N/A | #N/A | #N/A | #N/A | #N/A | #N/A | #N/A | #N/A | #N/A | #N/A | #N/A | #N/A | #N/A | #N/A
[7 empty] | 7 | 4 | 4433 | 17 | 2020-07-04 | Thursday | 4 | Yes | #N/A | 0 | 0 | #N/A | #N/A | #N/A | #N/A | #N/A | #N/A | #N/A | #N/A | #N/A | #N/A | #N/A | 0 | #N/A | #N/A | #N/A | #N/A | #N/A | #N/A | #N/A | #N/A | #N/A | #N/A | #N/A | #N/A | #N/A | #N/A | #N/A | #N/A | #N/A | #N/A | #N/A | #N/A | #N/A
[7 empty] | 7 | 4 | 4434 | 18 | 2020-07-04 | Thursday | 4 | Yes | #N/A | 0 | 0 | #N/A | #N/A | #N/A | #N/A | #N/A | #N/A | #N/A | #N/A | #N/A | #N/A | #N/A | 0 | #N/A | #N/A | #N/A | #N/A | #N/A | #N/A | #N/A | #N/A | #N/A | #N/A | #N/A | #N/A | #N/A | #N/A | #N/A | #N/A | #N/A | #N/A | #N/A | #N/A | #N/A
[7 empty] | 7 | 4 | 4435 | 19 | 2020-07-04 | Thursday | 4 | Yes | #N/A | 0 | 0 | #N/A | #N/A | #N/A | #N/A | #N/A | #N/A | #N/A | #N/A | #N/A | #N/A | #N/A | 0 | #N/A | #N/A | #N/A | #N/A | #N/A | #N/A | #N/A | #N/A | #N/A | #N/A | #N/A | #N/A | #N/A | #N/A | #N/A | #N/A | #N/A | #N/A | #N/A | #N/A | #N/A
[7 empty] | 7 | 4 | 4436 | 20 | 2020-07-04 | Thursday | 4 | Yes | #N/A | 0 | 0 | #N/A | #N/A | #N/A | #N/A | #N/A | #N/A | #N/A | #N/A | #N/A | #N/A | #N/A | 0 | #N/A | #N/A | #N/A | #N/A | #N/A | #N/A | #N/A | #N/A | #N/A | #N/A | #N/A | #N/A | #N/A | #N/A | #N/A | #N/A | #N/A | #N/A | #N/A | #N/A | #N/A
[7 empty] | 7 | 4 | 4437 | 21 | 2020-07-04 | Thursday | 4 | Yes | #N/A | 0 | 0 | #N/A | #N/A | #N/A | #N/A | #N/A | #N/A | #N/A | #N/A | #N/A | #N/A | #N/A | 0 | #N/A | #N/A | #N/A | #N/A | #N/A | #N/A | #N/A | #N/A | #N/A | #N/A | #N/A | #N/A | #N/A | #N/A | #N/A | #N/A | #N/A | #N/A | #N/A | #N/A | #N/A
[7 empty] | 7 | 4 | 4438 | 22 | 2020-07-04 | Thursday | 4 | Yes | #N/A | 0 | 0 | #N/A | #N/A | #N/A | #N/A | #N/A | #N/A | #N/A | #N/A | #N/A | #N/A | #N/A | 0 | #N/A | #N/A | #N/A | #N/A | #N/A | #N/A | #N/A | #N/A | #N/A | #N/A | #N/A | #N/A | #N/A | #N/A | #N/A | #N/A | #N/A | #N/A | #N/A | #N/A | #N/A
[7 empty] | 7 | 4 | 4439 | 23 | 2020-07-04 | Thursday | 4 | Yes | #N/A | 0 | 0 | #N/A | #N/A | #N/A | #N/A | #N/A | #N/A | #N/A | #N/A | #N/A | #N/A | #N/A | 0 | #N/A | #N/A | #N/A | #N/A | #N/A | #N/A | #N/A | #N/A | #N/A | #N/A | #N/A | #N/A | #N/A | #N/A | #N/A | #N/A | #N/A | #N/A | #N/A | #N/A | #N/A
[7 empty] | 7 | 4 | 4440 | 24 | 2020-07-04 | Thursday | 4 | Yes | #N/A | 0 | 0 | #N/A | #N/A | #N/A | #N/A | #N/A | #N/A | #N/A | #N/A | #N/A | #N/A | #N/A | 0 | #N/A | #N/A | #N/A | #N/A | #N/A | #N/A | #N/A | #N/A | #N/A | #N/A | #N/A | #N/A | #N/A | #N/A | #N/A | #N/A | #N/A | #N/A | #N/A | #N/A | #N/A
[7 empty] | 7 | 5 | 4441 | 1 | 2020-07-05 | Friday | 5 | No | #N/A | #N/A | #N/A | #N/A | #N/A | #N/A | #N/A | #N/A | #N/A | #N/A | #N/A | #N/A | #N/A | #N/A | #N/A | #N/A | #N/A | #N/A | #N/A | #N/A | #N/A | #N/A | #N/A | #N/A | #N/A | #N/A | #N/A | #N/A | #N/A | #N/A | #N/A | #N/A | #N/A | #N/A | #N/A | #N/A
[7 empty] | 7 | 5 | 4442 | 2 | 2020-07-05 | Friday | 5 | No | #N/A | #N/A | #N/A | #N/A | #N/A | #N/A | #N/A | #N/A | #N/A | #N/A | #N/A | #N/A | #N/A | #N/A | #N/A | #N/A | #N/A | #N/A | #N/A | #N/A | #N/A | #N/A | #N/A | #N/A | #N/A | #N/A | #N/A | #N/A | #N/A | #N/A | #N/A | #N/A | #N/A | #N/A | #N/A | #N/A
[7 empty] | 7 | 5 | 4443 | 3 | 2020-07-05 | Friday | 5 | No | #N/A | #N/A | #N/A | #N/A | #N/A | #N/A | #N/A | #N/A | #N/A | #N/A | #N/A | #N/A | #N/A | #N/A | #N/A | #N/A | #N/A | #N/A | #N/A | #N/A | #N/A | #N/A | #N/A | #N/A | #N/A | #N/A | #N/A | #N/A | #N/A | #N/A | #N/A | #N/A | #N/A | #N/A | #N/A | #N/A
[7 empty] | 7 | 5 | 4444 | 4 | 2020-07-05 | Friday | 5 | No | #N/A | #N/A | #N/A | #N/A | #N/A | #N/A | #N/A | #N/A | #N/A | #N/A | #N/A | #N/A | #N/A | #N/A | #N/A | #N/A | #N/A | #N/A | #N/A | #N/A | #N/A | #N/A | #N/A | #N/A | #N/A | #N/A | #N/A | #N/A | #N/A | #N/A | #N/A | #N/A | #N/A | #N/A | #N/A | #N/A
[7 empty] | 7 | 5 | 4445 | 5 | 2020-07-05 | Friday | 5 | No | #N/A | #N/A | #N/A | #N/A | #N/A | #N/A | #N/A | #N/A | #N/A | #N/A | #N/A | #N/A | #N/A | #N/A | #N/A | #N/A | #N/A | #N/A | #N/A | #N/A | #N/A | #N/A | #N/A | #N/A | #N/A | #N/A | #N/A | #N/A | #N/A | #N/A | #N/A | #N/A | #N/A | #N/A | #N/A | #N/A
[7 empty] | 7 | 5 | 4446 | 6 | 2020-07-05 | Friday | 5 | No | #N/A | #N/A | #N/A | #N/A | #N/A | #N/A | #N/A | #N/A | #N/A | #N/A | #N/A | #N/A | #N/A | #N/A | #N/A | #N/A | #N/A | #N/A | #N/A | #N/A | #N/A | #N/A | #N/A | #N/A | #N/A | #N/A | #N/A | #N/A | #N/A | #N/A | #N/A | #N/A | #N/A | #N/A | #N/A | #N/A
[7 empty] | 7 | 5 | 4447 | 7 | 2020-07-05 | Friday | 5 | No | #N/A | #N/A | #N/A | #N/A | #N/A | #N/A | #N/A | #N/A | #N/A | #N/A | #N/A | #N/A | #N/A | #N/A | #N/A | #N/A | #N/A | #N/A | #N/A | #N/A | #N/A | #N/A | #N/A | #N/A | #N/A | #N/A | #N/A | #N/A | #N/A | #N/A | #N/A | #N/A | #N/A | #N/A | #N/A | #N/A
[7 empty] | 7 | 5 | 4448 | 8 | 2020-07-05 | Friday | 5 | No | #N/A | #N/A | #N/A | #N/A | #N/A | #N/A | #N/A | #N/A | #N/A | #N/A | #N/A | #N/A | #N/A | #N/A | #N/A | #N/A | #N/A | #N/A | #N/A | #N/A | #N/A | #N/A | #N/A | #N/A | #N/A | #N/A | #N/A | #N/A | #N/A | #N/A | #N/A | #N/A | #N/A | #N/A | #N/A | #N/A
[7 empty] | 7 | 5 | 4449 | 9 | 2020-07-05 | Friday | 5 | No | #N/A | #N/A | #N/A | #N/A | #N/A | #N/A | #N/A | #N/A | #N/A | #N/A | #N/A | #N/A | #N/A | #N/A | #N/A | #N/A | #N/A | #N/A | #N/A | #N/A | #N/A | #N/A | #N/A | #N/A | #N/A | #N/A | #N/A | #N/A | #N/A | #N/A | #N/A | #N/A | #N/A | #N/A | #N/A | #N/A
[7 empty] | 7 | 5 | 4450 | 10 | 2020-07-05 | Friday | 5 | No | #N/A | #N/A | #N/A | #N/A | #N/A | #N/A | #N/A | #N/A | #N/A | #N/A | #N/A | #N/A | #N/A | #N/A | #N/A | #N/A | #N/A | #N/A | #N/A | #N/A | #N/A | #N/A | #N/A | #N/A | #N/A | #N/A | #N/A | #N/A | #N/A | #N/A | #N/A | #N/A | #N/A | #N/A | #N/A | #N/A
[7 empty] | 7 | 5 | 4451 | 11 | 2020-07-05 | Friday | 5 | No | #N/A | #N/A | #N/A | #N/A | #N/A | #N/A | #N/A | #N/A | #N/A | #N/A | #N/A | #N/A | #N/A | #N/A | #N/A | #N/A | #N/A | #N/A | #N/A | #N/A | #N/A | #N/A | #N/A | #N/A | #N/A | #N/A | #N/A | #N/A | #N/A | #N/A | #N/A | #N/A | #N/A | #N/A | #N/A | #N/A
[7 empty] | 7 | 5 | 4452 | 12 | 2020-07-05 | Friday | 5 | No | #N/A | #N/A | #N/A | #N/A | #N/A | #N/A | #N/A | #N/A | #N/A | #N/A | #N/A | #N/A | #N/A | #N/A | #N/A | #N/A | #N/A | #N/A | #N/A | #N/A | #N/A | #N/A | #N/A | #N/A | #N/A | #N/A | #N/A | #N/A | #N/A | #N/A | #N/A | #N/A | #N/A | #N/A | #N/A | #N/A
[7 empty] | 7 | 5 | 4453 | 13 | 2020-07-05 | Friday | 5 | No | #N/A | #N/A | #N/A | #N/A | #N/A | #N/A | #N/A | #N/A | #N/A | #N/A | #N/A | #N/A | #N/A | #N/A | #N/A | #N/A | #N/A | #N/A | #N/A | #N/A | #N/A | #N/A | #N/A | #N/A | #N/A | #N/A | #N/A | #N/A | #N/A | #N/A | #N/A | #N/A | #N/A | #N/A | #N/A | #N/A
[7 empty] | 7 | 5 | 4454 | 14 | 2020-07-05 | Friday | 5 | No | #N/A | #N/A | #N/A | #N/A | #N/A | #N/A | #N/A | #N/A | #N/A | #N/A | #N/A | #N/A | #N/A | #N/A | #N/A | #N/A | #N/A | #N/A | #N/A | #N/A | #N/A | #N/A | #N/A | #N/A | #N/A | #N/A | #N/A | #N/A | #N/A | #N/A | #N/A | #N/A | #N/A | #N/A | #N/A | #N/A
[7 empty] | 7 | 5 | 4455 | 15 | 2020-07-05 | Friday | 5 | No | #N/A | #N/A | #N/A | #N/A | #N/A | #N/A | #N/A | #N/A | #N/A | #N/A | #N/A | #N/A | #N/A | #N/A | #N/A | #N/A | #N/A | #N/A | #N/A | #N/A | #N/A | #N/A | #N/A | #N/A | #N/A | #N/A | #N/A | #N/A | #N/A | #N/A | #N/A | #N/A | #N/A | #N/A | #N/A | #N/A
[7 empty] | 7 | 5 | 4456 | 16 | 2020-07-05 | Friday | 5 | No | #N/A | #N/A | #N/A | #N/A | #N/A | #N/A | #N/A | #N/A | #N/A | #N/A | #N/A | #N/A | #N/A | #N/A | #N/A | #N/A | #N/A | #N/A | #N/A | #N/A | #N/A | #N/A | #N/A | #N/A | #N/A | #N/A | #N/A | #N/A | #N/A | #N/A | #N/A | #N/A | #N/A | #N/A | #N/A | #N/A
[7 empty] | 7 | 5 | 4457 | 17 | 2020-07-05 | Friday | 5 | No | #N/A | #N/A | #N/A | #N/A | #N/A | #N/A | #N/A | #N/A | #N/A | #N/A | #N/A | #N/A | #N/A | #N/A | #N/A | #N/A | #N/A | #N/A | #N/A | #N/A | #N/A | #N/A | #N/A | #N/A | #N/A | #N/A | #N/A | #N/A | #N/A | #N/A | #N/A | #N/A | #N/A | #N/A | #N/A | #N/A
[7 empty] | 7 | 5 | 4458 | 18 | 2020-07-05 | Friday | 5 | No | #N/A | #N/A | #N/A | #N/A | #N/A | #N/A | #N/A | #N/A | #N/A | #N/A | #N/A | #N/A | #N/A | #N/A | #N/A | #N/A | #N/A | #N/A | #N/A | #N/A | #N/A | #N/A | #N/A | #N/A | #N/A | #N/A | #N/A | #N/A | #N/A | #N/A | #N/A | #N/A | #N/A | #N/A | #N/A | #N/A
[7 empty] | 7 | 5 | 4459 | 19 | 2020-07-05 | Friday | 5 | No | #N/A | #N/A | #N/A | #N/A | #N/A | #N/A | #N/A | #N/A | #N/A | #N/A | #N/A | #N/A | #N/A | #N/A | #N/A | #N/A | #N/A | #N/A | #N/A | #N/A | #N/A | #N/A | #N/A | #N/A | #N/A | #N/A | #N/A | #N/A | #N/A | #N/A | #N/A | #N/A | #N/A | #N/A | #N/A | #N/A
[7 empty] | 7 | 5 | 4460 | 20 | 2020-07-05 | Friday | 5 | No | #N/A | #N/A | #N/A | #N/A | #N/A | #N/A | #N/A | #N/A | #N/A | #N/A | #N/A | #N/A | #N/A | #N/A | #N/A | #N/A | #N/A | #N/A | #N/A | #N/A | #N/A | #N/A | #N/A | #N/A | #N/A | #N/A | #N/A | #N/A | #N/A | #N/A | #N/A | #N/A | #N/A | #N/A | #N/A | #N/A
[7 empty] | 7 | 5 | 4461 | 21 | 2020-07-05 | Friday | 5 | No | #N/A | #N/A | #N/A | #N/A | #N/A | #N/A | #N/A | #N/A | #N/A | #N/A | #N/A | #N/A | #N/A | #N/A | #N/A | #N/A | #N/A | #N/A | #N/A | #N/A | #N/A | #N/A | #N/A | #N/A | #N/A | #N/A | #N/A | #N/A | #N/A | #N/A | #N/A | #N/A | #N/A | #N/A | #N/A | #N/A
[7 empty] | 7 | 5 | 4462 | 22 | 2020-07-05 | Friday | 5 | No | #N/A | #N/A | #N/A | #N/A | #N/A | #N/A | #N/A | #N/A | #N/A | #N/A | #N/A | #N/A | #N/A | #N/A | #N/A | #N/A | #N/A | #N/A | #N/A | #N/A | #N/A | #N/A | #N/A | #N/A | #N/A | #N/A | #N/A | #N/A | #N/A | #N/A | #N/A | #N/A | #N/A | #N/A | #N/A | #N/A
[7 empty] | 7 | 5 | 4463 | 23 | 2020-07-05 | Friday | 5 | No | #N/A | #N/A | #N/A | #N/A | #N/A | #N/A | #N/A | #N/A | #N/A | #N/A | #N/A | #N/A | #N/A | #N/A | #N/A | #N/A | #N/A | #N/A | #N/A | #N/A | #N/A | #N/A | #N/A | #N/A | #N/A | #N/A | #N/A | #N/A | #N/A | #N/A | #N/A | #N/A | #N/A | #N/A | #N/A | #N/A
[7 empty] | 7 | 5 | 4464 | 24 | 2020-07-05 | Friday | 5 | No | #N/A | #N/A | #N/A | #N/A | #N/A | #N/A | #N/A | #N/A | #N/A | #N/A | #N/A | #N/A | #N/A | #N/A | #N/A | #N/A | #N/A | #N/A | #N/A | #N/A | #N/A | #N/A | #N/A | #N/A | #N/A | #N/A | #N/A | #N/A | #N/A | #N/A | #N/A | #N/A | #N/A | #N/A | #N/A | #N/A
[7 empty] | 7 | 6 | 4465 | 1 | 2020-07-06 | Saturday | 6 | No | #N/A | #N/A | #N/A | #N/A | #N/A | #N/A | #N/A | #N/A | #N/A | #N/A | #N/A | #N/A | #N/A | #N/A | #N/A | #N/A | #N/A | #N/A | #N/A | #N/A | #N/A | #N/A | #N/A | #N/A | #N/A | #N/A | #N/A | #N/A | #N/A | #N/A | #N/A | #N/A | #N/A | #N/A | #N/A | #N/A
[7 empty] | 7 | 6 | 4466 | 2 | 2020-07-06 | Saturday | 6 | No | #N/A | #N/A | #N/A | #N/A | #N/A | #N/A | #N/A | #N/A | #N/A | #N/A | #N/A | #N/A | #N/A | #N/A | #N/A | #N/A | #N/A | #N/A | #N/A | #N/A | #N/A | #N/A | #N/A | #N/A | #N/A | #N/A | #N/A | #N/A | #N/A | #N/A | #N/A | #N/A | #N/A | #N/A | #N/A | #N/A
[7 empty] | 7 | 6 | 4467 | 3 | 2020-07-06 | Saturday | 6 | No | #N/A | #N/A | #N/A | #N/A | #N/A | #N/A | #N/A | #N/A | #N/A | #N/A | #N/A | #N/A | #N/A | #N/A | #N/A | #N/A | #N/A | #N/A | #N/A | #N/A | #N/A | #N/A | #N/A | #N/A | #N/A | #N/A | #N/A | #N/A | #N/A | #N/A | #N/A | #N/A | #N/A | #N/A | #N/A | #N/A
[7 empty] | 7 | 6 | 4468 | 4 | 2020-07-06 | Saturday | 6 | No | #N/A | #N/A | #N/A | #N/A | #N/A | #N/A | #N/A | #N/A | #N/A | #N/A | #N/A | #N/A | #N/A | #N/A | #N/A | #N/A | #N/A | #N/A | #N/A | #N/A | #N/A | #N/A | #N/A | #N/A | #N/A | #N/A | #N/A | #N/A | #N/A | #N/A | #N/A | #N/A | #N/A | #N/A | #N/A | #N/A
[7 empty] | 7 | 6 | 4469 | 5 | 2020-07-06 | Saturday | 6 | No | #N/A | #N/A | #N/A | #N/A | #N/A | #N/A | #N/A | #N/A | #N/A | #N/A | #N/A | #N/A | #N/A | #N/A | #N/A | #N/A | #N/A | #N/A | #N/A | #N/A | #N/A | #N/A | #N/A | #N/A | #N/A | #N/A | #N/A | #N/A | #N/A | #N/A | #N/A | #N/A | #N/A | #N/A | #N/A | #N/A
[7 empty] | 7 | 6 | 4470 | 6 | 2020-07-06 | Saturday | 6 | No | #N/A | #N/A | #N/A | #N/A | #N/A | #N/A | #N/A | #N/A | #N/A | #N/A | #N/A | #N/A | #N/A | #N/A | #N/A | #N/A | #N/A | #N/A | #N/A | #N/A | #N/A | #N/A | #N/A | #N/A | #N/A | #N/A | #N/A | #N/A | #N/A | #N/A | #N/A | #N/A | #N/A | #N/A | #N/A | #N/A
[7 empty] | 7 | 6 | 4471 | 7 | 2020-07-06 | Saturday | 6 | No | #N/A | #N/A | #N/A | #N/A | #N/A | #N/A | #N/A | #N/A | #N/A | #N/A | #N/A | #N/A | #N/A | #N/A | #N/A | #N/A | #N/A | #N/A | #N/A | #N/A | #N/A | #N/A | #N/A | #N/A | #N/A | #N/A | #N/A | #N/A | #N/A | #N/A | #N/A | #N/A | #N/A | #N/A | #N/A | #N/A
[7 empty] | 7 | 6 | 4472 | 8 | 2020-07-06 | Saturday | 6 | No | #N/A | #N/A | #N/A | #N/A | #N/A | #N/A | #N/A | #N/A | #N/A | #N/A | #N/A | #N/A | #N/A | #N/A | #N/A | #N/A | #N/A | #N/A | #N/A | #N/A | #N/A | #N/A | #N/A | #N/A | #N/A | #N/A | #N/A | #N/A | #N/A | #N/A | #N/A | #N/A | #N/A | #N/A | #N/A | #N/A
[7 empty] | 7 | 6 | 4473 | 9 | 2020-07-06 | Saturday | 6 | No | #N/A | #N/A | #N/A | #N/A | #N/A | #N/A | #N/A | #N/A | #N/A | #N/A | #N/A | #N/A | #N/A | #N/A | #N/A | #N/A | #N/A | #N/A | #N/A | #N/A | #N/A | #N/A | #N/A | #N/A | #N/A | #N/A | #N/A | #N/A | #N/A | #N/A | #N/A | #N/A | #N/A | #N/A | #N/A | #N/A
[7 empty] | 7 | 6 | 4474 | 10 | 2020-07-06 | Saturday | 6 | No | #N/A | #N/A | #N/A | #N/A | #N/A | #N/A | #N/A | #N/A | #N/A | #N/A | #N/A | #N/A | #N/A | #N/A | #N/A | #N/A | #N/A | #N/A | #N/A | #N/A | #N/A | #N/A | #N/A | #N/A | #N/A | #N/A | #N/A | #N/A | #N/A | #N/A | #N/A | #N/A | #N/A | #N/A | #N/A | #N/A
[7 empty] | 7 | 6 | 4475 | 11 | 2020-07-06 | Saturday | 6 | No | #N/A | #N/A | #N/A | #N/A | #N/A | #N/A | #N/A | #N/A | #N/A | #N/A | #N/A | #N/A | #N/A | #N/A | #N/A | #N/A | #N/A | #N/A | #N/A | #N/A | #N/A | #N/A | #N/A | #N/A | #N/A | #N/A | #N/A | #N/A | #N/A | #N/A | #N/A | #N/A | #N/A | #N/A | #N/A | #N/A
[7 empty] | 7 | 6 | 4476 | 12 | 2020-07-06 | Saturday | 6 | No | #N/A | #N/A | #N/A | #N/A | #N/A | #N/A | #N/A | #N/A | #N/A | #N/A | #N/A | #N/A | #N/A | #N/A | #N/A | #N/A | #N/A | #N/A | #N/A | #N/A | #N/A | #N/A | #N/A | #N/A | #N/A | #N/A | #N/A | #N/A | #N/A | #N/A | #N/A | #N/A | #N/A | #N/A | #N/A | #N/A
[7 empty] | 7 | 6 | 4477 | 13 | 2020-07-06 | Saturday | 6 | No | #N/A | #N/A | #N/A | #N/A | #N/A | #N/A | #N/A | #N/A | #N/A | #N/A | #N/A | #N/A | #N/A | #N/A | #N/A | #N/A | #N/A | #N/A | #N/A | #N/A | #N/A | #N/A | #N/A | #N/A | #N/A | #N/A | #N/A | #N/A | #N/A | #N/A | #N/A | #N/A | #N/A | #N/A | #N/A | #N/A
[7 empty] | 7 | 6 | 4478 | 14 | 2020-07-06 | Saturday | 6 | No | #N/A | #N/A | #N/A | #N/A | #N/A | #N/A | #N/A | #N/A | #N/A | #N/A | #N/A | #N/A | #N/A | #N/A | #N/A | #N/A | #N/A | #N/A | #N/A | #N/A | #N/A | #N/A | #N/A | #N/A | #N/A | #N/A | #N/A | #N/A | #N/A | #N/A | #N/A | #N/A | #N/A | #N/A | #N/A | #N/A
[7 empty] | 7 | 6 | 4479 | 15 | 2020-07-06 | Saturday | 6 | No | #N/A | #N/A | #N/A | #N/A | #N/A | #N/A | #N/A | #N/A | #N/A | #N/A | #N/A | #N/A | #N/A | #N/A | #N/A | #N/A | #N/A | #N/A | #N/A | #N/A | #N/A | #N/A | #N/A | #N/A | #N/A | #N/A | #N/A | #N/A | #N/A | #N/A | #N/A | #N/A | #N/A | #N/A | #N/A | #N/A
[7 empty] | 7 | 6 | 4480 | 16 | 2020-07-06 | Saturday | 6 | No | #N/A | #N/A | #N/A | #N/A | #N/A | #N/A | #N/A | #N/A | #N/A | #N/A | #N/A | #N/A | #N/A | #N/A | #N/A | #N/A | #N/A | #N/A | #N/A | #N/A | #N/A | #N/A | #N/A | #N/A | #N/A | #N/A | #N/A | #N/A | #N/A | #N/A | #N/A | #N/A | #N/A | #N/A | #N/A | #N/A
[7 empty] | 7 | 6 | 4481 | 17 | 2020-07-06 | Saturday | 6 | No | #N/A | #N/A | #N/A | #N/A | #N/A | #N/A | #N/A | #N/A | #N/A | #N/A | #N/A | #N/A | #N/A | #N/A | #N/A | #N/A | #N/A | #N/A | #N/A | #N/A | #N/A | #N/A | #N/A | #N/A | #N/A | #N/A | #N/A | #N/A | #N/A | #N/A | #N/A | #N/A | #N/A | #N/A | #N/A | #N/A
[7 empty] | 7 | 6 | 4482 | 18 | 2020-07-06 | Saturday | 6 | No | #N/A | #N/A | #N/A | #N/A | #N/A | #N/A | #N/A | #N/A | #N/A | #N/A | #N/A | #N/A | #N/A | #N/A | #N/A | #N/A | #N/A | #N/A | #N/A | #N/A | #N/A | #N/A | #N/A | #N/A | #N/A | #N/A | #N/A | #N/A | #N/A | #N/A | #N/A | #N/A | #N/A | #N/A | #N/A | #N/A
[7 empty] | 7 | 6 | 4483 | 19 | 2020-07-06 | Saturday | 6 | No | #N/A | #N/A | #N/A | #N/A | #N/A | #N/A | #N/A | #N/A | #N/A | #N/A | #N/A | #N/A | #N/A | #N/A | #N/A | #N/A | #N/A | #N/A | #N/A | #N/A | #N/A | #N/A | #N/A | #N/A | #N/A | #N/A | #N/A | #N/A | #N/A | #N/A | #N/A | #N/A | #N/A | #N/A | #N/A | #N/A
[7 empty] | 7 | 6 | 4484 | 20 | 2020-07-06 | Saturday | 6 | No | #N/A | #N/A | #N/A | #N/A | #N/A | #N/A | #N/A | #N/A | #N/A | #N/A | #N/A | #N/A | #N/A | #N/A | #N/A | #N/A | #N/A | #N/A | #N/A | #N/A | #N/A | #N/A | #N/A | #N/A | #N/A | #N/A | #N/A | #N/A | #N/A | #N/A | #N/A | #N/A | #N/A | #N/A | #N/A | #N/A
[7 empty] | 7 | 6 | 4485 | 21 | 2020-07-06 | Saturday | 6 | No | #N/A | #N/A | #N/A | #N/A | #N/A | #N/A | #N/A | #N/A | #N/A | #N/A | #N/A | #N/A | #N/A | #N/A | #N/A | #N/A | #N/A | #N/A | #N/A | #N/A | #N/A | #N/A | #N/A | #N/A | #N/A | #N/A | #N/A | #N/A | #N/A | #N/A | #N/A | #N/A | #N/A | #N/A | #N/A | #N/A
[7 empty] | 7 | 6 | 4486 | 22 | 2020-07-06 | Saturday | 6 | No | #N/A | #N/A | #N/A | #N/A | #N/A | #N/A | #N/A | #N/A | #N/A | #N/A | #N/A | #N/A | #N/A | #N/A | #N/A | #N/A | #N/A | #N/A | #N/A | #N/A | #N/A | #N/A | #N/A | #N/A | #N/A | #N/A | #N/A | #N/A | #N/A | #N/A | #N/A | #N/A | #N/A | #N/A | #N/A | #N/A
[7 empty] | 7 | 6 | 4487 | 23 | 2020-07-06 | Saturday | 6 | No | #N/A | #N/A | #N/A | #N/A | #N/A | #N/A | #N/A | #N/A | #N/A | #N/A | #N/A | #N/A | #N/A | #N/A | #N/A | #N/A | #N/A | #N/A | #N/A | #N/A | #N/A | #N/A | #N/A | #N/A | #N/A | #N/A | #N/A | #N/A | #N/A | #N/A | #N/A | #N/A | #N/A | #N/A | #N/A | #N/A
[7 empty] | 7 | 6 | 4488 | 24 | 2020-07-06 | Saturday | 6 | No | #N/A | #N/A | #N/A | #N/A | #N/A | #N/A | #N/A | #N/A | #N/A | #N/A | #N/A | #N/A | #N/A | #N/A | #N/A | #N/A | #N/A | #N/A | #N/A | #N/A | #N/A | #N/A | #N/A | #N/A | #N/A | #N/A | #N/A | #N/A | #N/A | #N/A | #N/A | #N/A | #N/A | #N/A | #N/A | #N/A
[7 empty] | 7 | 7 | 4489 | 1 | 2020-07-07 | Sunday | 7 | No | #N/A | #N/A | #N/A | #N/A | #N/A | #N/A | #N/A | #N/A | #N/A | #N/A | #N/A | #N/A | #N/A | #N/A | #N/A | #N/A | #N/A | #N/A | #N/A | #N/A | #N/A | #N/A | #N/A | #N/A | #N/A | #N/A | #N/A | #N/A | #N/A | #N/A | #N/A | #N/A | #N/A | #N/A | #N/A | #N/A
[7 empty] | 7 | 7 | 4490 | 2 | 2020-07-07 | Sunday | 7 | No | #N/A | #N/A | #N/A | #N/A | #N/A | #N/A | #N/A | #N/A | #N/A | #N/A | #N/A | #N/A | #N/A | #N/A | #N/A | #N/A | #N/A | #N/A | #N/A | #N/A | #N/A | #N/A | #N/A | #N/A | #N/A | #N/A | #N/A | #N/A | #N/A | #N/A | #N/A | #N/A | #N/A | #N/A | #N/A | #N/A
[7 empty] | 7 | 7 | 4491 | 3 | 2020-07-07 | Sunday | 7 | No | #N/A | #N/A | #N/A | #N/A | #N/A | #N/A | #N/A | #N/A | #N/A | #N/A | #N/A | #N/A | #N/A | #N/A | #N/A | #N/A | #N/A | #N/A | #N/A | #N/A | #N/A | #N/A | #N/A | #N/A | #N/A | #N/A | #N/A | #N/A | #N/A | #N/A | #N/A | #N/A | #N/A | #N/A | #N/A | #N/A
[7 empty] | 7 | 7 | 4492 | 4 | 2020-07-07 | Sunday | 7 | No | #N/A | #N/A | #N/A | #N/A | #N/A | #N/A | #N/A | #N/A | #N/A | #N/A | #N/A | #N/A | #N/A | #N/A | #N/A | #N/A | #N/A | #N/A | #N/A | #N/A | #N/A | #N/A | #N/A | #N/A | #N/A | #N/A | #N/A | #N/A | #N/A | #N/A | #N/A | #N/A | #N/A | #N/A | #N/A | #N/A
[7 empty] | 7 | 7 | 4493 | 5 | 2020-07-07 | Sunday | 7 | No | #N/A | #N/A | #N/A | #N/A | #N/A | #N/A | #N/A | #N/A | #N/A | #N/A | #N/A | #N/A | #N/A | #N/A | #N/A | #N/A | #N/A | #N/A | #N/A | #N/A | #N/A | #N/A | #N/A | #N/A | #N/A | #N/A | #N/A | #N/A | #N/A | #N/A | #N/A | #N/A | #N/A | #N/A | #N/A | #N/A
[7 empty] | 7 | 7 | 4494 | 6 | 2020-07-07 | Sunday | 7 | No | #N/A | #N/A | #N/A | #N/A | #N/A | #N/A | #N/A | #N/A | #N/A | #N/A | #N/A | #N/A | #N/A | #N/A | #N/A | #N/A | #N/A | #N/A | #N/A | #N/A | #N/A | #N/A | #N/A | #N/A | #N/A | #N/A | #N/A | #N/A | #N/A | #N/A | #N/A | #N/A | #N/A | #N/A | #N/A | #N/A
[7 empty] | 7 | 7 | 4495 | 7 | 2020-07-07 | Sunday | 7 | No | #N/A | #N/A | #N/A | #N/A | #N/A | #N/A | #N/A | #N/A | #N/A | #N/A | #N/A | #N/A | #N/A | #N/A | #N/A | #N/A | #N/A | #N/A | #N/A | #N/A | #N/A | #N/A | #N/A | #N/A | #N/A | #N/A | #N/A | #N/A | #N/A | #N/A | #N/A | #N/A | #N/A | #N/A | #N/A | #N/A
[7 empty] | 7 | 7 | 4496 | 8 | 2020-07-07 | Sunday | 7 | No | #N/A | #N/A | #N/A | #N/A | #N/A | #N/A | #N/A | #N/A | #N/A | #N/A | #N/A | #N/A | #N/A | #N/A | #N/A | #N/A | #N/A | #N/A | #N/A | #N/A | #N/A | #N/A | #N/A | #N/A | #N/A | #N/A | #N/A | #N/A | #N/A | #N/A | #N/A | #N/A | #N/A | #N/A | #N/A | #N/A
[7 empty] | 7 | 7 | 4497 | 9 | 2020-07-07 | Sunday | 7 | No | #N/A | #N/A | #N/A | #N/A | #N/A | #N/A | #N/A | #N/A | #N/A | #N/A | #N/A | #N/A | #N/A | #N/A | #N/A | #N/A | #N/A | #N/A | #N/A | #N/A | #N/A | #N/A | #N/A | #N/A | #N/A | #N/A | #N/A | #N/A | #N/A | #N/A | #N/A | #N/A | #N/A | #N/A | #N/A | #N/A
[7 empty] | 7 | 7 | 4498 | 10 | 2020-07-07 | Sunday | 7 | No | #N/A | #N/A | #N/A | #N/A | #N/A | #N/A | #N/A | #N/A | #N/A | #N/A | #N/A | #N/A | #N/A | #N/A | #N/A | #N/A | #N/A | #N/A | #N/A | #N/A | #N/A | #N/A | #N/A | #N/A | #N/A | #N/A | #N/A | #N/A | #N/A | #N/A | #N/A | #N/A | #N/A | #N/A | #N/A | #N/A
[7 empty] | 7 | 7 | 4499 | 11 | 2020-07-07 | Sunday | 7 | No | #N/A | #N/A | #N/A | #N/A | #N/A | #N/A | #N/A | #N/A | #N/A | #N/A | #N/A | #N/A | #N/A | #N/A | #N/A | #N/A | #N/A | #N/A | #N/A | #N/A | #N/A | #N/A | #N/A | #N/A | #N/A | #N/A | #N/A | #N/A | #N/A | #N/A | #N/A | #N/A | #N/A | #N/A | #N/A | #N/A
[7 empty] | 7 | 7 | 4500 | 12 | 2020-07-07 | Sunday | 7 | No | #N/A | #N/A | #N/A | #N/A | #N/A | #N/A | #N/A | #N/A | #N/A | #N/A | #N/A | #N/A | #N/A | #N/A | #N/A | #N/A | #N/A | #N/A | #N/A | #N/A | #N/A | #N/A | #N/A | #N/A | #N/A | #N/A | #N/A | #N/A | #N/A | #N/A | #N/A | #N/A | #N/A | #N/A | #N/A | #N/A
[7 empty] | 7 | 7 | 4501 | 13 | 2020-07-07 | Sunday | 7 | No | #N/A | #N/A | #N/A | #N/A | #N/A | #N/A | #N/A | #N/A | #N/A | #N/A | #N/A | #N/A | #N/A | #N/A | #N/A | #N/A | #N/A | #N/A | #N/A | #N/A | #N/A | #N/A | #N/A | #N/A | #N/A | #N/A | #N/A | #N/A | #N/A | #N/A | #N/A | #N/A | #N/A | #N/A | #N/A | #N/A
[7 empty] | 7 | 7 | 4502 | 14 | 2020-07-07 | Sunday | 7 | No | #N/A | #N/A | #N/A | #N/A | #N/A | #N/A | #N/A | #N/A | #N/A | #N/A | #N/A | #N/A | #N/A | #N/A | #N/A | #N/A | #N/A | #N/A | #N/A | #N/A | #N/A | #N/A | #N/A | #N/A | #N/A | #N/A | #N/A | #N/A | #N/A | #N/A | #N/A | #N/A | #N/A | #N/A | #N/A | #N/A
[7 empty] | 7 | 7 | 4503 | 15 | 2020-07-07 | Sunday | 7 | No | #N/A | #N/A | #N/A | #N/A | #N/A | #N/A | #N/A | #N/A | #N/A | #N/A | #N/A | #N/A | #N/A | #N/A | #N/A | #N/A | #N/A | #N/A | #N/A | #N/A | #N/A | #N/A | #N/A | #N/A | #N/A | #N/A | #N/A | #N/A | #N/A | #N/A | #N/A | #N/A | #N/A | #N/A | #N/A | #N/A
[7 empty] | 7 | 7 | 4504 | 16 | 2020-07-07 | Sunday | 7 | No | #N/A | #N/A | #N/A | #N/A | #N/A | #N/A | #N/A | #N/A | #N/A | #N/A | #N/A | #N/A | #N/A | #N/A | #N/A | #N/A | #N/A | #N/A | #N/A | #N/A | #N/A | #N/A | #N/A | #N/A | #N/A | #N/A | #N/A | #N/A | #N/A | #N/A | #N/A | #N/A | #N/A | #N/A | #N/A | #N/A
[7 empty] | 7 | 7 | 4505 | 17 | 2020-07-07 | Sunday | 7 | No | #N/A | #N/A | #N/A | #N/A | #N/A | #N/A | #N/A | #N/A | #N/A | #N/A | #N/A | #N/A | #N/A | #N/A | #N/A | #N/A | #N/A | #N/A | #N/A | #N/A | #N/A | #N/A | #N/A | #N/A | #N/A | #N/A | #N/A | #N/A | #N/A | #N/A | #N/A | #N/A | #N/A | #N/A | #N/A | #N/A
[7 empty] | 7 | 7 | 4506 | 18 | 2020-07-07 | Sunday | 7 | No | #N/A | #N/A | #N/A | #N/A | #N/A | #N/A | #N/A | #N/A | #N/A | #N/A | #N/A | #N/A | #N/A | #N/A | #N/A | #N/A | #N/A | #N/A | #N/A | #N/A | #N/A | #N/A | #N/A | #N/A | #N/A | #N/A | #N/A | #N/A | #N/A | #N/A | #N/A | #N/A | #N/A | #N/A | #N/A | #N/A
[7 empty] | 7 | 7 | 4507 | 19 | 2020-07-07 | Sunday | 7 | No | #N/A | #N/A | #N/A | #N/A | #N/A | #N/A | #N/A | #N/A | #N/A | #N/A | #N/A | #N/A | #N/A | #N/A | #N/A | #N/A | #N/A | #N/A | #N/A | #N/A | #N/A | #N/A | #N/A | #N/A | #N/A | #N/A | #N/A | #N/A | #N/A | #N/A | #N/A | #N/A | #N/A | #N/A | #N/A | #N/A
[7 empty] | 7 | 7 | 4508 | 20 | 2020-07-07 | Sunday | 7 | No | #N/A | #N/A | #N/A | #N/A | #N/A | #N/A | #N/A | #N/A | #N/A | #N/A | #N/A | #N/A | #N/A | #N/A | #N/A | #N/A | #N/A | #N/A | #N/A | #N/A | #N/A | #N/A | #N/A | #N/A | #N/A | #N/A | #N/A | #N/A | #N/A | #N/A | #N/A | #N/A | #N/A | #N/A | #N/A | #N/A
[7 empty] | 7 | 7 | 4509 | 21 | 2020-07-07 | Sunday | 7 | No | #N/A | #N/A | #N/A | #N/A | #N/A | #N/A | #N/A | #N/A | #N/A | #N/A | #N/A | #N/A | #N/A | #N/A | #N/A | #N/A | #N/A | #N/A | #N/A | #N/A | #N/A | #N/A | #N/A | #N/A | #N/A | #N/A | #N/A | #N/A | #N/A | #N/A | #N/A | #N/A | #N/A | #N/A | #N/A | #N/A
[7 empty] | 7 | 7 | 4510 | 22 | 2020-07-07 | Sunday | 7 | No | #N/A | #N/A | #N/A | #N/A | #N/A | #N/A | #N/A | #N/A | #N/A | #N/A | #N/A | #N/A | #N/A | #N/A | #N/A | #N/A | #N/A | #N/A | #N/A | #N/A | #N/A | #N/A | #N/A | #N/A | #N/A | #N/A | #N/A | #N/A | #N/A | #N/A | #N/A | #N/A | #N/A | #N/A | #N/A | #N/A
[7 empty] | 7 | 7 | 4511 | 23 | 2020-07-07 | Sunday | 7 | No | #N/A | #N/A | #N/A | #N/A | #N/A | #N/A | #N/A | #N/A | #N/A | #N/A | #N/A | #N/A | #N/A | #N/A | #N/A | #N/A | #N/A | #N/A | #N/A | #N/A | #N/A | #N/A | #N/A | #N/A | #N/A | #N/A | #N/A | #N/A | #N/A | #N/A | #N/A | #N/A | #N/A | #N/A | #N/A | #N/A
[7 empty] | 7 | 7 | 4512 | 24 | 2020-07-07 | Sunday | 7 | No | #N/A | #N/A | #N/A | #N/A | #N/A | #N/A | #N/A | #N/A | #N/A | #N/A | #N/A | #N/A | #N/A | #N/A | #N/A | #N/A | #N/A | #N/A | #N/A | #N/A | #N/A | #N/A | #N/A | #N/A | #N/A | #N/A | #N/A | #N/A | #N/A | #N/A | #N/A | #N/A | #N/A | #N/A | #N/A | #N/A
[7 empty] | 7 | 8 | 4513 | 1 | 2020-07-08 | Monday | 1 | No | #N/A | #N/A | #N/A | #N/A | #N/A | #N/A | #N/A | #N/A | #N/A | #N/A | #N/A | #N/A | #N/A | #N/A | #N/A | #N/A | #N/A | #N/A | #N/A | #N/A | #N/A | #N/A | #N/A | #N/A | #N/A | #N/A | #N/A | #N/A | #N/A | #N/A | #N/A | #N/A | #N/A | #N/A | #N/A | #N/A
[7 empty] | 7 | 8 | 4514 | 2 | 2020-07-08 | Monday | 1 | No | #N/A | #N/A | #N/A | #N/A | #N/A | #N/A | #N/A | #N/A | #N/A | #N/A | #N/A | #N/A | #N/A | #N/A | #N/A | #N/A | #N/A | #N/A | #N/A | #N/A | #N/A | #N/A | #N/A | #N/A | #N/A | #N/A | #N/A | #N/A | #N/A | #N/A | #N/A | #N/A | #N/A | #N/A | #N/A | #N/A
[7 empty] | 7 | 8 | 4515 | 3 | 2020-07-08 | Monday | 1 | No | #N/A | #N/A | #N/A | #N/A | #N/A | #N/A | #N/A | #N/A | #N/A | #N/A | #N/A | #N/A | #N/A | #N/A | #N/A | #N/A | #N/A | #N/A | #N/A | #N/A | #N/A | #N/A | #N/A | #N/A | #N/A | #N/A | #N/A | #N/A | #N/A | #N/A | #N/A | #N/A | #N/A | #N/A | #N/A | #N/A
[7 empty] | 7 | 8 | 4516 | 4 | 2020-07-08 | Monday | 1 | No | #N/A | #N/A | #N/A | #N/A | #N/A | #N/A | #N/A | #N/A | #N/A | #N/A | #N/A | #N/A | #N/A | #N/A | #N/A | #N/A | #N/A | #N/A | #N/A | #N/A | #N/A | #N/A | #N/A | #N/A | #N/A | #N/A | #N/A | #N/A | #N/A | #N/A | #N/A | #N/A | #N/A | #N/A | #N/A | #N/A
[7 empty] | 7 | 8 | 4517 | 5 | 2020-07-08 | Monday | 1 | No | #N/A | #N/A | #N/A | #N/A | #N/A | #N/A | #N/A | #N/A | #N/A | #N/A | #N/A | #N/A | #N/A | #N/A | #N/A | #N/A | #N/A | #N/A | #N/A | #N/A | #N/A | #N/A | #N/A | #N/A | #N/A | #N/A | #N/A | #N/A | #N/A | #N/A | #N/A | #N/A | #N/A | #N/A | #N/A | #N/A
[7 empty] | 7 | 8 | 4518 | 6 | 2020-07-08 | Monday | 1 | No | #N/A | #N/A | #N/A | #N/A | #N/A | #N/A | #N/A | #N/A | #N/A | #N/A | #N/A | #N/A | #N/A | #N/A | #N/A | #N/A | #N/A | #N/A | #N/A | #N/A | #N/A | #N/A | #N/A | #N/A | #N/A | #N/A | #N/A | #N/A | #N/A | #N/A | #N/A | #N/A | #N/A | #N/A | #N/A | #N/A
[7 empty] | 7 | 8 | 4519 | 7 | 2020-07-08 | Monday | 1 | No | #N/A | #N/A | #N/A | #N/A | #N/A | #N/A | #N/A | #N/A | #N/A | #N/A | #N/A | #N/A | #N/A | #N/A | #N/A | #N/A | #N/A | #N/A | #N/A | #N/A | #N/A | #N/A | #N/A | #N/A | #N/A | #N/A | #N/A | #N/A | #N/A | #N/A | #N/A | #N/A | #N/A | #N/A | #N/A | #N/A
[7 empty] | 7 | 8 | 4520 | 8 | 2020-07-08 | Monday | 1 | No | #N/A | #N/A | #N/A | #N/A | #N/A | #N/A | #N/A | #N/A | #N/A | #N/A | #N/A | #N/A | #N/A | #N/A | #N/A | #N/A | #N/A | #N/A | #N/A | #N/A | #N/A | #N/A | #N/A | #N/A | #N/A | #N/A | #N/A | #N/A | #N/A | #N/A | #N/A | #N/A | #N/A | #N/A | #N/A | #N/A
[7 empty] | 7 | 8 | 4521 | 9 | 2020-07-08 | Monday | 1 | No | #N/A | #N/A | #N/A | #N/A | #N/A | #N/A | #N/A | #N/A | #N/A | #N/A | #N/A | #N/A | #N/A | #N/A | #N/A | #N/A | #N/A | #N/A | #N/A | #N/A | #N/A | #N/A | #N/A | #N/A | #N/A | #N/A | #N/A | #N/A | #N/A | #N/A | #N/A | #N/A | #N/A | #N/A | #N/A | #N/A
[7 empty] | 7 | 8 | 4522 | 10 | 2020-07-08 | Monday | 1 | No | #N/A | #N/A | #N/A | #N/A | #N/A | #N/A | #N/A | #N/A | #N/A | #N/A | #N/A | #N/A | #N/A | #N/A | #N/A | #N/A | #N/A | #N/A | #N/A | #N/A | #N/A | #N/A | #N/A | #N/A | #N/A | #N/A | #N/A | #N/A | #N/A | #N/A | #N/A | #N/A | #N/A | #N/A | #N/A | #N/A
[7 empty] | 7 | 8 | 4523 | 11 | 2020-07-08 | Monday | 1 | No | #N/A | #N/A | #N/A | #N/A | #N/A | #N/A | #N/A | #N/A | #N/A | #N/A | #N/A | #N/A | #N/A | #N/A | #N/A | #N/A | #N/A | #N/A | #N/A | #N/A | #N/A | #N/A | #N/A | #N/A | #N/A | #N/A | #N/A | #N/A | #N/A | #N/A | #N/A | #N/A | #N/A | #N/A | #N/A | #N/A
[7 empty] | 7 | 8 | 4524 | 12 | 2020-07-08 | Monday | 1 | No | #N/A | #N/A | #N/A | #N/A | #N/A | #N/A | #N/A | #N/A | #N/A | #N/A | #N/A | #N/A | #N/A | #N/A | #N/A | #N/A | #N/A | #N/A | #N/A | #N/A | #N/A | #N/A | #N/A | #N/A | #N/A | #N/A | #N/A | #N/A | #N/A | #N/A | #N/A | #N/A | #N/A | #N/A | #N/A | #N/A
[7 empty] | 7 | 8 | 4525 | 13 | 2020-07-08 | Monday | 1 | No | #N/A | #N/A | #N/A | #N/A | #N/A | #N/A | #N/A | #N/A | #N/A | #N/A | #N/A | #N/A | #N/A | #N/A | #N/A | #N/A | #N/A | #N/A | #N/A | #N/A | #N/A | #N/A | #N/A | #N/A | #N/A | #N/A | #N/A | #N/A | #N/A | #N/A | #N/A | #N/A | #N/A | #N/A | #N/A | #N/A
[7 empty] | 7 | 8 | 4526 | 14 | 2020-07-08 | Monday | 1 | No | #N/A | #N/A | #N/A | #N/A | #N/A | #N/A | #N/A | #N/A | #N/A | #N/A | #N/A | #N/A | #N/A | #N/A | #N/A | #N/A | #N/A | #N/A | #N/A | #N/A | #N/A | #N/A | #N/A | #N/A | #N/A | #N/A | #N/A | #N/A | #N/A | #N/A | #N/A | #N/A | #N/A | #N/A | #N/A | #N/A
[7 empty] | 7 | 8 | 4527 | 15 | 2020-07-08 | Monday | 1 | No | #N/A | #N/A | #N/A | #N/A | #N/A | #N/A | #N/A | #N/A | #N/A | #N/A | #N/A | #N/A | #N/A | #N/A | #N/A | #N/A | #N/A | #N/A | #N/A | #N/A | #N/A | #N/A | #N/A | #N/A | #N/A | #N/A | #N/A | #N/A | #N/A | #N/A | #N/A | #N/A | #N/A | #N/A | #N/A | #N/A
[7 empty] | 7 | 8 | 4528 | 16 | 2020-07-08 | Monday | 1 | No | #N/A | #N/A | #N/A | #N/A | #N/A | #N/A | #N/A | #N/A | #N/A | #N/A | #N/A | #N/A | #N/A | #N/A | #N/A | #N/A | #N/A | #N/A | #N/A | #N/A | #N/A | #N/A | #N/A | #N/A | #N/A | #N/A | #N/A | #N/A | #N/A | #N/A | #N/A | #N/A | #N/A | #N/A | #N/A | #N/A
[7 empty] | 7 | 8 | 4529 | 17 | 2020-07-08 | Monday | 1 | No | #N/A | #N/A | #N/A | #N/A | #N/A | #N/A | #N/A | #N/A | #N/A | #N/A | #N/A | #N/A | #N/A | #N/A | #N/A | #N/A | #N/A | #N/A | #N/A | #N/A | #N/A | #N/A | #N/A | #N/A | #N/A | #N/A | #N/A | #N/A | #N/A | #N/A | #N/A | #N/A | #N/A | #N/A | #N/A | #N/A
[7 empty] | 7 | 8 | 4530 | 18 | 2020-07-08 | Monday | 1 | No | #N/A | #N/A | #N/A | #N/A | #N/A | #N/A | #N/A | #N/A | #N/A | #N/A | #N/A | #N/A | #N/A | #N/A | #N/A | #N/A | #N/A | #N/A | #N/A | #N/A | #N/A | #N/A | #N/A | #N/A | #N/A | #N/A | #N/A | #N/A | #N/A | #N/A | #N/A | #N/A | #N/A | #N/A | #N/A | #N/A
[7 empty] | 7 | 8 | 4531 | 19 | 2020-07-08 | Monday | 1 | No | #N/A | #N/A | #N/A | #N/A | #N/A | #N/A | #N/A | #N/A | #N/A | #N/A | #N/A | #N/A | #N/A | #N/A | #N/A | #N/A | #N/A | #N/A | #N/A | #N/A | #N/A | #N/A | #N/A | #N/A | #N/A | #N/A | #N/A | #N/A | #N/A | #N/A | #N/A | #N/A | #N/A | #N/A | #N/A | #N/A
[7 empty] | 7 | 8 | 4532 | 20 | 2020-07-08 | Monday | 1 | No | #N/A | #N/A | #N/A | #N/A | #N/A | #N/A | #N/A | #N/A | #N/A | #N/A | #N/A | #N/A | #N/A | #N/A | #N/A | #N/A | #N/A | #N/A | #N/A | #N/A | #N/A | #N/A | #N/A | #N/A | #N/A | #N/A | #N/A | #N/A | #N/A | #N/A | #N/A | #N/A | #N/A | #N/A | #N/A | #N/A
[7 empty] | 7 | 8 | 4533 | 21 | 2020-07-08 | Monday | 1 | No | #N/A | #N/A | #N/A | #N/A | #N/A | #N/A | #N/A | #N/A | #N/A | #N/A | #N/A | #N/A | #N/A | #N/A | #N/A | #N/A | #N/A | #N/A | #N/A | #N/A | #N/A | #N/A | #N/A | #N/A | #N/A | #N/A | #N/A | #N/A | #N/A | #N/A | #N/A | #N/A | #N/A | #N/A | #N/A | #N/A
[7 empty] | 7 | 8 | 4534 | 22 | 2020-07-08 | Monday | 1 | No | #N/A | #N/A | #N/A | #N/A | #N/A | #N/A | #N/A | #N/A | #N/A | #N/A | #N/A | #N/A | #N/A | #N/A | #N/A | #N/A | #N/A | #N/A | #N/A | #N/A | #N/A | #N/A | #N/A | #N/A | #N/A | #N/A | #N/A | #N/A | #N/A | #N/A | #N/A | #N/A | #N/A | #N/A | #N/A | #N/A
[7 empty] | 7 | 8 | 4535 | 23 | 2020-07-08 | Monday | 1 | No | #N/A | #N/A | #N/A | #N/A | #N/A | #N/A | #N/A | #N/A | #N/A | #N/A | #N/A | #N/A | #N/A | #N/A | #N/A | #N/A | #N/A | #N/A | #N/A | #N/A | #N/A | #N/A | #N/A | #N/A | #N/A | #N/A | #N/A | #N/A | #N/A | #N/A | #N/A | #N/A | #N/A | #N/A | #N/A | #N/A
[7 empty] | 7 | 8 | 4536 | 24 | 2020-07-08 | Monday | 1 | No | #N/A | #N/A | #N/A | #N/A | #N/A | #N/A | #N/A | #N/A | #N/A | #N/A | #N/A | #N/A | #N/A | #N/A | #N/A | #N/A | #N/A | #N/A | #N/A | #N/A | #N/A | #N/A | #N/A | #N/A | #N/A | #N/A | #N/A | #N/A | #N/A | #N/A | #N/A | #N/A | #N/A | #N/A | #N/A | #N/A
[7 empty] | 7 | 9 | 4537 | 1 | 2020-07-09 | Tuesday | 2 | No | #N/A | #N/A | #N/A | #N/A | #N/A | #N/A | #N/A | #N/A | #N/A | #N/A | #N/A | #N/A | #N/A | #N/A | #N/A | #N/A | #N/A | #N/A | #N/A | #N/A | #N/A | #N/A | #N/A | #N/A | #N/A | #N/A | #N/A | #N/A | #N/A | #N/A | #N/A | #N/A | #N/A | #N/A | #N/A | #N/A
[7 empty] | 7 | 9 | 4538 | 2 | 2020-07-09 | Tuesday | 2 | No | #N/A | #N/A | #N/A | #N/A | #N/A | #N/A | #N/A | #N/A | #N/A | #N/A | #N/A | #N/A | #N/A | #N/A | #N/A | #N/A | #N/A | #N/A | #N/A | #N/A | #N/A | #N/A | #N/A | #N/A | #N/A | #N/A | #N/A | #N/A | #N/A | #N/A | #N/A | #N/A | #N/A | #N/A | #N/A | #N/A
[7 empty] | 7 | 9 | 4539 | 3 | 2020-07-09 | Tuesday | 2 | No | #N/A | #N/A | #N/A | #N/A | #N/A | #N/A | #N/A | #N/A | #N/A | #N/A | #N/A | #N/A | #N/A | #N/A | #N/A | #N/A | #N/A | #N/A | #N/A | #N/A | #N/A | #N/A | #N/A | #N/A | #N/A | #N/A | #N/A | #N/A | #N/A | #N/A | #N/A | #N/A | #N/A | #N/A | #N/A | #N/A
[7 empty] | 7 | 9 | 4540 | 4 | 2020-07-09 | Tuesday | 2 | No | #N/A | #N/A | #N/A | #N/A | #N/A | #N/A | #N/A | #N/A | #N/A | #N/A | #N/A | #N/A | #N/A | #N/A | #N/A | #N/A | #N/A | #N/A | #N/A | #N/A | #N/A | #N/A | #N/A | #N/A | #N/A | #N/A | #N/A | #N/A | #N/A | #N/A | #N/A | #N/A | #N/A | #N/A | #N/A | #N/A
[7 empty] | 7 | 9 | 4541 | 5 | 2020-07-09 | Tuesday | 2 | No | #N/A | #N/A | #N/A | #N/A | #N/A | #N/A | #N/A | #N/A | #N/A | #N/A | #N/A | #N/A | #N/A | #N/A | #N/A | #N/A | #N/A | #N/A | #N/A | #N/A | #N/A | #N/A | #N/A | #N/A | #N/A | #N/A | #N/A | #N/A | #N/A | #N/A | #N/A | #N/A | #N/A | #N/A | #N/A | #N/A
[7 empty] | 7 | 9 | 4542 | 6 | 2020-07-09 | Tuesday | 2 | No | #N/A | #N/A | #N/A | #N/A | #N/A | #N/A | #N/A | #N/A | #N/A | #N/A | #N/A | #N/A | #N/A | #N/A | #N/A | #N/A | #N/A | #N/A | #N/A | #N/A | #N/A | #N/A | #N/A | #N/A | #N/A | #N/A | #N/A | #N/A | #N/A | #N/A | #N/A | #N/A | #N/A | #N/A | #N/A | #N/A
[7 empty] | 7 | 9 | 4543 | 7 | 2020-07-09 | Tuesday | 2 | No | #N/A | #N/A | #N/A | #N/A | #N/A | #N/A | #N/A | #N/A | #N/A | #N/A | #N/A | #N/A | #N/A | #N/A | #N/A | #N/A | #N/A | #N/A | #N/A | #N/A | #N/A | #N/A | #N/A | #N/A | #N/A | #N/A | #N/A | #N/A | #N/A | #N/A | #N/A | #N/A | #N/A | #N/A | #N/A | #N/A
[7 empty] | 7 | 9 | 4544 | 8 | 2020-07-09 | Tuesday | 2 | No | #N/A | #N/A | #N/A | #N/A | #N/A | #N/A | #N/A | #N/A | #N/A | #N/A | #N/A | #N/A | #N/A | #N/A | #N/A | #N/A | #N/A | #N/A | #N/A | #N/A | #N/A | #N/A | #N/A | #N/A | #N/A | #N/A | #N/A | #N/A | #N/A | #N/A | #N/A | #N/A | #N/A | #N/A | #N/A | #N/A
[7 empty] | 7 | 9 | 4545 | 9 | 2020-07-09 | Tuesday | 2 | No | #N/A | #N/A | #N/A | #N/A | #N/A | #N/A | #N/A | #N/A | #N/A | #N/A | #N/A | #N/A | #N/A | #N/A | #N/A | #N/A | #N/A | #N/A | #N/A | #N/A | #N/A | #N/A | #N/A | #N/A | #N/A | #N/A | #N/A | #N/A | #N/A | #N/A | #N/A | #N/A | #N/A | #N/A | #N/A | #N/A
[7 empty] | 7 | 9 | 4546 | 10 | 2020-07-09 | Tuesday | 2 | No | #N/A | #N/A | #N/A | #N/A | #N/A | #N/A | #N/A | #N/A | #N/A | #N/A | #N/A | #N/A | #N/A | #N/A | #N/A | #N/A | #N/A | #N/A | #N/A | #N/A | #N/A | #N/A | #N/A | #N/A | #N/A | #N/A | #N/A | #N/A | #N/A | #N/A | #N/A | #N/A | #N/A | #N/A | #N/A | #N/A
[7 empty] | 7 | 9 | 4547 | 11 | 2020-07-09 | Tuesday | 2 | No | #N/A | #N/A | #N/A | #N/A | #N/A | #N/A | #N/A | #N/A | #N/A | #N/A | #N/A | #N/A | #N/A | #N/A | #N/A | #N/A | #N/A | #N/A | #N/A | #N/A | #N/A | #N/A | #N/A | #N/A | #N/A | #N/A | #N/A | #N/A | #N/A | #N/A | #N/A | #N/A | #N/A | #N/A | #N/A | #N/A
[7 empty] | 7 | 9 | 4548 | 12 | 2020-07-09 | Tuesday | 2 | No | #N/A | #N/A | #N/A | #N/A | #N/A | #N/A | #N/A | #N/A | #N/A | #N/A | #N/A | #N/A | #N/A | #N/A | #N/A | #N/A | #N/A | #N/A | #N/A | #N/A | #N/A | #N/A | #N/A | #N/A | #N/A | #N/A | #N/A | #N/A | #N/A | #N/A | #N/A | #N/A | #N/A | #N/A | #N/A | #N/A
[7 empty] | 7 | 9 | 4549 | 13 | 2020-07-09 | Tuesday | 2 | No | #N/A | #N/A | #N/A | #N/A | #N/A | #N/A | #N/A | #N/A | #N/A | #N/A | #N/A | #N/A | #N/A | #N/A | #N/A | #N/A | #N/A | #N/A | #N/A | #N/A | #N/A | #N/A | #N/A | #N/A | #N/A | #N/A | #N/A | #N/A | #N/A | #N/A | #N/A | #N/A | #N/A | #N/A | #N/A | #N/A
[7 empty] | 7 | 9 | 4550 | 14 | 2020-07-09 | Tuesday | 2 | No | #N/A | #N/A | #N/A | #N/A | #N/A | #N/A | #N/A | #N/A | #N/A | #N/A | #N/A | #N/A | #N/A | #N/A | #N/A | #N/A | #N/A | #N/A | #N/A | #N/A | #N/A | #N/A | #N/A | #N/A | #N/A | #N/A | #N/A | #N/A | #N/A | #N/A | #N/A | #N/A | #N/A | #N/A | #N/A | #N/A
[7 empty] | 7 | 9 | 4551 | 15 | 2020-07-09 | Tuesday | 2 | No | #N/A | #N/A | #N/A | #N/A | #N/A | #N/A | #N/A | #N/A | #N/A | #N/A | #N/A | #N/A | #N/A | #N/A | #N/A | #N/A | #N/A | #N/A | #N/A | #N/A | #N/A | #N/A | #N/A | #N/A | #N/A | #N/A | #N/A | #N/A | #N/A | #N/A | #N/A | #N/A | #N/A | #N/A | #N/A | #N/A
[7 empty] | 7 | 9 | 4552 | 16 | 2020-07-09 | Tuesday | 2 | No | #N/A | #N/A | #N/A | #N/A | #N/A | #N/A | #N/A | #N/A | #N/A | #N/A | #N/A | #N/A | #N/A | #N/A | #N/A | #N/A | #N/A | #N/A | #N/A | #N/A | #N/A | #N/A | #N/A | #N/A | #N/A | #N/A | #N/A | #N/A | #N/A | #N/A | #N/A | #N/A | #N/A | #N/A | #N/A | #N/A
[7 empty] | 7 | 9 | 4553 | 17 | 2020-07-09 | Tuesday | 2 | No | #N/A | #N/A | #N/A | #N/A | #N/A | #N/A | #N/A | #N/A | #N/A | #N/A | #N/A | #N/A | #N/A | #N/A | #N/A | #N/A | #N/A | #N/A | #N/A | #N/A | #N/A | #N/A | #N/A | #N/A | #N/A | #N/A | #N/A | #N/A | #N/A | #N/A | #N/A | #N/A | #N/A | #N/A | #N/A | #N/A
[7 empty] | 7 | 9 | 4554 | 18 | 2020-07-09 | Tuesday | 2 | No | #N/A | #N/A | #N/A | #N/A | #N/A | #N/A | #N/A | #N/A | #N/A | #N/A | #N/A | #N/A | #N/A | #N/A | #N/A | #N/A | #N/A | #N/A | #N/A | #N/A | #N/A | #N/A | #N/A | #N/A | #N/A | #N/A | #N/A | #N/A | #N/A | #N/A | #N/A | #N/A | #N/A | #N/A | #N/A | #N/A
[7 empty] | 7 | 9 | 4555 | 19 | 2020-07-09 | Tuesday | 2 | No | #N/A | #N/A | #N/A | #N/A | #N/A | #N/A | #N/A | #N/A | #N/A | #N/A | #N/A | #N/A | #N/A | #N/A | #N/A | #N/A | #N/A | #N/A | #N/A | #N/A | #N/A | #N/A | #N/A | #N/A | #N/A | #N/A | #N/A | #N/A | #N/A | #N/A | #N/A | #N/A | #N/A | #N/A | #N/A | #N/A
[7 empty] | 7 | 9 | 4556 | 20 | 2020-07-09 | Tuesday | 2 | No | #N/A | #N/A | #N/A | #N/A | #N/A | #N/A | #N/A | #N/A | #N/A | #N/A | #N/A | #N/A | #N/A | #N/A | #N/A | #N/A | #N/A | #N/A | #N/A | #N/A | #N/A | #N/A | #N/A | #N/A | #N/A | #N/A | #N/A | #N/A | #N/A | #N/A | #N/A | #N/A | #N/A | #N/A | #N/A | #N/A
[7 empty] | 7 | 9 | 4557 | 21 | 2020-07-09 | Tuesday | 2 | No | #N/A | #N/A | #N/A | #N/A | #N/A | #N/A | #N/A | #N/A | #N/A | #N/A | #N/A | #N/A | #N/A | #N/A | #N/A | #N/A | #N/A | #N/A | #N/A | #N/A | #N/A | #N/A | #N/A | #N/A | #N/A | #N/A | #N/A | #N/A | #N/A | #N/A | #N/A | #N/A | #N/A | #N/A | #N/A | #N/A
[7 empty] | 7 | 9 | 4558 | 22 | 2020-07-09 | Tuesday | 2 | No | #N/A | #N/A | #N/A | #N/A | #N/A | #N/A | #N/A | #N/A | #N/A | #N/A | #N/A | #N/A | #N/A | #N/A | #N/A | #N/A | #N/A | #N/A | #N/A | #N/A | #N/A | #N/A | #N/A | #N/A | #N/A | #N/A | #N/A | #N/A | #N/A | #N/A | #N/A | #N/A | #N/A | #N/A | #N/A | #N/A
[7 empty] | 7 | 9 | 4559 | 23 | 2020-07-09 | Tuesday | 2 | No | #N/A | #N/A | #N/A | #N/A | #N/A | #N/A | #N/A | #N/A | #N/A | #N/A | #N/A | #N/A | #N/A | #N/A | #N/A | #N/A | #N/A | #N/A | #N/A | #N/A | #N/A | #N/A | #N/A | #N/A | #N/A | #N/A | #N/A | #N/A | #N/A | #N/A | #N/A | #N/A | #N/A | #N/A | #N/A | #N/A
[7 empty] | 7 | 9 | 4560 | 24 | 2020-07-09 | Tuesday | 2 | No | #N/A | #N/A | #N/A | #N/A | #N/A | #N/A | #N/A | #N/A | #N/A | #N/A | #N/A | #N/A | #N/A | #N/A | #N/A | #N/A | #N/A | #N/A | #N/A | #N/A | #N/A | #N/A | #N/A | #N/A | #N/A | #N/A | #N/A | #N/A | #N/A | #N/A | #N/A | #N/A | #N/A | #N/A | #N/A | #N/A
[7 empty] | 7 | 10 | 4561 | 1 | 2020-07-10 | Wednesday | 3 | No | #N/A | #N/A | #N/A | #N/A | #N/A | #N/A | #N/A | #N/A | #N/A | #N/A | #N/A | #N/A | #N/A | #N/A | #N/A | #N/A | #N/A | #N/A | #N/A | #N/A | #N/A | #N/A | #N/A | #N/A | #N/A | #N/A | #N/A | #N/A | #N/A | #N/A | #N/A | #N/A | #N/A | #N/A | #N/A | #N/A
[7 empty] | 7 | 10 | 4562 | 2 | 2020-07-10 | Wednesday | 3 | No | #N/A | #N/A | #N/A | #N/A | #N/A | #N/A | #N/A | #N/A | #N/A | #N/A | #N/A | #N/A | #N/A | #N/A | #N/A | #N/A | #N/A | #N/A | #N/A | #N/A | #N/A | #N/A | #N/A | #N/A | #N/A | #N/A | #N/A | #N/A | #N/A | #N/A | #N/A | #N/A | #N/A | #N/A | #N/A | #N/A
[7 empty] | 7 | 10 | 4563 | 3 | 2020-07-10 | Wednesday | 3 | No | #N/A | #N/A | #N/A | #N/A | #N/A | #N/A | #N/A | #N/A | #N/A | #N/A | #N/A | #N/A | #N/A | #N/A | #N/A | #N/A | #N/A | #N/A | #N/A | #N/A | #N/A | #N/A | #N/A | #N/A | #N/A | #N/A | #N/A | #N/A | #N/A | #N/A | #N/A | #N/A | #N/A | #N/A | #N/A | #N/A
[7 empty] | 7 | 10 | 4564 | 4 | 2020-07-10 | Wednesday | 3 | No | #N/A | #N/A | #N/A | #N/A | #N/A | #N/A | #N/A | #N/A | #N/A | #N/A | #N/A | #N/A | #N/A | #N/A | #N/A | #N/A | #N/A | #N/A | #N/A | #N/A | #N/A | #N/A | #N/A | #N/A | #N/A | #N/A | #N/A | #N/A | #N/A | #N/A | #N/A | #N/A | #N/A | #N/A | #N/A | #N/A
[7 empty] | 7 | 10 | 4565 | 5 | 2020-07-10 | Wednesday | 3 | No | #N/A | #N/A | #N/A | #N/A | #N/A | #N/A | #N/A | #N/A | #N/A | #N/A | #N/A | #N/A | #N/A | #N/A | #N/A | #N/A | #N/A | #N/A | #N/A | #N/A | #N/A | #N/A | #N/A | #N/A | #N/A | #N/A | #N/A | #N/A | #N/A | #N/A | #N/A | #N/A | #N/A | #N/A | #N/A | #N/A
[7 empty] | 7 | 10 | 4566 | 6 | 2020-07-10 | Wednesday | 3 | No | #N/A | #N/A | #N/A | #N/A | #N/A | #N/A | #N/A | #N/A | #N/A | #N/A | #N/A | #N/A | #N/A | #N/A | #N/A | #N/A | #N/A | #N/A | #N/A | #N/A | #N/A | #N/A | #N/A | #N/A | #N/A | #N/A | #N/A | #N/A | #N/A | #N/A | #N/A | #N/A | #N/A | #N/A | #N/A | #N/A
[7 empty] | 7 | 10 | 4567 | 7 | 2020-07-10 | Wednesday | 3 | No | #N/A | #N/A | #N/A | #N/A | #N/A | #N/A | #N/A | #N/A | #N/A | #N/A | #N/A | #N/A | #N/A | #N/A | #N/A | #N/A | #N/A | #N/A | #N/A | #N/A | #N/A | #N/A | #N/A | #N/A | #N/A | #N/A | #N/A | #N/A | #N/A | #N/A | #N/A | #N/A | #N/A | #N/A | #N/A | #N/A
[7 empty] | 7 | 10 | 4568 | 8 | 2020-07-10 | Wednesday | 3 | No | #N/A | #N/A | #N/A | #N/A | #N/A | #N/A | #N/A | #N/A | #N/A | #N/A | #N/A | #N/A | #N/A | #N/A | #N/A | #N/A | #N/A | #N/A | #N/A | #N/A | #N/A | #N/A | #N/A | #N/A | #N/A | #N/A | #N/A | #N/A | #N/A | #N/A | #N/A | #N/A | #N/A | #N/A | #N/A | #N/A
[7 empty] | 7 | 10 | 4569 | 9 | 2020-07-10 | Wednesday | 3 | No | #N/A | #N/A | #N/A | #N/A | #N/A | #N/A | #N/A | #N/A | #N/A | #N/A | #N/A | #N/A | #N/A | #N/A | #N/A | #N/A | #N/A | #N/A | #N/A | #N/A | #N/A | #N/A | #N/A | #N/A | #N/A | #N/A | #N/A | #N/A | #N/A | #N/A | #N/A | #N/A | #N/A | #N/A | #N/A | #N/A
[7 empty] | 7 | 10 | 4570 | 10 | 2020-07-10 | Wednesday | 3 | No | #N/A | #N/A | #N/A | #N/A | #N/A | #N/A | #N/A | #N/A | #N/A | #N/A | #N/A | #N/A | #N/A | #N/A | #N/A | #N/A | #N/A | #N/A | #N/A | #N/A | #N/A | #N/A | #N/A | #N/A | #N/A | #N/A | #N/A | #N/A | #N/A | #N/A | #N/A | #N/A | #N/A | #N/A | #N/A | #N/A
[7 empty] | 7 | 10 | 4571 | 11 | 2020-07-10 | Wednesday | 3 | No | #N/A | #N/A | #N/A | #N/A | #N/A | #N/A | #N/A | #N/A | #N/A | #N/A | #N/A | #N/A | #N/A | #N/A | #N/A | #N/A | #N/A | #N/A | #N/A | #N/A | #N/A | #N/A | #N/A | #N/A | #N/A | #N/A | #N/A | #N/A | #N/A | #N/A | #N/A | #N/A | #N/A | #N/A | #N/A | #N/A
[7 empty] | 7 | 10 | 4572 | 12 | 2020-07-10 | Wednesday | 3 | No | #N/A | #N/A | #N/A | #N/A | #N/A | #N/A | #N/A | #N/A | #N/A | #N/A | #N/A | #N/A | #N/A | #N/A | #N/A | #N/A | #N/A | #N/A | #N/A | #N/A | #N/A | #N/A | #N/A | #N/A | #N/A | #N/A | #N/A | #N/A | #N/A | #N/A | #N/A | #N/A | #N/A | #N/A | #N/A | #N/A
[7 empty] | 7 | 10 | 4573 | 13 | 2020-07-10 | Wednesday | 3 | No | #N/A | #N/A | #N/A | #N/A | #N/A | #N/A | #N/A | #N/A | #N/A | #N/A | #N/A | #N/A | #N/A | #N/A | #N/A | #N/A | #N/A | #N/A | #N/A | #N/A | #N/A | #N/A | #N/A | #N/A | #N/A | #N/A | #N/A | #N/A | #N/A | #N/A | #N/A | #N/A | #N/A | #N/A | #N/A | #N/A
[7 empty] | 7 | 10 | 4574 | 14 | 2020-07-10 | Wednesday | 3 | No | #N/A | #N/A | #N/A | #N/A | #N/A | #N/A | #N/A | #N/A | #N/A | #N/A | #N/A | #N/A | #N/A | #N/A | #N/A | #N/A | #N/A | #N/A | #N/A | #N/A | #N/A | #N/A | #N/A | #N/A | #N/A | #N/A | #N/A | #N/A | #N/A | #N/A | #N/A | #N/A | #N/A | #N/A | #N/A | #N/A
[7 empty] | 7 | 10 | 4575 | 15 | 2020-07-10 | Wednesday | 3 | No | #N/A | #N/A | #N/A | #N/A | #N/A | #N/A | #N/A | #N/A | #N/A | #N/A | #N/A | #N/A | #N/A | #N/A | #N/A | #N/A | #N/A | #N/A | #N/A | #N/A | #N/A | #N/A | #N/A | #N/A | #N/A | #N/A | #N/A | #N/A | #N/A | #N/A | #N/A | #N/A | #N/A | #N/A | #N/A | #N/A
[7 empty] | 7 | 10 | 4576 | 16 | 2020-07-10 | Wednesday | 3 | No | #N/A | #N/A | #N/A | #N/A | #N/A | #N/A | #N/A | #N/A | #N/A | #N/A | #N/A | #N/A | #N/A | #N/A | #N/A | #N/A | #N/A | #N/A | #N/A | #N/A | #N/A | #N/A | #N/A | #N/A | #N/A | #N/A | #N/A | #N/A | #N/A | #N/A | #N/A | #N/A | #N/A | #N/A | #N/A | #N/A
[7 empty] | 7 | 10 | 4577 | 17 | 2020-07-10 | Wednesday | 3 | No | #N/A | #N/A | #N/A | #N/A | #N/A | #N/A | #N/A | #N/A | #N/A | #N/A | #N/A | #N/A | #N/A | #N/A | #N/A | #N/A | #N/A | #N/A | #N/A | #N/A | #N/A | #N/A | #N/A | #N/A | #N/A | #N/A | #N/A | #N/A | #N/A | #N/A | #N/A | #N/A | #N/A | #N/A | #N/A | #N/A
[7 empty] | 7 | 10 | 4578 | 18 | 2020-07-10 | Wednesday | 3 | No | #N/A | #N/A | #N/A | #N/A | #N/A | #N/A | #N/A | #N/A | #N/A | #N/A | #N/A | #N/A | #N/A | #N/A | #N/A | #N/A | #N/A | #N/A | #N/A | #N/A | #N/A | #N/A | #N/A | #N/A | #N/A | #N/A | #N/A | #N/A | #N/A | #N/A | #N/A | #N/A | #N/A | #N/A | #N/A | #N/A
[7 empty] | 7 | 10 | 4579 | 19 | 2020-07-10 | Wednesday | 3 | No | #N/A | #N/A | #N/A | #N/A | #N/A | #N/A | #N/A | #N/A | #N/A | #N/A | #N/A | #N/A | #N/A | #N/A | #N/A | #N/A | #N/A | #N/A | #N/A | #N/A | #N/A | #N/A | #N/A | #N/A | #N/A | #N/A | #N/A | #N/A | #N/A | #N/A | #N/A | #N/A | #N/A | #N/A | #N/A | #N/A
[7 empty] | 7 | 10 | 4580 | 20 | 2020-07-10 | Wednesday | 3 | No | #N/A | #N/A | #N/A | #N/A | #N/A | #N/A | #N/A | #N/A | #N/A | #N/A | #N/A | #N/A | #N/A | #N/A | #N/A | #N/A | #N/A | #N/A | #N/A | #N/A | #N/A | #N/A | #N/A | #N/A | #N/A | #N/A | #N/A | #N/A | #N/A | #N/A | #N/A | #N/A | #N/A | #N/A | #N/A | #N/A
[7 empty] | 7 | 10 | 4581 | 21 | 2020-07-10 | Wednesday | 3 | No | #N/A | #N/A | #N/A | #N/A | #N/A | #N/A | #N/A | #N/A | #N/A | #N/A | #N/A | #N/A | #N/A | #N/A | #N/A | #N/A | #N/A | #N/A | #N/A | #N/A | #N/A | #N/A | #N/A | #N/A | #N/A | #N/A | #N/A | #N/A | #N/A | #N/A | #N/A | #N/A | #N/A | #N/A | #N/A | #N/A
[7 empty] | 7 | 10 | 4582 | 22 | 2020-07-10 | Wednesday | 3 | No | #N/A | #N/A | #N/A | #N/A | #N/A | #N/A | #N/A | #N/A | #N/A | #N/A | #N/A | #N/A | #N/A | #N/A | #N/A | #N/A | #N/A | #N/A | #N/A | #N/A | #N/A | #N/A | #N/A | #N/A | #N/A | #N/A | #N/A | #N/A | #N/A | #N/A | #N/A | #N/A | #N/A | #N/A | #N/A | #N/A
[7 empty] | 7 | 10 | 4583 | 23 | 2020-07-10 | Wednesday | 3 | No | #N/A | #N/A | #N/A | #N/A | #N/A | #N/A | #N/A | #N/A | #N/A | #N/A | #N/A | #N/A | #N/A | #N/A | #N/A | #N/A | #N/A | #N/A | #N/A | #N/A | #N/A | #N/A | #N/A | #N/A | #N/A | #N/A | #N/A | #N/A | #N/A | #N/A | #N/A | #N/A | #N/A | #N/A | #N/A | #N/A
[7 empty] | 7 | 10 | 4584 | 24 | 2020-07-10 | Wednesday | 3 | No | #N/A | #N/A | #N/A | #N/A | #N/A | #N/A | #N/A | #N/A | #N/A | #N/A | #N/A | #N/A | #N/A | #N/A | #N/A | #N/A | #N/A | #N/A | #N/A | #N/A | #N/A | #N/A | #N/A | #N/A | #N/A | #N/A | #N/A | #N/A | #N/A | #N/A | #N/A | #N/A | #N/A | #N/A | #N/A | #N/A
[7 empty] | 7 | 11 | 4585 | 1 | 2020-07-11 | Thursday | 4 | No | #N/A | #N/A | #N/A | #N/A | #N/A | #N/A | #N/A | #N/A | #N/A | #N/A | #N/A | #N/A | #N/A | #N/A | #N/A | #N/A | #N/A | #N/A | #N/A | #N/A | #N/A | #N/A | #N/A | #N/A | #N/A | #N/A | #N/A | #N/A | #N/A | #N/A | #N/A | #N/A | #N/A | #N/A | #N/A | #N/A
[7 empty] | 7 | 11 | 4586 | 2 | 2020-07-11 | Thursday | 4 | No | #N/A | #N/A | #N/A | #N/A | #N/A | #N/A | #N/A | #N/A | #N/A | #N/A | #N/A | #N/A | #N/A | #N/A | #N/A | #N/A | #N/A | #N/A | #N/A | #N/A | #N/A | #N/A | #N/A | #N/A | #N/A | #N/A | #N/A | #N/A | #N/A | #N/A | #N/A | #N/A | #N/A | #N/A | #N/A | #N/A
[7 empty] | 7 | 11 | 4587 | 3 | 2020-07-11 | Thursday | 4 | No | #N/A | #N/A | #N/A | #N/A | #N/A | #N/A | #N/A | #N/A | #N/A | #N/A | #N/A | #N/A | #N/A | #N/A | #N/A | #N/A | #N/A | #N/A | #N/A | #N/A | #N/A | #N/A | #N/A | #N/A | #N/A | #N/A | #N/A | #N/A | #N/A | #N/A | #N/A | #N/A | #N/A | #N/A | #N/A | #N/A
[7 empty] | 7 | 11 | 4588 | 4 | 2020-07-11 | Thursday | 4 | No | #N/A | #N/A | #N/A | #N/A | #N/A | #N/A | #N/A | #N/A | #N/A | #N/A | #N/A | #N/A | #N/A | #N/A | #N/A | #N/A | #N/A | #N/A | #N/A | #N/A | #N/A | #N/A | #N/A | #N/A | #N/A | #N/A | #N/A | #N/A | #N/A | #N/A | #N/A | #N/A | #N/A | #N/A | #N/A | #N/A
[7 empty] | 7 | 11 | 4589 | 5 | 2020-07-11 | Thursday | 4 | No | #N/A | #N/A | #N/A | #N/A | #N/A | #N/A | #N/A | #N/A | #N/A | #N/A | #N/A | #N/A | #N/A | #N/A | #N/A | #N/A | #N/A | #N/A | #N/A | #N/A | #N/A | #N/A | #N/A | #N/A | #N/A | #N/A | #N/A | #N/A | #N/A | #N/A | #N/A | #N/A | #N/A | #N/A | #N/A | #N/A
[7 empty] | 7 | 11 | 4590 | 6 | 2020-07-11 | Thursday | 4 | No | #N/A | #N/A | #N/A | #N/A | #N/A | #N/A | #N/A | #N/A | #N/A | #N/A | #N/A | #N/A | #N/A | #N/A | #N/A | #N/A | #N/A | #N/A | #N/A | #N/A | #N/A | #N/A | #N/A | #N/A | #N/A | #N/A | #N/A | #N/A | #N/A | #N/A | #N/A | #N/A | #N/A | #N/A | #N/A | #N/A
[7 empty] | 7 | 11 | 4591 | 7 | 2020-07-11 | Thursday | 4 | No | #N/A | #N/A | #N/A | #N/A | #N/A | #N/A | #N/A | #N/A | #N/A | #N/A | #N/A | #N/A | #N/A | #N/A | #N/A | #N/A | #N/A | #N/A | #N/A | #N/A | #N/A | #N/A | #N/A | #N/A | #N/A | #N/A | #N/A | #N/A | #N/A | #N/A | #N/A | #N/A | #N/A | #N/A | #N/A | #N/A
[7 empty] | 7 | 11 | 4592 | 8 | 2020-07-11 | Thursday | 4 | No | #N/A | #N/A | #N/A | #N/A | #N/A | #N/A | #N/A | #N/A | #N/A | #N/A | #N/A | #N/A | #N/A | #N/A | #N/A | #N/A | #N/A | #N/A | #N/A | #N/A | #N/A | #N/A | #N/A | #N/A | #N/A | #N/A | #N/A | #N/A | #N/A | #N/A | #N/A | #N/A | #N/A | #N/A | #N/A | #N/A
[7 empty] | 7 | 11 | 4593 | 9 | 2020-07-11 | Thursday | 4 | No | #N/A | #N/A | #N/A | #N/A | #N/A | #N/A | #N/A | #N/A | #N/A | #N/A | #N/A | #N/A | #N/A | #N/A | #N/A | #N/A | #N/A | #N/A | #N/A | #N/A | #N/A | #N/A | #N/A | #N/A | #N/A | #N/A | #N/A | #N/A | #N/A | #N/A | #N/A | #N/A | #N/A | #N/A | #N/A | #N/A
[7 empty] | 7 | 11 | 4594 | 10 | 2020-07-11 | Thursday | 4 | No | #N/A | #N/A | #N/A | #N/A | #N/A | #N/A | #N/A | #N/A | #N/A | #N/A | #N/A | #N/A | #N/A | #N/A | #N/A | #N/A | #N/A | #N/A | #N/A | #N/A | #N/A | #N/A | #N/A | #N/A | #N/A | #N/A | #N/A | #N/A | #N/A | #N/A | #N/A | #N/A | #N/A | #N/A | #N/A | #N/A
[7 empty] | 7 | 11 | 4595 | 11 | 2020-07-11 | Thursday | 4 | No | #N/A | #N/A | #N/A | #N/A | #N/A | #N/A | #N/A | #N/A | #N/A | #N/A | #N/A | #N/A | #N/A | #N/A | #N/A | #N/A | #N/A | #N/A | #N/A | #N/A | #N/A | #N/A | #N/A | #N/A | #N/A | #N/A | #N/A | #N/A | #N/A | #N/A | #N/A | #N/A | #N/A | #N/A | #N/A | #N/A
[7 empty] | 7 | 11 | 4596 | 12 | 2020-07-11 | Thursday | 4 | No | #N/A | #N/A | #N/A | #N/A | #N/A | #N/A | #N/A | #N/A | #N/A | #N/A | #N/A | #N/A | #N/A | #N/A | #N/A | #N/A | #N/A | #N/A | #N/A | #N/A | #N/A | #N/A | #N/A | #N/A | #N/A | #N/A | #N/A | #N/A | #N/A | #N/A | #N/A | #N/A | #N/A | #N/A | #N/A | #N/A
[7 empty] | 7 | 11 | 4597 | 13 | 2020-07-11 | Thursday | 4 | No | #N/A | #N/A | #N/A | #N/A | #N/A | #N/A | #N/A | #N/A | #N/A | #N/A | #N/A | #N/A | #N/A | #N/A | #N/A | #N/A | #N/A | #N/A | #N/A | #N/A | #N/A | #N/A | #N/A | #N/A | #N/A | #N/A | #N/A | #N/A | #N/A | #N/A | #N/A | #N/A | #N/A | #N/A | #N/A | #N/A
[7 empty] | 7 | 11 | 4598 | 14 | 2020-07-11 | Thursday | 4 | No | #N/A | #N/A | #N/A | #N/A | #N/A | #N/A | #N/A | #N/A | #N/A | #N/A | #N/A | #N/A | #N/A | #N/A | #N/A | #N/A | #N/A | #N/A | #N/A | #N/A | #N/A | #N/A | #N/A | #N/A | #N/A | #N/A | #N/A | #N/A | #N/A | #N/A | #N/A | #N/A | #N/A | #N/A | #N/A | #N/A
[7 empty] | 7 | 11 | 4599 | 15 | 2020-07-11 | Thursday | 4 | No | #N/A | #N/A | #N/A | #N/A | #N/A | #N/A | #N/A | #N/A | #N/A | #N/A | #N/A | #N/A | #N/A | #N/A | #N/A | #N/A | #N/A | #N/A | #N/A | #N/A | #N/A | #N/A | #N/A | #N/A | #N/A | #N/A | #N/A | #N/A | #N/A | #N/A | #N/A | #N/A | #N/A | #N/A | #N/A | #N/A
[7 empty] | 7 | 11 | 4600 | 16 | 2020-07-11 | Thursday | 4 | No | #N/A | #N/A | #N/A | #N/A | #N/A | #N/A | #N/A | #N/A | #N/A | #N/A | #N/A | #N/A | #N/A | #N/A | #N/A | #N/A | #N/A | #N/A | #N/A | #N/A | #N/A | #N/A | #N/A | #N/A | #N/A | #N/A | #N/A | #N/A | #N/A | #N/A | #N/A | #N/A | #N/A | #N/A | #N/A | #N/A
[7 empty] | 7 | 11 | 4601 | 17 | 2020-07-11 | Thursday | 4 | No | #N/A | #N/A | #N/A | #N/A | #N/A | #N/A | #N/A | #N/A | #N/A | #N/A | #N/A | #N/A | #N/A | #N/A | #N/A | #N/A | #N/A | #N/A | #N/A | #N/A | #N/A | #N/A | #N/A | #N/A | #N/A | #N/A | #N/A | #N/A | #N/A | #N/A | #N/A | #N/A | #N/A | #N/A | #N/A | #N/A
[7 empty] | 7 | 11 | 4602 | 18 | 2020-07-11 | Thursday | 4 | No | #N/A | #N/A | #N/A | #N/A | #N/A | #N/A | #N/A | #N/A | #N/A | #N/A | #N/A | #N/A | #N/A | #N/A | #N/A | #N/A | #N/A | #N/A | #N/A | #N/A | #N/A | #N/A | #N/A | #N/A | #N/A | #N/A | #N/A | #N/A | #N/A | #N/A | #N/A | #N/A | #N/A | #N/A | #N/A | #N/A
[7 empty] | 7 | 11 | 4603 | 19 | 2020-07-11 | Thursday | 4 | No | #N/A | #N/A | #N/A | #N/A | #N/A | #N/A | #N/A | #N/A | #N/A | #N/A | #N/A | #N/A | #N/A | #N/A | #N/A | #N/A | #N/A | #N/A | #N/A | #N/A | #N/A | #N/A | #N/A | #N/A | #N/A | #N/A | #N/A | #N/A | #N/A | #N/A | #N/A | #N/A | #N/A | #N/A | #N/A | #N/A
[7 empty] | 7 | 11 | 4604 | 20 | 2020-07-11 | Thursday | 4 | No | #N/A | #N/A | #N/A | #N/A | #N/A | #N/A | #N/A | #N/A | #N/A | #N/A | #N/A | #N/A | #N/A | #N/A | #N/A | #N/A | #N/A | #N/A | #N/A | #N/A | #N/A | #N/A | #N/A | #N/A | #N/A | #N/A | #N/A | #N/A | #N/A | #N/A | #N/A | #N/A | #N/A | #N/A | #N/A | #N/A
[7 empty] | 7 | 11 | 4605 | 21 | 2020-07-11 | Thursday | 4 | No | #N/A | #N/A | #N/A | #N/A | #N/A | #N/A | #N/A | #N/A | #N/A | #N/A | #N/A | #N/A | #N/A | #N/A | #N/A | #N/A | #N/A | #N/A | #N/A | #N/A | #N/A | #N/A | #N/A | #N/A | #N/A | #N/A | #N/A | #N/A | #N/A | #N/A | #N/A | #N/A | #N/A | #N/A | #N/A | #N/A
[7 empty] | 7 | 11 | 4606 | 22 | 2020-07-11 | Thursday | 4 | No | #N/A | #N/A | #N/A | #N/A | #N/A | #N/A | #N/A | #N/A | #N/A | #N/A | #N/A | #N/A | #N/A | #N/A | #N/A | #N/A | #N/A | #N/A | #N/A | #N/A | #N/A | #N/A | #N/A | #N/A | #N/A | #N/A | #N/A | #N/A | #N/A | #N/A | #N/A | #N/A | #N/A | #N/A | #N/A | #N/A
[7 empty] | 7 | 11 | 4607 | 23 | 2020-07-11 | Thursday | 4 | No | #N/A | #N/A | #N/A | #N/A | #N/A | #N/A | #N/A | #N/A | #N/A | #N/A | #N/A | #N/A | #N/A | #N/A | #N/A | #N/A | #N/A | #N/A | #N/A | #N/A | #N/A | #N/A | #N/A | #N/A | #N/A | #N/A | #N/A | #N/A | #N/A | #N/A | #N/A | #N/A | #N/A | #N/A | #N/A | #N/A
[7 empty] | 7 | 11 | 4608 | 24 | 2020-07-11 | Thursday | 4 | No | #N/A | #N/A | #N/A | #N/A | #N/A | #N/A | #N/A | #N/A | #N/A | #N/A | #N/A | #N/A | #N/A | #N/A | #N/A | #N/A | #N/A | #N/A | #N/A | #N/A | #N/A | #N/A | #N/A | #N/A | #N/A | #N/A | #N/A | #N/A | #N/A | #N/A | #N/A | #N/A | #N/A | #N/A | #N/A | #N/A
[7 empty] | 7 | 12 | 4609 | 1 | 2020-07-12 | Friday | 5 | No | #N/A | #N/A | #N/A | #N/A | #N/A | #N/A | #N/A | #N/A | #N/A | #N/A | #N/A | #N/A | #N/A | #N/A | #N/A | #N/A | #N/A | #N/A | #N/A | #N/A | #N/A | #N/A | #N/A | #N/A | #N/A | #N/A | #N/A | #N/A | #N/A | #N/A | #N/A | #N/A | #N/A | #N/A | #N/A | #N/A
[7 empty] | 7 | 12 | 4610 | 2 | 2020-07-12 | Friday | 5 | No | #N/A | #N/A | #N/A | #N/A | #N/A | #N/A | #N/A | #N/A | #N/A | #N/A | #N/A | #N/A | #N/A | #N/A | #N/A | #N/A | #N/A | #N/A | #N/A | #N/A | #N/A | #N/A | #N/A | #N/A | #N/A | #N/A | #N/A | #N/A | #N/A | #N/A | #N/A | #N/A | #N/A | #N/A | #N/A | #N/A
[7 empty] | 7 | 12 | 4611 | 3 | 2020-07-12 | Friday | 5 | No | #N/A | #N/A | #N/A | #N/A | #N/A | #N/A | #N/A | #N/A | #N/A | #N/A | #N/A | #N/A | #N/A | #N/A | #N/A | #N/A | #N/A | #N/A | #N/A | #N/A | #N/A | #N/A | #N/A | #N/A | #N/A | #N/A | #N/A | #N/A | #N/A | #N/A | #N/A | #N/A | #N/A | #N/A | #N/A | #N/A
[7 empty] | 7 | 12 | 4612 | 4 | 2020-07-12 | Friday | 5 | No | #N/A | #N/A | #N/A | #N/A | #N/A | #N/A | #N/A | #N/A | #N/A | #N/A | #N/A | #N/A | #N/A | #N/A | #N/A | #N/A | #N/A | #N/A | #N/A | #N/A | #N/A | #N/A | #N/A | #N/A | #N/A | #N/A | #N/A | #N/A | #N/A | #N/A | #N/A | #N/A | #N/A | #N/A | #N/A | #N/A
[7 empty] | 7 | 12 | 4613 | 5 | 2020-07-12 | Friday | 5 | No | #N/A | #N/A | #N/A | #N/A | #N/A | #N/A | #N/A | #N/A | #N/A | #N/A | #N/A | #N/A | #N/A | #N/A | #N/A | #N/A | #N/A | #N/A | #N/A | #N/A | #N/A | #N/A | #N/A | #N/A | #N/A | #N/A | #N/A | #N/A | #N/A | #N/A | #N/A | #N/A | #N/A | #N/A | #N/A | #N/A
[7 empty] | 7 | 12 | 4614 | 6 | 2020-07-12 | Friday | 5 | No | #N/A | #N/A | #N/A | #N/A | #N/A | #N/A | #N/A | #N/A | #N/A | #N/A | #N/A | #N/A | #N/A | #N/A | #N/A | #N/A | #N/A | #N/A | #N/A | #N/A | #N/A | #N/A | #N/A | #N/A | #N/A | #N/A | #N/A | #N/A | #N/A | #N/A | #N/A | #N/A | #N/A | #N/A | #N/A | #N/A
[7 empty] | 7 | 12 | 4615 | 7 | 2020-07-12 | Friday | 5 | No | #N/A | #N/A | #N/A | #N/A | #N/A | #N/A | #N/A | #N/A | #N/A | #N/A | #N/A | #N/A | #N/A | #N/A | #N/A | #N/A | #N/A | #N/A | #N/A | #N/A | #N/A | #N/A | #N/A | #N/A | #N/A | #N/A | #N/A | #N/A | #N/A | #N/A | #N/A | #N/A | #N/A | #N/A | #N/A | #N/A
[7 empty] | 7 | 12 | 4616 | 8 | 2020-07-12 | Friday | 5 | No | #N/A | #N/A | #N/A | #N/A | #N/A | #N/A | #N/A | #N/A | #N/A | #N/A | #N/A | #N/A | #N/A | #N/A | #N/A | #N/A | #N/A | #N/A | #N/A | #N/A | #N/A | #N/A | #N/A | #N/A | #N/A | #N/A | #N/A | #N/A | #N/A | #N/A | #N/A | #N/A | #N/A | #N/A | #N/A | #N/A
[7 empty] | 7 | 12 | 4617 | 9 | 2020-07-12 | Friday | 5 | No | #N/A | #N/A | #N/A | #N/A | #N/A | #N/A | #N/A | #N/A | #N/A | #N/A | #N/A | #N/A | #N/A | #N/A | #N/A | #N/A | #N/A | #N/A | #N/A | #N/A | #N/A | #N/A | #N/A | #N/A | #N/A | #N/A | #N/A | #N/A | #N/A | #N/A | #N/A | #N/A | #N/A | #N/A | #N/A | #N/A
[7 empty] | 7 | 12 | 4618 | 10 | 2020-07-12 | Friday | 5 | No | #N/A | #N/A | #N/A | #N/A | #N/A | #N/A | #N/A | #N/A | #N/A | #N/A | #N/A | #N/A | #N/A | #N/A | #N/A | #N/A | #N/A | #N/A | #N/A | #N/A | #N/A | #N/A | #N/A | #N/A | #N/A | #N/A | #N/A | #N/A | #N/A | #N/A | #N/A | #N/A | #N/A | #N/A | #N/A | #N/A
[7 empty] | 7 | 12 | 4619 | 11 | 2020-07-12 | Friday | 5 | No | #N/A | #N/A | #N/A | #N/A | #N/A | #N/A | #N/A | #N/A | #N/A | #N/A | #N/A | #N/A | #N/A | #N/A | #N/A | #N/A | #N/A | #N/A | #N/A | #N/A | #N/A | #N/A | #N/A | #N/A | #N/A | #N/A | #N/A | #N/A | #N/A | #N/A | #N/A | #N/A | #N/A | #N/A | #N/A | #N/A
[7 empty] | 7 | 12 | 4620 | 12 | 2020-07-12 | Friday | 5 | No | #N/A | #N/A | #N/A | #N/A | #N/A | #N/A | #N/A | #N/A | #N/A | #N/A | #N/A | #N/A | #N/A | #N/A | #N/A | #N/A | #N/A | #N/A | #N/A | #N/A | #N/A | #N/A | #N/A | #N/A | #N/A | #N/A | #N/A | #N/A | #N/A | #N/A | #N/A | #N/A | #N/A | #N/A | #N/A | #N/A
[7 empty] | 7 | 12 | 4621 | 13 | 2020-07-12 | Friday | 5 | No | #N/A | #N/A | #N/A | #N/A | #N/A | #N/A | #N/A | #N/A | #N/A | #N/A | #N/A | #N/A | #N/A | #N/A | #N/A | #N/A | #N/A | #N/A | #N/A | #N/A | #N/A | #N/A | #N/A | #N/A | #N/A | #N/A | #N/A | #N/A | #N/A | #N/A | #N/A | #N/A | #N/A | #N/A | #N/A | #N/A
[7 empty] | 7 | 12 | 4622 | 14 | 2020-07-12 | Friday | 5 | No | #N/A | #N/A | #N/A | #N/A | #N/A | #N/A | #N/A | #N/A | #N/A | #N/A | #N/A | #N/A | #N/A | #N/A | #N/A | #N/A | #N/A | #N/A | #N/A | #N/A | #N/A | #N/A | #N/A | #N/A | #N/A | #N/A | #N/A | #N/A | #N/A | #N/A | #N/A | #N/A | #N/A | #N/A | #N/A | #N/A
[7 empty] | 7 | 12 | 4623 | 15 | 2020-07-12 | Friday | 5 | No | #N/A | #N/A | #N/A | #N/A | #N/A | #N/A | #N/A | #N/A | #N/A | #N/A | #N/A | #N/A | #N/A | #N/A | #N/A | #N/A | #N/A | #N/A | #N/A | #N/A | #N/A | #N/A | #N/A | #N/A | #N/A | #N/A | #N/A | #N/A | #N/A | #N/A | #N/A | #N/A | #N/A | #N/A | #N/A | #N/A
[7 empty] | 7 | 12 | 4624 | 16 | 2020-07-12 | Friday | 5 | No | #N/A | #N/A | #N/A | #N/A | #N/A | #N/A | #N/A | #N/A | #N/A | #N/A | #N/A | #N/A | #N/A | #N/A | #N/A | #N/A | #N/A | #N/A | #N/A | #N/A | #N/A | #N/A | #N/A | #N/A | #N/A | #N/A | #N/A | #N/A | #N/A | #N/A | #N/A | #N/A | #N/A | #N/A | #N/A | #N/A
[7 empty] | 7 | 12 | 4625 | 17 | 2020-07-12 | Friday | 5 | No | #N/A | #N/A | #N/A | #N/A | #N/A | #N/A | #N/A | #N/A | #N/A | #N/A | #N/A | #N/A | #N/A | #N/A | #N/A | #N/A | #N/A | #N/A | #N/A | #N/A | #N/A | #N/A | #N/A | #N/A | #N/A | #N/A | #N/A | #N/A | #N/A | #N/A | #N/A | #N/A | #N/A | #N/A | #N/A | #N/A
[7 empty] | 7 | 12 | 4626 | 18 | 2020-07-12 | Friday | 5 | No | #N/A | #N/A | #N/A | #N/A | #N/A | #N/A | #N/A | #N/A | #N/A | #N/A | #N/A | #N/A | #N/A | #N/A | #N/A | #N/A | #N/A | #N/A | #N/A | #N/A | #N/A | #N/A | #N/A | #N/A | #N/A | #N/A | #N/A | #N/A | #N/A | #N/A | #N/A | #N/A | #N/A | #N/A | #N/A | #N/A
[7 empty] | 7 | 12 | 4627 | 19 | 2020-07-12 | Friday | 5 | No | #N/A | #N/A | #N/A | #N/A | #N/A | #N/A | #N/A | #N/A | #N/A | #N/A | #N/A | #N/A | #N/A | #N/A | #N/A | #N/A | #N/A | #N/A | #N/A | #N/A | #N/A | #N/A | #N/A | #N/A | #N/A | #N/A | #N/A | #N/A | #N/A | #N/A | #N/A | #N/A | #N/A | #N/A | #N/A | #N/A
[7 empty] | 7 | 12 | 4628 | 20 | 2020-07-12 | Friday | 5 | No | #N/A | #N/A | #N/A | #N/A | #N/A | #N/A | #N/A | #N/A | #N/A | #N/A | #N/A | #N/A | #N/A | #N/A | #N/A | #N/A | #N/A | #N/A | #N/A | #N/A | #N/A | #N/A | #N/A | #N/A | #N/A | #N/A | #N/A | #N/A | #N/A | #N/A | #N/A | #N/A | #N/A | #N/A | #N/A | #N/A
[7 empty] | 7 | 12 | 4629 | 21 | 2020-07-12 | Friday | 5 | No | #N/A | #N/A | #N/A | #N/A | #N/A | #N/A | #N/A | #N/A | #N/A | #N/A | #N/A | #N/A | #N/A | #N/A | #N/A | #N/A | #N/A | #N/A | #N/A | #N/A | #N/A | #N/A | #N/A | #N/A | #N/A | #N/A | #N/A | #N/A | #N/A | #N/A | #N/A | #N/A | #N/A | #N/A | #N/A | #N/A
[7 empty] | 7 | 12 | 4630 | 22 | 2020-07-12 | Friday | 5 | No | #N/A | #N/A | #N/A | #N/A | #N/A | #N/A | #N/A | #N/A | #N/A | #N/A | #N/A | #N/A | #N/A | #N/A | #N/A | #N/A | #N/A | #N/A | #N/A | #N/A | #N/A | #N/A | #N/A | #N/A | #N/A | #N/A | #N/A | #N/A | #N/A | #N/A | #N/A | #N/A | #N/A | #N/A | #N/A | #N/A
[7 empty] | 7 | 12 | 4631 | 23 | 2020-07-12 | Friday | 5 | No | #N/A | #N/A | #N/A | #N/A | #N/A | #N/A | #N/A | #N/A | #N/A | #N/A | #N/A | #N/A | #N/A | #N/A | #N/A | #N/A | #N/A | #N/A | #N/A | #N/A | #N/A | #N/A | #N/A | #N/A | #N/A | #N/A | #N/A | #N/A | #N/A | #N/A | #N/A | #N/A | #N/A | #N/A | #N/A | #N/A
[7 empty] | 7 | 12 | 4632 | 24 | 2020-07-12 | Friday | 5 | No | #N/A | #N/A | #N/A | #N/A | #N/A | #N/A | #N/A | #N/A | #N/A | #N/A | #N/A | #N/A | #N/A | #N/A | #N/A | #N/A | #N/A | #N/A | #N/A | #N/A | #N/A | #N/A | #N/A | #N/A | #N/A | #N/A | #N/A | #N/A | #N/A | #N/A | #N/A | #N/A | #N/A | #N/A | #N/A | #N/A
[7 empty] | 7 | 13 | 4633 | 1 | 2020-07-13 | Saturday | 6 | No | #N/A | #N/A | #N/A | #N/A | #N/A | #N/A | #N/A | #N/A | #N/A | #N/A | #N/A | #N/A | #N/A | #N/A | #N/A | #N/A | #N/A | #N/A | #N/A | #N/A | #N/A | #N/A | #N/A | #N/A | #N/A | #N/A | #N/A | #N/A | #N/A | #N/A | #N/A | #N/A | #N/A | #N/A | #N/A | #N/A
[7 empty] | 7 | 13 | 4634 | 2 | 2020-07-13 | Saturday | 6 | No | #N/A | #N/A | #N/A | #N/A | #N/A | #N/A | #N/A | #N/A | #N/A | #N/A | #N/A | #N/A | #N/A | #N/A | #N/A | #N/A | #N/A | #N/A | #N/A | #N/A | #N/A | #N/A | #N/A | #N/A | #N/A | #N/A | #N/A | #N/A | #N/A | #N/A | #N/A | #N/A | #N/A | #N/A | #N/A | #N/A
[7 empty] | 7 | 13 | 4635 | 3 | 2020-07-13 | Saturday | 6 | No | #N/A | #N/A | #N/A | #N/A | #N/A | #N/A | #N/A | #N/A | #N/A | #N/A | #N/A | #N/A | #N/A | #N/A | #N/A | #N/A | #N/A | #N/A | #N/A | #N/A | #N/A | #N/A | #N/A | #N/A | #N/A | #N/A | #N/A | #N/A | #N/A | #N/A | #N/A | #N/A | #N/A | #N/A | #N/A | #N/A
[7 empty] | 7 | 13 | 4636 | 4 | 2020-07-13 | Saturday | 6 | No | #N/A | #N/A | #N/A | #N/A | #N/A | #N/A | #N/A | #N/A | #N/A | #N/A | #N/A | #N/A | #N/A | #N/A | #N/A | #N/A | #N/A | #N/A | #N/A | #N/A | #N/A | #N/A | #N/A | #N/A | #N/A | #N/A | #N/A | #N/A | #N/A | #N/A | #N/A | #N/A | #N/A | #N/A | #N/A | #N/A
[7 empty] | 7 | 13 | 4637 | 5 | 2020-07-13 | Saturday | 6 | No | #N/A | #N/A | #N/A | #N/A | #N/A | #N/A | #N/A | #N/A | #N/A | #N/A | #N/A | #N/A | #N/A | #N/A | #N/A | #N/A | #N/A | #N/A | #N/A | #N/A | #N/A | #N/A | #N/A | #N/A | #N/A | #N/A | #N/A | #N/A | #N/A | #N/A | #N/A | #N/A | #N/A | #N/A | #N/A | #N/A
[7 empty] | 7 | 13 | 4638 | 6 | 2020-07-13 | Saturday | 6 | No | #N/A | #N/A | #N/A | #N/A | #N/A | #N/A | #N/A | #N/A | #N/A | #N/A | #N/A | #N/A | #N/A | #N/A | #N/A | #N/A | #N/A | #N/A | #N/A | #N/A | #N/A | #N/A | #N/A | #N/A | #N/A | #N/A | #N/A | #N/A | #N/A | #N/A | #N/A | #N/A | #N/A | #N/A | #N/A | #N/A
[7 empty] | 7 | 13 | 4639 | 7 | 2020-07-13 | Saturday | 6 | No | #N/A | #N/A | #N/A | #N/A | #N/A | #N/A | #N/A | #N/A | #N/A | #N/A | #N/A | #N/A | #N/A | #N/A | #N/A | #N/A | #N/A | #N/A | #N/A | #N/A | #N/A | #N/A | #N/A | #N/A | #N/A | #N/A | #N/A | #N/A | #N/A | #N/A | #N/A | #N/A | #N/A | #N/A | #N/A | #N/A
[7 empty] | 7 | 13 | 4640 | 8 | 2020-07-13 | Saturday | 6 | No | #N/A | #N/A | #N/A | #N/A | #N/A | #N/A | #N/A | #N/A | #N/A | #N/A | #N/A | #N/A | #N/A | #N/A | #N/A | #N/A | #N/A | #N/A | #N/A | #N/A | #N/A | #N/A | #N/A | #N/A | #N/A | #N/A | #N/A | #N/A | #N/A | #N/A | #N/A | #N/A | #N/A | #N/A | #N/A | #N/A
[7 empty] | 7 | 13 | 4641 | 9 | 2020-07-13 | Saturday | 6 | No | #N/A | #N/A | #N/A | #N/A | #N/A | #N/A | #N/A | #N/A | #N/A | #N/A | #N/A | #N/A | #N/A | #N/A | #N/A | #N/A | #N/A | #N/A | #N/A | #N/A | #N/A | #N/A | #N/A | #N/A | #N/A | #N/A | #N/A | #N/A | #N/A | #N/A | #N/A | #N/A | #N/A | #N/A | #N/A | #N/A
[7 empty] | 7 | 13 | 4642 | 10 | 2020-07-13 | Saturday | 6 | No | #N/A | #N/A | #N/A | #N/A | #N/A | #N/A | #N/A | #N/A | #N/A | #N/A | #N/A | #N/A | #N/A | #N/A | #N/A | #N/A | #N/A | #N/A | #N/A | #N/A | #N/A | #N/A | #N/A | #N/A | #N/A | #N/A | #N/A | #N/A | #N/A | #N/A | #N/A | #N/A | #N/A | #N/A | #N/A | #N/A
[7 empty] | 7 | 13 | 4643 | 11 | 2020-07-13 | Saturday | 6 | No | #N/A | #N/A | #N/A | #N/A | #N/A | #N/A | #N/A | #N/A | #N/A | #N/A | #N/A | #N/A | #N/A | #N/A | #N/A | #N/A | #N/A | #N/A | #N/A | #N/A | #N/A | #N/A | #N/A | #N/A | #N/A | #N/A | #N/A | #N/A | #N/A | #N/A | #N/A | #N/A | #N/A | #N/A | #N/A | #N/A
[7 empty] | 7 | 13 | 4644 | 12 | 2020-07-13 | Saturday | 6 | No | #N/A | #N/A | #N/A | #N/A | #N/A | #N/A | #N/A | #N/A | #N/A | #N/A | #N/A | #N/A | #N/A | #N/A | #N/A | #N/A | #N/A | #N/A | #N/A | #N/A | #N/A | #N/A | #N/A | #N/A | #N/A | #N/A | #N/A | #N/A | #N/A | #N/A | #N/A | #N/A | #N/A | #N/A | #N/A | #N/A
[7 empty] | 7 | 13 | 4645 | 13 | 2020-07-13 | Saturday | 6 | No | #N/A | #N/A | #N/A | #N/A | #N/A | #N/A | #N/A | #N/A | #N/A | #N/A | #N/A | #N/A | #N/A | #N/A | #N/A | #N/A | #N/A | #N/A | #N/A | #N/A | #N/A | #N/A | #N/A | #N/A | #N/A | #N/A | #N/A | #N/A | #N/A | #N/A | #N/A | #N/A | #N/A | #N/A | #N/A | #N/A
[7 empty] | 7 | 13 | 4646 | 14 | 2020-07-13 | Saturday | 6 | No | #N/A | #N/A | #N/A | #N/A | #N/A | #N/A | #N/A | #N/A | #N/A | #N/A | #N/A | #N/A | #N/A | #N/A | #N/A | #N/A | #N/A | #N/A | #N/A | #N/A | #N/A | #N/A | #N/A | #N/A | #N/A | #N/A | #N/A | #N/A | #N/A | #N/A | #N/A | #N/A | #N/A | #N/A | #N/A | #N/A
[7 empty] | 7 | 13 | 4647 | 15 | 2020-07-13 | Saturday | 6 | No | #N/A | #N/A | #N/A | #N/A | #N/A | #N/A | #N/A | #N/A | #N/A | #N/A | #N/A | #N/A | #N/A | #N/A | #N/A | #N/A | #N/A | #N/A | #N/A | #N/A | #N/A | #N/A | #N/A | #N/A | #N/A | #N/A | #N/A | #N/A | #N/A | #N/A | #N/A | #N/A | #N/A | #N/A | #N/A | #N/A
[7 empty] | 7 | 13 | 4648 | 16 | 2020-07-13 | Saturday | 6 | No | #N/A | #N/A | #N/A | #N/A | #N/A | #N/A | #N/A | #N/A | #N/A | #N/A | #N/A | #N/A | #N/A | #N/A | #N/A | #N/A | #N/A | #N/A | #N/A | #N/A | #N/A | #N/A | #N/A | #N/A | #N/A | #N/A | #N/A | #N/A | #N/A | #N/A | #N/A | #N/A | #N/A | #N/A | #N/A | #N/A
[7 empty] | 7 | 13 | 4649 | 17 | 2020-07-13 | Saturday | 6 | No | #N/A | #N/A | #N/A | #N/A | #N/A | #N/A | #N/A | #N/A | #N/A | #N/A | #N/A | #N/A | #N/A | #N/A | #N/A | #N/A | #N/A | #N/A | #N/A | #N/A | #N/A | #N/A | #N/A | #N/A | #N/A | #N/A | #N/A | #N/A | #N/A | #N/A | #N/A | #N/A | #N/A | #N/A | #N/A | #N/A
[7 empty] | 7 | 13 | 4650 | 18 | 2020-07-13 | Saturday | 6 | No | #N/A | #N/A | #N/A | #N/A | #N/A | #N/A | #N/A | #N/A | #N/A | #N/A | #N/A | #N/A | #N/A | #N/A | #N/A | #N/A | #N/A | #N/A | #N/A | #N/A | #N/A | #N/A | #N/A | #N/A | #N/A | #N/A | #N/A | #N/A | #N/A | #N/A | #N/A | #N/A | #N/A | #N/A | #N/A | #N/A
[7 empty] | 7 | 13 | 4651 | 19 | 2020-07-13 | Saturday | 6 | No | #N/A | #N/A | #N/A | #N/A | #N/A | #N/A | #N/A | #N/A | #N/A | #N/A | #N/A | #N/A | #N/A | #N/A | #N/A | #N/A | #N/A | #N/A | #N/A | #N/A | #N/A | #N/A | #N/A | #N/A | #N/A | #N/A | #N/A | #N/A | #N/A | #N/A | #N/A | #N/A | #N/A | #N/A | #N/A | #N/A
[7 empty] | 7 | 13 | 4652 | 20 | 2020-07-13 | Saturday | 6 | No | #N/A | #N/A | #N/A | #N/A | #N/A | #N/A | #N/A | #N/A | #N/A | #N/A | #N/A | #N/A | #N/A | #N/A | #N/A | #N/A | #N/A | #N/A | #N/A | #N/A | #N/A | #N/A | #N/A | #N/A | #N/A | #N/A | #N/A | #N/A | #N/A | #N/A | #N/A | #N/A | #N/A | #N/A | #N/A | #N/A
[7 empty] | 7 | 13 | 4653 | 21 | 2020-07-13 | Saturday | 6 | No | #N/A | #N/A | #N/A | #N/A | #N/A | #N/A | #N/A | #N/A | #N/A | #N/A | #N/A | #N/A | #N/A | #N/A | #N/A | #N/A | #N/A | #N/A | #N/A | #N/A | #N/A | #N/A | #N/A | #N/A | #N/A | #N/A | #N/A | #N/A | #N/A | #N/A | #N/A | #N/A | #N/A | #N/A | #N/A | #N/A
[7 empty] | 7 | 13 | 4654 | 22 | 2020-07-13 | Saturday | 6 | No | #N/A | #N/A | #N/A | #N/A | #N/A | #N/A | #N/A | #N/A | #N/A | #N/A | #N/A | #N/A | #N/A | #N/A | #N/A | #N/A | #N/A | #N/A | #N/A | #N/A | #N/A | #N/A | #N/A | #N/A | #N/A | #N/A | #N/A | #N/A | #N/A | #N/A | #N/A | #N/A | #N/A | #N/A | #N/A | #N/A
[7 empty] | 7 | 13 | 4655 | 23 | 2020-07-13 | Saturday | 6 | No | #N/A | #N/A | #N/A | #N/A | #N/A | #N/A | #N/A | #N/A | #N/A | #N/A | #N/A | #N/A | #N/A | #N/A | #N/A | #N/A | #N/A | #N/A | #N/A | #N/A | #N/A | #N/A | #N/A | #N/A | #N/A | #N/A | #N/A | #N/A | #N/A | #N/A | #N/A | #N/A | #N/A | #N/A | #N/A | #N/A
[7 empty] | 7 | 13 | 4656 | 24 | 2020-07-13 | Saturday | 6 | No | #N/A | #N/A | #N/A | #N/A | #N/A | #N/A | #N/A | #N/A | #N/A | #N/A | #N/A | #N/A | #N/A | #N/A | #N/A | #N/A | #N/A | #N/A | #N/A | #N/A | #N/A | #N/A | #N/A | #N/A | #N/A | #N/A | #N/A | #N/A | #N/A | #N/A | #N/A | #N/A | #N/A | #N/A | #N/A | #N/A
[7 empty] | 7 | 14 | 4657 | 1 | 2020-07-14 | Sunday | 7 | No | #N/A | #N/A | #N/A | #N/A | #N/A | #N/A | #N/A | #N/A | #N/A | #N/A | #N/A | #N/A | #N/A | #N/A | #N/A | #N/A | #N/A | #N/A | #N/A | #N/A | #N/A | #N/A | #N/A | #N/A | #N/A | #N/A | #N/A | #N/A | #N/A | #N/A | #N/A | #N/A | #N/A | #N/A | #N/A | #N/A
[7 empty] | 7 | 14 | 4658 | 2 | 2020-07-14 | Sunday | 7 | No | #N/A | #N/A | #N/A | #N/A | #N/A | #N/A | #N/A | #N/A | #N/A | #N/A | #N/A | #N/A | #N/A | #N/A | #N/A | #N/A | #N/A | #N/A | #N/A | #N/A | #N/A | #N/A | #N/A | #N/A | #N/A | #N/A | #N/A | #N/A | #N/A | #N/A | #N/A | #N/A | #N/A | #N/A | #N/A | #N/A
[7 empty] | 7 | 14 | 4659 | 3 | 2020-07-14 | Sunday | 7 | No | #N/A | #N/A | #N/A | #N/A | #N/A | #N/A | #N/A | #N/A | #N/A | #N/A | #N/A | #N/A | #N/A | #N/A | #N/A | #N/A | #N/A | #N/A | #N/A | #N/A | #N/A | #N/A | #N/A | #N/A | #N/A | #N/A | #N/A | #N/A | #N/A | #N/A | #N/A | #N/A | #N/A | #N/A | #N/A | #N/A
[7 empty] | 7 | 14 | 4660 | 4 | 2020-07-14 | Sunday | 7 | No | #N/A | #N/A | #N/A | #N/A | #N/A | #N/A | #N/A | #N/A | #N/A | #N/A | #N/A | #N/A | #N/A | #N/A | #N/A | #N/A | #N/A | #N/A | #N/A | #N/A | #N/A | #N/A | #N/A | #N/A | #N/A | #N/A | #N/A | #N/A | #N/A | #N/A | #N/A | #N/A | #N/A | #N/A | #N/A | #N/A
[7 empty] | 7 | 14 | 4661 | 5 | 2020-07-14 | Sunday | 7 | No | #N/A | #N/A | #N/A | #N/A | #N/A | #N/A | #N/A | #N/A | #N/A | #N/A | #N/A | #N/A | #N/A | #N/A | #N/A | #N/A | #N/A | #N/A | #N/A | #N/A | #N/A | #N/A | #N/A | #N/A | #N/A | #N/A | #N/A | #N/A | #N/A | #N/A | #N/A | #N/A | #N/A | #N/A | #N/A | #N/A
[7 empty] | 7 | 14 | 4662 | 6 | 2020-07-14 | Sunday | 7 | No | #N/A | #N/A | #N/A | #N/A | #N/A | #N/A | #N/A | #N/A | #N/A | #N/A | #N/A | #N/A | #N/A | #N/A | #N/A | #N/A | #N/A | #N/A | #N/A | #N/A | #N/A | #N/A | #N/A | #N/A | #N/A | #N/A | #N/A | #N/A | #N/A | #N/A | #N/A | #N/A | #N/A | #N/A | #N/A | #N/A
[7 empty] | 7 | 14 | 4663 | 7 | 2020-07-14 | Sunday | 7 | No | #N/A | #N/A | #N/A | #N/A | #N/A | #N/A | #N/A | #N/A | #N/A | #N/A | #N/A | #N/A | #N/A | #N/A | #N/A | #N/A | #N/A | #N/A | #N/A | #N/A | #N/A | #N/A | #N/A | #N/A | #N/A | #N/A | #N/A | #N/A | #N/A | #N/A | #N/A | #N/A | #N/A | #N/A | #N/A | #N/A
[7 empty] | 7 | 14 | 4664 | 8 | 2020-07-14 | Sunday | 7 | No | #N/A | #N/A | #N/A | #N/A | #N/A | #N/A | #N/A | #N/A | #N/A | #N/A | #N/A | #N/A | #N/A | #N/A | #N/A | #N/A | #N/A | #N/A | #N/A | #N/A | #N/A | #N/A | #N/A | #N/A | #N/A | #N/A | #N/A | #N/A | #N/A | #N/A | #N/A | #N/A | #N/A | #N/A | #N/A | #N/A
[7 empty] | 7 | 14 | 4665 | 9 | 2020-07-14 | Sunday | 7 | No | #N/A | #N/A | #N/A | #N/A | #N/A | #N/A | #N/A | #N/A | #N/A | #N/A | #N/A | #N/A | #N/A | #N/A | #N/A | #N/A | #N/A | #N/A | #N/A | #N/A | #N/A | #N/A | #N/A | #N/A | #N/A | #N/A | #N/A | #N/A | #N/A | #N/A | #N/A | #N/A | #N/A | #N/A | #N/A | #N/A
[7 empty] | 7 | 14 | 4666 | 10 | 2020-07-14 | Sunday | 7 | No | #N/A | #N/A | #N/A | #N/A | #N/A | #N/A | #N/A | #N/A | #N/A | #N/A | #N/A | #N/A | #N/A | #N/A | #N/A | #N/A | #N/A | #N/A | #N/A | #N/A | #N/A | #N/A | #N/A | #N/A | #N/A | #N/A | #N/A | #N/A | #N/A | #N/A | #N/A | #N/A | #N/A | #N/A | #N/A | #N/A
[7 empty] | 7 | 14 | 4667 | 11 | 2020-07-14 | Sunday | 7 | No | #N/A | #N/A | #N/A | #N/A | #N/A | #N/A | #N/A | #N/A | #N/A | #N/A | #N/A | #N/A | #N/A | #N/A | #N/A | #N/A | #N/A | #N/A | #N/A | #N/A | #N/A | #N/A | #N/A | #N/A | #N/A | #N/A | #N/A | #N/A | #N/A | #N/A | #N/A | #N/A | #N/A | #N/A | #N/A | #N/A
[7 empty] | 7 | 14 | 4668 | 12 | 2020-07-14 | Sunday | 7 | No | #N/A | #N/A | #N/A | #N/A | #N/A | #N/A | #N/A | #N/A | #N/A | #N/A | #N/A | #N/A | #N/A | #N/A | #N/A | #N/A | #N/A | #N/A | #N/A | #N/A | #N/A | #N/A | #N/A | #N/A | #N/A | #N/A | #N/A | #N/A | #N/A | #N/A | #N/A | #N/A | #N/A | #N/A | #N/A | #N/A
[7 empty] | 7 | 14 | 4669 | 13 | 2020-07-14 | Sunday | 7 | No | #N/A | #N/A | #N/A | #N/A | #N/A | #N/A | #N/A | #N/A | #N/A | #N/A | #N/A | #N/A | #N/A | #N/A | #N/A | #N/A | #N/A | #N/A | #N/A | #N/A | #N/A | #N/A | #N/A | #N/A | #N/A | #N/A | #N/A | #N/A | #N/A | #N/A | #N/A | #N/A | #N/A | #N/A | #N/A | #N/A
[7 empty] | 7 | 14 | 4670 | 14 | 2020-07-14 | Sunday | 7 | No | #N/A | #N/A | #N/A | #N/A | #N/A | #N/A | #N/A | #N/A | #N/A | #N/A | #N/A | #N/A | #N/A | #N/A | #N/A | #N/A | #N/A | #N/A | #N/A | #N/A | #N/A | #N/A | #N/A | #N/A | #N/A | #N/A | #N/A | #N/A | #N/A | #N/A | #N/A | #N/A | #N/A | #N/A | #N/A | #N/A
[7 empty] | 7 | 14 | 4671 | 15 | 2020-07-14 | Sunday | 7 | No | #N/A | #N/A | #N/A | #N/A | #N/A | #N/A | #N/A | #N/A | #N/A | #N/A | #N/A | #N/A | #N/A | #N/A | #N/A | #N/A | #N/A | #N/A | #N/A | #N/A | #N/A | #N/A | #N/A | #N/A | #N/A | #N/A | #N/A | #N/A | #N/A | #N/A | #N/A | #N/A | #N/A | #N/A | #N/A | #N/A
[7 empty] | 7 | 14 | 4672 | 16 | 2020-07-14 | Sunday | 7 | No | #N/A | #N/A | #N/A | #N/A | #N/A | #N/A | #N/A | #N/A | #N/A | #N/A | #N/A | #N/A | #N/A | #N/A | #N/A | #N/A | #N/A | #N/A | #N/A | #N/A | #N/A | #N/A | #N/A | #N/A | #N/A | #N/A | #N/A | #N/A | #N/A | #N/A | #N/A | #N/A | #N/A | #N/A | #N/A | #N/A
[7 empty] | 7 | 14 | 4673 | 17 | 2020-07-14 | Sunday | 7 | No | #N/A | #N/A | #N/A | #N/A | #N/A | #N/A | #N/A | #N/A | #N/A | #N/A | #N/A | #N/A | #N/A | #N/A | #N/A | #N/A | #N/A | #N/A | #N/A | #N/A | #N/A | #N/A | #N/A | #N/A | #N/A | #N/A | #N/A | #N/A | #N/A | #N/A | #N/A | #N/A | #N/A | #N/A | #N/A | #N/A
[7 empty] | 7 | 14 | 4674 | 18 | 2020-07-14 | Sunday | 7 | No | #N/A | #N/A | #N/A | #N/A | #N/A | #N/A | #N/A | #N/A | #N/A | #N/A | #N/A | #N/A | #N/A | #N/A | #N/A | #N/A | #N/A | #N/A | #N/A | #N/A | #N/A | #N/A | #N/A | #N/A | #N/A | #N/A | #N/A | #N/A | #N/A | #N/A | #N/A | #N/A | #N/A | #N/A | #N/A | #N/A
[7 empty] | 7 | 14 | 4675 | 19 | 2020-07-14 | Sunday | 7 | No | #N/A | #N/A | #N/A | #N/A | #N/A | #N/A | #N/A | #N/A | #N/A | #N/A | #N/A | #N/A | #N/A | #N/A | #N/A | #N/A | #N/A | #N/A | #N/A | #N/A | #N/A | #N/A | #N/A | #N/A | #N/A | #N/A | #N/A | #N/A | #N/A | #N/A | #N/A | #N/A | #N/A | #N/A | #N/A | #N/A
[7 empty] | 7 | 14 | 4676 | 20 | 2020-07-14 | Sunday | 7 | No | #N/A | #N/A | #N/A | #N/A | #N/A | #N/A | #N/A | #N/A | #N/A | #N/A | #N/A | #N/A | #N/A | #N/A | #N/A | #N/A | #N/A | #N/A | #N/A | #N/A | #N/A | #N/A | #N/A | #N/A | #N/A | #N/A | #N/A | #N/A | #N/A | #N/A | #N/A | #N/A | #N/A | #N/A | #N/A | #N/A
[7 empty] | 7 | 14 | 4677 | 21 | 2020-07-14 | Sunday | 7 | No | #N/A | #N/A | #N/A | #N/A | #N/A | #N/A | #N/A | #N/A | #N/A | #N/A | #N/A | #N/A | #N/A | #N/A | #N/A | #N/A | #N/A | #N/A | #N/A | #N/A | #N/A | #N/A | #N/A | #N/A | #N/A | #N/A | #N/A | #N/A | #N/A | #N/A | #N/A | #N/A | #N/A | #N/A | #N/A | #N/A
[7 empty] | 7 | 14 | 4678 | 22 | 2020-07-14 | Sunday | 7 | No | #N/A | #N/A | #N/A | #N/A | #N/A | #N/A | #N/A | #N/A | #N/A | #N/A | #N/A | #N/A | #N/A | #N/A | #N/A | #N/A | #N/A | #N/A | #N/A | #N/A | #N/A | #N/A | #N/A | #N/A | #N/A | #N/A | #N/A | #N/A | #N/A | #N/A | #N/A | #N/A | #N/A | #N/A | #N/A | #N/A
[7 empty] | 7 | 14 | 4679 | 23 | 2020-07-14 | Sunday | 7 | No | #N/A | #N/A | #N/A | #N/A | #N/A | #N/A | #N/A | #N/A | #N/A | #N/A | #N/A | #N/A | #N/A | #N/A | #N/A | #N/A | #N/A | #N/A | #N/A | #N/A | #N/A | #N/A | #N/A | #N/A | #N/A | #N/A | #N/A | #N/A | #N/A | #N/A | #N/A | #N/A | #N/A | #N/A | #N/A | #N/A
[7 empty] | 7 | 14 | 4680 | 24 | 2020-07-14 | Sunday | 7 | No | #N/A | #N/A | #N/A | #N/A | #N/A | #N/A | #N/A | #N/A | #N/A | #N/A | #N/A | #N/A | #N/A | #N/A | #N/A | #N/A | #N/A | #N/A | #N/A | #N/A | #N/A | #N/A | #N/A | #N/A | #N/A | #N/A | #N/A | #N/A | #N/A | #N/A | #N/A | #N/A | #N/A | #N/A | #N/A | #N/A
[7 empty] | 7 | 15 | 4681 | 1 | 2020-07-15 | Monday | 1 | No | #N/A | #N/A | #N/A | #N/A | #N/A | #N/A | #N/A | #N/A | #N/A | #N/A | #N/A | #N/A | #N/A | #N/A | #N/A | #N/A | #N/A | #N/A | #N/A | #N/A | #N/A | #N/A | #N/A | #N/A | #N/A | #N/A | #N/A | #N/A | #N/A | #N/A | #N/A | #N/A | #N/A | #N/A | #N/A | #N/A
[7 empty] | 7 | 15 | 4682 | 2 | 2020-07-15 | Monday | 1 | No | #N/A | #N/A | #N/A | #N/A | #N/A | #N/A | #N/A | #N/A | #N/A | #N/A | #N/A | #N/A | #N/A | #N/A | #N/A | #N/A | #N/A | #N/A | #N/A | #N/A | #N/A | #N/A | #N/A | #N/A | #N/A | #N/A | #N/A | #N/A | #N/A | #N/A | #N/A | #N/A | #N/A | #N/A | #N/A | #N/A
[7 empty] | 7 | 15 | 4683 | 3 | 2020-07-15 | Monday | 1 | No | #N/A | #N/A | #N/A | #N/A | #N/A | #N/A | #N/A | #N/A | #N/A | #N/A | #N/A | #N/A | #N/A | #N/A | #N/A | #N/A | #N/A | #N/A | #N/A | #N/A | #N/A | #N/A | #N/A | #N/A | #N/A | #N/A | #N/A | #N/A | #N/A | #N/A | #N/A | #N/A | #N/A | #N/A | #N/A | #N/A
[7 empty] | 7 | 15 | 4684 | 4 | 2020-07-15 | Monday | 1 | No | #N/A | #N/A | #N/A | #N/A | #N/A | #N/A | #N/A | #N/A | #N/A | #N/A | #N/A | #N/A | #N/A | #N/A | #N/A | #N/A | #N/A | #N/A | #N/A | #N/A | #N/A | #N/A | #N/A | #N/A | #N/A | #N/A | #N/A | #N/A | #N/A | #N/A | #N/A | #N/A | #N/A | #N/A | #N/A | #N/A
[7 empty] | 7 | 15 | 4685 | 5 | 2020-07-15 | Monday | 1 | No | #N/A | #N/A | #N/A | #N/A | #N/A | #N/A | #N/A | #N/A | #N/A | #N/A | #N/A | #N/A | #N/A | #N/A | #N/A | #N/A | #N/A | #N/A | #N/A | #N/A | #N/A | #N/A | #N/A | #N/A | #N/A | #N/A | #N/A | #N/A | #N/A | #N/A | #N/A | #N/A | #N/A | #N/A | #N/A | #N/A
[7 empty] | 7 | 15 | 4686 | 6 | 2020-07-15 | Monday | 1 | No | #N/A | #N/A | #N/A | #N/A | #N/A | #N/A | #N/A | #N/A | #N/A | #N/A | #N/A | #N/A | #N/A | #N/A | #N/A | #N/A | #N/A | #N/A | #N/A | #N/A | #N/A | #N/A | #N/A | #N/A | #N/A | #N/A | #N/A | #N/A | #N/A | #N/A | #N/A | #N/A | #N/A | #N/A | #N/A | #N/A
[7 empty] | 7 | 15 | 4687 | 7 | 2020-07-15 | Monday | 1 | No | #N/A | #N/A | #N/A | #N/A | #N/A | #N/A | #N/A | #N/A | #N/A | #N/A | #N/A | #N/A | #N/A | #N/A | #N/A | #N/A | #N/A | #N/A | #N/A | #N/A | #N/A | #N/A | #N/A | #N/A | #N/A | #N/A | #N/A | #N/A | #N/A | #N/A | #N/A | #N/A | #N/A | #N/A | #N/A | #N/A
[7 empty] | 7 | 15 | 4688 | 8 | 2020-07-15 | Monday | 1 | No | #N/A | #N/A | #N/A | #N/A | #N/A | #N/A | #N/A | #N/A | #N/A | #N/A | #N/A | #N/A | #N/A | #N/A | #N/A | #N/A | #N/A | #N/A | #N/A | #N/A | #N/A | #N/A | #N/A | #N/A | #N/A | #N/A | #N/A | #N/A | #N/A | #N/A | #N/A | #N/A | #N/A | #N/A | #N/A | #N/A
[7 empty] | 7 | 15 | 4689 | 9 | 2020-07-15 | Monday | 1 | No | #N/A | #N/A | #N/A | #N/A | #N/A | #N/A | #N/A | #N/A | #N/A | #N/A | #N/A | #N/A | #N/A | #N/A | #N/A | #N/A | #N/A | #N/A | #N/A | #N/A | #N/A | #N/A | #N/A | #N/A | #N/A | #N/A | #N/A | #N/A | #N/A | #N/A | #N/A | #N/A | #N/A | #N/A | #N/A | #N/A
[7 empty] | 7 | 15 | 4690 | 10 | 2020-07-15 | Monday | 1 | No | #N/A | #N/A | #N/A | #N/A | #N/A | #N/A | #N/A | #N/A | #N/A | #N/A | #N/A | #N/A | #N/A | #N/A | #N/A | #N/A | #N/A | #N/A | #N/A | #N/A | #N/A | #N/A | #N/A | #N/A | #N/A | #N/A | #N/A | #N/A | #N/A | #N/A | #N/A | #N/A | #N/A | #N/A | #N/A | #N/A
[7 empty] | 7 | 15 | 4691 | 11 | 2020-07-15 | Monday | 1 | No | #N/A | #N/A | #N/A | #N/A | #N/A | #N/A | #N/A | #N/A | #N/A | #N/A | #N/A | #N/A | #N/A | #N/A | #N/A | #N/A | #N/A | #N/A | #N/A | #N/A | #N/A | #N/A | #N/A | #N/A | #N/A | #N/A | #N/A | #N/A | #N/A | #N/A | #N/A | #N/A | #N/A | #N/A | #N/A | #N/A
[7 empty] | 7 | 15 | 4692 | 12 | 2020-07-15 | Monday | 1 | No | #N/A | #N/A | #N/A | #N/A | #N/A | #N/A | #N/A | #N/A | #N/A | #N/A | #N/A | #N/A | #N/A | #N/A | #N/A | #N/A | #N/A | #N/A | #N/A | #N/A | #N/A | #N/A | #N/A | #N/A | #N/A | #N/A | #N/A | #N/A | #N/A | #N/A | #N/A | #N/A | #N/A | #N/A | #N/A | #N/A
[7 empty] | 7 | 15 | 4693 | 13 | 2020-07-15 | Monday | 1 | No | #N/A | #N/A | #N/A | #N/A | #N/A | #N/A | #N/A | #N/A | #N/A | #N/A | #N/A | #N/A | #N/A | #N/A | #N/A | #N/A | #N/A | #N/A | #N/A | #N/A | #N/A | #N/A | #N/A | #N/A | #N/A | #N/A | #N/A | #N/A | #N/A | #N/A | #N/A | #N/A | #N/A | #N/A | #N/A | #N/A
[7 empty] | 7 | 15 | 4694 | 14 | 2020-07-15 | Monday | 1 | No | #N/A | #N/A | #N/A | #N/A | #N/A | #N/A | #N/A | #N/A | #N/A | #N/A | #N/A | #N/A | #N/A | #N/A | #N/A | #N/A | #N/A | #N/A | #N/A | #N/A | #N/A | #N/A | #N/A | #N/A | #N/A | #N/A | #N/A | #N/A | #N/A | #N/A | #N/A | #N/A | #N/A | #N/A | #N/A | #N/A
[7 empty] | 7 | 15 | 4695 | 15 | 2020-07-15 | Monday | 1 | No | #N/A | #N/A | #N/A | #N/A | #N/A | #N/A | #N/A | #N/A | #N/A | #N/A | #N/A | #N/A | #N/A | #N/A | #N/A | #N/A | #N/A | #N/A | #N/A | #N/A | #N/A | #N/A | #N/A | #N/A | #N/A | #N/A | #N/A | #N/A | #N/A | #N/A | #N/A | #N/A | #N/A | #N/A | #N/A | #N/A
[7 empty] | 7 | 15 | 4696 | 16 | 2020-07-15 | Monday | 1 | No | #N/A | #N/A | #N/A | #N/A | #N/A | #N/A | #N/A | #N/A | #N/A | #N/A | #N/A | #N/A | #N/A | #N/A | #N/A | #N/A | #N/A | #N/A | #N/A | #N/A | #N/A | #N/A | #N/A | #N/A | #N/A | #N/A | #N/A | #N/A | #N/A | #N/A | #N/A | #N/A | #N/A | #N/A | #N/A | #N/A
[7 empty] | 7 | 15 | 4697 | 17 | 2020-07-15 | Monday | 1 | No | #N/A | #N/A | #N/A | #N/A | #N/A | #N/A | #N/A | #N/A | #N/A | #N/A | #N/A | #N/A | #N/A | #N/A | #N/A | #N/A | #N/A | #N/A | #N/A | #N/A | #N/A | #N/A | #N/A | #N/A | #N/A | #N/A | #N/A | #N/A | #N/A | #N/A | #N/A | #N/A | #N/A | #N/A | #N/A | #N/A
[7 empty] | 7 | 15 | 4698 | 18 | 2020-07-15 | Monday | 1 | No | #N/A | #N/A | #N/A | #N/A | #N/A | #N/A | #N/A | #N/A | #N/A | #N/A | #N/A | #N/A | #N/A | #N/A | #N/A | #N/A | #N/A | #N/A | #N/A | #N/A | #N/A | #N/A | #N/A | #N/A | #N/A | #N/A | #N/A | #N/A | #N/A | #N/A | #N/A | #N/A | #N/A | #N/A | #N/A | #N/A
[7 empty] | 7 | 15 | 4699 | 19 | 2020-07-15 | Monday | 1 | No | #N/A | #N/A | #N/A | #N/A | #N/A | #N/A | #N/A | #N/A | #N/A | #N/A | #N/A | #N/A | #N/A | #N/A | #N/A | #N/A | #N/A | #N/A | #N/A | #N/A | #N/A | #N/A | #N/A | #N/A | #N/A | #N/A | #N/A | #N/A | #N/A | #N/A | #N/A | #N/A | #N/A | #N/A | #N/A | #N/A
[7 empty] | 7 | 15 | 4700 | 20 | 2020-07-15 | Monday | 1 | No | #N/A | #N/A | #N/A | #N/A | #N/A | #N/A | #N/A | #N/A | #N/A | #N/A | #N/A | #N/A | #N/A | #N/A | #N/A | #N/A | #N/A | #N/A | #N/A | #N/A | #N/A | #N/A | #N/A | #N/A | #N/A | #N/A | #N/A | #N/A | #N/A | #N/A | #N/A | #N/A | #N/A | #N/A | #N/A | #N/A
[7 empty] | 7 | 15 | 4701 | 21 | 2020-07-15 | Monday | 1 | No | #N/A | #N/A | #N/A | #N/A | #N/A | #N/A | #N/A | #N/A | #N/A | #N/A | #N/A | #N/A | #N/A | #N/A | #N/A | #N/A | #N/A | #N/A | #N/A | #N/A | #N/A | #N/A | #N/A | #N/A | #N/A | #N/A | #N/A | #N/A | #N/A | #N/A | #N/A | #N/A | #N/A | #N/A | #N/A | #N/A
[7 empty] | 7 | 15 | 4702 | 22 | 2020-07-15 | Monday | 1 | No | #N/A | #N/A | #N/A | #N/A | #N/A | #N/A | #N/A | #N/A | #N/A | #N/A | #N/A | #N/A | #N/A | #N/A | #N/A | #N/A | #N/A | #N/A | #N/A | #N/A | #N/A | #N/A | #N/A | #N/A | #N/A | #N/A | #N/A | #N/A | #N/A | #N/A | #N/A | #N/A | #N/A | #N/A | #N/A | #N/A
[7 empty] | 7 | 15 | 4703 | 23 | 2020-07-15 | Monday | 1 | No | #N/A | #N/A | #N/A | #N/A | #N/A | #N/A | #N/A | #N/A | #N/A | #N/A | #N/A | #N/A | #N/A | #N/A | #N/A | #N/A | #N/A | #N/A | #N/A | #N/A | #N/A | #N/A | #N/A | #N/A | #N/A | #N/A | #N/A | #N/A | #N/A | #N/A | #N/A | #N/A | #N/A | #N/A | #N/A | #N/A
[7 empty] | 7 | 15 | 4704 | 24 | 2020-07-15 | Monday | 1 | No | #N/A | #N/A | #N/A | #N/A | #N/A | #N/A | #N/A | #N/A | #N/A | #N/A | #N/A | #N/A | #N/A | #N/A | #N/A | #N/A | #N/A | #N/A | #N/A | #N/A | #N/A | #N/A | #N/A | #N/A | #N/A | #N/A | #N/A | #N/A | #N/A | #N/A | #N/A | #N/A | #N/A | #N/A | #N/A | #N/A
[7 empty] | 7 | 16 | 4705 | 1 | 2020-07-16 | Tuesday | 2 | No | #N/A | #N/A | #N/A | #N/A | #N/A | #N/A | #N/A | #N/A | #N/A | #N/A | #N/A | #N/A | #N/A | #N/A | #N/A | #N/A | #N/A | #N/A | #N/A | #N/A | #N/A | #N/A | #N/A | #N/A | #N/A | #N/A | #N/A | #N/A | #N/A | #N/A | #N/A | #N/A | #N/A | #N/A | #N/A | #N/A
[7 empty] | 7 | 16 | 4706 | 2 | 2020-07-16 | Tuesday | 2 | No | #N/A | #N/A | #N/A | #N/A | #N/A | #N/A | #N/A | #N/A | #N/A | #N/A | #N/A | #N/A | #N/A | #N/A | #N/A | #N/A | #N/A | #N/A | #N/A | #N/A | #N/A | #N/A | #N/A | #N/A | #N/A | #N/A | #N/A | #N/A | #N/A | #N/A | #N/A | #N/A | #N/A | #N/A | #N/A | #N/A
[7 empty] | 7 | 16 | 4707 | 3 | 2020-07-16 | Tuesday | 2 | No | #N/A | #N/A | #N/A | #N/A | #N/A | #N/A | #N/A | #N/A | #N/A | #N/A | #N/A | #N/A | #N/A | #N/A | #N/A | #N/A | #N/A | #N/A | #N/A | #N/A | #N/A | #N/A | #N/A | #N/A | #N/A | #N/A | #N/A | #N/A | #N/A | #N/A | #N/A | #N/A | #N/A | #N/A | #N/A | #N/A
[7 empty] | 7 | 16 | 4708 | 4 | 2020-07-16 | Tuesday | 2 | No | #N/A | #N/A | #N/A | #N/A | #N/A | #N/A | #N/A | #N/A | #N/A | #N/A | #N/A | #N/A | #N/A | #N/A | #N/A | #N/A | #N/A | #N/A | #N/A | #N/A | #N/A | #N/A | #N/A | #N/A | #N/A | #N/A | #N/A | #N/A | #N/A | #N/A | #N/A | #N/A | #N/A | #N/A | #N/A | #N/A
[7 empty] | 7 | 16 | 4709 | 5 | 2020-07-16 | Tuesday | 2 | No | #N/A | #N/A | #N/A | #N/A | #N/A | #N/A | #N/A | #N/A | #N/A | #N/A | #N/A | #N/A | #N/A | #N/A | #N/A | #N/A | #N/A | #N/A | #N/A | #N/A | #N/A | #N/A | #N/A | #N/A | #N/A | #N/A | #N/A | #N/A | #N/A | #N/A | #N/A | #N/A | #N/A | #N/A | #N/A | #N/A
[7 empty] | 7 | 16 | 4710 | 6 | 2020-07-16 | Tuesday | 2 | No | #N/A | #N/A | #N/A | #N/A | #N/A | #N/A | #N/A | #N/A | #N/A | #N/A | #N/A | #N/A | #N/A | #N/A | #N/A | #N/A | #N/A | #N/A | #N/A | #N/A | #N/A | #N/A | #N/A | #N/A | #N/A | #N/A | #N/A | #N/A | #N/A | #N/A | #N/A | #N/A | #N/A | #N/A | #N/A | #N/A
[7 empty] | 7 | 16 | 4711 | 7 | 2020-07-16 | Tuesday | 2 | No | #N/A | #N/A | #N/A | #N/A | #N/A | #N/A | #N/A | #N/A | #N/A | #N/A | #N/A | #N/A | #N/A | #N/A | #N/A | #N/A | #N/A | #N/A | #N/A | #N/A | #N/A | #N/A | #N/A | #N/A | #N/A | #N/A | #N/A | #N/A | #N/A | #N/A | #N/A | #N/A | #N/A | #N/A | #N/A | #N/A
[7 empty] | 7 | 16 | 4712 | 8 | 2020-07-16 | Tuesday | 2 | No | #N/A | #N/A | #N/A | #N/A | #N/A | #N/A | #N/A | #N/A | #N/A | #N/A | #N/A | #N/A | #N/A | #N/A | #N/A | #N/A | #N/A | #N/A | #N/A | #N/A | #N/A | #N/A | #N/A | #N/A | #N/A | #N/A | #N/A | #N/A | #N/A | #N/A | #N/A | #N/A | #N/A | #N/A | #N/A | #N/A
[7 empty] | 7 | 16 | 4713 | 9 | 2020-07-16 | Tuesday | 2 | No | #N/A | #N/A | #N/A | #N/A | #N/A | #N/A | #N/A | #N/A | #N/A | #N/A | #N/A | #N/A | #N/A | #N/A | #N/A | #N/A | #N/A | #N/A | #N/A | #N/A | #N/A | #N/A | #N/A | #N/A | #N/A | #N/A | #N/A | #N/A | #N/A | #N/A | #N/A | #N/A | #N/A | #N/A | #N/A | #N/A
[7 empty] | 7 | 16 | 4714 | 10 | 2020-07-16 | Tuesday | 2 | No | #N/A | #N/A | #N/A | #N/A | #N/A | #N/A | #N/A | #N/A | #N/A | #N/A | #N/A | #N/A | #N/A | #N/A | #N/A | #N/A | #N/A | #N/A | #N/A | #N/A | #N/A | #N/A | #N/A | #N/A | #N/A | #N/A | #N/A | #N/A | #N/A | #N/A | #N/A | #N/A | #N/A | #N/A | #N/A | #N/A
[7 empty] | 7 | 16 | 4715 | 11 | 2020-07-16 | Tuesday | 2 | No | #N/A | #N/A | #N/A | #N/A | #N/A | #N/A | #N/A | #N/A | #N/A | #N/A | #N/A | #N/A | #N/A | #N/A | #N/A | #N/A | #N/A | #N/A | #N/A | #N/A | #N/A | #N/A | #N/A | #N/A | #N/A | #N/A | #N/A | #N/A | #N/A | #N/A | #N/A | #N/A | #N/A | #N/A | #N/A | #N/A
[7 empty] | 7 | 16 | 4716 | 12 | 2020-07-16 | Tuesday | 2 | No | #N/A | #N/A | #N/A | #N/A | #N/A | #N/A | #N/A | #N/A | #N/A | #N/A | #N/A | #N/A | #N/A | #N/A | #N/A | #N/A | #N/A | #N/A | #N/A | #N/A | #N/A | #N/A | #N/A | #N/A | #N/A | #N/A | #N/A | #N/A | #N/A | #N/A | #N/A | #N/A | #N/A | #N/A | #N/A | #N/A
[7 empty] | 7 | 16 | 4717 | 13 | 2020-07-16 | Tuesday | 2 | No | #N/A | #N/A | #N/A | #N/A | #N/A | #N/A | #N/A | #N/A | #N/A | #N/A | #N/A | #N/A | #N/A | #N/A | #N/A | #N/A | #N/A | #N/A | #N/A | #N/A | #N/A | #N/A | #N/A | #N/A | #N/A | #N/A | #N/A | #N/A | #N/A | #N/A | #N/A | #N/A | #N/A | #N/A | #N/A | #N/A
[7 empty] | 7 | 16 | 4718 | 14 | 2020-07-16 | Tuesday | 2 | No | #N/A | #N/A | #N/A | #N/A | #N/A | #N/A | #N/A | #N/A | #N/A | #N/A | #N/A | #N/A | #N/A | #N/A | #N/A | #N/A | #N/A | #N/A | #N/A | #N/A | #N/A | #N/A | #N/A | #N/A | #N/A | #N/A | #N/A | #N/A | #N/A | #N/A | #N/A | #N/A | #N/A | #N/A | #N/A | #N/A
[7 empty] | 7 | 16 | 4719 | 15 | 2020-07-16 | Tuesday | 2 | No | #N/A | #N/A | #N/A | #N/A | #N/A | #N/A | #N/A | #N/A | #N/A | #N/A | #N/A | #N/A | #N/A | #N/A | #N/A | #N/A | #N/A | #N/A | #N/A | #N/A | #N/A | #N/A | #N/A | #N/A | #N/A | #N/A | #N/A | #N/A | #N/A | #N/A | #N/A | #N/A | #N/A | #N/A | #N/A | #N/A
[7 empty] | 7 | 16 | 4720 | 16 | 2020-07-16 | Tuesday | 2 | No | #N/A | #N/A | #N/A | #N/A | #N/A | #N/A | #N/A | #N/A | #N/A | #N/A | #N/A | #N/A | #N/A | #N/A | #N/A | #N/A | #N/A | #N/A | #N/A | #N/A | #N/A | #N/A | #N/A | #N/A | #N/A | #N/A | #N/A | #N/A | #N/A | #N/A | #N/A | #N/A | #N/A | #N/A | #N/A | #N/A
[7 empty] | 7 | 16 | 4721 | 17 | 2020-07-16 | Tuesday | 2 | No | #N/A | #N/A | #N/A | #N/A | #N/A | #N/A | #N/A | #N/A | #N/A | #N/A | #N/A | #N/A | #N/A | #N/A | #N/A | #N/A | #N/A | #N/A | #N/A | #N/A | #N/A | #N/A | #N/A | #N/A | #N/A | #N/A | #N/A | #N/A | #N/A | #N/A | #N/A | #N/A | #N/A | #N/A | #N/A | #N/A
[7 empty] | 7 | 16 | 4722 | 18 | 2020-07-16 | Tuesday | 2 | No | #N/A | #N/A | #N/A | #N/A | #N/A | #N/A | #N/A | #N/A | #N/A | #N/A | #N/A | #N/A | #N/A | #N/A | #N/A | #N/A | #N/A | #N/A | #N/A | #N/A | #N/A | #N/A | #N/A | #N/A | #N/A | #N/A | #N/A | #N/A | #N/A | #N/A | #N/A | #N/A | #N/A | #N/A | #N/A | #N/A
[7 empty] | 7 | 16 | 4723 | 19 | 2020-07-16 | Tuesday | 2 | No | #N/A | #N/A | #N/A | #N/A | #N/A | #N/A | #N/A | #N/A | #N/A | #N/A | #N/A | #N/A | #N/A | #N/A | #N/A | #N/A | #N/A | #N/A | #N/A | #N/A | #N/A | #N/A | #N/A | #N/A | #N/A | #N/A | #N/A | #N/A | #N/A | #N/A | #N/A | #N/A | #N/A | #N/A | #N/A | #N/A
[7 empty] | 7 | 16 | 4724 | 20 | 2020-07-16 | Tuesday | 2 | No | #N/A | #N/A | #N/A | #N/A | #N/A | #N/A | #N/A | #N/A | #N/A | #N/A | #N/A | #N/A | #N/A | #N/A | #N/A | #N/A | #N/A | #N/A | #N/A | #N/A | #N/A | #N/A | #N/A | #N/A | #N/A | #N/A | #N/A | #N/A | #N/A | #N/A | #N/A | #N/A | #N/A | #N/A | #N/A | #N/A
[7 empty] | 7 | 16 | 4725 | 21 | 2020-07-16 | Tuesday | 2 | No | #N/A | #N/A | #N/A | #N/A | #N/A | #N/A | #N/A | #N/A | #N/A | #N/A | #N/A | #N/A | #N/A | #N/A | #N/A | #N/A | #N/A | #N/A | #N/A | #N/A | #N/A | #N/A | #N/A | #N/A | #N/A | #N/A | #N/A | #N/A | #N/A | #N/A | #N/A | #N/A | #N/A | #N/A | #N/A | #N/A
[7 empty] | 7 | 16 | 4726 | 22 | 2020-07-16 | Tuesday | 2 | No | #N/A | #N/A | #N/A | #N/A | #N/A | #N/A | #N/A | #N/A | #N/A | #N/A | #N/A | #N/A | #N/A | #N/A | #N/A | #N/A | #N/A | #N/A | #N/A | #N/A | #N/A | #N/A | #N/A | #N/A | #N/A | #N/A | #N/A | #N/A | #N/A | #N/A | #N/A | #N/A | #N/A | #N/A | #N/A | #N/A
[7 empty] | 7 | 16 | 4727 | 23 | 2020-07-16 | Tuesday | 2 | No | #N/A | #N/A | #N/A | #N/A | #N/A | #N/A | #N/A | #N/A | #N/A | #N/A | #N/A | #N/A | #N/A | #N/A | #N/A | #N/A | #N/A | #N/A | #N/A | #N/A | #N/A | #N/A | #N/A | #N/A | #N/A | #N/A | #N/A | #N/A | #N/A | #N/A | #N/A | #N/A | #N/A | #N/A | #N/A | #N/A
[7 empty] | 7 | 16 | 4728 | 24 | 2020-07-16 | Tuesday | 2 | No | #N/A | #N/A | #N/A | #N/A | #N/A | #N/A | #N/A | #N/A | #N/A | #N/A | #N/A | #N/A | #N/A | #N/A | #N/A | #N/A | #N/A | #N/A | #N/A | #N/A | #N/A | #N/A | #N/A | #N/A | #N/A | #N/A | #N/A | #N/A | #N/A | #N/A | #N/A | #N/A | #N/A | #N/A | #N/A | #N/A
[7 empty] | 7 | 17 | 4729 | 1 | 2020-07-17 | Wednesday | 3 | No | #N/A | #N/A | #N/A | #N/A | #N/A | #N/A | #N/A | #N/A | #N/A | #N/A | #N/A | #N/A | #N/A | #N/A | #N/A | #N/A | #N/A | #N/A | #N/A | #N/A | #N/A | #N/A | #N/A | #N/A | #N/A | #N/A | #N/A | #N/A | #N/A | #N/A | #N/A | #N/A | #N/A | #N/A | #N/A | #N/A
[7 empty] | 7 | 17 | 4730 | 2 | 2020-07-17 | Wednesday | 3 | No | #N/A | #N/A | #N/A | #N/A | #N/A | #N/A | #N/A | #N/A | #N/A | #N/A | #N/A | #N/A | #N/A | #N/A | #N/A | #N/A | #N/A | #N/A | #N/A | #N/A | #N/A | #N/A | #N/A | #N/A | #N/A | #N/A | #N/A | #N/A | #N/A | #N/A | #N/A | #N/A | #N/A | #N/A | #N/A | #N/A
[7 empty] | 7 | 17 | 4731 | 3 | 2020-07-17 | Wednesday | 3 | No | #N/A | #N/A | #N/A | #N/A | #N/A | #N/A | #N/A | #N/A | #N/A | #N/A | #N/A | #N/A | #N/A | #N/A | #N/A | #N/A | #N/A | #N/A | #N/A | #N/A | #N/A | #N/A | #N/A | #N/A | #N/A | #N/A | #N/A | #N/A | #N/A | #N/A | #N/A | #N/A | #N/A | #N/A | #N/A | #N/A
[7 empty] | 7 | 17 | 4732 | 4 | 2020-07-17 | Wednesday | 3 | No | #N/A | #N/A | #N/A | #N/A | #N/A | #N/A | #N/A | #N/A | #N/A | #N/A | #N/A | #N/A | #N/A | #N/A | #N/A | #N/A | #N/A | #N/A | #N/A | #N/A | #N/A | #N/A | #N/A | #N/A | #N/A | #N/A | #N/A | #N/A | #N/A | #N/A | #N/A | #N/A | #N/A | #N/A | #N/A | #N/A
[7 empty] | 7 | 17 | 4733 | 5 | 2020-07-17 | Wednesday | 3 | No | #N/A | #N/A | #N/A | #N/A | #N/A | #N/A | #N/A | #N/A | #N/A | #N/A | #N/A | #N/A | #N/A | #N/A | #N/A | #N/A | #N/A | #N/A | #N/A | #N/A | #N/A | #N/A | #N/A | #N/A | #N/A | #N/A | #N/A | #N/A | #N/A | #N/A | #N/A | #N/A | #N/A | #N/A | #N/A | #N/A
[7 empty] | 7 | 17 | 4734 | 6 | 2020-07-17 | Wednesday | 3 | No | #N/A | #N/A | #N/A | #N/A | #N/A | #N/A | #N/A | #N/A | #N/A | #N/A | #N/A | #N/A | #N/A | #N/A | #N/A | #N/A | #N/A | #N/A | #N/A | #N/A | #N/A | #N/A | #N/A | #N/A | #N/A | #N/A | #N/A | #N/A | #N/A | #N/A | #N/A | #N/A | #N/A | #N/A | #N/A | #N/A
[7 empty] | 7 | 17 | 4735 | 7 | 2020-07-17 | Wednesday | 3 | No | #N/A | #N/A | #N/A | #N/A | #N/A | #N/A | #N/A | #N/A | #N/A | #N/A | #N/A | #N/A | #N/A | #N/A | #N/A | #N/A | #N/A | #N/A | #N/A | #N/A | #N/A | #N/A | #N/A | #N/A | #N/A | #N/A | #N/A | #N/A | #N/A | #N/A | #N/A | #N/A | #N/A | #N/A | #N/A | #N/A
[7 empty] | 7 | 17 | 4736 | 8 | 2020-07-17 | Wednesday | 3 | No | #N/A | #N/A | #N/A | #N/A | #N/A | #N/A | #N/A | #N/A | #N/A | #N/A | #N/A | #N/A | #N/A | #N/A | #N/A | #N/A | #N/A | #N/A | #N/A | #N/A | #N/A | #N/A | #N/A | #N/A | #N/A | #N/A | #N/A | #N/A | #N/A | #N/A | #N/A | #N/A | #N/A | #N/A | #N/A | #N/A
[7 empty] | 7 | 17 | 4737 | 9 | 2020-07-17 | Wednesday | 3 | No | #N/A | #N/A | #N/A | #N/A | #N/A | #N/A | #N/A | #N/A | #N/A | #N/A | #N/A | #N/A | #N/A | #N/A | #N/A | #N/A | #N/A | #N/A | #N/A | #N/A | #N/A | #N/A | #N/A | #N/A | #N/A | #N/A | #N/A | #N/A | #N/A | #N/A | #N/A | #N/A | #N/A | #N/A | #N/A | #N/A
[7 empty] | 7 | 17 | 4738 | 10 | 2020-07-17 | Wednesday | 3 | No | #N/A | #N/A | #N/A | #N/A | #N/A | #N/A | #N/A | #N/A | #N/A | #N/A | #N/A | #N/A | #N/A | #N/A | #N/A | #N/A | #N/A | #N/A | #N/A | #N/A | #N/A | #N/A | #N/A | #N/A | #N/A | #N/A | #N/A | #N/A | #N/A | #N/A | #N/A | #N/A | #N/A | #N/A | #N/A | #N/A
[7 empty] | 7 | 17 | 4739 | 11 | 2020-07-17 | Wednesday | 3 | No | #N/A | #N/A | #N/A | #N/A | #N/A | #N/A | #N/A | #N/A | #N/A | #N/A | #N/A | #N/A | #N/A | #N/A | #N/A | #N/A | #N/A | #N/A | #N/A | #N/A | #N/A | #N/A | #N/A | #N/A | #N/A | #N/A | #N/A | #N/A | #N/A | #N/A | #N/A | #N/A | #N/A | #N/A | #N/A | #N/A
[7 empty] | 7 | 17 | 4740 | 12 | 2020-07-17 | Wednesday | 3 | No | #N/A | #N/A | #N/A | #N/A | #N/A | #N/A | #N/A | #N/A | #N/A | #N/A | #N/A | #N/A | #N/A | #N/A | #N/A | #N/A | #N/A | #N/A | #N/A | #N/A | #N/A | #N/A | #N/A | #N/A | #N/A | #N/A | #N/A | #N/A | #N/A | #N/A | #N/A | #N/A | #N/A | #N/A | #N/A | #N/A
[7 empty] | 7 | 17 | 4741 | 13 | 2020-07-17 | Wednesday | 3 | No | #N/A | #N/A | #N/A | #N/A | #N/A | #N/A | #N/A | #N/A | #N/A | #N/A | #N/A | #N/A | #N/A | #N/A | #N/A | #N/A | #N/A | #N/A | #N/A | #N/A | #N/A | #N/A | #N/A | #N/A | #N/A | #N/A | #N/A | #N/A | #N/A | #N/A | #N/A | #N/A | #N/A | #N/A | #N/A | #N/A
[7 empty] | 7 | 17 | 4742 | 14 | 2020-07-17 | Wednesday | 3 | No | #N/A | #N/A | #N/A | #N/A | #N/A | #N/A | #N/A | #N/A | #N/A | #N/A | #N/A | #N/A | #N/A | #N/A | #N/A | #N/A | #N/A | #N/A | #N/A | #N/A | #N/A | #N/A | #N/A | #N/A | #N/A | #N/A | #N/A | #N/A | #N/A | #N/A | #N/A | #N/A | #N/A | #N/A | #N/A | #N/A
[7 empty] | 7 | 17 | 4743 | 15 | 2020-07-17 | Wednesday | 3 | No | #N/A | #N/A | #N/A | #N/A | #N/A | #N/A | #N/A | #N/A | #N/A | #N/A | #N/A | #N/A | #N/A | #N/A | #N/A | #N/A | #N/A | #N/A | #N/A | #N/A | #N/A | #N/A | #N/A | #N/A | #N/A | #N/A | #N/A | #N/A | #N/A | #N/A | #N/A | #N/A | #N/A | #N/A | #N/A | #N/A
[7 empty] | 7 | 17 | 4744 | 16 | 2020-07-17 | Wednesday | 3 | No | #N/A | #N/A | #N/A | #N/A | #N/A | #N/A | #N/A | #N/A | #N/A | #N/A | #N/A | #N/A | #N/A | #N/A | #N/A | #N/A | #N/A | #N/A | #N/A | #N/A | #N/A | #N/A | #N/A | #N/A | #N/A | #N/A | #N/A | #N/A | #N/A | #N/A | #N/A | #N/A | #N/A | #N/A | #N/A | #N/A
[7 empty] | 7 | 17 | 4745 | 17 | 2020-07-17 | Wednesday | 3 | No | #N/A | #N/A | #N/A | #N/A | #N/A | #N/A | #N/A | #N/A | #N/A | #N/A | #N/A | #N/A | #N/A | #N/A | #N/A | #N/A | #N/A | #N/A | #N/A | #N/A | #N/A | #N/A | #N/A | #N/A | #N/A | #N/A | #N/A | #N/A | #N/A | #N/A | #N/A | #N/A | #N/A | #N/A | #N/A | #N/A
[7 empty] | 7 | 17 | 4746 | 18 | 2020-07-17 | Wednesday | 3 | No | #N/A | #N/A | #N/A | #N/A | #N/A | #N/A | #N/A | #N/A | #N/A | #N/A | #N/A | #N/A | #N/A | #N/A | #N/A | #N/A | #N/A | #N/A | #N/A | #N/A | #N/A | #N/A | #N/A | #N/A | #N/A | #N/A | #N/A | #N/A | #N/A | #N/A | #N/A | #N/A | #N/A | #N/A | #N/A | #N/A
[7 empty] | 7 | 17 | 4747 | 19 | 2020-07-17 | Wednesday | 3 | No | #N/A | #N/A | #N/A | #N/A | #N/A | #N/A | #N/A | #N/A | #N/A | #N/A | #N/A | #N/A | #N/A | #N/A | #N/A | #N/A | #N/A | #N/A | #N/A | #N/A | #N/A | #N/A | #N/A | #N/A | #N/A | #N/A | #N/A | #N/A | #N/A | #N/A | #N/A | #N/A | #N/A | #N/A | #N/A | #N/A
[7 empty] | 7 | 17 | 4748 | 20 | 2020-07-17 | Wednesday | 3 | No | #N/A | #N/A | #N/A | #N/A | #N/A | #N/A | #N/A | #N/A | #N/A | #N/A | #N/A | #N/A | #N/A | #N/A | #N/A | #N/A | #N/A | #N/A | #N/A | #N/A | #N/A | #N/A | #N/A | #N/A | #N/A | #N/A | #N/A | #N/A | #N/A | #N/A | #N/A | #N/A | #N/A | #N/A | #N/A | #N/A
[7 empty] | 7 | 17 | 4749 | 21 | 2020-07-17 | Wednesday | 3 | No | #N/A | #N/A | #N/A | #N/A | #N/A | #N/A | #N/A | #N/A | #N/A | #N/A | #N/A | #N/A | #N/A | #N/A | #N/A | #N/A | #N/A | #N/A | #N/A | #N/A | #N/A | #N/A | #N/A | #N/A | #N/A | #N/A | #N/A | #N/A | #N/A | #N/A | #N/A | #N/A | #N/A | #N/A | #N/A | #N/A
[7 empty] | 7 | 17 | 4750 | 22 | 2020-07-17 | Wednesday | 3 | No | #N/A | #N/A | #N/A | #N/A | #N/A | #N/A | #N/A | #N/A | #N/A | #N/A | #N/A | #N/A | #N/A | #N/A | #N/A | #N/A | #N/A | #N/A | #N/A | #N/A | #N/A | #N/A | #N/A | #N/A | #N/A | #N/A | #N/A | #N/A | #N/A | #N/A | #N/A | #N/A | #N/A | #N/A | #N/A | #N/A
[7 empty] | 7 | 17 | 4751 | 23 | 2020-07-17 | Wednesday | 3 | No | #N/A | #N/A | #N/A | #N/A | #N/A | #N/A | #N/A | #N/A | #N/A | #N/A | #N/A | #N/A | #N/A | #N/A | #N/A | #N/A | #N/A | #N/A | #N/A | #N/A | #N/A | #N/A | #N/A | #N/A | #N/A | #N/A | #N/A | #N/A | #N/A | #N/A | #N/A | #N/A | #N/A | #N/A | #N/A | #N/A
[7 empty] | 7 | 17 | 4752 | 24 | 2020-07-17 | Wednesday | 3 | No | #N/A | #N/A | #N/A | #N/A | #N/A | #N/A | #N/A | #N/A | #N/A | #N/A | #N/A | #N/A | #N/A | #N/A | #N/A | #N/A | #N/A | #N/A | #N/A | #N/A | #N/A | #N/A | #N/A | #N/A | #N/A | #N/A | #N/A | #N/A | #N/A | #N/A | #N/A | #N/A | #N/A | #N/A | #N/A | #N/A
[7 empty] | 7 | 18 | 4753 | 1 | 2020-07-18 | Thursday | 4 | No | #N/A | #N/A | #N/A | #N/A | #N/A | #N/A | #N/A | #N/A | #N/A | #N/A | #N/A | #N/A | #N/A | #N/A | #N/A | #N/A | #N/A | #N/A | #N/A | #N/A | #N/A | #N/A | #N/A | #N/A | #N/A | #N/A | #N/A | #N/A | #N/A | #N/A | #N/A | #N/A | #N/A | #N/A | #N/A | #N/A
[7 empty] | 7 | 18 | 4754 | 2 | 2020-07-18 | Thursday | 4 | No | #N/A | #N/A | #N/A | #N/A | #N/A | #N/A | #N/A | #N/A | #N/A | #N/A | #N/A | #N/A | #N/A | #N/A | #N/A | #N/A | #N/A | #N/A | #N/A | #N/A | #N/A | #N/A | #N/A | #N/A | #N/A | #N/A | #N/A | #N/A | #N/A | #N/A | #N/A | #N/A | #N/A | #N/A | #N/A | #N/A
[7 empty] | 7 | 18 | 4755 | 3 | 2020-07-18 | Thursday | 4 | No | #N/A | #N/A | #N/A | #N/A | #N/A | #N/A | #N/A | #N/A | #N/A | #N/A | #N/A | #N/A | #N/A | #N/A | #N/A | #N/A | #N/A | #N/A | #N/A | #N/A | #N/A | #N/A | #N/A | #N/A | #N/A | #N/A | #N/A | #N/A | #N/A | #N/A | #N/A | #N/A | #N/A | #N/A | #N/A | #N/A
[7 empty] | 7 | 18 | 4756 | 4 | 2020-07-18 | Thursday | 4 | No | #N/A | #N/A | #N/A | #N/A | #N/A | #N/A | #N/A | #N/A | #N/A | #N/A | #N/A | #N/A | #N/A | #N/A | #N/A | #N/A | #N/A | #N/A | #N/A | #N/A | #N/A | #N/A | #N/A | #N/A | #N/A | #N/A | #N/A | #N/A | #N/A | #N/A | #N/A | #N/A | #N/A | #N/A | #N/A | #N/A
[7 empty] | 7 | 18 | 4757 | 5 | 2020-07-18 | Thursday | 4 | No | #N/A | #N/A | #N/A | #N/A | #N/A | #N/A | #N/A | #N/A | #N/A | #N/A | #N/A | #N/A | #N/A | #N/A | #N/A | #N/A | #N/A | #N/A | #N/A | #N/A | #N/A | #N/A | #N/A | #N/A | #N/A | #N/A | #N/A | #N/A | #N/A | #N/A | #N/A | #N/A | #N/A | #N/A | #N/A | #N/A
[7 empty] | 7 | 18 | 4758 | 6 | 2020-07-18 | Thursday | 4 | No | #N/A | #N/A | #N/A | #N/A | #N/A | #N/A | #N/A | #N/A | #N/A | #N/A | #N/A | #N/A | #N/A | #N/A | #N/A | #N/A | #N/A | #N/A | #N/A | #N/A | #N/A | #N/A | #N/A | #N/A | #N/A | #N/A | #N/A | #N/A | #N/A | #N/A | #N/A | #N/A | #N/A | #N/A | #N/A | #N/A
[7 empty] | 7 | 18 | 4759 | 7 | 2020-07-18 | Thursday | 4 | No | #N/A | #N/A | #N/A | #N/A | #N/A | #N/A | #N/A | #N/A | #N/A | #N/A | #N/A | #N/A | #N/A | #N/A | #N/A | #N/A | #N/A | #N/A | #N/A | #N/A | #N/A | #N/A | #N/A | #N/A | #N/A | #N/A | #N/A | #N/A | #N/A | #N/A | #N/A | #N/A | #N/A | #N/A | #N/A | #N/A
[7 empty] | 7 | 18 | 4760 | 8 | 2020-07-18 | Thursday | 4 | No | #N/A | #N/A | #N/A | #N/A | #N/A | #N/A | #N/A | #N/A | #N/A | #N/A | #N/A | #N/A | #N/A | #N/A | #N/A | #N/A | #N/A | #N/A | #N/A | #N/A | #N/A | #N/A | #N/A | #N/A | #N/A | #N/A | #N/A | #N/A | #N/A | #N/A | #N/A | #N/A | #N/A | #N/A | #N/A | #N/A
[7 empty] | 7 | 18 | 4761 | 9 | 2020-07-18 | Thursday | 4 | No | #N/A | #N/A | #N/A | #N/A | #N/A | #N/A | #N/A | #N/A | #N/A | #N/A | #N/A | #N/A | #N/A | #N/A | #N/A | #N/A | #N/A | #N/A | #N/A | #N/A | #N/A | #N/A | #N/A | #N/A | #N/A | #N/A | #N/A | #N/A | #N/A | #N/A | #N/A | #N/A | #N/A | #N/A | #N/A | #N/A
[7 empty] | 7 | 18 | 4762 | 10 | 2020-07-18 | Thursday | 4 | No | #N/A | #N/A | #N/A | #N/A | #N/A | #N/A | #N/A | #N/A | #N/A | #N/A | #N/A | #N/A | #N/A | #N/A | #N/A | #N/A | #N/A | #N/A | #N/A | #N/A | #N/A | #N/A | #N/A | #N/A | #N/A | #N/A | #N/A | #N/A | #N/A | #N/A | #N/A | #N/A | #N/A | #N/A | #N/A | #N/A
[7 empty] | 7 | 18 | 4763 | 11 | 2020-07-18 | Thursday | 4 | No | #N/A | #N/A | #N/A | #N/A | #N/A | #N/A | #N/A | #N/A | #N/A | #N/A | #N/A | #N/A | #N/A | #N/A | #N/A | #N/A | #N/A | #N/A | #N/A | #N/A | #N/A | #N/A | #N/A | #N/A | #N/A | #N/A | #N/A | #N/A | #N/A | #N/A | #N/A | #N/A | #N/A | #N/A | #N/A | #N/A
[7 empty] | 7 | 18 | 4764 | 12 | 2020-07-18 | Thursday | 4 | No | #N/A | #N/A | #N/A | #N/A | #N/A | #N/A | #N/A | #N/A | #N/A | #N/A | #N/A | #N/A | #N/A | #N/A | #N/A | #N/A | #N/A | #N/A | #N/A | #N/A | #N/A | #N/A | #N/A | #N/A | #N/A | #N/A | #N/A | #N/A | #N/A | #N/A | #N/A | #N/A | #N/A | #N/A | #N/A | #N/A
[7 empty] | 7 | 18 | 4765 | 13 | 2020-07-18 | Thursday | 4 | No | #N/A | #N/A | #N/A | #N/A | #N/A | #N/A | #N/A | #N/A | #N/A | #N/A | #N/A | #N/A | #N/A | #N/A | #N/A | #N/A | #N/A | #N/A | #N/A | #N/A | #N/A | #N/A | #N/A | #N/A | #N/A | #N/A | #N/A | #N/A | #N/A | #N/A | #N/A | #N/A | #N/A | #N/A | #N/A | #N/A
[7 empty] | 7 | 18 | 4766 | 14 | 2020-07-18 | Thursday | 4 | No | #N/A | #N/A | #N/A | #N/A | #N/A | #N/A | #N/A | #N/A | #N/A | #N/A | #N/A | #N/A | #N/A | #N/A | #N/A | #N/A | #N/A | #N/A | #N/A | #N/A | #N/A | #N/A | #N/A | #N/A | #N/A | #N/A | #N/A | #N/A | #N/A | #N/A | #N/A | #N/A | #N/A | #N/A | #N/A | #N/A
[7 empty] | 7 | 18 | 4767 | 15 | 2020-07-18 | Thursday | 4 | No | #N/A | #N/A | #N/A | #N/A | #N/A | #N/A | #N/A | #N/A | #N/A | #N/A | #N/A | #N/A | #N/A | #N/A | #N/A | #N/A | #N/A | #N/A | #N/A | #N/A | #N/A | #N/A | #N/A | #N/A | #N/A | #N/A | #N/A | #N/A | #N/A | #N/A | #N/A | #N/A | #N/A | #N/A | #N/A | #N/A
[7 empty] | 7 | 18 | 4768 | 16 | 2020-07-18 | Thursday | 4 | No | #N/A | #N/A | #N/A | #N/A | #N/A | #N/A | #N/A | #N/A | #N/A | #N/A | #N/A | #N/A | #N/A | #N/A | #N/A | #N/A | #N/A | #N/A | #N/A | #N/A | #N/A | #N/A | #N/A | #N/A | #N/A | #N/A | #N/A | #N/A | #N/A | #N/A | #N/A | #N/A | #N/A | #N/A | #N/A | #N/A
[7 empty] | 7 | 18 | 4769 | 17 | 2020-07-18 | Thursday | 4 | No | #N/A | #N/A | #N/A | #N/A | #N/A | #N/A | #N/A | #N/A | #N/A | #N/A | #N/A | #N/A | #N/A | #N/A | #N/A | #N/A | #N/A | #N/A | #N/A | #N/A | #N/A | #N/A | #N/A | #N/A | #N/A | #N/A | #N/A | #N/A | #N/A | #N/A | #N/A | #N/A | #N/A | #N/A | #N/A | #N/A
[7 empty] | 7 | 18 | 4770 | 18 | 2020-07-18 | Thursday | 4 | No | #N/A | #N/A | #N/A | #N/A | #N/A | #N/A | #N/A | #N/A | #N/A | #N/A | #N/A | #N/A | #N/A | #N/A | #N/A | #N/A | #N/A | #N/A | #N/A | #N/A | #N/A | #N/A | #N/A | #N/A | #N/A | #N/A | #N/A | #N/A | #N/A | #N/A | #N/A | #N/A | #N/A | #N/A | #N/A | #N/A
[7 empty] | 7 | 18 | 4771 | 19 | 2020-07-18 | Thursday | 4 | No | #N/A | #N/A | #N/A | #N/A | #N/A | #N/A | #N/A | #N/A | #N/A | #N/A | #N/A | #N/A | #N/A | #N/A | #N/A | #N/A | #N/A | #N/A | #N/A | #N/A | #N/A | #N/A | #N/A | #N/A | #N/A | #N/A | #N/A | #N/A | #N/A | #N/A | #N/A | #N/A | #N/A | #N/A | #N/A | #N/A
[7 empty] | 7 | 18 | 4772 | 20 | 2020-07-18 | Thursday | 4 | No | #N/A | #N/A | #N/A | #N/A | #N/A | #N/A | #N/A | #N/A | #N/A | #N/A | #N/A | #N/A | #N/A | #N/A | #N/A | #N/A | #N/A | #N/A | #N/A | #N/A | #N/A | #N/A | #N/A | #N/A | #N/A | #N/A | #N/A | #N/A | #N/A | #N/A | #N/A | #N/A | #N/A | #N/A | #N/A | #N/A
[7 empty] | 7 | 18 | 4773 | 21 | 2020-07-18 | Thursday | 4 | No | #N/A | #N/A | #N/A | #N/A | #N/A | #N/A | #N/A | #N/A | #N/A | #N/A | #N/A | #N/A | #N/A | #N/A | #N/A | #N/A | #N/A | #N/A | #N/A | #N/A | #N/A | #N/A | #N/A | #N/A | #N/A | #N/A | #N/A | #N/A | #N/A | #N/A | #N/A | #N/A | #N/A | #N/A | #N/A | #N/A
[7 empty] | 7 | 18 | 4774 | 22 | 2020-07-18 | Thursday | 4 | No | #N/A | #N/A | #N/A | #N/A | #N/A | #N/A | #N/A | #N/A | #N/A | #N/A | #N/A | #N/A | #N/A | #N/A | #N/A | #N/A | #N/A | #N/A | #N/A | #N/A | #N/A | #N/A | #N/A | #N/A | #N/A | #N/A | #N/A | #N/A | #N/A | #N/A | #N/A | #N/A | #N/A | #N/A | #N/A | #N/A
[7 empty] | 7 | 18 | 4775 | 23 | 2020-07-18 | Thursday | 4 | No | #N/A | #N/A | #N/A | #N/A | #N/A | #N/A | #N/A | #N/A | #N/A | #N/A | #N/A | #N/A | #N/A | #N/A | #N/A | #N/A | #N/A | #N/A | #N/A | #N/A | #N/A | #N/A | #N/A | #N/A | #N/A | #N/A | #N/A | #N/A | #N/A | #N/A | #N/A | #N/A | #N/A | #N/A | #N/A | #N/A
[7 empty] | 7 | 18 | 4776 | 24 | 2020-07-18 | Thursday | 4 | No | #N/A | #N/A | #N/A | #N/A | #N/A | #N/A | #N/A | #N/A | #N/A | #N/A | #N/A | #N/A | #N/A | #N/A | #N/A | #N/A | #N/A | #N/A | #N/A | #N/A | #N/A | #N/A | #N/A | #N/A | #N/A | #N/A | #N/A | #N/A | #N/A | #N/A | #N/A | #N/A | #N/A | #N/A | #N/A | #N/A
[7 empty] | 7 | 19 | 4777 | 1 | 2020-07-19 | Friday | 5 | No | #N/A | #N/A | #N/A | #N/A | #N/A | #N/A | #N/A | #N/A | #N/A | #N/A | #N/A | #N/A | #N/A | #N/A | #N/A | #N/A | #N/A | #N/A | #N/A | #N/A | #N/A | #N/A | #N/A | #N/A | #N/A | #N/A | #N/A | #N/A | #N/A | #N/A | #N/A | #N/A | #N/A | #N/A | #N/A | #N/A
[7 empty] | 7 | 19 | 4778 | 2 | 2020-07-19 | Friday | 5 | No | #N/A | #N/A | #N/A | #N/A | #N/A | #N/A | #N/A | #N/A | #N/A | #N/A | #N/A | #N/A | #N/A | #N/A | #N/A | #N/A | #N/A | #N/A | #N/A | #N/A | #N/A | #N/A | #N/A | #N/A | #N/A | #N/A | #N/A | #N/A | #N/A | #N/A | #N/A | #N/A | #N/A | #N/A | #N/A | #N/A
[7 empty] | 7 | 19 | 4779 | 3 | 2020-07-19 | Friday | 5 | No | #N/A | #N/A | #N/A | #N/A | #N/A | #N/A | #N/A | #N/A | #N/A | #N/A | #N/A | #N/A | #N/A | #N/A | #N/A | #N/A | #N/A | #N/A | #N/A | #N/A | #N/A | #N/A | #N/A | #N/A | #N/A | #N/A | #N/A | #N/A | #N/A | #N/A | #N/A | #N/A | #N/A | #N/A | #N/A | #N/A
[7 empty] | 7 | 19 | 4780 | 4 | 2020-07-19 | Friday | 5 | No | #N/A | #N/A | #N/A | #N/A | #N/A | #N/A | #N/A | #N/A | #N/A | #N/A | #N/A | #N/A | #N/A | #N/A | #N/A | #N/A | #N/A | #N/A | #N/A | #N/A | #N/A | #N/A | #N/A | #N/A | #N/A | #N/A | #N/A | #N/A | #N/A | #N/A | #N/A | #N/A | #N/A | #N/A | #N/A | #N/A
[7 empty] | 7 | 19 | 4781 | 5 | 2020-07-19 | Friday | 5 | No | #N/A | #N/A | #N/A | #N/A | #N/A | #N/A | #N/A | #N/A | #N/A | #N/A | #N/A | #N/A | #N/A | #N/A | #N/A | #N/A | #N/A | #N/A | #N/A | #N/A | #N/A | #N/A | #N/A | #N/A | #N/A | #N/A | #N/A | #N/A | #N/A | #N/A | #N/A | #N/A | #N/A | #N/A | #N/A | #N/A
[7 empty] | 7 | 19 | 4782 | 6 | 2020-07-19 | Friday | 5 | No | #N/A | #N/A | #N/A | #N/A | #N/A | #N/A | #N/A | #N/A | #N/A | #N/A | #N/A | #N/A | #N/A | #N/A | #N/A | #N/A | #N/A | #N/A | #N/A | #N/A | #N/A | #N/A | #N/A | #N/A | #N/A | #N/A | #N/A | #N/A | #N/A | #N/A | #N/A | #N/A | #N/A | #N/A | #N/A | #N/A
[7 empty] | 7 | 19 | 4783 | 7 | 2020-07-19 | Friday | 5 | No | #N/A | #N/A | #N/A | #N/A | #N/A | #N/A | #N/A | #N/A | #N/A | #N/A | #N/A | #N/A | #N/A | #N/A | #N/A | #N/A | #N/A | #N/A | #N/A | #N/A | #N/A | #N/A | #N/A | #N/A | #N/A | #N/A | #N/A | #N/A | #N/A | #N/A | #N/A | #N/A | #N/A | #N/A | #N/A | #N/A
[7 empty] | 7 | 19 | 4784 | 8 | 2020-07-19 | Friday | 5 | No | #N/A | #N/A | #N/A | #N/A | #N/A | #N/A | #N/A | #N/A | #N/A | #N/A | #N/A | #N/A | #N/A | #N/A | #N/A | #N/A | #N/A | #N/A | #N/A | #N/A | #N/A | #N/A | #N/A | #N/A | #N/A | #N/A | #N/A | #N/A | #N/A | #N/A | #N/A | #N/A | #N/A | #N/A | #N/A | #N/A
[7 empty] | 7 | 19 | 4785 | 9 | 2020-07-19 | Friday | 5 | No | #N/A | #N/A | #N/A | #N/A | #N/A | #N/A | #N/A | #N/A | #N/A | #N/A | #N/A | #N/A | #N/A | #N/A | #N/A | #N/A | #N/A | #N/A | #N/A | #N/A | #N/A | #N/A | #N/A | #N/A | #N/A | #N/A | #N/A | #N/A | #N/A | #N/A | #N/A | #N/A | #N/A | #N/A | #N/A | #N/A
[7 empty] | 7 | 19 | 4786 | 10 | 2020-07-19 | Friday | 5 | No | #N/A | #N/A | #N/A | #N/A | #N/A | #N/A | #N/A | #N/A | #N/A | #N/A | #N/A | #N/A | #N/A | #N/A | #N/A | #N/A | #N/A | #N/A | #N/A | #N/A | #N/A | #N/A | #N/A | #N/A | #N/A | #N/A | #N/A | #N/A | #N/A | #N/A | #N/A | #N/A | #N/A | #N/A | #N/A | #N/A
[7 empty] | 7 | 19 | 4787 | 11 | 2020-07-19 | Friday | 5 | No | #N/A | #N/A | #N/A | #N/A | #N/A | #N/A | #N/A | #N/A | #N/A | #N/A | #N/A | #N/A | #N/A | #N/A | #N/A | #N/A | #N/A | #N/A | #N/A | #N/A | #N/A | #N/A | #N/A | #N/A | #N/A | #N/A | #N/A | #N/A | #N/A | #N/A | #N/A | #N/A | #N/A | #N/A | #N/A | #N/A
[7 empty] | 7 | 19 | 4788 | 12 | 2020-07-19 | Friday | 5 | No | #N/A | #N/A | #N/A | #N/A | #N/A | #N/A | #N/A | #N/A | #N/A | #N/A | #N/A | #N/A | #N/A | #N/A | #N/A | #N/A | #N/A | #N/A | #N/A | #N/A | #N/A | #N/A | #N/A | #N/A | #N/A | #N/A | #N/A | #N/A | #N/A | #N/A | #N/A | #N/A | #N/A | #N/A | #N/A | #N/A
[7 empty] | 7 | 19 | 4789 | 13 | 2020-07-19 | Friday | 5 | No | #N/A | #N/A | #N/A | #N/A | #N/A | #N/A | #N/A | #N/A | #N/A | #N/A | #N/A | #N/A | #N/A | #N/A | #N/A | #N/A | #N/A | #N/A | #N/A | #N/A | #N/A | #N/A | #N/A | #N/A | #N/A | #N/A | #N/A | #N/A | #N/A | #N/A | #N/A | #N/A | #N/A | #N/A | #N/A | #N/A
[7 empty] | 7 | 19 | 4790 | 14 | 2020-07-19 | Friday | 5 | No | #N/A | #N/A | #N/A | #N/A | #N/A | #N/A | #N/A | #N/A | #N/A | #N/A | #N/A | #N/A | #N/A | #N/A | #N/A | #N/A | #N/A | #N/A | #N/A | #N/A | #N/A | #N/A | #N/A | #N/A | #N/A | #N/A | #N/A | #N/A | #N/A | #N/A | #N/A | #N/A | #N/A | #N/A | #N/A | #N/A
[7 empty] | 7 | 19 | 4791 | 15 | 2020-07-19 | Friday | 5 | No | #N/A | #N/A | #N/A | #N/A | #N/A | #N/A | #N/A | #N/A | #N/A | #N/A | #N/A | #N/A | #N/A | #N/A | #N/A | #N/A | #N/A | #N/A | #N/A | #N/A | #N/A | #N/A | #N/A | #N/A | #N/A | #N/A | #N/A | #N/A | #N/A | #N/A | #N/A | #N/A | #N/A | #N/A | #N/A | #N/A
[7 empty] | 7 | 19 | 4792 | 16 | 2020-07-19 | Friday | 5 | No | #N/A | #N/A | #N/A | #N/A | #N/A | #N/A | #N/A | #N/A | #N/A | #N/A | #N/A | #N/A | #N/A | #N/A | #N/A | #N/A | #N/A | #N/A | #N/A | #N/A | #N/A | #N/A | #N/A | #N/A | #N/A | #N/A | #N/A | #N/A | #N/A | #N/A | #N/A | #N/A | #N/A | #N/A | #N/A | #N/A
[7 empty] | 7 | 19 | 4793 | 17 | 2020-07-19 | Friday | 5 | No | #N/A | #N/A | #N/A | #N/A | #N/A | #N/A | #N/A | #N/A | #N/A | #N/A | #N/A | #N/A | #N/A | #N/A | #N/A | #N/A | #N/A | #N/A | #N/A | #N/A | #N/A | #N/A | #N/A | #N/A | #N/A | #N/A | #N/A | #N/A | #N/A | #N/A | #N/A | #N/A | #N/A | #N/A | #N/A | #N/A
[7 empty] | 7 | 19 | 4794 | 18 | 2020-07-19 | Friday | 5 | No | #N/A | #N/A | #N/A | #N/A | #N/A | #N/A | #N/A | #N/A | #N/A | #N/A | #N/A | #N/A | #N/A | #N/A | #N/A | #N/A | #N/A | #N/A | #N/A | #N/A | #N/A | #N/A | #N/A | #N/A | #N/A | #N/A | #N/A | #N/A | #N/A | #N/A | #N/A | #N/A | #N/A | #N/A | #N/A | #N/A
[7 empty] | 7 | 19 | 4795 | 19 | 2020-07-19 | Friday | 5 | No | #N/A | #N/A | #N/A | #N/A | #N/A | #N/A | #N/A | #N/A | #N/A | #N/A | #N/A | #N/A | #N/A | #N/A | #N/A | #N/A | #N/A | #N/A | #N/A | #N/A | #N/A | #N/A | #N/A | #N/A | #N/A | #N/A | #N/A | #N/A | #N/A | #N/A | #N/A | #N/A | #N/A | #N/A | #N/A | #N/A
[7 empty] | 7 | 19 | 4796 | 20 | 2020-07-19 | Friday | 5 | No | #N/A | #N/A | #N/A | #N/A | #N/A | #N/A | #N/A | #N/A | #N/A | #N/A | #N/A | #N/A | #N/A | #N/A | #N/A | #N/A | #N/A | #N/A | #N/A | #N/A | #N/A | #N/A | #N/A | #N/A | #N/A | #N/A | #N/A | #N/A | #N/A | #N/A | #N/A | #N/A | #N/A | #N/A | #N/A | #N/A
[7 empty] | 7 | 19 | 4797 | 21 | 2020-07-19 | Friday | 5 | No | #N/A | #N/A | #N/A | #N/A | #N/A | #N/A | #N/A | #N/A | #N/A | #N/A | #N/A | #N/A | #N/A | #N/A | #N/A | #N/A | #N/A | #N/A | #N/A | #N/A | #N/A | #N/A | #N/A | #N/A | #N/A | #N/A | #N/A | #N/A | #N/A | #N/A | #N/A | #N/A | #N/A | #N/A | #N/A | #N/A
[7 empty] | 7 | 19 | 4798 | 22 | 2020-07-19 | Friday | 5 | No | #N/A | #N/A | #N/A | #N/A | #N/A | #N/A | #N/A | #N/A | #N/A | #N/A | #N/A | #N/A | #N/A | #N/A | #N/A | #N/A | #N/A | #N/A | #N/A | #N/A | #N/A | #N/A | #N/A | #N/A | #N/A | #N/A | #N/A | #N/A | #N/A | #N/A | #N/A | #N/A | #N/A | #N/A | #N/A | #N/A
[7 empty] | 7 | 19 | 4799 | 23 | 2020-07-19 | Friday | 5 | No | #N/A | #N/A | #N/A | #N/A | #N/A | #N/A | #N/A | #N/A | #N/A | #N/A | #N/A | #N/A | #N/A | #N/A | #N/A | #N/A | #N/A | #N/A | #N/A | #N/A | #N/A | #N/A | #N/A | #N/A | #N/A | #N/A | #N/A | #N/A | #N/A | #N/A | #N/A | #N/A | #N/A | #N/A | #N/A | #N/A
[7 empty] | 7 | 19 | 4800 | 24 | 2020-07-19 | Friday | 5 | No | #N/A | #N/A | #N/A | #N/A | #N/A | #N/A | #N/A | #N/A | #N/A | #N/A | #N/A | #N/A | #N/A | #N/A | #N/A | #N/A | #N/A | #N/A | #N/A | #N/A | #N/A | #N/A | #N/A | #N/A | #N/A | #N/A | #N/A | #N/A | #N/A | #N/A | #N/A | #N/A | #N/A | #N/A | #N/A | #N/A
[7 empty] | 7 | 20 | 4801 | 1 | 2020-07-20 | Saturday | 6 | No | #N/A | #N/A | #N/A | #N/A | #N/A | #N/A | #N/A | #N/A | #N/A | #N/A | #N/A | #N/A | #N/A | #N/A | #N/A | #N/A | #N/A | #N/A | #N/A | #N/A | #N/A | #N/A | #N/A | #N/A | #N/A | #N/A | #N/A | #N/A | #N/A | #N/A | #N/A | #N/A | #N/A | #N/A | #N/A | #N/A
[7 empty] | 7 | 20 | 4802 | 2 | 2020-07-20 | Saturday | 6 | No | #N/A | #N/A | #N/A | #N/A | #N/A | #N/A | #N/A | #N/A | #N/A | #N/A | #N/A | #N/A | #N/A | #N/A | #N/A | #N/A | #N/A | #N/A | #N/A | #N/A | #N/A | #N/A | #N/A | #N/A | #N/A | #N/A | #N/A | #N/A | #N/A | #N/A | #N/A | #N/A | #N/A | #N/A | #N/A | #N/A
[7 empty] | 7 | 20 | 4803 | 3 | 2020-07-20 | Saturday | 6 | No | #N/A | #N/A | #N/A | #N/A | #N/A | #N/A | #N/A | #N/A | #N/A | #N/A | #N/A | #N/A | #N/A | #N/A | #N/A | #N/A | #N/A | #N/A | #N/A | #N/A | #N/A | #N/A | #N/A | #N/A | #N/A | #N/A | #N/A | #N/A | #N/A | #N/A | #N/A | #N/A | #N/A | #N/A | #N/A | #N/A
[7 empty] | 7 | 20 | 4804 | 4 | 2020-07-20 | Saturday | 6 | No | #N/A | #N/A | #N/A | #N/A | #N/A | #N/A | #N/A | #N/A | #N/A | #N/A | #N/A | #N/A | #N/A | #N/A | #N/A | #N/A | #N/A | #N/A | #N/A | #N/A | #N/A | #N/A | #N/A | #N/A | #N/A | #N/A | #N/A | #N/A | #N/A | #N/A | #N/A | #N/A | #N/A | #N/A | #N/A | #N/A
[7 empty] | 7 | 20 | 4805 | 5 | 2020-07-20 | Saturday | 6 | No | #N/A | #N/A | #N/A | #N/A | #N/A | #N/A | #N/A | #N/A | #N/A | #N/A | #N/A | #N/A | #N/A | #N/A | #N/A | #N/A | #N/A | #N/A | #N/A | #N/A | #N/A | #N/A | #N/A | #N/A | #N/A | #N/A | #N/A | #N/A | #N/A | #N/A | #N/A | #N/A | #N/A | #N/A | #N/A | #N/A
[7 empty] | 7 | 20 | 4806 | 6 | 2020-07-20 | Saturday | 6 | No | #N/A | #N/A | #N/A | #N/A | #N/A | #N/A | #N/A | #N/A | #N/A | #N/A | #N/A | #N/A | #N/A | #N/A | #N/A | #N/A | #N/A | #N/A | #N/A | #N/A | #N/A | #N/A | #N/A | #N/A | #N/A | #N/A | #N/A | #N/A | #N/A | #N/A | #N/A | #N/A | #N/A | #N/A | #N/A | #N/A
[7 empty] | 7 | 20 | 4807 | 7 | 2020-07-20 | Saturday | 6 | No | #N/A | #N/A | #N/A | #N/A | #N/A | #N/A | #N/A | #N/A | #N/A | #N/A | #N/A | #N/A | #N/A | #N/A | #N/A | #N/A | #N/A | #N/A | #N/A | #N/A | #N/A | #N/A | #N/A | #N/A | #N/A | #N/A | #N/A | #N/A | #N/A | #N/A | #N/A | #N/A | #N/A | #N/A | #N/A | #N/A
[7 empty] | 7 | 20 | 4808 | 8 | 2020-07-20 | Saturday | 6 | No | #N/A | #N/A | #N/A | #N/A | #N/A | #N/A | #N/A | #N/A | #N/A | #N/A | #N/A | #N/A | #N/A | #N/A | #N/A | #N/A | #N/A | #N/A | #N/A | #N/A | #N/A | #N/A | #N/A | #N/A | #N/A | #N/A | #N/A | #N/A | #N/A | #N/A | #N/A | #N/A | #N/A | #N/A | #N/A | #N/A
[7 empty] | 7 | 20 | 4809 | 9 | 2020-07-20 | Saturday | 6 | No | #N/A | #N/A | #N/A | #N/A | #N/A | #N/A | #N/A | #N/A | #N/A | #N/A | #N/A | #N/A | #N/A | #N/A | #N/A | #N/A | #N/A | #N/A | #N/A | #N/A | #N/A | #N/A | #N/A | #N/A | #N/A | #N/A | #N/A | #N/A | #N/A | #N/A | #N/A | #N/A | #N/A | #N/A | #N/A | #N/A
[7 empty] | 7 | 20 | 4810 | 10 | 2020-07-20 | Saturday | 6 | No | #N/A | #N/A | #N/A | #N/A | #N/A | #N/A | #N/A | #N/A | #N/A | #N/A | #N/A | #N/A | #N/A | #N/A | #N/A | #N/A | #N/A | #N/A | #N/A | #N/A | #N/A | #N/A | #N/A | #N/A | #N/A | #N/A | #N/A | #N/A | #N/A | #N/A | #N/A | #N/A | #N/A | #N/A | #N/A | #N/A
[7 empty] | 7 | 20 | 4811 | 11 | 2020-07-20 | Saturday | 6 | No | #N/A | #N/A | #N/A | #N/A | #N/A | #N/A | #N/A | #N/A | #N/A | #N/A | #N/A | #N/A | #N/A | #N/A | #N/A | #N/A | #N/A | #N/A | #N/A | #N/A | #N/A | #N/A | #N/A | #N/A | #N/A | #N/A | #N/A | #N/A | #N/A | #N/A | #N/A | #N/A | #N/A | #N/A | #N/A | #N/A
[7 empty] | 7 | 20 | 4812 | 12 | 2020-07-20 | Saturday | 6 | No | #N/A | #N/A | #N/A | #N/A | #N/A | #N/A | #N/A | #N/A | #N/A | #N/A | #N/A | #N/A | #N/A | #N/A | #N/A | #N/A | #N/A | #N/A | #N/A | #N/A | #N/A | #N/A | #N/A | #N/A | #N/A | #N/A | #N/A | #N/A | #N/A | #N/A | #N/A | #N/A | #N/A | #N/A | #N/A | #N/A
[7 empty] | 7 | 20 | 4813 | 13 | 2020-07-20 | Saturday | 6 | No | #N/A | #N/A | #N/A | #N/A | #N/A | #N/A | #N/A | #N/A | #N/A | #N/A | #N/A | #N/A | #N/A | #N/A | #N/A | #N/A | #N/A | #N/A | #N/A | #N/A | #N/A | #N/A | #N/A | #N/A | #N/A | #N/A | #N/A | #N/A | #N/A | #N/A | #N/A | #N/A | #N/A | #N/A | #N/A | #N/A
[7 empty] | 7 | 20 | 4814 | 14 | 2020-07-20 | Saturday | 6 | No | #N/A | #N/A | #N/A | #N/A | #N/A | #N/A | #N/A | #N/A | #N/A | #N/A | #N/A | #N/A | #N/A | #N/A | #N/A | #N/A | #N/A | #N/A | #N/A | #N/A | #N/A | #N/A | #N/A | #N/A | #N/A | #N/A | #N/A | #N/A | #N/A | #N/A | #N/A | #N/A | #N/A | #N/A | #N/A | #N/A
[7 empty] | 7 | 20 | 4815 | 15 | 2020-07-20 | Saturday | 6 | No | #N/A | #N/A | #N/A | #N/A | #N/A | #N/A | #N/A | #N/A | #N/A | #N/A | #N/A | #N/A | #N/A | #N/A | #N/A | #N/A | #N/A | #N/A | #N/A | #N/A | #N/A | #N/A | #N/A | #N/A | #N/A | #N/A | #N/A | #N/A | #N/A | #N/A | #N/A | #N/A | #N/A | #N/A | #N/A | #N/A
[7 empty] | 7 | 20 | 4816 | 16 | 2020-07-20 | Saturday | 6 | No | #N/A | #N/A | #N/A | #N/A | #N/A | #N/A | #N/A | #N/A | #N/A | #N/A | #N/A | #N/A | #N/A | #N/A | #N/A | #N/A | #N/A | #N/A | #N/A | #N/A | #N/A | #N/A | #N/A | #N/A | #N/A | #N/A | #N/A | #N/A | #N/A | #N/A | #N/A | #N/A | #N/A | #N/A | #N/A | #N/A
[7 empty] | 7 | 20 | 4817 | 17 | 2020-07-20 | Saturday | 6 | No | #N/A | #N/A | #N/A | #N/A | #N/A | #N/A | #N/A | #N/A | #N/A | #N/A | #N/A | #N/A | #N/A | #N/A | #N/A | #N/A | #N/A | #N/A | #N/A | #N/A | #N/A | #N/A | #N/A | #N/A | #N/A | #N/A | #N/A | #N/A | #N/A | #N/A | #N/A | #N/A | #N/A | #N/A | #N/A | #N/A
[7 empty] | 7 | 20 | 4818 | 18 | 2020-07-20 | Saturday | 6 | No | #N/A | #N/A | #N/A | #N/A | #N/A | #N/A | #N/A | #N/A | #N/A | #N/A | #N/A | #N/A | #N/A | #N/A | #N/A | #N/A | #N/A | #N/A | #N/A | #N/A | #N/A | #N/A | #N/A | #N/A | #N/A | #N/A | #N/A | #N/A | #N/A | #N/A | #N/A | #N/A | #N/A | #N/A | #N/A | #N/A
[7 empty] | 7 | 20 | 4819 | 19 | 2020-07-20 | Saturday | 6 | No | #N/A | #N/A | #N/A | #N/A | #N/A | #N/A | #N/A | #N/A | #N/A | #N/A | #N/A | #N/A | #N/A | #N/A | #N/A | #N/A | #N/A | #N/A | #N/A | #N/A | #N/A | #N/A | #N/A | #N/A | #N/A | #N/A | #N/A | #N/A | #N/A | #N/A | #N/A | #N/A | #N/A | #N/A | #N/A | #N/A
[7 empty] | 7 | 20 | 4820 | 20 | 2020-07-20 | Saturday | 6 | No | #N/A | #N/A | #N/A | #N/A | #N/A | #N/A | #N/A | #N/A | #N/A | #N/A | #N/A | #N/A | #N/A | #N/A | #N/A | #N/A | #N/A | #N/A | #N/A | #N/A | #N/A | #N/A | #N/A | #N/A | #N/A | #N/A | #N/A | #N/A | #N/A | #N/A | #N/A | #N/A | #N/A | #N/A | #N/A | #N/A
[7 empty] | 7 | 20 | 4821 | 21 | 2020-07-20 | Saturday | 6 | No | #N/A | #N/A | #N/A | #N/A | #N/A | #N/A | #N/A | #N/A | #N/A | #N/A | #N/A | #N/A | #N/A | #N/A | #N/A | #N/A | #N/A | #N/A | #N/A | #N/A | #N/A | #N/A | #N/A | #N/A | #N/A | #N/A | #N/A | #N/A | #N/A | #N/A | #N/A | #N/A | #N/A | #N/A | #N/A | #N/A
[7 empty] | 7 | 20 | 4822 | 22 | 2020-07-20 | Saturday | 6 | No | #N/A | #N/A | #N/A | #N/A | #N/A | #N/A | #N/A | #N/A | #N/A | #N/A | #N/A | #N/A | #N/A | #N/A | #N/A | #N/A | #N/A | #N/A | #N/A | #N/A | #N/A | #N/A | #N/A | #N/A | #N/A | #N/A | #N/A | #N/A | #N/A | #N/A | #N/A | #N/A | #N/A | #N/A | #N/A | #N/A
[7 empty] | 7 | 20 | 4823 | 23 | 2020-07-20 | Saturday | 6 | No | #N/A | #N/A | #N/A | #N/A | #N/A | #N/A | #N/A | #N/A | #N/A | #N/A | #N/A | #N/A | #N/A | #N/A | #N/A | #N/A | #N/A | #N/A | #N/A | #N/A | #N/A | #N/A | #N/A | #N/A | #N/A | #N/A | #N/A | #N/A | #N/A | #N/A | #N/A | #N/A | #N/A | #N/A | #N/A | #N/A
[7 empty] | 7 | 20 | 4824 | 24 | 2020-07-20 | Saturday | 6 | No | #N/A | #N/A | #N/A | #N/A | #N/A | #N/A | #N/A | #N/A | #N/A | #N/A | #N/A | #N/A | #N/A | #N/A | #N/A | #N/A | #N/A | #N/A | #N/A | #N/A | #N/A | #N/A | #N/A | #N/A | #N/A | #N/A | #N/A | #N/A | #N/A | #N/A | #N/A | #N/A | #N/A | #N/A | #N/A | #N/A
[7 empty] | 7 | 21 | 4825 | 1 | 2020-07-21 | Sunday | 7 | No | #N/A | #N/A | #N/A | #N/A | #N/A | #N/A | #N/A | #N/A | #N/A | #N/A | #N/A | #N/A | #N/A | #N/A | #N/A | #N/A | #N/A | #N/A | #N/A | #N/A | #N/A | #N/A | #N/A | #N/A | #N/A | #N/A | #N/A | #N/A | #N/A | #N/A | #N/A | #N/A | #N/A | #N/A | #N/A | #N/A
[7 empty] | 7 | 21 | 4826 | 2 | 2020-07-21 | Sunday | 7 | No | #N/A | #N/A | #N/A | #N/A | #N/A | #N/A | #N/A | #N/A | #N/A | #N/A | #N/A | #N/A | #N/A | #N/A | #N/A | #N/A | #N/A | #N/A | #N/A | #N/A | #N/A | #N/A | #N/A | #N/A | #N/A | #N/A | #N/A | #N/A | #N/A | #N/A | #N/A | #N/A | #N/A | #N/A | #N/A | #N/A
[7 empty] | 7 | 21 | 4827 | 3 | 2020-07-21 | Sunday | 7 | No | #N/A | #N/A | #N/A | #N/A | #N/A | #N/A | #N/A | #N/A | #N/A | #N/A | #N/A | #N/A | #N/A | #N/A | #N/A | #N/A | #N/A | #N/A | #N/A | #N/A | #N/A | #N/A | #N/A | #N/A | #N/A | #N/A | #N/A | #N/A | #N/A | #N/A | #N/A | #N/A | #N/A | #N/A | #N/A | #N/A
[7 empty] | 7 | 21 | 4828 | 4 | 2020-07-21 | Sunday | 7 | No | #N/A | #N/A | #N/A | #N/A | #N/A | #N/A | #N/A | #N/A | #N/A | #N/A | #N/A | #N/A | #N/A | #N/A | #N/A | #N/A | #N/A | #N/A | #N/A | #N/A | #N/A | #N/A | #N/A | #N/A | #N/A | #N/A | #N/A | #N/A | #N/A | #N/A | #N/A | #N/A | #N/A | #N/A | #N/A | #N/A
[7 empty] | 7 | 21 | 4829 | 5 | 2020-07-21 | Sunday | 7 | No | #N/A | #N/A | #N/A | #N/A | #N/A | #N/A | #N/A | #N/A | #N/A | #N/A | #N/A | #N/A | #N/A | #N/A | #N/A | #N/A | #N/A | #N/A | #N/A | #N/A | #N/A | #N/A | #N/A | #N/A | #N/A | #N/A | #N/A | #N/A | #N/A | #N/A | #N/A | #N/A | #N/A | #N/A | #N/A | #N/A
[7 empty] | 7 | 21 | 4830 | 6 | 2020-07-21 | Sunday | 7 | No | #N/A | #N/A | #N/A | #N/A | #N/A | #N/A | #N/A | #N/A | #N/A | #N/A | #N/A | #N/A | #N/A | #N/A | #N/A | #N/A | #N/A | #N/A | #N/A | #N/A | #N/A | #N/A | #N/A | #N/A | #N/A | #N/A | #N/A | #N/A | #N/A | #N/A | #N/A | #N/A | #N/A | #N/A | #N/A | #N/A
[7 empty] | 7 | 21 | 4831 | 7 | 2020-07-21 | Sunday | 7 | No | #N/A | #N/A | #N/A | #N/A | #N/A | #N/A | #N/A | #N/A | #N/A | #N/A | #N/A | #N/A | #N/A | #N/A | #N/A | #N/A | #N/A | #N/A | #N/A | #N/A | #N/A | #N/A | #N/A | #N/A | #N/A | #N/A | #N/A | #N/A | #N/A | #N/A | #N/A | #N/A | #N/A | #N/A | #N/A | #N/A
[7 empty] | 7 | 21 | 4832 | 8 | 2020-07-21 | Sunday | 7 | No | #N/A | #N/A | #N/A | #N/A | #N/A | #N/A | #N/A | #N/A | #N/A | #N/A | #N/A | #N/A | #N/A | #N/A | #N/A | #N/A | #N/A | #N/A | #N/A | #N/A | #N/A | #N/A | #N/A | #N/A | #N/A | #N/A | #N/A | #N/A | #N/A | #N/A | #N/A | #N/A | #N/A | #N/A | #N/A | #N/A
[7 empty] | 7 | 21 | 4833 | 9 | 2020-07-21 | Sunday | 7 | No | #N/A | #N/A | #N/A | #N/A | #N/A | #N/A | #N/A | #N/A | #N/A | #N/A | #N/A | #N/A | #N/A | #N/A | #N/A | #N/A | #N/A | #N/A | #N/A | #N/A | #N/A | #N/A | #N/A | #N/A | #N/A | #N/A | #N/A | #N/A | #N/A | #N/A | #N/A | #N/A | #N/A | #N/A | #N/A | #N/A
[7 empty] | 7 | 21 | 4834 | 10 | 2020-07-21 | Sunday | 7 | No | #N/A | #N/A | #N/A | #N/A | #N/A | #N/A | #N/A | #N/A | #N/A | #N/A | #N/A | #N/A | #N/A | #N/A | #N/A | #N/A | #N/A | #N/A | #N/A | #N/A | #N/A | #N/A | #N/A | #N/A | #N/A | #N/A | #N/A | #N/A | #N/A | #N/A | #N/A | #N/A | #N/A | #N/A | #N/A | #N/A
[7 empty] | 7 | 21 | 4835 | 11 | 2020-07-21 | Sunday | 7 | No | #N/A | #N/A | #N/A | #N/A | #N/A | #N/A | #N/A | #N/A | #N/A | #N/A | #N/A | #N/A | #N/A | #N/A | #N/A | #N/A | #N/A | #N/A | #N/A | #N/A | #N/A | #N/A | #N/A | #N/A | #N/A | #N/A | #N/A | #N/A | #N/A | #N/A | #N/A | #N/A | #N/A | #N/A | #N/A | #N/A
[7 empty] | 7 | 21 | 4836 | 12 | 2020-07-21 | Sunday | 7 | No | #N/A | #N/A | #N/A | #N/A | #N/A | #N/A | #N/A | #N/A | #N/A | #N/A | #N/A | #N/A | #N/A | #N/A | #N/A | #N/A | #N/A | #N/A | #N/A | #N/A | #N/A | #N/A | #N/A | #N/A | #N/A | #N/A | #N/A | #N/A | #N/A | #N/A | #N/A | #N/A | #N/A | #N/A | #N/A | #N/A
[7 empty] | 7 | 21 | 4837 | 13 | 2020-07-21 | Sunday | 7 | No | #N/A | #N/A | #N/A | #N/A | #N/A | #N/A | #N/A | #N/A | #N/A | #N/A | #N/A | #N/A | #N/A | #N/A | #N/A | #N/A | #N/A | #N/A | #N/A | #N/A | #N/A | #N/A | #N/A | #N/A | #N/A | #N/A | #N/A | #N/A | #N/A | #N/A | #N/A | #N/A | #N/A | #N/A | #N/A | #N/A
[7 empty] | 7 | 21 | 4838 | 14 | 2020-07-21 | Sunday | 7 | No | #N/A | #N/A | #N/A | #N/A | #N/A | #N/A | #N/A | #N/A | #N/A | #N/A | #N/A | #N/A | #N/A | #N/A | #N/A | #N/A | #N/A | #N/A | #N/A | #N/A | #N/A | #N/A | #N/A | #N/A | #N/A | #N/A | #N/A | #N/A | #N/A | #N/A | #N/A | #N/A | #N/A | #N/A | #N/A | #N/A
[7 empty] | 7 | 21 | 4839 | 15 | 2020-07-21 | Sunday | 7 | No | #N/A | #N/A | #N/A | #N/A | #N/A | #N/A | #N/A | #N/A | #N/A | #N/A | #N/A | #N/A | #N/A | #N/A | #N/A | #N/A | #N/A | #N/A | #N/A | #N/A | #N/A | #N/A | #N/A | #N/A | #N/A | #N/A | #N/A | #N/A | #N/A | #N/A | #N/A | #N/A | #N/A | #N/A | #N/A | #N/A
[7 empty] | 7 | 21 | 4840 | 16 | 2020-07-21 | Sunday | 7 | No | #N/A | #N/A | #N/A | #N/A | #N/A | #N/A | #N/A | #N/A | #N/A | #N/A | #N/A | #N/A | #N/A | #N/A | #N/A | #N/A | #N/A | #N/A | #N/A | #N/A | #N/A | #N/A | #N/A | #N/A | #N/A | #N/A | #N/A | #N/A | #N/A | #N/A | #N/A | #N/A | #N/A | #N/A | #N/A | #N/A
[7 empty] | 7 | 21 | 4841 | 17 | 2020-07-21 | Sunday | 7 | No | #N/A | #N/A | #N/A | #N/A | #N/A | #N/A | #N/A | #N/A | #N/A | #N/A | #N/A | #N/A | #N/A | #N/A | #N/A | #N/A | #N/A | #N/A | #N/A | #N/A | #N/A | #N/A | #N/A | #N/A | #N/A | #N/A | #N/A | #N/A | #N/A | #N/A | #N/A | #N/A | #N/A | #N/A | #N/A | #N/A
[7 empty] | 7 | 21 | 4842 | 18 | 2020-07-21 | Sunday | 7 | No | #N/A | #N/A | #N/A | #N/A | #N/A | #N/A | #N/A | #N/A | #N/A | #N/A | #N/A | #N/A | #N/A | #N/A | #N/A | #N/A | #N/A | #N/A | #N/A | #N/A | #N/A | #N/A | #N/A | #N/A | #N/A | #N/A | #N/A | #N/A | #N/A | #N/A | #N/A | #N/A | #N/A | #N/A | #N/A | #N/A
[7 empty] | 7 | 21 | 4843 | 19 | 2020-07-21 | Sunday | 7 | No | #N/A | #N/A | #N/A | #N/A | #N/A | #N/A | #N/A | #N/A | #N/A | #N/A | #N/A | #N/A | #N/A | #N/A | #N/A | #N/A | #N/A | #N/A | #N/A | #N/A | #N/A | #N/A | #N/A | #N/A | #N/A | #N/A | #N/A | #N/A | #N/A | #N/A | #N/A | #N/A | #N/A | #N/A | #N/A | #N/A
[7 empty] | 7 | 21 | 4844 | 20 | 2020-07-21 | Sunday | 7 | No | #N/A | #N/A | #N/A | #N/A | #N/A | #N/A | #N/A | #N/A | #N/A | #N/A | #N/A | #N/A | #N/A | #N/A | #N/A | #N/A | #N/A | #N/A | #N/A | #N/A | #N/A | #N/A | #N/A | #N/A | #N/A | #N/A | #N/A | #N/A | #N/A | #N/A | #N/A | #N/A | #N/A | #N/A | #N/A | #N/A
[7 empty] | 7 | 21 | 4845 | 21 | 2020-07-21 | Sunday | 7 | No | #N/A | #N/A | #N/A | #N/A | #N/A | #N/A | #N/A | #N/A | #N/A | #N/A | #N/A | #N/A | #N/A | #N/A | #N/A | #N/A | #N/A | #N/A | #N/A | #N/A | #N/A | #N/A | #N/A | #N/A | #N/A | #N/A | #N/A | #N/A | #N/A | #N/A | #N/A | #N/A | #N/A | #N/A | #N/A | #N/A
[7 empty] | 7 | 21 | 4846 | 22 | 2020-07-21 | Sunday | 7 | No | #N/A | #N/A | #N/A | #N/A | #N/A | #N/A | #N/A | #N/A | #N/A | #N/A | #N/A | #N/A | #N/A | #N/A | #N/A | #N/A | #N/A | #N/A | #N/A | #N/A | #N/A | #N/A | #N/A | #N/A | #N/A | #N/A | #N/A | #N/A | #N/A | #N/A | #N/A | #N/A | #N/A | #N/A | #N/A | #N/A
[7 empty] | 7 | 21 | 4847 | 23 | 2020-07-21 | Sunday | 7 | No | #N/A | #N/A | #N/A | #N/A | #N/A | #N/A | #N/A | #N/A | #N/A | #N/A | #N/A | #N/A | #N/A | #N/A | #N/A | #N/A | #N/A | #N/A | #N/A | #N/A | #N/A | #N/A | #N/A | #N/A | #N/A | #N/A | #N/A | #N/A | #N/A | #N/A | #N/A | #N/A | #N/A | #N/A | #N/A | #N/A
[7 empty] | 7 | 21 | 4848 | 24 | 2020-07-21 | Sunday | 7 | No | #N/A | #N/A | #N/A | #N/A | #N/A | #N/A | #N/A | #N/A | #N/A | #N/A | #N/A | #N/A | #N/A | #N/A | #N/A | #N/A | #N/A | #N/A | #N/A | #N/A | #N/A | #N/A | #N/A | #N/A | #N/A | #N/A | #N/A | #N/A | #N/A | #N/A | #N/A | #N/A | #N/A | #N/A | #N/A | #N/A
[7 empty] | 7 | 22 | 4849 | 1 | 2020-07-22 | Monday | 1 | No | #N/A | #N/A | #N/A | #N/A | #N/A | #N/A | #N/A | #N/A | #N/A | #N/A | #N/A | #N/A | #N/A | #N/A | #N/A | #N/A | #N/A | #N/A | #N/A | #N/A | #N/A | #N/A | #N/A | #N/A | #N/A | #N/A | #N/A | #N/A | #N/A | #N/A | #N/A | #N/A | #N/A | #N/A | #N/A | #N/A
[7 empty] | 7 | 22 | 4850 | 2 | 2020-07-22 | Monday | 1 | No | #N/A | #N/A | #N/A | #N/A | #N/A | #N/A | #N/A | #N/A | #N/A | #N/A | #N/A | #N/A | #N/A | #N/A | #N/A | #N/A | #N/A | #N/A | #N/A | #N/A | #N/A | #N/A | #N/A | #N/A | #N/A | #N/A | #N/A | #N/A | #N/A | #N/A | #N/A | #N/A | #N/A | #N/A | #N/A | #N/A
[7 empty] | 7 | 22 | 4851 | 3 | 2020-07-22 | Monday | 1 | No | #N/A | #N/A | #N/A | #N/A | #N/A | #N/A | #N/A | #N/A | #N/A | #N/A | #N/A | #N/A | #N/A | #N/A | #N/A | #N/A | #N/A | #N/A | #N/A | #N/A | #N/A | #N/A | #N/A | #N/A | #N/A | #N/A | #N/A | #N/A | #N/A | #N/A | #N/A | #N/A | #N/A | #N/A | #N/A | #N/A
[7 empty] | 7 | 22 | 4852 | 4 | 2020-07-22 | Monday | 1 | No | #N/A | #N/A | #N/A | #N/A | #N/A | #N/A | #N/A | #N/A | #N/A | #N/A | #N/A | #N/A | #N/A | #N/A | #N/A | #N/A | #N/A | #N/A | #N/A | #N/A | #N/A | #N/A | #N/A | #N/A | #N/A | #N/A | #N/A | #N/A | #N/A | #N/A | #N/A | #N/A | #N/A | #N/A | #N/A | #N/A
[7 empty] | 7 | 22 | 4853 | 5 | 2020-07-22 | Monday | 1 | No | #N/A | #N/A | #N/A | #N/A | #N/A | #N/A | #N/A | #N/A | #N/A | #N/A | #N/A | #N/A | #N/A | #N/A | #N/A | #N/A | #N/A | #N/A | #N/A | #N/A | #N/A | #N/A | #N/A | #N/A | #N/A | #N/A | #N/A | #N/A | #N/A | #N/A | #N/A | #N/A | #N/A | #N/A | #N/A | #N/A
[7 empty] | 7 | 22 | 4854 | 6 | 2020-07-22 | Monday | 1 | No | #N/A | #N/A | #N/A | #N/A | #N/A | #N/A | #N/A | #N/A | #N/A | #N/A | #N/A | #N/A | #N/A | #N/A | #N/A | #N/A | #N/A | #N/A | #N/A | #N/A | #N/A | #N/A | #N/A | #N/A | #N/A | #N/A | #N/A | #N/A | #N/A | #N/A | #N/A | #N/A | #N/A | #N/A | #N/A | #N/A
[7 empty] | 7 | 22 | 4855 | 7 | 2020-07-22 | Monday | 1 | No | #N/A | #N/A | #N/A | #N/A | #N/A | #N/A | #N/A | #N/A | #N/A | #N/A | #N/A | #N/A | #N/A | #N/A | #N/A | #N/A | #N/A | #N/A | #N/A | #N/A | #N/A | #N/A | #N/A | #N/A | #N/A | #N/A | #N/A | #N/A | #N/A | #N/A | #N/A | #N/A | #N/A | #N/A | #N/A | #N/A
[7 empty] | 7 | 22 | 4856 | 8 | 2020-07-22 | Monday | 1 | No | #N/A | #N/A | #N/A | #N/A | #N/A | #N/A | #N/A | #N/A | #N/A | #N/A | #N/A | #N/A | #N/A | #N/A | #N/A | #N/A | #N/A | #N/A | #N/A | #N/A | #N/A | #N/A | #N/A | #N/A | #N/A | #N/A | #N/A | #N/A | #N/A | #N/A | #N/A | #N/A | #N/A | #N/A | #N/A | #N/A
[7 empty] | 7 | 22 | 4857 | 9 | 2020-07-22 | Monday | 1 | No | #N/A | #N/A | #N/A | #N/A | #N/A | #N/A | #N/A | #N/A | #N/A | #N/A | #N/A | #N/A | #N/A | #N/A | #N/A | #N/A | #N/A | #N/A | #N/A | #N/A | #N/A | #N/A | #N/A | #N/A | #N/A | #N/A | #N/A | #N/A | #N/A | #N/A | #N/A | #N/A | #N/A | #N/A | #N/A | #N/A
[7 empty] | 7 | 22 | 4858 | 10 | 2020-07-22 | Monday | 1 | No | #N/A | #N/A | #N/A | #N/A | #N/A | #N/A | #N/A | #N/A | #N/A | #N/A | #N/A | #N/A | #N/A | #N/A | #N/A | #N/A | #N/A | #N/A | #N/A | #N/A | #N/A | #N/A | #N/A | #N/A | #N/A | #N/A | #N/A | #N/A | #N/A | #N/A | #N/A | #N/A | #N/A | #N/A | #N/A | #N/A
[7 empty] | 7 | 22 | 4859 | 11 | 2020-07-22 | Monday | 1 | No | #N/A | #N/A | #N/A | #N/A | #N/A | #N/A | #N/A | #N/A | #N/A | #N/A | #N/A | #N/A | #N/A | #N/A | #N/A | #N/A | #N/A | #N/A | #N/A | #N/A | #N/A | #N/A | #N/A | #N/A | #N/A | #N/A | #N/A | #N/A | #N/A | #N/A | #N/A | #N/A | #N/A | #N/A | #N/A | #N/A
[7 empty] | 7 | 22 | 4860 | 12 | 2020-07-22 | Monday | 1 | No | #N/A | #N/A | #N/A | #N/A | #N/A | #N/A | #N/A | #N/A | #N/A | #N/A | #N/A | #N/A | #N/A | #N/A | #N/A | #N/A | #N/A | #N/A | #N/A | #N/A | #N/A | #N/A | #N/A | #N/A | #N/A | #N/A | #N/A | #N/A | #N/A | #N/A | #N/A | #N/A | #N/A | #N/A | #N/A | #N/A
[7 empty] | 7 | 22 | 4861 | 13 | 2020-07-22 | Monday | 1 | No | #N/A | #N/A | #N/A | #N/A | #N/A | #N/A | #N/A | #N/A | #N/A | #N/A | #N/A | #N/A | #N/A | #N/A | #N/A | #N/A | #N/A | #N/A | #N/A | #N/A | #N/A | #N/A | #N/A | #N/A | #N/A | #N/A | #N/A | #N/A | #N/A | #N/A | #N/A | #N/A | #N/A | #N/A | #N/A | #N/A
[7 empty] | 7 | 22 | 4862 | 14 | 2020-07-22 | Monday | 1 | No | #N/A | #N/A | #N/A | #N/A | #N/A | #N/A | #N/A | #N/A | #N/A | #N/A | #N/A | #N/A | #N/A | #N/A | #N/A | #N/A | #N/A | #N/A | #N/A | #N/A | #N/A | #N/A | #N/A | #N/A | #N/A | #N/A | #N/A | #N/A | #N/A | #N/A | #N/A | #N/A | #N/A | #N/A | #N/A | #N/A
[7 empty] | 7 | 22 | 4863 | 15 | 2020-07-22 | Monday | 1 | No | #N/A | #N/A | #N/A | #N/A | #N/A | #N/A | #N/A | #N/A | #N/A | #N/A | #N/A | #N/A | #N/A | #N/A | #N/A | #N/A | #N/A | #N/A | #N/A | #N/A | #N/A | #N/A | #N/A | #N/A | #N/A | #N/A | #N/A | #N/A | #N/A | #N/A | #N/A | #N/A | #N/A | #N/A | #N/A | #N/A
[7 empty] | 7 | 22 | 4864 | 16 | 2020-07-22 | Monday | 1 | No | #N/A | #N/A | #N/A | #N/A | #N/A | #N/A | #N/A | #N/A | #N/A | #N/A | #N/A | #N/A | #N/A | #N/A | #N/A | #N/A | #N/A | #N/A | #N/A | #N/A | #N/A | #N/A | #N/A | #N/A | #N/A | #N/A | #N/A | #N/A | #N/A | #N/A | #N/A | #N/A | #N/A | #N/A | #N/A | #N/A
[7 empty] | 7 | 22 | 4865 | 17 | 2020-07-22 | Monday | 1 | No | #N/A | #N/A | #N/A | #N/A | #N/A | #N/A | #N/A | #N/A | #N/A | #N/A | #N/A | #N/A | #N/A | #N/A | #N/A | #N/A | #N/A | #N/A | #N/A | #N/A | #N/A | #N/A | #N/A | #N/A | #N/A | #N/A | #N/A | #N/A | #N/A | #N/A | #N/A | #N/A | #N/A | #N/A | #N/A | #N/A
[7 empty] | 7 | 22 | 4866 | 18 | 2020-07-22 | Monday | 1 | No | #N/A | #N/A | #N/A | #N/A | #N/A | #N/A | #N/A | #N/A | #N/A | #N/A | #N/A | #N/A | #N/A | #N/A | #N/A | #N/A | #N/A | #N/A | #N/A | #N/A | #N/A | #N/A | #N/A | #N/A | #N/A | #N/A | #N/A | #N/A | #N/A | #N/A | #N/A | #N/A | #N/A | #N/A | #N/A | #N/A
[7 empty] | 7 | 22 | 4867 | 19 | 2020-07-22 | Monday | 1 | No | #N/A | #N/A | #N/A | #N/A | #N/A | #N/A | #N/A | #N/A | #N/A | #N/A | #N/A | #N/A | #N/A | #N/A | #N/A | #N/A | #N/A | #N/A | #N/A | #N/A | #N/A | #N/A | #N/A | #N/A | #N/A | #N/A | #N/A | #N/A | #N/A | #N/A | #N/A | #N/A | #N/A | #N/A | #N/A | #N/A
[7 empty] | 7 | 22 | 4868 | 20 | 2020-07-22 | Monday | 1 | No | #N/A | #N/A | #N/A | #N/A | #N/A | #N/A | #N/A | #N/A | #N/A | #N/A | #N/A | #N/A | #N/A | #N/A | #N/A | #N/A | #N/A | #N/A | #N/A | #N/A | #N/A | #N/A | #N/A | #N/A | #N/A | #N/A | #N/A | #N/A | #N/A | #N/A | #N/A | #N/A | #N/A | #N/A | #N/A | #N/A
[7 empty] | 7 | 22 | 4869 | 21 | 2020-07-22 | Monday | 1 | No | #N/A | #N/A | #N/A | #N/A | #N/A | #N/A | #N/A | #N/A | #N/A | #N/A | #N/A | #N/A | #N/A | #N/A | #N/A | #N/A | #N/A | #N/A | #N/A | #N/A | #N/A | #N/A | #N/A | #N/A | #N/A | #N/A | #N/A | #N/A | #N/A | #N/A | #N/A | #N/A | #N/A | #N/A | #N/A | #N/A
[7 empty] | 7 | 22 | 4870 | 22 | 2020-07-22 | Monday | 1 | No | #N/A | #N/A | #N/A | #N/A | #N/A | #N/A | #N/A | #N/A | #N/A | #N/A | #N/A | #N/A | #N/A | #N/A | #N/A | #N/A | #N/A | #N/A | #N/A | #N/A | #N/A | #N/A | #N/A | #N/A | #N/A | #N/A | #N/A | #N/A | #N/A | #N/A | #N/A | #N/A | #N/A | #N/A | #N/A | #N/A
[7 empty] | 7 | 22 | 4871 | 23 | 2020-07-22 | Monday | 1 | No | #N/A | #N/A | #N/A | #N/A | #N/A | #N/A | #N/A | #N/A | #N/A | #N/A | #N/A | #N/A | #N/A | #N/A | #N/A | #N/A | #N/A | #N/A | #N/A | #N/A | #N/A | #N/A | #N/A | #N/A | #N/A | #N/A | #N/A | #N/A | #N/A | #N/A | #N/A | #N/A | #N/A | #N/A | #N/A | #N/A
[7 empty] | 7 | 22 | 4872 | 24 | 2020-07-22 | Monday | 1 | No | #N/A | #N/A | #N/A | #N/A | #N/A | #N/A | #N/A | #N/A | #N/A | #N/A | #N/A | #N/A | #N/A | #N/A | #N/A | #N/A | #N/A | #N/A | #N/A | #N/A | #N/A | #N/A | #N/A | #N/A | #N/A | #N/A | #N/A | #N/A | #N/A | #N/A | #N/A | #N/A | #N/A | #N/A | #N/A | #N/A
[7 empty] | 7 | 23 | 4873 | 1 | 2020-07-23 | Tuesday | 2 | No | #N/A | #N/A | #N/A | #N/A | #N/A | #N/A | #N/A | #N/A | #N/A | #N/A | #N/A | #N/A | #N/A | #N/A | #N/A | #N/A | #N/A | #N/A | #N/A | #N/A | #N/A | #N/A | #N/A | #N/A | #N/A | #N/A | #N/A | #N/A | #N/A | #N/A | #N/A | #N/A | #N/A | #N/A | #N/A | #N/A
[7 empty] | 7 | 23 | 4874 | 2 | 2020-07-23 | Tuesday | 2 | No | #N/A | #N/A | #N/A | #N/A | #N/A | #N/A | #N/A | #N/A | #N/A | #N/A | #N/A | #N/A | #N/A | #N/A | #N/A | #N/A | #N/A | #N/A | #N/A | #N/A | #N/A | #N/A | #N/A | #N/A | #N/A | #N/A | #N/A | #N/A | #N/A | #N/A | #N/A | #N/A | #N/A | #N/A | #N/A | #N/A
[7 empty] | 7 | 23 | 4875 | 3 | 2020-07-23 | Tuesday | 2 | No | #N/A | #N/A | #N/A | #N/A | #N/A | #N/A | #N/A | #N/A | #N/A | #N/A | #N/A | #N/A | #N/A | #N/A | #N/A | #N/A | #N/A | #N/A | #N/A | #N/A | #N/A | #N/A | #N/A | #N/A | #N/A | #N/A | #N/A | #N/A | #N/A | #N/A | #N/A | #N/A | #N/A | #N/A | #N/A | #N/A
[7 empty] | 7 | 23 | 4876 | 4 | 2020-07-23 | Tuesday | 2 | No | #N/A | #N/A | #N/A | #N/A | #N/A | #N/A | #N/A | #N/A | #N/A | #N/A | #N/A | #N/A | #N/A | #N/A | #N/A | #N/A | #N/A | #N/A | #N/A | #N/A | #N/A | #N/A | #N/A | #N/A | #N/A | #N/A | #N/A | #N/A | #N/A | #N/A | #N/A | #N/A | #N/A | #N/A | #N/A | #N/A
[7 empty] | 7 | 23 | 4877 | 5 | 2020-07-23 | Tuesday | 2 | No | #N/A | #N/A | #N/A | #N/A | #N/A | #N/A | #N/A | #N/A | #N/A | #N/A | #N/A | #N/A | #N/A | #N/A | #N/A | #N/A | #N/A | #N/A | #N/A | #N/A | #N/A | #N/A | #N/A | #N/A | #N/A | #N/A | #N/A | #N/A | #N/A | #N/A | #N/A | #N/A | #N/A | #N/A | #N/A | #N/A
[7 empty] | 7 | 23 | 4878 | 6 | 2020-07-23 | Tuesday | 2 | No | #N/A | #N/A | #N/A | #N/A | #N/A | #N/A | #N/A | #N/A | #N/A | #N/A | #N/A | #N/A | #N/A | #N/A | #N/A | #N/A | #N/A | #N/A | #N/A | #N/A | #N/A | #N/A | #N/A | #N/A | #N/A | #N/A | #N/A | #N/A | #N/A | #N/A | #N/A | #N/A | #N/A | #N/A | #N/A | #N/A
[7 empty] | 7 | 23 | 4879 | 7 | 2020-07-23 | Tuesday | 2 | No | #N/A | #N/A | #N/A | #N/A | #N/A | #N/A | #N/A | #N/A | #N/A | #N/A | #N/A | #N/A | #N/A | #N/A | #N/A | #N/A | #N/A | #N/A | #N/A | #N/A | #N/A | #N/A | #N/A | #N/A | #N/A | #N/A | #N/A | #N/A | #N/A | #N/A | #N/A | #N/A | #N/A | #N/A | #N/A | #N/A
[7 empty] | 7 | 23 | 4880 | 8 | 2020-07-23 | Tuesday | 2 | No | #N/A | #N/A | #N/A | #N/A | #N/A | #N/A | #N/A | #N/A | #N/A | #N/A | #N/A | #N/A | #N/A | #N/A | #N/A | #N/A | #N/A | #N/A | #N/A | #N/A | #N/A | #N/A | #N/A | #N/A | #N/A | #N/A | #N/A | #N/A | #N/A | #N/A | #N/A | #N/A | #N/A | #N/A | #N/A | #N/A
[7 empty] | 7 | 23 | 4881 | 9 | 2020-07-23 | Tuesday | 2 | No | #N/A | #N/A | #N/A | #N/A | #N/A | #N/A | #N/A | #N/A | #N/A | #N/A | #N/A | #N/A | #N/A | #N/A | #N/A | #N/A | #N/A | #N/A | #N/A | #N/A | #N/A | #N/A | #N/A | #N/A | #N/A | #N/A | #N/A | #N/A | #N/A | #N/A | #N/A | #N/A | #N/A | #N/A | #N/A | #N/A
[7 empty] | 7 | 23 | 4882 | 10 | 2020-07-23 | Tuesday | 2 | No | #N/A | #N/A | #N/A | #N/A | #N/A | #N/A | #N/A | #N/A | #N/A | #N/A | #N/A | #N/A | #N/A | #N/A | #N/A | #N/A | #N/A | #N/A | #N/A | #N/A | #N/A | #N/A | #N/A | #N/A | #N/A | #N/A | #N/A | #N/A | #N/A | #N/A | #N/A | #N/A | #N/A | #N/A | #N/A | #N/A
[7 empty] | 7 | 23 | 4883 | 11 | 2020-07-23 | Tuesday | 2 | No | #N/A | #N/A | #N/A | #N/A | #N/A | #N/A | #N/A | #N/A | #N/A | #N/A | #N/A | #N/A | #N/A | #N/A | #N/A | #N/A | #N/A | #N/A | #N/A | #N/A | #N/A | #N/A | #N/A | #N/A | #N/A | #N/A | #N/A | #N/A | #N/A | #N/A | #N/A | #N/A | #N/A | #N/A | #N/A | #N/A
[7 empty] | 7 | 23 | 4884 | 12 | 2020-07-23 | Tuesday | 2 | No | #N/A | #N/A | #N/A | #N/A | #N/A | #N/A | #N/A | #N/A | #N/A | #N/A | #N/A | #N/A | #N/A | #N/A | #N/A | #N/A | #N/A | #N/A | #N/A | #N/A | #N/A | #N/A | #N/A | #N/A | #N/A | #N/A | #N/A | #N/A | #N/A | #N/A | #N/A | #N/A | #N/A | #N/A | #N/A | #N/A
[7 empty] | 7 | 23 | 4885 | 13 | 2020-07-23 | Tuesday | 2 | No | #N/A | #N/A | #N/A | #N/A | #N/A | #N/A | #N/A | #N/A | #N/A | #N/A | #N/A | #N/A | #N/A | #N/A | #N/A | #N/A | #N/A | #N/A | #N/A | #N/A | #N/A | #N/A | #N/A | #N/A | #N/A | #N/A | #N/A | #N/A | #N/A | #N/A | #N/A | #N/A | #N/A | #N/A | #N/A | #N/A
[7 empty] | 7 | 23 | 4886 | 14 | 2020-07-23 | Tuesday | 2 | No | #N/A | #N/A | #N/A | #N/A | #N/A | #N/A | #N/A | #N/A | #N/A | #N/A | #N/A | #N/A | #N/A | #N/A | #N/A | #N/A | #N/A | #N/A | #N/A | #N/A | #N/A | #N/A | #N/A | #N/A | #N/A | #N/A | #N/A | #N/A | #N/A | #N/A | #N/A | #N/A | #N/A | #N/A | #N/A | #N/A
[7 empty] | 7 | 23 | 4887 | 15 | 2020-07-23 | Tuesday | 2 | No | #N/A | #N/A | #N/A | #N/A | #N/A | #N/A | #N/A | #N/A | #N/A | #N/A | #N/A | #N/A | #N/A | #N/A | #N/A | #N/A | #N/A | #N/A | #N/A | #N/A | #N/A | #N/A | #N/A | #N/A | #N/A | #N/A | #N/A | #N/A | #N/A | #N/A | #N/A | #N/A | #N/A | #N/A | #N/A | #N/A
[7 empty] | 7 | 23 | 4888 | 16 | 2020-07-23 | Tuesday | 2 | No | #N/A | #N/A | #N/A | #N/A | #N/A | #N/A | #N/A | #N/A | #N/A | #N/A | #N/A | #N/A | #N/A | #N/A | #N/A | #N/A | #N/A | #N/A | #N/A | #N/A | #N/A | #N/A | #N/A | #N/A | #N/A | #N/A | #N/A | #N/A | #N/A | #N/A | #N/A | #N/A | #N/A | #N/A | #N/A | #N/A
[7 empty] | 7 | 23 | 4889 | 17 | 2020-07-23 | Tuesday | 2 | No | #N/A | #N/A | #N/A | #N/A | #N/A | #N/A | #N/A | #N/A | #N/A | #N/A | #N/A | #N/A | #N/A | #N/A | #N/A | #N/A | #N/A | #N/A | #N/A | #N/A | #N/A | #N/A | #N/A | #N/A | #N/A | #N/A | #N/A | #N/A | #N/A | #N/A | #N/A | #N/A | #N/A | #N/A | #N/A | #N/A
[7 empty] | 7 | 23 | 4890 | 18 | 2020-07-23 | Tuesday | 2 | No | #N/A | #N/A | #N/A | #N/A | #N/A | #N/A | #N/A | #N/A | #N/A | #N/A | #N/A | #N/A | #N/A | #N/A | #N/A | #N/A | #N/A | #N/A | #N/A | #N/A | #N/A | #N/A | #N/A | #N/A | #N/A | #N/A | #N/A | #N/A | #N/A | #N/A | #N/A | #N/A | #N/A | #N/A | #N/A | #N/A
[7 empty] | 7 | 23 | 4891 | 19 | 2020-07-23 | Tuesday | 2 | No | #N/A | #N/A | #N/A | #N/A | #N/A | #N/A | #N/A | #N/A | #N/A | #N/A | #N/A | #N/A | #N/A | #N/A | #N/A | #N/A | #N/A | #N/A | #N/A | #N/A | #N/A | #N/A | #N/A | #N/A | #N/A | #N/A | #N/A | #N/A | #N/A | #N/A | #N/A | #N/A | #N/A | #N/A | #N/A | #N/A
[7 empty] | 7 | 23 | 4892 | 20 | 2020-07-23 | Tuesday | 2 | No | #N/A | #N/A | #N/A | #N/A | #N/A | #N/A | #N/A | #N/A | #N/A | #N/A | #N/A | #N/A | #N/A | #N/A | #N/A | #N/A | #N/A | #N/A | #N/A | #N/A | #N/A | #N/A | #N/A | #N/A | #N/A | #N/A | #N/A | #N/A | #N/A | #N/A | #N/A | #N/A | #N/A | #N/A | #N/A | #N/A
[7 empty] | 7 | 23 | 4893 | 21 | 2020-07-23 | Tuesday | 2 | No | #N/A | #N/A | #N/A | #N/A | #N/A | #N/A | #N/A | #N/A | #N/A | #N/A | #N/A | #N/A | #N/A | #N/A | #N/A | #N/A | #N/A | #N/A | #N/A | #N/A | #N/A | #N/A | #N/A | #N/A | #N/A | #N/A | #N/A | #N/A | #N/A | #N/A | #N/A | #N/A | #N/A | #N/A | #N/A | #N/A
[7 empty] | 7 | 23 | 4894 | 22 | 2020-07-23 | Tuesday | 2 | No | #N/A | #N/A | #N/A | #N/A | #N/A | #N/A | #N/A | #N/A | #N/A | #N/A | #N/A | #N/A | #N/A | #N/A | #N/A | #N/A | #N/A | #N/A | #N/A | #N/A | #N/A | #N/A | #N/A | #N/A | #N/A | #N/A | #N/A | #N/A | #N/A | #N/A | #N/A | #N/A | #N/A | #N/A | #N/A | #N/A
[7 empty] | 7 | 23 | 4895 | 23 | 2020-07-23 | Tuesday | 2 | No | #N/A | #N/A | #N/A | #N/A | #N/A | #N/A | #N/A | #N/A | #N/A | #N/A | #N/A | #N/A | #N/A | #N/A | #N/A | #N/A | #N/A | #N/A | #N/A | #N/A | #N/A | #N/A | #N/A | #N/A | #N/A | #N/A | #N/A | #N/A | #N/A | #N/A | #N/A | #N/A | #N/A | #N/A | #N/A | #N/A
[7 empty] | 7 | 23 | 4896 | 24 | 2020-07-23 | Tuesday | 2 | No | #N/A | #N/A | #N/A | #N/A | #N/A | #N/A | #N/A | #N/A | #N/A | #N/A | #N/A | #N/A | #N/A | #N/A | #N/A | #N/A | #N/A | #N/A | #N/A | #N/A | #N/A | #N/A | #N/A | #N/A | #N/A | #N/A | #N/A | #N/A | #N/A | #N/A | #N/A | #N/A | #N/A | #N/A | #N/A | #N/A
[7 empty] | 7 | 24 | 4897 | 1 | 2020-07-24 | Wednesday | 3 | No | #N/A | #N/A | #N/A | #N/A | #N/A | #N/A | #N/A | #N/A | #N/A | #N/A | #N/A | #N/A | #N/A | #N/A | #N/A | #N/A | #N/A | #N/A | #N/A | #N/A | #N/A | #N/A | #N/A | #N/A | #N/A | #N/A | #N/A | #N/A | #N/A | #N/A | #N/A | #N/A | #N/A | #N/A | #N/A | #N/A
[7 empty] | 7 | 24 | 4898 | 2 | 2020-07-24 | Wednesday | 3 | No | #N/A | #N/A | #N/A | #N/A | #N/A | #N/A | #N/A | #N/A | #N/A | #N/A | #N/A | #N/A | #N/A | #N/A | #N/A | #N/A | #N/A | #N/A | #N/A | #N/A | #N/A | #N/A | #N/A | #N/A | #N/A | #N/A | #N/A | #N/A | #N/A | #N/A | #N/A | #N/A | #N/A | #N/A | #N/A | #N/A
[7 empty] | 7 | 24 | 4899 | 3 | 2020-07-24 | Wednesday | 3 | No | #N/A | #N/A | #N/A | #N/A | #N/A | #N/A | #N/A | #N/A | #N/A | #N/A | #N/A | #N/A | #N/A | #N/A | #N/A | #N/A | #N/A | #N/A | #N/A | #N/A | #N/A | #N/A | #N/A | #N/A | #N/A | #N/A | #N/A | #N/A | #N/A | #N/A | #N/A | #N/A | #N/A | #N/A | #N/A | #N/A
[7 empty] | 7 | 24 | 4900 | 4 | 2020-07-24 | Wednesday | 3 | No | #N/A | #N/A | #N/A | #N/A | #N/A | #N/A | #N/A | #N/A | #N/A | #N/A | #N/A | #N/A | #N/A | #N/A | #N/A | #N/A | #N/A | #N/A | #N/A | #N/A | #N/A | #N/A | #N/A | #N/A | #N/A | #N/A | #N/A | #N/A | #N/A | #N/A | #N/A | #N/A | #N/A | #N/A | #N/A | #N/A
[7 empty] | 7 | 24 | 4901 | 5 | 2020-07-24 | Wednesday | 3 | No | #N/A | #N/A | #N/A | #N/A | #N/A | #N/A | #N/A | #N/A | #N/A | #N/A | #N/A | #N/A | #N/A | #N/A | #N/A | #N/A | #N/A | #N/A | #N/A | #N/A | #N/A | #N/A | #N/A | #N/A | #N/A | #N/A | #N/A | #N/A | #N/A | #N/A | #N/A | #N/A | #N/A | #N/A | #N/A | #N/A
[7 empty] | 7 | 24 | 4902 | 6 | 2020-07-24 | Wednesday | 3 | No | #N/A | #N/A | #N/A | #N/A | #N/A | #N/A | #N/A | #N/A | #N/A | #N/A | #N/A | #N/A | #N/A | #N/A | #N/A | #N/A | #N/A | #N/A | #N/A | #N/A | #N/A | #N/A | #N/A | #N/A | #N/A | #N/A | #N/A | #N/A | #N/A | #N/A | #N/A | #N/A | #N/A | #N/A | #N/A | #N/A
[7 empty] | 7 | 24 | 4903 | 7 | 2020-07-24 | Wednesday | 3 | No | #N/A | #N/A | #N/A | #N/A | #N/A | #N/A | #N/A | #N/A | #N/A | #N/A | #N/A | #N/A | #N/A | #N/A | #N/A | #N/A | #N/A | #N/A | #N/A | #N/A | #N/A | #N/A | #N/A | #N/A | #N/A | #N/A | #N/A | #N/A | #N/A | #N/A | #N/A | #N/A | #N/A | #N/A | #N/A | #N/A
[7 empty] | 7 | 24 | 4904 | 8 | 2020-07-24 | Wednesday | 3 | No | #N/A | #N/A | #N/A | #N/A | #N/A | #N/A | #N/A | #N/A | #N/A | #N/A | #N/A | #N/A | #N/A | #N/A | #N/A | #N/A | #N/A | #N/A | #N/A | #N/A | #N/A | #N/A | #N/A | #N/A | #N/A | #N/A | #N/A | #N/A | #N/A | #N/A | #N/A | #N/A | #N/A | #N/A | #N/A | #N/A
[7 empty] | 7 | 24 | 4905 | 9 | 2020-07-24 | Wednesday | 3 | No | #N/A | #N/A | #N/A | #N/A | #N/A | #N/A | #N/A | #N/A | #N/A | #N/A | #N/A | #N/A | #N/A | #N/A | #N/A | #N/A | #N/A | #N/A | #N/A | #N/A | #N/A | #N/A | #N/A | #N/A | #N/A | #N/A | #N/A | #N/A | #N/A | #N/A | #N/A | #N/A | #N/A | #N/A | #N/A | #N/A
[7 empty] | 7 | 24 | 4906 | 10 | 2020-07-24 | Wednesday | 3 | No | #N/A | #N/A | #N/A | #N/A | #N/A | #N/A | #N/A | #N/A | #N/A | #N/A | #N/A | #N/A | #N/A | #N/A | #N/A | #N/A | #N/A | #N/A | #N/A | #N/A | #N/A | #N/A | #N/A | #N/A | #N/A | #N/A | #N/A | #N/A | #N/A | #N/A | #N/A | #N/A | #N/A | #N/A | #N/A | #N/A
[7 empty] | 7 | 24 | 4907 | 11 | 2020-07-24 | Wednesday | 3 | No | #N/A | #N/A | #N/A | #N/A | #N/A | #N/A | #N/A | #N/A | #N/A | #N/A | #N/A | #N/A | #N/A | #N/A | #N/A | #N/A | #N/A | #N/A | #N/A | #N/A | #N/A | #N/A | #N/A | #N/A | #N/A | #N/A | #N/A | #N/A | #N/A | #N/A | #N/A | #N/A | #N/A | #N/A | #N/A | #N/A
[7 empty] | 7 | 24 | 4908 | 12 | 2020-07-24 | Wednesday | 3 | No | #N/A | #N/A | #N/A | #N/A | #N/A | #N/A | #N/A | #N/A | #N/A | #N/A | #N/A | #N/A | #N/A | #N/A | #N/A | #N/A | #N/A | #N/A | #N/A | #N/A | #N/A | #N/A | #N/A | #N/A | #N/A | #N/A | #N/A | #N/A | #N/A | #N/A | #N/A | #N/A | #N/A | #N/A | #N/A | #N/A
[7 empty] | 7 | 24 | 4909 | 13 | 2020-07-24 | Wednesday | 3 | No | #N/A | #N/A | #N/A | #N/A | #N/A | #N/A | #N/A | #N/A | #N/A | #N/A | #N/A | #N/A | #N/A | #N/A | #N/A | #N/A | #N/A | #N/A | #N/A | #N/A | #N/A | #N/A | #N/A | #N/A | #N/A | #N/A | #N/A | #N/A | #N/A | #N/A | #N/A | #N/A | #N/A | #N/A | #N/A | #N/A
[7 empty] | 7 | 24 | 4910 | 14 | 2020-07-24 | Wednesday | 3 | No | #N/A | #N/A | #N/A | #N/A | #N/A | #N/A | #N/A | #N/A | #N/A | #N/A | #N/A | #N/A | #N/A | #N/A | #N/A | #N/A | #N/A | #N/A | #N/A | #N/A | #N/A | #N/A | #N/A | #N/A | #N/A | #N/A | #N/A | #N/A | #N/A | #N/A | #N/A | #N/A | #N/A | #N/A | #N/A | #N/A
[7 empty] | 7 | 24 | 4911 | 15 | 2020-07-24 | Wednesday | 3 | No | #N/A | #N/A | #N/A | #N/A | #N/A | #N/A | #N/A | #N/A | #N/A | #N/A | #N/A | #N/A | #N/A | #N/A | #N/A | #N/A | #N/A | #N/A | #N/A | #N/A | #N/A | #N/A | #N/A | #N/A | #N/A | #N/A | #N/A | #N/A | #N/A | #N/A | #N/A | #N/A | #N/A | #N/A | #N/A | #N/A
[7 empty] | 7 | 24 | 4912 | 16 | 2020-07-24 | Wednesday | 3 | No | #N/A | #N/A | #N/A | #N/A | #N/A | #N/A | #N/A | #N/A | #N/A | #N/A | #N/A | #N/A | #N/A | #N/A | #N/A | #N/A | #N/A | #N/A | #N/A | #N/A | #N/A | #N/A | #N/A | #N/A | #N/A | #N/A | #N/A | #N/A | #N/A | #N/A | #N/A | #N/A | #N/A | #N/A | #N/A | #N/A
[7 empty] | 7 | 24 | 4913 | 17 | 2020-07-24 | Wednesday | 3 | No | #N/A | #N/A | #N/A | #N/A | #N/A | #N/A | #N/A | #N/A | #N/A | #N/A | #N/A | #N/A | #N/A | #N/A | #N/A | #N/A | #N/A | #N/A | #N/A | #N/A | #N/A | #N/A | #N/A | #N/A | #N/A | #N/A | #N/A | #N/A | #N/A | #N/A | #N/A | #N/A | #N/A | #N/A | #N/A | #N/A
[7 empty] | 7 | 24 | 4914 | 18 | 2020-07-24 | Wednesday | 3 | No | #N/A | #N/A | #N/A | #N/A | #N/A | #N/A | #N/A | #N/A | #N/A | #N/A | #N/A | #N/A | #N/A | #N/A | #N/A | #N/A | #N/A | #N/A | #N/A | #N/A | #N/A | #N/A | #N/A | #N/A | #N/A | #N/A | #N/A | #N/A | #N/A | #N/A | #N/A | #N/A | #N/A | #N/A | #N/A | #N/A
[7 empty] | 7 | 24 | 4915 | 19 | 2020-07-24 | Wednesday | 3 | No | #N/A | #N/A | #N/A | #N/A | #N/A | #N/A | #N/A | #N/A | #N/A | #N/A | #N/A | #N/A | #N/A | #N/A | #N/A | #N/A | #N/A | #N/A | #N/A | #N/A | #N/A | #N/A | #N/A | #N/A | #N/A | #N/A | #N/A | #N/A | #N/A | #N/A | #N/A | #N/A | #N/A | #N/A | #N/A | #N/A
[7 empty] | 7 | 24 | 4916 | 20 | 2020-07-24 | Wednesday | 3 | No | #N/A | #N/A | #N/A | #N/A | #N/A | #N/A | #N/A | #N/A | #N/A | #N/A | #N/A | #N/A | #N/A | #N/A | #N/A | #N/A | #N/A | #N/A | #N/A | #N/A | #N/A | #N/A | #N/A | #N/A | #N/A | #N/A | #N/A | #N/A | #N/A | #N/A | #N/A | #N/A | #N/A | #N/A | #N/A | #N/A
[7 empty] | 7 | 24 | 4917 | 21 | 2020-07-24 | Wednesday | 3 | No | #N/A | #N/A | #N/A | #N/A | #N/A | #N/A | #N/A | #N/A | #N/A | #N/A | #N/A | #N/A | #N/A | #N/A | #N/A | #N/A | #N/A | #N/A | #N/A | #N/A | #N/A | #N/A | #N/A | #N/A | #N/A | #N/A | #N/A | #N/A | #N/A | #N/A | #N/A | #N/A | #N/A | #N/A | #N/A | #N/A
[7 empty] | 7 | 24 | 4918 | 22 | 2020-07-24 | Wednesday | 3 | No | #N/A | #N/A | #N/A | #N/A | #N/A | #N/A | #N/A | #N/A | #N/A | #N/A | #N/A | #N/A | #N/A | #N/A | #N/A | #N/A | #N/A | #N/A | #N/A | #N/A | #N/A | #N/A | #N/A | #N/A | #N/A | #N/A | #N/A | #N/A | #N/A | #N/A | #N/A | #N/A | #N/A | #N/A | #N/A | #N/A
[7 empty] | 7 | 24 | 4919 | 23 | 2020-07-24 | Wednesday | 3 | No | #N/A | #N/A | #N/A | #N/A | #N/A | #N/A | #N/A | #N/A | #N/A | #N/A | #N/A | #N/A | #N/A | #N/A | #N/A | #N/A | #N/A | #N/A | #N/A | #N/A | #N/A | #N/A | #N/A | #N/A | #N/A | #N/A | #N/A | #N/A | #N/A | #N/A | #N/A | #N/A | #N/A | #N/A | #N/A | #N/A
[7 empty] | 7 | 24 | 4920 | 24 | 2020-07-24 | Wednesday | 3 | No | #N/A | #N/A | #N/A | #N/A | #N/A | #N/A | #N/A | #N/A | #N/A | #N/A | #N/A | #N/A | #N/A | #N/A | #N/A | #N/A | #N/A | #N/A | #N/A | #N/A | #N/A | #N/A | #N/A | #N/A | #N/A | #N/A | #N/A | #N/A | #N/A | #N/A | #N/A | #N/A | #N/A | #N/A | #N/A | #N/A
[7 empty] | 7 | 25 | 4921 | 1 | 2020-07-25 | Thursday | 4 | No | #N/A | #N/A | #N/A | #N/A | #N/A | #N/A | #N/A | #N/A | #N/A | #N/A | #N/A | #N/A | #N/A | #N/A | #N/A | #N/A | #N/A | #N/A | #N/A | #N/A | #N/A | #N/A | #N/A | #N/A | #N/A | #N/A | #N/A | #N/A | #N/A | #N/A | #N/A | #N/A | #N/A | #N/A | #N/A | #N/A
[7 empty] | 7 | 25 | 4922 | 2 | 2020-07-25 | Thursday | 4 | No | #N/A | #N/A | #N/A | #N/A | #N/A | #N/A | #N/A | #N/A | #N/A | #N/A | #N/A | #N/A | #N/A | #N/A | #N/A | #N/A | #N/A | #N/A | #N/A | #N/A | #N/A | #N/A | #N/A | #N/A | #N/A | #N/A | #N/A | #N/A | #N/A | #N/A | #N/A | #N/A | #N/A | #N/A | #N/A | #N/A
[7 empty] | 7 | 25 | 4923 | 3 | 2020-07-25 | Thursday | 4 | No | #N/A | #N/A | #N/A | #N/A | #N/A | #N/A | #N/A | #N/A | #N/A | #N/A | #N/A | #N/A | #N/A | #N/A | #N/A | #N/A | #N/A | #N/A | #N/A | #N/A | #N/A | #N/A | #N/A | #N/A | #N/A | #N/A | #N/A | #N/A | #N/A | #N/A | #N/A | #N/A | #N/A | #N/A | #N/A | #N/A
[7 empty] | 7 | 25 | 4924 | 4 | 2020-07-25 | Thursday | 4 | No | #N/A | #N/A | #N/A | #N/A | #N/A | #N/A | #N/A | #N/A | #N/A | #N/A | #N/A | #N/A | #N/A | #N/A | #N/A | #N/A | #N/A | #N/A | #N/A | #N/A | #N/A | #N/A | #N/A | #N/A | #N/A | #N/A | #N/A | #N/A | #N/A | #N/A | #N/A | #N/A | #N/A | #N/A | #N/A | #N/A
[7 empty] | 7 | 25 | 4925 | 5 | 2020-07-25 | Thursday | 4 | No | #N/A | #N/A | #N/A | #N/A | #N/A | #N/A | #N/A | #N/A | #N/A | #N/A | #N/A | #N/A | #N/A | #N/A | #N/A | #N/A | #N/A | #N/A | #N/A | #N/A | #N/A | #N/A | #N/A | #N/A | #N/A | #N/A | #N/A | #N/A | #N/A | #N/A | #N/A | #N/A | #N/A | #N/A | #N/A | #N/A
[7 empty] | 7 | 25 | 4926 | 6 | 2020-07-25 | Thursday | 4 | No | #N/A | #N/A | #N/A | #N/A | #N/A | #N/A | #N/A | #N/A | #N/A | #N/A | #N/A | #N/A | #N/A | #N/A | #N/A | #N/A | #N/A | #N/A | #N/A | #N/A | #N/A | #N/A | #N/A | #N/A | #N/A | #N/A | #N/A | #N/A | #N/A | #N/A | #N/A | #N/A | #N/A | #N/A | #N/A | #N/A
[7 empty] | 7 | 25 | 4927 | 7 | 2020-07-25 | Thursday | 4 | No | #N/A | #N/A | #N/A | #N/A | #N/A | #N/A | #N/A | #N/A | #N/A | #N/A | #N/A | #N/A | #N/A | #N/A | #N/A | #N/A | #N/A | #N/A | #N/A | #N/A | #N/A | #N/A | #N/A | #N/A | #N/A | #N/A | #N/A | #N/A | #N/A | #N/A | #N/A | #N/A | #N/A | #N/A | #N/A | #N/A
[7 empty] | 7 | 25 | 4928 | 8 | 2020-07-25 | Thursday | 4 | No | #N/A | #N/A | #N/A | #N/A | #N/A | #N/A | #N/A | #N/A | #N/A | #N/A | #N/A | #N/A | #N/A | #N/A | #N/A | #N/A | #N/A | #N/A | #N/A | #N/A | #N/A | #N/A | #N/A | #N/A | #N/A | #N/A | #N/A | #N/A | #N/A | #N/A | #N/A | #N/A | #N/A | #N/A | #N/A | #N/A
[7 empty] | 7 | 25 | 4929 | 9 | 2020-07-25 | Thursday | 4 | No | #N/A | #N/A | #N/A | #N/A | #N/A | #N/A | #N/A | #N/A | #N/A | #N/A | #N/A | #N/A | #N/A | #N/A | #N/A | #N/A | #N/A | #N/A | #N/A | #N/A | #N/A | #N/A | #N/A | #N/A | #N/A | #N/A | #N/A | #N/A | #N/A | #N/A | #N/A | #N/A | #N/A | #N/A | #N/A | #N/A
[7 empty] | 7 | 25 | 4930 | 10 | 2020-07-25 | Thursday | 4 | No | #N/A | #N/A | #N/A | #N/A | #N/A | #N/A | #N/A | #N/A | #N/A | #N/A | #N/A | #N/A | #N/A | #N/A | #N/A | #N/A | #N/A | #N/A | #N/A | #N/A | #N/A | #N/A | #N/A | #N/A | #N/A | #N/A | #N/A | #N/A | #N/A | #N/A | #N/A | #N/A | #N/A | #N/A | #N/A | #N/A
[7 empty] | 7 | 25 | 4931 | 11 | 2020-07-25 | Thursday | 4 | No | #N/A | #N/A | #N/A | #N/A | #N/A | #N/A | #N/A | #N/A | #N/A | #N/A | #N/A | #N/A | #N/A | #N/A | #N/A | #N/A | #N/A | #N/A | #N/A | #N/A | #N/A | #N/A | #N/A | #N/A | #N/A | #N/A | #N/A | #N/A | #N/A | #N/A | #N/A | #N/A | #N/A | #N/A | #N/A | #N/A
[7 empty] | 7 | 25 | 4932 | 12 | 2020-07-25 | Thursday | 4 | No | #N/A | #N/A | #N/A | #N/A | #N/A | #N/A | #N/A | #N/A | #N/A | #N/A | #N/A | #N/A | #N/A | #N/A | #N/A | #N/A | #N/A | #N/A | #N/A | #N/A | #N/A | #N/A | #N/A | #N/A | #N/A | #N/A | #N/A | #N/A | #N/A | #N/A | #N/A | #N/A | #N/A | #N/A | #N/A | #N/A
[7 empty] | 7 | 25 | 4933 | 13 | 2020-07-25 | Thursday | 4 | No | #N/A | #N/A | #N/A | #N/A | #N/A | #N/A | #N/A | #N/A | #N/A | #N/A | #N/A | #N/A | #N/A | #N/A | #N/A | #N/A | #N/A | #N/A | #N/A | #N/A | #N/A | #N/A | #N/A | #N/A | #N/A | #N/A | #N/A | #N/A | #N/A | #N/A | #N/A | #N/A | #N/A | #N/A | #N/A | #N/A
[7 empty] | 7 | 25 | 4934 | 14 | 2020-07-25 | Thursday | 4 | No | #N/A | #N/A | #N/A | #N/A | #N/A | #N/A | #N/A | #N/A | #N/A | #N/A | #N/A | #N/A | #N/A | #N/A | #N/A | #N/A | #N/A | #N/A | #N/A | #N/A | #N/A | #N/A | #N/A | #N/A | #N/A | #N/A | #N/A | #N/A | #N/A | #N/A | #N/A | #N/A | #N/A | #N/A | #N/A | #N/A
[7 empty] | 7 | 25 | 4935 | 15 | 2020-07-25 | Thursday | 4 | No | #N/A | #N/A | #N/A | #N/A | #N/A | #N/A | #N/A | #N/A | #N/A | #N/A | #N/A | #N/A | #N/A | #N/A | #N/A | #N/A | #N/A | #N/A | #N/A | #N/A | #N/A | #N/A | #N/A | #N/A | #N/A | #N/A | #N/A | #N/A | #N/A | #N/A | #N/A | #N/A | #N/A | #N/A | #N/A | #N/A
[7 empty] | 7 | 25 | 4936 | 16 | 2020-07-25 | Thursday | 4 | No | #N/A | #N/A | #N/A | #N/A | #N/A | #N/A | #N/A | #N/A | #N/A | #N/A | #N/A | #N/A | #N/A | #N/A | #N/A | #N/A | #N/A | #N/A | #N/A | #N/A | #N/A | #N/A | #N/A | #N/A | #N/A | #N/A | #N/A | #N/A | #N/A | #N/A | #N/A | #N/A | #N/A | #N/A | #N/A | #N/A
[7 empty] | 7 | 25 | 4937 | 17 | 2020-07-25 | Thursday | 4 | No | #N/A | #N/A | #N/A | #N/A | #N/A | #N/A | #N/A | #N/A | #N/A | #N/A | #N/A | #N/A | #N/A | #N/A | #N/A | #N/A | #N/A | #N/A | #N/A | #N/A | #N/A | #N/A | #N/A | #N/A | #N/A | #N/A | #N/A | #N/A | #N/A | #N/A | #N/A | #N/A | #N/A | #N/A | #N/A | #N/A
[7 empty] | 7 | 25 | 4938 | 18 | 2020-07-25 | Thursday | 4 | No | #N/A | #N/A | #N/A | #N/A | #N/A | #N/A | #N/A | #N/A | #N/A | #N/A | #N/A | #N/A | #N/A | #N/A | #N/A | #N/A | #N/A | #N/A | #N/A | #N/A | #N/A | #N/A | #N/A | #N/A | #N/A | #N/A | #N/A | #N/A | #N/A | #N/A | #N/A | #N/A | #N/A | #N/A | #N/A | #N/A
[7 empty] | 7 | 25 | 4939 | 19 | 2020-07-25 | Thursday | 4 | No | #N/A | #N/A | #N/A | #N/A | #N/A | #N/A | #N/A | #N/A | #N/A | #N/A | #N/A | #N/A | #N/A | #N/A | #N/A | #N/A | #N/A | #N/A | #N/A | #N/A | #N/A | #N/A | #N/A | #N/A | #N/A | #N/A | #N/A | #N/A | #N/A | #N/A | #N/A | #N/A | #N/A | #N/A | #N/A | #N/A
[7 empty] | 7 | 25 | 4940 | 20 | 2020-07-25 | Thursday | 4 | No | #N/A | #N/A | #N/A | #N/A | #N/A | #N/A | #N/A | #N/A | #N/A | #N/A | #N/A | #N/A | #N/A | #N/A | #N/A | #N/A | #N/A | #N/A | #N/A | #N/A | #N/A | #N/A | #N/A | #N/A | #N/A | #N/A | #N/A | #N/A | #N/A | #N/A | #N/A | #N/A | #N/A | #N/A | #N/A | #N/A
[7 empty] | 7 | 25 | 4941 | 21 | 2020-07-25 | Thursday | 4 | No | #N/A | #N/A | #N/A | #N/A | #N/A | #N/A | #N/A | #N/A | #N/A | #N/A | #N/A | #N/A | #N/A | #N/A | #N/A | #N/A | #N/A | #N/A | #N/A | #N/A | #N/A | #N/A | #N/A | #N/A | #N/A | #N/A | #N/A | #N/A | #N/A | #N/A | #N/A | #N/A | #N/A | #N/A | #N/A | #N/A
[7 empty] | 7 | 25 | 4942 | 22 | 2020-07-25 | Thursday | 4 | No | #N/A | #N/A | #N/A | #N/A | #N/A | #N/A | #N/A | #N/A | #N/A | #N/A | #N/A | #N/A | #N/A | #N/A | #N/A | #N/A | #N/A | #N/A | #N/A | #N/A | #N/A | #N/A | #N/A | #N/A | #N/A | #N/A | #N/A | #N/A | #N/A | #N/A | #N/A | #N/A | #N/A | #N/A | #N/A | #N/A
[7 empty] | 7 | 25 | 4943 | 23 | 2020-07-25 | Thursday | 4 | No | #N/A | #N/A | #N/A | #N/A | #N/A | #N/A | #N/A | #N/A | #N/A | #N/A | #N/A | #N/A | #N/A | #N/A | #N/A | #N/A | #N/A | #N/A | #N/A | #N/A | #N/A | #N/A | #N/A | #N/A | #N/A | #N/A | #N/A | #N/A | #N/A | #N/A | #N/A | #N/A | #N/A | #N/A | #N/A | #N/A
[7 empty] | 7 | 25 | 4944 | 24 | 2020-07-25 | Thursday | 4 | No | #N/A | #N/A | #N/A | #N/A | #N/A | #N/A | #N/A | #N/A | #N/A | #N/A | #N/A | #N/A | #N/A | #N/A | #N/A | #N/A | #N/A | #N/A | #N/A | #N/A | #N/A | #N/A | #N/A | #N/A | #N/A | #N/A | #N/A | #N/A | #N/A | #N/A | #N/A | #N/A | #N/A | #N/A | #N/A | #N/A
[7 empty] | 7 | 26 | 4945 | 1 | 2020-07-26 | Friday | 5 | No | #N/A | #N/A | #N/A | #N/A | #N/A | #N/A | #N/A | #N/A | #N/A | #N/A | #N/A | #N/A | #N/A | #N/A | #N/A | #N/A | #N/A | #N/A | #N/A | #N/A | #N/A | #N/A | #N/A | #N/A | #N/A | #N/A | #N/A | #N/A | #N/A | #N/A | #N/A | #N/A | #N/A | #N/A | #N/A | #N/A
[7 empty] | 7 | 26 | 4946 | 2 | 2020-07-26 | Friday | 5 | No | #N/A | #N/A | #N/A | #N/A | #N/A | #N/A | #N/A | #N/A | #N/A | #N/A | #N/A | #N/A | #N/A | #N/A | #N/A | #N/A | #N/A | #N/A | #N/A | #N/A | #N/A | #N/A | #N/A | #N/A | #N/A | #N/A | #N/A | #N/A | #N/A | #N/A | #N/A | #N/A | #N/A | #N/A | #N/A | #N/A
[7 empty] | 7 | 26 | 4947 | 3 | 2020-07-26 | Friday | 5 | No | #N/A | #N/A | #N/A | #N/A | #N/A | #N/A | #N/A | #N/A | #N/A | #N/A | #N/A | #N/A | #N/A | #N/A | #N/A | #N/A | #N/A | #N/A | #N/A | #N/A | #N/A | #N/A | #N/A | #N/A | #N/A | #N/A | #N/A | #N/A | #N/A | #N/A | #N/A | #N/A | #N/A | #N/A | #N/A | #N/A
[7 empty] | 7 | 26 | 4948 | 4 | 2020-07-26 | Friday | 5 | No | #N/A | #N/A | #N/A | #N/A | #N/A | #N/A | #N/A | #N/A | #N/A | #N/A | #N/A | #N/A | #N/A | #N/A | #N/A | #N/A | #N/A | #N/A | #N/A | #N/A | #N/A | #N/A | #N/A | #N/A | #N/A | #N/A | #N/A | #N/A | #N/A | #N/A | #N/A | #N/A | #N/A | #N/A | #N/A | #N/A
[7 empty] | 7 | 26 | 4949 | 5 | 2020-07-26 | Friday | 5 | No | #N/A | #N/A | #N/A | #N/A | #N/A | #N/A | #N/A | #N/A | #N/A | #N/A | #N/A | #N/A | #N/A | #N/A | #N/A | #N/A | #N/A | #N/A | #N/A | #N/A | #N/A | #N/A | #N/A | #N/A | #N/A | #N/A | #N/A | #N/A | #N/A | #N/A | #N/A | #N/A | #N/A | #N/A | #N/A | #N/A
[7 empty] | 7 | 26 | 4950 | 6 | 2020-07-26 | Friday | 5 | No | #N/A | #N/A | #N/A | #N/A | #N/A | #N/A | #N/A | #N/A | #N/A | #N/A | #N/A | #N/A | #N/A | #N/A | #N/A | #N/A | #N/A | #N/A | #N/A | #N/A | #N/A | #N/A | #N/A | #N/A | #N/A | #N/A | #N/A | #N/A | #N/A | #N/A | #N/A | #N/A | #N/A | #N/A | #N/A | #N/A
[7 empty] | 7 | 26 | 4951 | 7 | 2020-07-26 | Friday | 5 | No | #N/A | #N/A | #N/A | #N/A | #N/A | #N/A | #N/A | #N/A | #N/A | #N/A | #N/A | #N/A | #N/A | #N/A | #N/A | #N/A | #N/A | #N/A | #N/A | #N/A | #N/A | #N/A | #N/A | #N/A | #N/A | #N/A | #N/A | #N/A | #N/A | #N/A | #N/A | #N/A | #N/A | #N/A | #N/A | #N/A
[7 empty] | 7 | 26 | 4952 | 8 | 2020-07-26 | Friday | 5 | No | #N/A | #N/A | #N/A | #N/A | #N/A | #N/A | #N/A | #N/A | #N/A | #N/A | #N/A | #N/A | #N/A | #N/A | #N/A | #N/A | #N/A | #N/A | #N/A | #N/A | #N/A | #N/A | #N/A | #N/A | #N/A | #N/A | #N/A | #N/A | #N/A | #N/A | #N/A | #N/A | #N/A | #N/A | #N/A | #N/A
[7 empty] | 7 | 26 | 4953 | 9 | 2020-07-26 | Friday | 5 | No | #N/A | #N/A | #N/A | #N/A | #N/A | #N/A | #N/A | #N/A | #N/A | #N/A | #N/A | #N/A | #N/A | #N/A | #N/A | #N/A | #N/A | #N/A | #N/A | #N/A | #N/A | #N/A | #N/A | #N/A | #N/A | #N/A | #N/A | #N/A | #N/A | #N/A | #N/A | #N/A | #N/A | #N/A | #N/A | #N/A
[7 empty] | 7 | 26 | 4954 | 10 | 2020-07-26 | Friday | 5 | No | #N/A | #N/A | #N/A | #N/A | #N/A | #N/A | #N/A | #N/A | #N/A | #N/A | #N/A | #N/A | #N/A | #N/A | #N/A | #N/A | #N/A | #N/A | #N/A | #N/A | #N/A | #N/A | #N/A | #N/A | #N/A | #N/A | #N/A | #N/A | #N/A | #N/A | #N/A | #N/A | #N/A | #N/A | #N/A | #N/A
[7 empty] | 7 | 26 | 4955 | 11 | 2020-07-26 | Friday | 5 | No | #N/A | #N/A | #N/A | #N/A | #N/A | #N/A | #N/A | #N/A | #N/A | #N/A | #N/A | #N/A | #N/A | #N/A | #N/A | #N/A | #N/A | #N/A | #N/A | #N/A | #N/A | #N/A | #N/A | #N/A | #N/A | #N/A | #N/A | #N/A | #N/A | #N/A | #N/A | #N/A | #N/A | #N/A | #N/A | #N/A
[7 empty] | 7 | 26 | 4956 | 12 | 2020-07-26 | Friday | 5 | No | #N/A | #N/A | #N/A | #N/A | #N/A | #N/A | #N/A | #N/A | #N/A | #N/A | #N/A | #N/A | #N/A | #N/A | #N/A | #N/A | #N/A | #N/A | #N/A | #N/A | #N/A | #N/A | #N/A | #N/A | #N/A | #N/A | #N/A | #N/A | #N/A | #N/A | #N/A | #N/A | #N/A | #N/A | #N/A | #N/A
[7 empty] | 7 | 26 | 4957 | 13 | 2020-07-26 | Friday | 5 | No | #N/A | #N/A | #N/A | #N/A | #N/A | #N/A | #N/A | #N/A | #N/A | #N/A | #N/A | #N/A | #N/A | #N/A | #N/A | #N/A | #N/A | #N/A | #N/A | #N/A | #N/A | #N/A | #N/A | #N/A | #N/A | #N/A | #N/A | #N/A | #N/A | #N/A | #N/A | #N/A | #N/A | #N/A | #N/A | #N/A
[7 empty] | 7 | 26 | 4958 | 14 | 2020-07-26 | Friday | 5 | No | #N/A | #N/A | #N/A | #N/A | #N/A | #N/A | #N/A | #N/A | #N/A | #N/A | #N/A | #N/A | #N/A | #N/A | #N/A | #N/A | #N/A | #N/A | #N/A | #N/A | #N/A | #N/A | #N/A | #N/A | #N/A | #N/A | #N/A | #N/A | #N/A | #N/A | #N/A | #N/A | #N/A | #N/A | #N/A | #N/A
[7 empty] | 7 | 26 | 4959 | 15 | 2020-07-26 | Friday | 5 | No | #N/A | #N/A | #N/A | #N/A | #N/A | #N/A | #N/A | #N/A | #N/A | #N/A | #N/A | #N/A | #N/A | #N/A | #N/A | #N/A | #N/A | #N/A | #N/A | #N/A | #N/A | #N/A | #N/A | #N/A | #N/A | #N/A | #N/A | #N/A | #N/A | #N/A | #N/A | #N/A | #N/A | #N/A | #N/A | #N/A
[7 empty] | 7 | 26 | 4960 | 16 | 2020-07-26 | Friday | 5 | No | #N/A | #N/A | #N/A | #N/A | #N/A | #N/A | #N/A | #N/A | #N/A | #N/A | #N/A | #N/A | #N/A | #N/A | #N/A | #N/A | #N/A | #N/A | #N/A | #N/A | #N/A | #N/A | #N/A | #N/A | #N/A | #N/A | #N/A | #N/A | #N/A | #N/A | #N/A | #N/A | #N/A | #N/A | #N/A | #N/A
[7 empty] | 7 | 26 | 4961 | 17 | 2020-07-26 | Friday | 5 | No | #N/A | #N/A | #N/A | #N/A | #N/A | #N/A | #N/A | #N/A | #N/A | #N/A | #N/A | #N/A | #N/A | #N/A | #N/A | #N/A | #N/A | #N/A | #N/A | #N/A | #N/A | #N/A | #N/A | #N/A | #N/A | #N/A | #N/A | #N/A | #N/A | #N/A | #N/A | #N/A | #N/A | #N/A | #N/A | #N/A
[7 empty] | 7 | 26 | 4962 | 18 | 2020-07-26 | Friday | 5 | No | #N/A | #N/A | #N/A | #N/A | #N/A | #N/A | #N/A | #N/A | #N/A | #N/A | #N/A | #N/A | #N/A | #N/A | #N/A | #N/A | #N/A | #N/A | #N/A | #N/A | #N/A | #N/A | #N/A | #N/A | #N/A | #N/A | #N/A | #N/A | #N/A | #N/A | #N/A | #N/A | #N/A | #N/A | #N/A | #N/A
[7 empty] | 7 | 26 | 4963 | 19 | 2020-07-26 | Friday | 5 | No | #N/A | #N/A | #N/A | #N/A | #N/A | #N/A | #N/A | #N/A | #N/A | #N/A | #N/A | #N/A | #N/A | #N/A | #N/A | #N/A | #N/A | #N/A | #N/A | #N/A | #N/A | #N/A | #N/A | #N/A | #N/A | #N/A | #N/A | #N/A | #N/A | #N/A | #N/A | #N/A | #N/A | #N/A | #N/A | #N/A
[7 empty] | 7 | 26 | 4964 | 20 | 2020-07-26 | Friday | 5 | No | #N/A | #N/A | #N/A | #N/A | #N/A | #N/A | #N/A | #N/A | #N/A | #N/A | #N/A | #N/A | #N/A | #N/A | #N/A | #N/A | #N/A | #N/A | #N/A | #N/A | #N/A | #N/A | #N/A | #N/A | #N/A | #N/A | #N/A | #N/A | #N/A | #N/A | #N/A | #N/A | #N/A | #N/A | #N/A | #N/A
[7 empty] | 7 | 26 | 4965 | 21 | 2020-07-26 | Friday | 5 | No | #N/A | #N/A | #N/A | #N/A | #N/A | #N/A | #N/A | #N/A | #N/A | #N/A | #N/A | #N/A | #N/A | #N/A | #N/A | #N/A | #N/A | #N/A | #N/A | #N/A | #N/A | #N/A | #N/A | #N/A | #N/A | #N/A | #N/A | #N/A | #N/A | #N/A | #N/A | #N/A | #N/A | #N/A | #N/A | #N/A
[7 empty] | 7 | 26 | 4966 | 22 | 2020-07-26 | Friday | 5 | No | #N/A | #N/A | #N/A | #N/A | #N/A | #N/A | #N/A | #N/A | #N/A | #N/A | #N/A | #N/A | #N/A | #N/A | #N/A | #N/A | #N/A | #N/A | #N/A | #N/A | #N/A | #N/A | #N/A | #N/A | #N/A | #N/A | #N/A | #N/A | #N/A | #N/A | #N/A | #N/A | #N/A | #N/A | #N/A | #N/A
[7 empty] | 7 | 26 | 4967 | 23 | 2020-07-26 | Friday | 5 | No | #N/A | #N/A | #N/A | #N/A | #N/A | #N/A | #N/A | #N/A | #N/A | #N/A | #N/A | #N/A | #N/A | #N/A | #N/A | #N/A | #N/A | #N/A | #N/A | #N/A | #N/A | #N/A | #N/A | #N/A | #N/A | #N/A | #N/A | #N/A | #N/A | #N/A | #N/A | #N/A | #N/A | #N/A | #N/A | #N/A
[7 empty] | 7 | 26 | 4968 | 24 | 2020-07-26 | Friday | 5 | No | #N/A | #N/A | #N/A | #N/A | #N/A | #N/A | #N/A | #N/A | #N/A | #N/A | #N/A | #N/A | #N/A | #N/A | #N/A | #N/A | #N/A | #N/A | #N/A | #N/A | #N/A | #N/A | #N/A | #N/A | #N/A | #N/A | #N/A | #N/A | #N/A | #N/A | #N/A | #N/A | #N/A | #N/A | #N/A | #N/A
[7 empty] | 7 | 27 | 4969 | 1 | 2020-07-27 | Saturday | 6 | No | #N/A | #N/A | #N/A | #N/A | #N/A | #N/A | #N/A | #N/A | #N/A | #N/A | #N/A | #N/A | #N/A | #N/A | #N/A | #N/A | #N/A | #N/A | #N/A | #N/A | #N/A | #N/A | #N/A | #N/A | #N/A | #N/A | #N/A | #N/A | #N/A | #N/A | #N/A | #N/A | #N/A | #N/A | #N/A | #N/A
[7 empty] | 7 | 27 | 4970 | 2 | 2020-07-27 | Saturday | 6 | No | #N/A | #N/A | #N/A | #N/A | #N/A | #N/A | #N/A | #N/A | #N/A | #N/A | #N/A | #N/A | #N/A | #N/A | #N/A | #N/A | #N/A | #N/A | #N/A | #N/A | #N/A | #N/A | #N/A | #N/A | #N/A | #N/A | #N/A | #N/A | #N/A | #N/A | #N/A | #N/A | #N/A | #N/A | #N/A | #N/A
[7 empty] | 7 | 27 | 4971 | 3 | 2020-07-27 | Saturday | 6 | No | #N/A | #N/A | #N/A | #N/A | #N/A | #N/A | #N/A | #N/A | #N/A | #N/A | #N/A | #N/A | #N/A | #N/A | #N/A | #N/A | #N/A | #N/A | #N/A | #N/A | #N/A | #N/A | #N/A | #N/A | #N/A | #N/A | #N/A | #N/A | #N/A | #N/A | #N/A | #N/A | #N/A | #N/A | #N/A | #N/A
[7 empty] | 7 | 27 | 4972 | 4 | 2020-07-27 | Saturday | 6 | No | #N/A | #N/A | #N/A | #N/A | #N/A | #N/A | #N/A | #N/A | #N/A | #N/A | #N/A | #N/A | #N/A | #N/A | #N/A | #N/A | #N/A | #N/A | #N/A | #N/A | #N/A | #N/A | #N/A | #N/A | #N/A | #N/A | #N/A | #N/A | #N/A | #N/A | #N/A | #N/A | #N/A | #N/A | #N/A | #N/A
[7 empty] | 7 | 27 | 4973 | 5 | 2020-07-27 | Saturday | 6 | No | #N/A | #N/A | #N/A | #N/A | #N/A | #N/A | #N/A | #N/A | #N/A | #N/A | #N/A | #N/A | #N/A | #N/A | #N/A | #N/A | #N/A | #N/A | #N/A | #N/A | #N/A | #N/A | #N/A | #N/A | #N/A | #N/A | #N/A | #N/A | #N/A | #N/A | #N/A | #N/A | #N/A | #N/A | #N/A | #N/A
[7 empty] | 7 | 27 | 4974 | 6 | 2020-07-27 | Saturday | 6 | No | #N/A | #N/A | #N/A | #N/A | #N/A | #N/A | #N/A | #N/A | #N/A | #N/A | #N/A | #N/A | #N/A | #N/A | #N/A | #N/A | #N/A | #N/A | #N/A | #N/A | #N/A | #N/A | #N/A | #N/A | #N/A | #N/A | #N/A | #N/A | #N/A | #N/A | #N/A | #N/A | #N/A | #N/A | #N/A | #N/A
[7 empty] | 7 | 27 | 4975 | 7 | 2020-07-27 | Saturday | 6 | No | #N/A | #N/A | #N/A | #N/A | #N/A | #N/A | #N/A | #N/A | #N/A | #N/A | #N/A | #N/A | #N/A | #N/A | #N/A | #N/A | #N/A | #N/A | #N/A | #N/A | #N/A | #N/A | #N/A | #N/A | #N/A | #N/A | #N/A | #N/A | #N/A | #N/A | #N/A | #N/A | #N/A | #N/A | #N/A | #N/A
[7 empty] | 7 | 27 | 4976 | 8 | 2020-07-27 | Saturday | 6 | No | #N/A | #N/A | #N/A | #N/A | #N/A | #N/A | #N/A | #N/A | #N/A | #N/A | #N/A | #N/A | #N/A | #N/A | #N/A | #N/A | #N/A | #N/A | #N/A | #N/A | #N/A | #N/A | #N/A | #N/A | #N/A | #N/A | #N/A | #N/A | #N/A | #N/A | #N/A | #N/A | #N/A | #N/A | #N/A | #N/A
[7 empty] | 7 | 27 | 4977 | 9 | 2020-07-27 | Saturday | 6 | No | #N/A | #N/A | #N/A | #N/A | #N/A | #N/A | #N/A | #N/A | #N/A | #N/A | #N/A | #N/A | #N/A | #N/A | #N/A | #N/A | #N/A | #N/A | #N/A | #N/A | #N/A | #N/A | #N/A | #N/A | #N/A | #N/A | #N/A | #N/A | #N/A | #N/A | #N/A | #N/A | #N/A | #N/A | #N/A | #N/A
[7 empty] | 7 | 27 | 4978 | 10 | 2020-07-27 | Saturday | 6 | No | #N/A | #N/A | #N/A | #N/A | #N/A | #N/A | #N/A | #N/A | #N/A | #N/A | #N/A | #N/A | #N/A | #N/A | #N/A | #N/A | #N/A | #N/A | #N/A | #N/A | #N/A | #N/A | #N/A | #N/A | #N/A | #N/A | #N/A | #N/A | #N/A | #N/A | #N/A | #N/A | #N/A | #N/A | #N/A | #N/A
[7 empty] | 7 | 27 | 4979 | 11 | 2020-07-27 | Saturday | 6 | No | #N/A | #N/A | #N/A | #N/A | #N/A | #N/A | #N/A | #N/A | #N/A | #N/A | #N/A | #N/A | #N/A | #N/A | #N/A | #N/A | #N/A | #N/A | #N/A | #N/A | #N/A | #N/A | #N/A | #N/A | #N/A | #N/A | #N/A | #N/A | #N/A | #N/A | #N/A | #N/A | #N/A | #N/A | #N/A | #N/A
[7 empty] | 7 | 27 | 4980 | 12 | 2020-07-27 | Saturday | 6 | No | #N/A | #N/A | #N/A | #N/A | #N/A | #N/A | #N/A | #N/A | #N/A | #N/A | #N/A | #N/A | #N/A | #N/A | #N/A | #N/A | #N/A | #N/A | #N/A | #N/A | #N/A | #N/A | #N/A | #N/A | #N/A | #N/A | #N/A | #N/A | #N/A | #N/A | #N/A | #N/A | #N/A | #N/A | #N/A | #N/A
[7 empty] | 7 | 27 | 4981 | 13 | 2020-07-27 | Saturday | 6 | No | #N/A | #N/A | #N/A | #N/A | #N/A | #N/A | #N/A | #N/A | #N/A | #N/A | #N/A | #N/A | #N/A | #N/A | #N/A | #N/A | #N/A | #N/A | #N/A | #N/A | #N/A | #N/A | #N/A | #N/A | #N/A | #N/A | #N/A | #N/A | #N/A | #N/A | #N/A | #N/A | #N/A | #N/A | #N/A | #N/A
[7 empty] | 7 | 27 | 4982 | 14 | 2020-07-27 | Saturday | 6 | No | #N/A | #N/A | #N/A | #N/A | #N/A | #N/A | #N/A | #N/A | #N/A | #N/A | #N/A | #N/A | #N/A | #N/A | #N/A | #N/A | #N/A | #N/A | #N/A | #N/A | #N/A | #N/A | #N/A | #N/A | #N/A | #N/A | #N/A | #N/A | #N/A | #N/A | #N/A | #N/A | #N/A | #N/A | #N/A | #N/A
[7 empty] | 7 | 27 | 4983 | 15 | 2020-07-27 | Saturday | 6 | No | #N/A | #N/A | #N/A | #N/A | #N/A | #N/A | #N/A | #N/A | #N/A | #N/A | #N/A | #N/A | #N/A | #N/A | #N/A | #N/A | #N/A | #N/A | #N/A | #N/A | #N/A | #N/A | #N/A | #N/A | #N/A | #N/A | #N/A | #N/A | #N/A | #N/A | #N/A | #N/A | #N/A | #N/A | #N/A | #N/A
[7 empty] | 7 | 27 | 4984 | 16 | 2020-07-27 | Saturday | 6 | No | #N/A | #N/A | #N/A | #N/A | #N/A | #N/A | #N/A | #N/A | #N/A | #N/A | #N/A | #N/A | #N/A | #N/A | #N/A | #N/A | #N/A | #N/A | #N/A | #N/A | #N/A | #N/A | #N/A | #N/A | #N/A | #N/A | #N/A | #N/A | #N/A | #N/A | #N/A | #N/A | #N/A | #N/A | #N/A | #N/A
[7 empty] | 7 | 27 | 4985 | 17 | 2020-07-27 | Saturday | 6 | No | #N/A | #N/A | #N/A | #N/A | #N/A | #N/A | #N/A | #N/A | #N/A | #N/A | #N/A | #N/A | #N/A | #N/A | #N/A | #N/A | #N/A | #N/A | #N/A | #N/A | #N/A | #N/A | #N/A | #N/A | #N/A | #N/A | #N/A | #N/A | #N/A | #N/A | #N/A | #N/A | #N/A | #N/A | #N/A | #N/A
[7 empty] | 7 | 27 | 4986 | 18 | 2020-07-27 | Saturday | 6 | No | #N/A | #N/A | #N/A | #N/A | #N/A | #N/A | #N/A | #N/A | #N/A | #N/A | #N/A | #N/A | #N/A | #N/A | #N/A | #N/A | #N/A | #N/A | #N/A | #N/A | #N/A | #N/A | #N/A | #N/A | #N/A | #N/A | #N/A | #N/A | #N/A | #N/A | #N/A | #N/A | #N/A | #N/A | #N/A | #N/A
[7 empty] | 7 | 27 | 4987 | 19 | 2020-07-27 | Saturday | 6 | No | #N/A | #N/A | #N/A | #N/A | #N/A | #N/A | #N/A | #N/A | #N/A | #N/A | #N/A | #N/A | #N/A | #N/A | #N/A | #N/A | #N/A | #N/A | #N/A | #N/A | #N/A | #N/A | #N/A | #N/A | #N/A | #N/A | #N/A | #N/A | #N/A | #N/A | #N/A | #N/A | #N/A | #N/A | #N/A | #N/A
[7 empty] | 7 | 27 | 4988 | 20 | 2020-07-27 | Saturday | 6 | No | #N/A | #N/A | #N/A | #N/A | #N/A | #N/A | #N/A | #N/A | #N/A | #N/A | #N/A | #N/A | #N/A | #N/A | #N/A | #N/A | #N/A | #N/A | #N/A | #N/A | #N/A | #N/A | #N/A | #N/A | #N/A | #N/A | #N/A | #N/A | #N/A | #N/A | #N/A | #N/A | #N/A | #N/A | #N/A | #N/A
[7 empty] | 7 | 27 | 4989 | 21 | 2020-07-27 | Saturday | 6 | No | #N/A | #N/A | #N/A | #N/A | #N/A | #N/A | #N/A | #N/A | #N/A | #N/A | #N/A | #N/A | #N/A | #N/A | #N/A | #N/A | #N/A | #N/A | #N/A | #N/A | #N/A | #N/A | #N/A | #N/A | #N/A | #N/A | #N/A | #N/A | #N/A | #N/A | #N/A | #N/A | #N/A | #N/A | #N/A | #N/A
[7 empty] | 7 | 27 | 4990 | 22 | 2020-07-27 | Saturday | 6 | No | #N/A | #N/A | #N/A | #N/A | #N/A | #N/A | #N/A | #N/A | #N/A | #N/A | #N/A | #N/A | #N/A | #N/A | #N/A | #N/A | #N/A | #N/A | #N/A | #N/A | #N/A | #N/A | #N/A | #N/A | #N/A | #N/A | #N/A | #N/A | #N/A | #N/A | #N/A | #N/A | #N/A | #N/A | #N/A | #N/A
[7 empty] | 7 | 27 | 4991 | 23 | 2020-07-27 | Saturday | 6 | No | #N/A | #N/A | #N/A | #N/A | #N/A | #N/A | #N/A | #N/A | #N/A | #N/A | #N/A | #N/A | #N/A | #N/A | #N/A | #N/A | #N/A | #N/A | #N/A | #N/A | #N/A | #N/A | #N/A | #N/A | #N/A | #N/A | #N/A | #N/A | #N/A | #N/A | #N/A | #N/A | #N/A | #N/A | #N/A | #N/A
[7 empty] | 7 | 27 | 4992 | 24 | 2020-07-27 | Saturday | 6 | No | #N/A | #N/A | #N/A | #N/A | #N/A | #N/A | #N/A | #N/A | #N/A | #N/A | #N/A | #N/A | #N/A | #N/A | #N/A | #N/A | #N/A | #N/A | #N/A | #N/A | #N/A | #N/A | #N/A | #N/A | #N/A | #N/A | #N/A | #N/A | #N/A | #N/A | #N/A | #N/A | #N/A | #N/A | #N/A | #N/A
[7 empty] | 7 | 28 | 4993 | 1 | 2020-07-28 | Sunday | 7 | No | #N/A | #N/A | #N/A | #N/A | #N/A | #N/A | #N/A | #N/A | #N/A | #N/A | #N/A | #N/A | #N/A | #N/A | #N/A | #N/A | #N/A | #N/A | #N/A | #N/A | #N/A | #N/A | #N/A | #N/A | #N/A | #N/A | #N/A | #N/A | #N/A | #N/A | #N/A | #N/A | #N/A | #N/A | #N/A | #N/A
[7 empty] | 7 | 28 | 4994 | 2 | 2020-07-28 | Sunday | 7 | No | #N/A | #N/A | #N/A | #N/A | #N/A | #N/A | #N/A | #N/A | #N/A | #N/A | #N/A | #N/A | #N/A | #N/A | #N/A | #N/A | #N/A | #N/A | #N/A | #N/A | #N/A | #N/A | #N/A | #N/A | #N/A | #N/A | #N/A | #N/A | #N/A | #N/A | #N/A | #N/A | #N/A | #N/A | #N/A | #N/A
[7 empty] | 7 | 28 | 4995 | 3 | 2020-07-28 | Sunday | 7 | No | #N/A | #N/A | #N/A | #N/A | #N/A | #N/A | #N/A | #N/A | #N/A | #N/A | #N/A | #N/A | #N/A | #N/A | #N/A | #N/A | #N/A | #N/A | #N/A | #N/A | #N/A | #N/A | #N/A | #N/A | #N/A | #N/A | #N/A | #N/A | #N/A | #N/A | #N/A | #N/A | #N/A | #N/A | #N/A | #N/A
[7 empty] | 7 | 28 | 4996 | 4 | 2020-07-28 | Sunday | 7 | No | #N/A | #N/A | #N/A | #N/A | #N/A | #N/A | #N/A | #N/A | #N/A | #N/A | #N/A | #N/A | #N/A | #N/A | #N/A | #N/A | #N/A | #N/A | #N/A | #N/A | #N/A | #N/A | #N/A | #N/A | #N/A | #N/A | #N/A | #N/A | #N/A | #N/A | #N/A | #N/A | #N/A | #N/A | #N/A | #N/A
[7 empty] | 7 | 28 | 4997 | 5 | 2020-07-28 | Sunday | 7 | No | #N/A | #N/A | #N/A | #N/A | #N/A | #N/A | #N/A | #N/A | #N/A | #N/A | #N/A | #N/A | #N/A | #N/A | #N/A | #N/A | #N/A | #N/A | #N/A | #N/A | #N/A | #N/A | #N/A | #N/A | #N/A | #N/A | #N/A | #N/A | #N/A | #N/A | #N/A | #N/A | #N/A | #N/A | #N/A | #N/A
[7 empty] | 7 | 28 | 4998 | 6 | 2020-07-28 | Sunday | 7 | No | #N/A | #N/A | #N/A | #N/A | #N/A | #N/A | #N/A | #N/A | #N/A | #N/A | #N/A | #N/A | #N/A | #N/A | #N/A | #N/A | #N/A | #N/A | #N/A | #N/A | #N/A | #N/A | #N/A | #N/A | #N/A | #N/A | #N/A | #N/A | #N/A | #N/A | #N/A | #N/A | #N/A | #N/A | #N/A | #N/A
[7 empty] | 7 | 28 | 4999 | 7 | 2020-07-28 | Sunday | 7 | No | #N/A | #N/A | #N/A | #N/A | #N/A | #N/A | #N/A | #N/A | #N/A | #N/A | #N/A | #N/A | #N/A | #N/A | #N/A | #N/A | #N/A | #N/A | #N/A | #N/A | #N/A | #N/A | #N/A | #N/A | #N/A | #N/A | #N/A | #N/A | #N/A | #N/A | #N/A | #N/A | #N/A | #N/A | #N/A | #N/A
[7 empty] | 7 | 28 | 5000 | 8 | 2020-07-28 | Sunday | 7 | No | #N/A | #N/A | #N/A | #N/A | #N/A | #N/A | #N/A | #N/A | #N/A | #N/A | #N/A | #N/A | #N/A | #N/A | #N/A | #N/A | #N/A | #N/A | #N/A | #N/A | #N/A | #N/A | #N/A | #N/A | #N/A | #N/A | #N/A | #N/A | #N/A | #N/A | #N/A | #N/A | #N/A | #N/A | #N/A | #N/A
[7 empty] | 7 | 28 | 5001 | 9 | 2020-07-28 | Sunday | 7 | No | #N/A | #N/A | #N/A | #N/A | #N/A | #N/A | #N/A | #N/A | #N/A | #N/A | #N/A | #N/A | #N/A | #N/A | #N/A | #N/A | #N/A | #N/A | #N/A | #N/A | #N/A | #N/A | #N/A | #N/A | #N/A | #N/A | #N/A | #N/A | #N/A | #N/A | #N/A | #N/A | #N/A | #N/A | #N/A | #N/A
[7 empty] | 7 | 28 | 5002 | 10 | 2020-07-28 | Sunday | 7 | No | #N/A | #N/A | #N/A | #N/A | #N/A | #N/A | #N/A | #N/A | #N/A | #N/A | #N/A | #N/A | #N/A | #N/A | #N/A | #N/A | #N/A | #N/A | #N/A | #N/A | #N/A | #N/A | #N/A | #N/A | #N/A | #N/A | #N/A | #N/A | #N/A | #N/A | #N/A | #N/A | #N/A | #N/A | #N/A | #N/A
[7 empty] | 7 | 28 | 5003 | 11 | 2020-07-28 | Sunday | 7 | No | #N/A | #N/A | #N/A | #N/A | #N/A | #N/A | #N/A | #N/A | #N/A | #N/A | #N/A | #N/A | #N/A | #N/A | #N/A | #N/A | #N/A | #N/A | #N/A | #N/A | #N/A | #N/A | #N/A | #N/A | #N/A | #N/A | #N/A | #N/A | #N/A | #N/A | #N/A | #N/A | #N/A | #N/A | #N/A | #N/A
[7 empty] | 7 | 28 | 5004 | 12 | 2020-07-28 | Sunday | 7 | No | #N/A | #N/A | #N/A | #N/A | #N/A | #N/A | #N/A | #N/A | #N/A | #N/A | #N/A | #N/A | #N/A | #N/A | #N/A | #N/A | #N/A | #N/A | #N/A | #N/A | #N/A | #N/A | #N/A | #N/A | #N/A | #N/A | #N/A | #N/A | #N/A | #N/A | #N/A | #N/A | #N/A | #N/A | #N/A | #N/A
[7 empty] | 7 | 28 | 5005 | 13 | 2020-07-28 | Sunday | 7 | No | #N/A | #N/A | #N/A | #N/A | #N/A | #N/A | #N/A | #N/A | #N/A | #N/A | #N/A | #N/A | #N/A | #N/A | #N/A | #N/A | #N/A | #N/A | #N/A | #N/A | #N/A | #N/A | #N/A | #N/A | #N/A | #N/A | #N/A | #N/A | #N/A | #N/A | #N/A | #N/A | #N/A | #N/A | #N/A | #N/A
[7 empty] | 7 | 28 | 5006 | 14 | 2020-07-28 | Sunday | 7 | No | #N/A | #N/A | #N/A | #N/A | #N/A | #N/A | #N/A | #N/A | #N/A | #N/A | #N/A | #N/A | #N/A | #N/A | #N/A | #N/A | #N/A | #N/A | #N/A | #N/A | #N/A | #N/A | #N/A | #N/A | #N/A | #N/A | #N/A | #N/A | #N/A | #N/A | #N/A | #N/A | #N/A | #N/A | #N/A | #N/A
[7 empty] | 7 | 28 | 5007 | 15 | 2020-07-28 | Sunday | 7 | No | #N/A | #N/A | #N/A | #N/A | #N/A | #N/A | #N/A | #N/A | #N/A | #N/A | #N/A | #N/A | #N/A | #N/A | #N/A | #N/A | #N/A | #N/A | #N/A | #N/A | #N/A | #N/A | #N/A | #N/A | #N/A | #N/A | #N/A | #N/A | #N/A | #N/A | #N/A | #N/A | #N/A | #N/A | #N/A | #N/A
[7 empty] | 7 | 28 | 5008 | 16 | 2020-07-28 | Sunday | 7 | No | #N/A | #N/A | #N/A | #N/A | #N/A | #N/A | #N/A | #N/A | #N/A | #N/A | #N/A | #N/A | #N/A | #N/A | #N/A | #N/A | #N/A | #N/A | #N/A | #N/A | #N/A | #N/A | #N/A | #N/A | #N/A | #N/A | #N/A | #N/A | #N/A | #N/A | #N/A | #N/A | #N/A | #N/A | #N/A | #N/A
[7 empty] | 7 | 28 | 5009 | 17 | 2020-07-28 | Sunday | 7 | No | #N/A | #N/A | #N/A | #N/A | #N/A | #N/A | #N/A | #N/A | #N/A | #N/A | #N/A | #N/A | #N/A | #N/A | #N/A | #N/A | #N/A | #N/A | #N/A | #N/A | #N/A | #N/A | #N/A | #N/A | #N/A | #N/A | #N/A | #N/A | #N/A | #N/A | #N/A | #N/A | #N/A | #N/A | #N/A | #N/A
[7 empty] | 7 | 28 | 5010 | 18 | 2020-07-28 | Sunday | 7 | No | #N/A | #N/A | #N/A | #N/A | #N/A | #N/A | #N/A | #N/A | #N/A | #N/A | #N/A | #N/A | #N/A | #N/A | #N/A | #N/A | #N/A | #N/A | #N/A | #N/A | #N/A | #N/A | #N/A | #N/A | #N/A | #N/A | #N/A | #N/A | #N/A | #N/A | #N/A | #N/A | #N/A | #N/A | #N/A | #N/A
[7 empty] | 7 | 28 | 5011 | 19 | 2020-07-28 | Sunday | 7 | No | #N/A | #N/A | #N/A | #N/A | #N/A | #N/A | #N/A | #N/A | #N/A | #N/A | #N/A | #N/A | #N/A | #N/A | #N/A | #N/A | #N/A | #N/A | #N/A | #N/A | #N/A | #N/A | #N/A | #N/A | #N/A | #N/A | #N/A | #N/A | #N/A | #N/A | #N/A | #N/A | #N/A | #N/A | #N/A | #N/A
[7 empty] | 7 | 28 | 5012 | 20 | 2020-07-28 | Sunday | 7 | No | #N/A | #N/A | #N/A | #N/A | #N/A | #N/A | #N/A | #N/A | #N/A | #N/A | #N/A | #N/A | #N/A | #N/A | #N/A | #N/A | #N/A | #N/A | #N/A | #N/A | #N/A | #N/A | #N/A | #N/A | #N/A | #N/A | #N/A | #N/A | #N/A | #N/A | #N/A | #N/A | #N/A | #N/A | #N/A | #N/A
[7 empty] | 7 | 28 | 5013 | 21 | 2020-07-28 | Sunday | 7 | No | #N/A | #N/A | #N/A | #N/A | #N/A | #N/A | #N/A | #N/A | #N/A | #N/A | #N/A | #N/A | #N/A | #N/A | #N/A | #N/A | #N/A | #N/A | #N/A | #N/A | #N/A | #N/A | #N/A | #N/A | #N/A | #N/A | #N/A | #N/A | #N/A | #N/A | #N/A | #N/A | #N/A | #N/A | #N/A | #N/A
[7 empty] | 7 | 28 | 5014 | 22 | 2020-07-28 | Sunday | 7 | No | #N/A | #N/A | #N/A | #N/A | #N/A | #N/A | #N/A | #N/A | #N/A | #N/A | #N/A | #N/A | #N/A | #N/A | #N/A | #N/A | #N/A | #N/A | #N/A | #N/A | #N/A | #N/A | #N/A | #N/A | #N/A | #N/A | #N/A | #N/A | #N/A | #N/A | #N/A | #N/A | #N/A | #N/A | #N/A | #N/A
[7 empty] | 7 | 28 | 5015 | 23 | 2020-07-28 | Sunday | 7 | No | #N/A | #N/A | #N/A | #N/A | #N/A | #N/A | #N/A | #N/A | #N/A | #N/A | #N/A | #N/A | #N/A | #N/A | #N/A | #N/A | #N/A | #N/A | #N/A | #N/A | #N/A | #N/A | #N/A | #N/A | #N/A | #N/A | #N/A | #N/A | #N/A | #N/A | #N/A | #N/A | #N/A | #N/A | #N/A | #N/A
[7 empty] | 7 | 28 | 5016 | 24 | 2020-07-28 | Sunday | 7 | No | #N/A | #N/A | #N/A | #N/A | #N/A | #N/A | #N/A | #N/A | #N/A | #N/A | #N/A | #N/A | #N/A | #N/A | #N/A | #N/A | #N/A | #N/A | #N/A | #N/A | #N/A | #N/A | #N/A | #N/A | #N/A | #N/A | #N/A | #N/A | #N/A | #N/A | #N/A | #N/A | #N/A | #N/A | #N/A | #N/A
[7 empty] | 7 | 29 | 5017 | 1 | 2020-07-29 | Monday | 1 | No | #N/A | #N/A | #N/A | #N/A | #N/A | #N/A | #N/A | #N/A | #N/A | #N/A | #N/A | #N/A | #N/A | #N/A | #N/A | #N/A | #N/A | #N/A | #N/A | #N/A | #N/A | #N/A | #N/A | #N/A | #N/A | #N/A | #N/A | #N/A | #N/A | #N/A | #N/A | #N/A | #N/A | #N/A | #N/A | #N/A
[7 empty] | 7 | 29 | 5018 | 2 | 2020-07-29 | Monday | 1 | No | #N/A | #N/A | #N/A | #N/A | #N/A | #N/A | #N/A | #N/A | #N/A | #N/A | #N/A | #N/A | #N/A | #N/A | #N/A | #N/A | #N/A | #N/A | #N/A | #N/A | #N/A | #N/A | #N/A | #N/A | #N/A | #N/A | #N/A | #N/A | #N/A | #N/A | #N/A | #N/A | #N/A | #N/A | #N/A | #N/A
[7 empty] | 7 | 29 | 5019 | 3 | 2020-07-29 | Monday | 1 | No | #N/A | #N/A | #N/A | #N/A | #N/A | #N/A | #N/A | #N/A | #N/A | #N/A | #N/A | #N/A | #N/A | #N/A | #N/A | #N/A | #N/A | #N/A | #N/A | #N/A | #N/A | #N/A | #N/A | #N/A | #N/A | #N/A | #N/A | #N/A | #N/A | #N/A | #N/A | #N/A | #N/A | #N/A | #N/A | #N/A
[7 empty] | 7 | 29 | 5020 | 4 | 2020-07-29 | Monday | 1 | No | #N/A | #N/A | #N/A | #N/A | #N/A | #N/A | #N/A | #N/A | #N/A | #N/A | #N/A | #N/A | #N/A | #N/A | #N/A | #N/A | #N/A | #N/A | #N/A | #N/A | #N/A | #N/A | #N/A | #N/A | #N/A | #N/A | #N/A | #N/A | #N/A | #N/A | #N/A | #N/A | #N/A | #N/A | #N/A | #N/A
[7 empty] | 7 | 29 | 5021 | 5 | 2020-07-29 | Monday | 1 | No | #N/A | #N/A | #N/A | #N/A | #N/A | #N/A | #N/A | #N/A | #N/A | #N/A | #N/A | #N/A | #N/A | #N/A | #N/A | #N/A | #N/A | #N/A | #N/A | #N/A | #N/A | #N/A | #N/A | #N/A | #N/A | #N/A | #N/A | #N/A | #N/A | #N/A | #N/A | #N/A | #N/A | #N/A | #N/A | #N/A
[7 empty] | 7 | 29 | 5022 | 6 | 2020-07-29 | Monday | 1 | No | #N/A | #N/A | #N/A | #N/A | #N/A | #N/A | #N/A | #N/A | #N/A | #N/A | #N/A | #N/A | #N/A | #N/A | #N/A | #N/A | #N/A | #N/A | #N/A | #N/A | #N/A | #N/A | #N/A | #N/A | #N/A | #N/A | #N/A | #N/A | #N/A | #N/A | #N/A | #N/A | #N/A | #N/A | #N/A | #N/A
[7 empty] | 7 | 29 | 5023 | 7 | 2020-07-29 | Monday | 1 | No | #N/A | #N/A | #N/A | #N/A | #N/A | #N/A | #N/A | #N/A | #N/A | #N/A | #N/A | #N/A | #N/A | #N/A | #N/A | #N/A | #N/A | #N/A | #N/A | #N/A | #N/A | #N/A | #N/A | #N/A | #N/A | #N/A | #N/A | #N/A | #N/A | #N/A | #N/A | #N/A | #N/A | #N/A | #N/A | #N/A
[7 empty] | 7 | 29 | 5024 | 8 | 2020-07-29 | Monday | 1 | No | #N/A | #N/A | #N/A | #N/A | #N/A | #N/A | #N/A | #N/A | #N/A | #N/A | #N/A | #N/A | #N/A | #N/A | #N/A | #N/A | #N/A | #N/A | #N/A | #N/A | #N/A | #N/A | #N/A | #N/A | #N/A | #N/A | #N/A | #N/A | #N/A | #N/A | #N/A | #N/A | #N/A | #N/A | #N/A | #N/A
[7 empty] | 7 | 29 | 5025 | 9 | 2020-07-29 | Monday | 1 | No | #N/A | #N/A | #N/A | #N/A | #N/A | #N/A | #N/A | #N/A | #N/A | #N/A | #N/A | #N/A | #N/A | #N/A | #N/A | #N/A | #N/A | #N/A | #N/A | #N/A | #N/A | #N/A | #N/A | #N/A | #N/A | #N/A | #N/A | #N/A | #N/A | #N/A | #N/A | #N/A | #N/A | #N/A | #N/A | #N/A
[7 empty] | 7 | 29 | 5026 | 10 | 2020-07-29 | Monday | 1 | No | #N/A | #N/A | #N/A | #N/A | #N/A | #N/A | #N/A | #N/A | #N/A | #N/A | #N/A | #N/A | #N/A | #N/A | #N/A | #N/A | #N/A | #N/A | #N/A | #N/A | #N/A | #N/A | #N/A | #N/A | #N/A | #N/A | #N/A | #N/A | #N/A | #N/A | #N/A | #N/A | #N/A | #N/A | #N/A | #N/A
[7 empty] | 7 | 29 | 5027 | 11 | 2020-07-29 | Monday | 1 | No | #N/A | #N/A | #N/A | #N/A | #N/A | #N/A | #N/A | #N/A | #N/A | #N/A | #N/A | #N/A | #N/A | #N/A | #N/A | #N/A | #N/A | #N/A | #N/A | #N/A | #N/A | #N/A | #N/A | #N/A | #N/A | #N/A | #N/A | #N/A | #N/A | #N/A | #N/A | #N/A | #N/A | #N/A | #N/A | #N/A
[7 empty] | 7 | 29 | 5028 | 12 | 2020-07-29 | Monday | 1 | No | #N/A | #N/A | #N/A | #N/A | #N/A | #N/A | #N/A | #N/A | #N/A | #N/A | #N/A | #N/A | #N/A | #N/A | #N/A | #N/A | #N/A | #N/A | #N/A | #N/A | #N/A | #N/A | #N/A | #N/A | #N/A | #N/A | #N/A | #N/A | #N/A | #N/A | #N/A | #N/A | #N/A | #N/A | #N/A | #N/A
[7 empty] | 7 | 29 | 5029 | 13 | 2020-07-29 | Monday | 1 | No | #N/A | #N/A | #N/A | #N/A | #N/A | #N/A | #N/A | #N/A | #N/A | #N/A | #N/A | #N/A | #N/A | #N/A | #N/A | #N/A | #N/A | #N/A | #N/A | #N/A | #N/A | #N/A | #N/A | #N/A | #N/A | #N/A | #N/A | #N/A | #N/A | #N/A | #N/A | #N/A | #N/A | #N/A | #N/A | #N/A
[7 empty] | 7 | 29 | 5030 | 14 | 2020-07-29 | Monday | 1 | No | #N/A | #N/A | #N/A | #N/A | #N/A | #N/A | #N/A | #N/A | #N/A | #N/A | #N/A | #N/A | #N/A | #N/A | #N/A | #N/A | #N/A | #N/A | #N/A | #N/A | #N/A | #N/A | #N/A | #N/A | #N/A | #N/A | #N/A | #N/A | #N/A | #N/A | #N/A | #N/A | #N/A | #N/A | #N/A | #N/A
[7 empty] | 7 | 29 | 5031 | 15 | 2020-07-29 | Monday | 1 | No | #N/A | #N/A | #N/A | #N/A | #N/A | #N/A | #N/A | #N/A | #N/A | #N/A | #N/A | #N/A | #N/A | #N/A | #N/A | #N/A | #N/A | #N/A | #N/A | #N/A | #N/A | #N/A | #N/A | #N/A | #N/A | #N/A | #N/A | #N/A | #N/A | #N/A | #N/A | #N/A | #N/A | #N/A | #N/A | #N/A
[7 empty] | 7 | 29 | 5032 | 16 | 2020-07-29 | Monday | 1 | No | #N/A | #N/A | #N/A | #N/A | #N/A | #N/A | #N/A | #N/A | #N/A | #N/A | #N/A | #N/A | #N/A | #N/A | #N/A | #N/A | #N/A | #N/A | #N/A | #N/A | #N/A | #N/A | #N/A | #N/A | #N/A | #N/A | #N/A | #N/A | #N/A | #N/A | #N/A | #N/A | #N/A | #N/A | #N/A | #N/A
[7 empty] | 7 | 29 | 5033 | 17 | 2020-07-29 | Monday | 1 | No | #N/A | #N/A | #N/A | #N/A | #N/A | #N/A | #N/A | #N/A | #N/A | #N/A | #N/A | #N/A | #N/A | #N/A | #N/A | #N/A | #N/A | #N/A | #N/A | #N/A | #N/A | #N/A | #N/A | #N/A | #N/A | #N/A | #N/A | #N/A | #N/A | #N/A | #N/A | #N/A | #N/A | #N/A | #N/A | #N/A
[7 empty] | 7 | 29 | 5034 | 18 | 2020-07-29 | Monday | 1 | No | #N/A | #N/A | #N/A | #N/A | #N/A | #N/A | #N/A | #N/A | #N/A | #N/A | #N/A | #N/A | #N/A | #N/A | #N/A | #N/A | #N/A | #N/A | #N/A | #N/A | #N/A | #N/A | #N/A | #N/A | #N/A | #N/A | #N/A | #N/A | #N/A | #N/A | #N/A | #N/A | #N/A | #N/A | #N/A | #N/A
[7 empty] | 7 | 29 | 5035 | 19 | 2020-07-29 | Monday | 1 | No | #N/A | #N/A | #N/A | #N/A | #N/A | #N/A | #N/A | #N/A | #N/A | #N/A | #N/A | #N/A | #N/A | #N/A | #N/A | #N/A | #N/A | #N/A | #N/A | #N/A | #N/A | #N/A | #N/A | #N/A | #N/A | #N/A | #N/A | #N/A | #N/A | #N/A | #N/A | #N/A | #N/A | #N/A | #N/A | #N/A
[7 empty] | 7 | 29 | 5036 | 20 | 2020-07-29 | Monday | 1 | No | #N/A | #N/A | #N/A | #N/A | #N/A | #N/A | #N/A | #N/A | #N/A | #N/A | #N/A | #N/A | #N/A | #N/A | #N/A | #N/A | #N/A | #N/A | #N/A | #N/A | #N/A | #N/A | #N/A | #N/A | #N/A | #N/A | #N/A | #N/A | #N/A | #N/A | #N/A | #N/A | #N/A | #N/A | #N/A | #N/A
[7 empty] | 7 | 29 | 5037 | 21 | 2020-07-29 | Monday | 1 | No | #N/A | #N/A | #N/A | #N/A | #N/A | #N/A | #N/A | #N/A | #N/A | #N/A | #N/A | #N/A | #N/A | #N/A | #N/A | #N/A | #N/A | #N/A | #N/A | #N/A | #N/A | #N/A | #N/A | #N/A | #N/A | #N/A | #N/A | #N/A | #N/A | #N/A | #N/A | #N/A | #N/A | #N/A | #N/A | #N/A
[7 empty] | 7 | 29 | 5038 | 22 | 2020-07-29 | Monday | 1 | No | #N/A | #N/A | #N/A | #N/A | #N/A | #N/A | #N/A | #N/A | #N/A | #N/A | #N/A | #N/A | #N/A | #N/A | #N/A | #N/A | #N/A | #N/A | #N/A | #N/A | #N/A | #N/A | #N/A | #N/A | #N/A | #N/A | #N/A | #N/A | #N/A | #N/A | #N/A | #N/A | #N/A | #N/A | #N/A | #N/A
[7 empty] | 7 | 29 | 5039 | 23 | 2020-07-29 | Monday | 1 | No | #N/A | #N/A | #N/A | #N/A | #N/A | #N/A | #N/A | #N/A | #N/A | #N/A | #N/A | #N/A | #N/A | #N/A | #N/A | #N/A | #N/A | #N/A | #N/A | #N/A | #N/A | #N/A | #N/A | #N/A | #N/A | #N/A | #N/A | #N/A | #N/A | #N/A | #N/A | #N/A | #N/A | #N/A | #N/A | #N/A
[7 empty] | 7 | 29 | 5040 | 24 | 2020-07-29 | Monday | 1 | No | #N/A | #N/A | #N/A | #N/A | #N/A | #N/A | #N/A | #N/A | #N/A | #N/A | #N/A | #N/A | #N/A | #N/A | #N/A | #N/A | #N/A | #N/A | #N/A | #N/A | #N/A | #N/A | #N/A | #N/A | #N/A | #N/A | #N/A | #N/A | #N/A | #N/A | #N/A | #N/A | #N/A | #N/A | #N/A | #N/A
[7 empty] | 7 | 30 | 5041 | 1 | 2020-07-30 | Tuesday | 2 | No | #N/A | #N/A | #N/A | #N/A | #N/A | #N/A | #N/A | #N/A | #N/A | #N/A | #N/A | #N/A | #N/A | #N/A | #N/A | #N/A | #N/A | #N/A | #N/A | #N/A | #N/A | #N/A | #N/A | #N/A | #N/A | #N/A | #N/A | #N/A | #N/A | #N/A | #N/A | #N/A | #N/A | #N/A | #N/A | #N/A
[7 empty] | 7 | 30 | 5042 | 2 | 2020-07-30 | Tuesday | 2 | No | #N/A | #N/A | #N/A | #N/A | #N/A | #N/A | #N/A | #N/A | #N/A | #N/A | #N/A | #N/A | #N/A | #N/A | #N/A | #N/A | #N/A | #N/A | #N/A | #N/A | #N/A | #N/A | #N/A | #N/A | #N/A | #N/A | #N/A | #N/A | #N/A | #N/A | #N/A | #N/A | #N/A | #N/A | #N/A | #N/A
[7 empty] | 7 | 30 | 5043 | 3 | 2020-07-30 | Tuesday | 2 | No | #N/A | #N/A | #N/A | #N/A | #N/A | #N/A | #N/A | #N/A | #N/A | #N/A | #N/A | #N/A | #N/A | #N/A | #N/A | #N/A | #N/A | #N/A | #N/A | #N/A | #N/A | #N/A | #N/A | #N/A | #N/A | #N/A | #N/A | #N/A | #N/A | #N/A | #N/A | #N/A | #N/A | #N/A | #N/A | #N/A
[7 empty] | 7 | 30 | 5044 | 4 | 2020-07-30 | Tuesday | 2 | No | #N/A | #N/A | #N/A | #N/A | #N/A | #N/A | #N/A | #N/A | #N/A | #N/A | #N/A | #N/A | #N/A | #N/A | #N/A | #N/A | #N/A | #N/A | #N/A | #N/A | #N/A | #N/A | #N/A | #N/A | #N/A | #N/A | #N/A | #N/A | #N/A | #N/A | #N/A | #N/A | #N/A | #N/A | #N/A | #N/A
[7 empty] | 7 | 30 | 5045 | 5 | 2020-07-30 | Tuesday | 2 | No | #N/A | #N/A | #N/A | #N/A | #N/A | #N/A | #N/A | #N/A | #N/A | #N/A | #N/A | #N/A | #N/A | #N/A | #N/A | #N/A | #N/A | #N/A | #N/A | #N/A | #N/A | #N/A | #N/A | #N/A | #N/A | #N/A | #N/A | #N/A | #N/A | #N/A | #N/A | #N/A | #N/A | #N/A | #N/A | #N/A
[7 empty] | 7 | 30 | 5046 | 6 | 2020-07-30 | Tuesday | 2 | No | #N/A | #N/A | #N/A | #N/A | #N/A | #N/A | #N/A | #N/A | #N/A | #N/A | #N/A | #N/A | #N/A | #N/A | #N/A | #N/A | #N/A | #N/A | #N/A | #N/A | #N/A | #N/A | #N/A | #N/A | #N/A | #N/A | #N/A | #N/A | #N/A | #N/A | #N/A | #N/A | #N/A | #N/A | #N/A | #N/A
[7 empty] | 7 | 30 | 5047 | 7 | 2020-07-30 | Tuesday | 2 | No | #N/A | #N/A | #N/A | #N/A | #N/A | #N/A | #N/A | #N/A | #N/A | #N/A | #N/A | #N/A | #N/A | #N/A | #N/A | #N/A | #N/A | #N/A | #N/A | #N/A | #N/A | #N/A | #N/A | #N/A | #N/A | #N/A | #N/A | #N/A | #N/A | #N/A | #N/A | #N/A | #N/A | #N/A | #N/A | #N/A
[7 empty] | 7 | 30 | 5048 | 8 | 2020-07-30 | Tuesday | 2 | No | #N/A | #N/A | #N/A | #N/A | #N/A | #N/A | #N/A | #N/A | #N/A | #N/A | #N/A | #N/A | #N/A | #N/A | #N/A | #N/A | #N/A | #N/A | #N/A | #N/A | #N/A | #N/A | #N/A | #N/A | #N/A | #N/A | #N/A | #N/A | #N/A | #N/A | #N/A | #N/A | #N/A | #N/A | #N/A | #N/A
[7 empty] | 7 | 30 | 5049 | 9 | 2020-07-30 | Tuesday | 2 | No | #N/A | #N/A | #N/A | #N/A | #N/A | #N/A | #N/A | #N/A | #N/A | #N/A | #N/A | #N/A | #N/A | #N/A | #N/A | #N/A | #N/A | #N/A | #N/A | #N/A | #N/A | #N/A | #N/A | #N/A | #N/A | #N/A | #N/A | #N/A | #N/A | #N/A | #N/A | #N/A | #N/A | #N/A | #N/A | #N/A
[7 empty] | 7 | 30 | 5050 | 10 | 2020-07-30 | Tuesday | 2 | No | #N/A | #N/A | #N/A | #N/A | #N/A | #N/A | #N/A | #N/A | #N/A | #N/A | #N/A | #N/A | #N/A | #N/A | #N/A | #N/A | #N/A | #N/A | #N/A | #N/A | #N/A | #N/A | #N/A | #N/A | #N/A | #N/A | #N/A | #N/A | #N/A | #N/A | #N/A | #N/A | #N/A | #N/A | #N/A | #N/A
[7 empty] | 7 | 30 | 5051 | 11 | 2020-07-30 | Tuesday | 2 | No | #N/A | #N/A | #N/A | #N/A | #N/A | #N/A | #N/A | #N/A | #N/A | #N/A | #N/A | #N/A | #N/A | #N/A | #N/A | #N/A | #N/A | #N/A | #N/A | #N/A | #N/A | #N/A | #N/A | #N/A | #N/A | #N/A | #N/A | #N/A | #N/A | #N/A | #N/A | #N/A | #N/A | #N/A | #N/A | #N/A
[7 empty] | 7 | 30 | 5052 | 12 | 2020-07-30 | Tuesday | 2 | No | #N/A | #N/A | #N/A | #N/A | #N/A | #N/A | #N/A | #N/A | #N/A | #N/A | #N/A | #N/A | #N/A | #N/A | #N/A | #N/A | #N/A | #N/A | #N/A | #N/A | #N/A | #N/A | #N/A | #N/A | #N/A | #N/A | #N/A | #N/A | #N/A | #N/A | #N/A | #N/A | #N/A | #N/A | #N/A | #N/A
[7 empty] | 7 | 30 | 5053 | 13 | 2020-07-30 | Tuesday | 2 | No | #N/A | #N/A | #N/A | #N/A | #N/A | #N/A | #N/A | #N/A | #N/A | #N/A | #N/A | #N/A | #N/A | #N/A | #N/A | #N/A | #N/A | #N/A | #N/A | #N/A | #N/A | #N/A | #N/A | #N/A | #N/A | #N/A | #N/A | #N/A | #N/A | #N/A | #N/A | #N/A | #N/A | #N/A | #N/A | #N/A
[7 empty] | 7 | 30 | 5054 | 14 | 2020-07-30 | Tuesday | 2 | No | #N/A | #N/A | #N/A | #N/A | #N/A | #N/A | #N/A | #N/A | #N/A | #N/A | #N/A | #N/A | #N/A | #N/A | #N/A | #N/A | #N/A | #N/A | #N/A | #N/A | #N/A | #N/A | #N/A | #N/A | #N/A | #N/A | #N/A | #N/A | #N/A | #N/A | #N/A | #N/A | #N/A | #N/A | #N/A | #N/A
[7 empty] | 7 | 30 | 5055 | 15 | 2020-07-30 | Tuesday | 2 | No | #N/A | #N/A | #N/A | #N/A | #N/A | #N/A | #N/A | #N/A | #N/A | #N/A | #N/A | #N/A | #N/A | #N/A | #N/A | #N/A | #N/A | #N/A | #N/A | #N/A | #N/A | #N/A | #N/A | #N/A | #N/A | #N/A | #N/A | #N/A | #N/A | #N/A | #N/A | #N/A | #N/A | #N/A | #N/A | #N/A
[7 empty] | 7 | 30 | 5056 | 16 | 2020-07-30 | Tuesday | 2 | No | #N/A | #N/A | #N/A | #N/A | #N/A | #N/A | #N/A | #N/A | #N/A | #N/A | #N/A | #N/A | #N/A | #N/A | #N/A | #N/A | #N/A | #N/A | #N/A | #N/A | #N/A | #N/A | #N/A | #N/A | #N/A | #N/A | #N/A | #N/A | #N/A | #N/A | #N/A | #N/A | #N/A | #N/A | #N/A | #N/A
[7 empty] | 7 | 30 | 5057 | 17 | 2020-07-30 | Tuesday | 2 | No | #N/A | #N/A | #N/A | #N/A | #N/A | #N/A | #N/A | #N/A | #N/A | #N/A | #N/A | #N/A | #N/A | #N/A | #N/A | #N/A | #N/A | #N/A | #N/A | #N/A | #N/A | #N/A | #N/A | #N/A | #N/A | #N/A | #N/A | #N/A | #N/A | #N/A | #N/A | #N/A | #N/A | #N/A | #N/A | #N/A
[7 empty] | 7 | 30 | 5058 | 18 | 2020-07-30 | Tuesday | 2 | No | #N/A | #N/A | #N/A | #N/A | #N/A | #N/A | #N/A | #N/A | #N/A | #N/A | #N/A | #N/A | #N/A | #N/A | #N/A | #N/A | #N/A | #N/A | #N/A | #N/A | #N/A | #N/A | #N/A | #N/A | #N/A | #N/A | #N/A | #N/A | #N/A | #N/A | #N/A | #N/A | #N/A | #N/A | #N/A | #N/A
[7 empty] | 7 | 30 | 5059 | 19 | 2020-07-30 | Tuesday | 2 | No | #N/A | #N/A | #N/A | #N/A | #N/A | #N/A | #N/A | #N/A | #N/A | #N/A | #N/A | #N/A | #N/A | #N/A | #N/A | #N/A | #N/A | #N/A | #N/A | #N/A | #N/A | #N/A | #N/A | #N/A | #N/A | #N/A | #N/A | #N/A | #N/A | #N/A | #N/A | #N/A | #N/A | #N/A | #N/A | #N/A
[7 empty] | 7 | 30 | 5060 | 20 | 2020-07-30 | Tuesday | 2 | No | #N/A | #N/A | #N/A | #N/A | #N/A | #N/A | #N/A | #N/A | #N/A | #N/A | #N/A | #N/A | #N/A | #N/A | #N/A | #N/A | #N/A | #N/A | #N/A | #N/A | #N/A | #N/A | #N/A | #N/A | #N/A | #N/A | #N/A | #N/A | #N/A | #N/A | #N/A | #N/A | #N/A | #N/A | #N/A | #N/A
[7 empty] | 7 | 30 | 5061 | 21 | 2020-07-30 | Tuesday | 2 | No | #N/A | #N/A | #N/A | #N/A | #N/A | #N/A | #N/A | #N/A | #N/A | #N/A | #N/A | #N/A | #N/A | #N/A | #N/A | #N/A | #N/A | #N/A | #N/A | #N/A | #N/A | #N/A | #N/A | #N/A | #N/A | #N/A | #N/A | #N/A | #N/A | #N/A | #N/A | #N/A | #N/A | #N/A | #N/A | #N/A
[7 empty] | 7 | 30 | 5062 | 22 | 2020-07-30 | Tuesday | 2 | No | #N/A | #N/A | #N/A | #N/A | #N/A | #N/A | #N/A | #N/A | #N/A | #N/A | #N/A | #N/A | #N/A | #N/A | #N/A | #N/A | #N/A | #N/A | #N/A | #N/A | #N/A | #N/A | #N/A | #N/A | #N/A | #N/A | #N/A | #N/A | #N/A | #N/A | #N/A | #N/A | #N/A | #N/A | #N/A | #N/A
[7 empty] | 7 | 30 | 5063 | 23 | 2020-07-30 | Tuesday | 2 | No | #N/A | #N/A | #N/A | #N/A | #N/A | #N/A | #N/A | #N/A | #N/A | #N/A | #N/A | #N/A | #N/A | #N/A | #N/A | #N/A | #N/A | #N/A | #N/A | #N/A | #N/A | #N/A | #N/A | #N/A | #N/A | #N/A | #N/A | #N/A | #N/A | #N/A | #N/A | #N/A | #N/A | #N/A | #N/A | #N/A
[7 empty] | 7 | 30 | 5064 | 24 | 2020-07-30 | Tuesday | 2 | No | #N/A | #N/A | #N/A | #N/A | #N/A | #N/A | #N/A | #N/A | #N/A | #N/A | #N/A | #N/A | #N/A | #N/A | #N/A | #N/A | #N/A | #N/A | #N/A | #N/A | #N/A | #N/A | #N/A | #N/A | #N/A | #N/A | #N/A | #N/A | #N/A | #N/A | #N/A | #N/A | #N/A | #N/A | #N/A | #N/A
[7 empty] | 7 | 31 | 5065 | 1 | 2020-07-31 | Wednesday | 3 | No | #N/A | #N/A | #N/A | #N/A | #N/A | #N/A | #N/A | #N/A | #N/A | #N/A | #N/A | #N/A | #N/A | #N/A | #N/A | #N/A | #N/A | #N/A | #N/A | #N/A | #N/A | #N/A | #N/A | #N/A | #N/A | #N/A | #N/A | #N/A | #N/A | #N/A | #N/A | #N/A | #N/A | #N/A | #N/A | #N/A
[7 empty] | 7 | 31 | 5066 | 2 | 2020-07-31 | Wednesday | 3 | No | #N/A | #N/A | #N/A | #N/A | #N/A | #N/A | #N/A | #N/A | #N/A | #N/A | #N/A | #N/A | #N/A | #N/A | #N/A | #N/A | #N/A | #N/A | #N/A | #N/A | #N/A | #N/A | #N/A | #N/A | #N/A | #N/A | #N/A | #N/A | #N/A | #N/A | #N/A | #N/A | #N/A | #N/A | #N/A | #N/A
[7 empty] | 7 | 31 | 5067 | 3 | 2020-07-31 | Wednesday | 3 | No | #N/A | #N/A | #N/A | #N/A | #N/A | #N/A | #N/A | #N/A | #N/A | #N/A | #N/A | #N/A | #N/A | #N/A | #N/A | #N/A | #N/A | #N/A | #N/A | #N/A | #N/A | #N/A | #N/A | #N/A | #N/A | #N/A | #N/A | #N/A | #N/A | #N/A | #N/A | #N/A | #N/A | #N/A | #N/A | #N/A
[7 empty] | 7 | 31 | 5068 | 4 | 2020-07-31 | Wednesday | 3 | No | #N/A | #N/A | #N/A | #N/A | #N/A | #N/A | #N/A | #N/A | #N/A | #N/A | #N/A | #N/A | #N/A | #N/A | #N/A | #N/A | #N/A | #N/A | #N/A | #N/A | #N/A | #N/A | #N/A | #N/A | #N/A | #N/A | #N/A | #N/A | #N/A | #N/A | #N/A | #N/A | #N/A | #N/A | #N/A | #N/A
[7 empty] | 7 | 31 | 5069 | 5 | 2020-07-31 | Wednesday | 3 | No | #N/A | #N/A | #N/A | #N/A | #N/A | #N/A | #N/A | #N/A | #N/A | #N/A | #N/A | #N/A | #N/A | #N/A | #N/A | #N/A | #N/A | #N/A | #N/A | #N/A | #N/A | #N/A | #N/A | #N/A | #N/A | #N/A | #N/A | #N/A | #N/A | #N/A | #N/A | #N/A | #N/A | #N/A | #N/A | #N/A
[7 empty] | 7 | 31 | 5070 | 6 | 2020-07-31 | Wednesday | 3 | No | #N/A | #N/A | #N/A | #N/A | #N/A | #N/A | #N/A | #N/A | #N/A | #N/A | #N/A | #N/A | #N/A | #N/A | #N/A | #N/A | #N/A | #N/A | #N/A | #N/A | #N/A | #N/A | #N/A | #N/A | #N/A | #N/A | #N/A | #N/A | #N/A | #N/A | #N/A | #N/A | #N/A | #N/A | #N/A | #N/A
[7 empty] | 7 | 31 | 5071 | 7 | 2020-07-31 | Wednesday | 3 | No | #N/A | #N/A | #N/A | #N/A | #N/A | #N/A | #N/A | #N/A | #N/A | #N/A | #N/A | #N/A | #N/A | #N/A | #N/A | #N/A | #N/A | #N/A | #N/A | #N/A | #N/A | #N/A | #N/A | #N/A | #N/A | #N/A | #N/A | #N/A | #N/A | #N/A | #N/A | #N/A | #N/A | #N/A | #N/A | #N/A
[7 empty] | 7 | 31 | 5072 | 8 | 2020-07-31 | Wednesday | 3 | No | #N/A | #N/A | #N/A | #N/A | #N/A | #N/A | #N/A | #N/A | #N/A | #N/A | #N/A | #N/A | #N/A | #N/A | #N/A | #N/A | #N/A | #N/A | #N/A | #N/A | #N/A | #N/A | #N/A | #N/A | #N/A | #N/A | #N/A | #N/A | #N/A | #N/A | #N/A | #N/A | #N/A | #N/A | #N/A | #N/A
[7 empty] | 7 | 31 | 5073 | 9 | 2020-07-31 | Wednesday | 3 | No | #N/A | #N/A | #N/A | #N/A | #N/A | #N/A | #N/A | #N/A | #N/A | #N/A | #N/A | #N/A | #N/A | #N/A | #N/A | #N/A | #N/A | #N/A | #N/A | #N/A | #N/A | #N/A | #N/A | #N/A | #N/A | #N/A | #N/A | #N/A | #N/A | #N/A | #N/A | #N/A | #N/A | #N/A | #N/A | #N/A
[7 empty] | 7 | 31 | 5074 | 10 | 2020-07-31 | Wednesday | 3 | No | #N/A | #N/A | #N/A | #N/A | #N/A | #N/A | #N/A | #N/A | #N/A | #N/A | #N/A | #N/A | #N/A | #N/A | #N/A | #N/A | #N/A | #N/A | #N/A | #N/A | #N/A | #N/A | #N/A | #N/A | #N/A | #N/A | #N/A | #N/A | #N/A | #N/A | #N/A | #N/A | #N/A | #N/A | #N/A | #N/A
[7 empty] | 7 | 31 | 5075 | 11 | 2020-07-31 | Wednesday | 3 | No | #N/A | #N/A | #N/A | #N/A | #N/A | #N/A | #N/A | #N/A | #N/A | #N/A | #N/A | #N/A | #N/A | #N/A | #N/A | #N/A | #N/A | #N/A | #N/A | #N/A | #N/A | #N/A | #N/A | #N/A | #N/A | #N/A | #N/A | #N/A | #N/A | #N/A | #N/A | #N/A | #N/A | #N/A | #N/A | #N/A
[7 empty] | 7 | 31 | 5076 | 12 | 2020-07-31 | Wednesday | 3 | No | #N/A | #N/A | #N/A | #N/A | #N/A | #N/A | #N/A | #N/A | #N/A | #N/A | #N/A | #N/A | #N/A | #N/A | #N/A | #N/A | #N/A | #N/A | #N/A | #N/A | #N/A | #N/A | #N/A | #N/A | #N/A | #N/A | #N/A | #N/A | #N/A | #N/A | #N/A | #N/A | #N/A | #N/A | #N/A | #N/A
[7 empty] | 7 | 31 | 5077 | 13 | 2020-07-31 | Wednesday | 3 | No | #N/A | #N/A | #N/A | #N/A | #N/A | #N/A | #N/A | #N/A | #N/A | #N/A | #N/A | #N/A | #N/A | #N/A | #N/A | #N/A | #N/A | #N/A | #N/A | #N/A | #N/A | #N/A | #N/A | #N/A | #N/A | #N/A | #N/A | #N/A | #N/A | #N/A | #N/A | #N/A | #N/A | #N/A | #N/A | #N/A
[7 empty] | 7 | 31 | 5078 | 14 | 2020-07-31 | Wednesday | 3 | No | #N/A | #N/A | #N/A | #N/A | #N/A | #N/A | #N/A | #N/A | #N/A | #N/A | #N/A | #N/A | #N/A | #N/A | #N/A | #N/A | #N/A | #N/A | #N/A | #N/A | #N/A | #N/A | #N/A | #N/A | #N/A | #N/A | #N/A | #N/A | #N/A | #N/A | #N/A | #N/A | #N/A | #N/A | #N/A | #N/A
[7 empty] | 7 | 31 | 5079 | 15 | 2020-07-31 | Wednesday | 3 | No | #N/A | #N/A | #N/A | #N/A | #N/A | #N/A | #N/A | #N/A | #N/A | #N/A | #N/A | #N/A | #N/A | #N/A | #N/A | #N/A | #N/A | #N/A | #N/A | #N/A | #N/A | #N/A | #N/A | #N/A | #N/A | #N/A | #N/A | #N/A | #N/A | #N/A | #N/A | #N/A | #N/A | #N/A | #N/A | #N/A
[7 empty] | 7 | 31 | 5080 | 16 | 2020-07-31 | Wednesday | 3 | No | #N/A | #N/A | #N/A | #N/A | #N/A | #N/A | #N/A | #N/A | #N/A | #N/A | #N/A | #N/A | #N/A | #N/A | #N/A | #N/A | #N/A | #N/A | #N/A | #N/A | #N/A | #N/A | #N/A | #N/A | #N/A | #N/A | #N/A | #N/A | #N/A | #N/A | #N/A | #N/A | #N/A | #N/A | #N/A | #N/A
[7 empty] | 7 | 31 | 5081 | 17 | 2020-07-31 | Wednesday | 3 | No | #N/A | #N/A | #N/A | #N/A | #N/A | #N/A | #N/A | #N/A | #N/A | #N/A | #N/A | #N/A | #N/A | #N/A | #N/A | #N/A | #N/A | #N/A | #N/A | #N/A | #N/A | #N/A | #N/A | #N/A | #N/A | #N/A | #N/A | #N/A | #N/A | #N/A | #N/A | #N/A | #N/A | #N/A | #N/A | #N/A
[7 empty] | 7 | 31 | 5082 | 18 | 2020-07-31 | Wednesday | 3 | No | #N/A | #N/A | #N/A | #N/A | #N/A | #N/A | #N/A | #N/A | #N/A | #N/A | #N/A | #N/A | #N/A | #N/A | #N/A | #N/A | #N/A | #N/A | #N/A | #N/A | #N/A | #N/A | #N/A | #N/A | #N/A | #N/A | #N/A | #N/A | #N/A | #N/A | #N/A | #N/A | #N/A | #N/A | #N/A | #N/A
[7 empty] | 7 | 31 | 5083 | 19 | 2020-07-31 | Wednesday | 3 | No | #N/A | #N/A | #N/A | #N/A | #N/A | #N/A | #N/A | #N/A | #N/A | #N/A | #N/A | #N/A | #N/A | #N/A | #N/A | #N/A | #N/A | #N/A | #N/A | #N/A | #N/A | #N/A | #N/A | #N/A | #N/A | #N/A | #N/A | #N/A | #N/A | #N/A | #N/A | #N/A | #N/A | #N/A | #N/A | #N/A
[7 empty] | 7 | 31 | 5084 | 20 | 2020-07-31 | Wednesday | 3 | No | #N/A | #N/A | #N/A | #N/A | #N/A | #N/A | #N/A | #N/A | #N/A | #N/A | #N/A | #N/A | #N/A | #N/A | #N/A | #N/A | #N/A | #N/A | #N/A | #N/A | #N/A | #N/A | #N/A | #N/A | #N/A | #N/A | #N/A | #N/A | #N/A | #N/A | #N/A | #N/A | #N/A | #N/A | #N/A | #N/A
[7 empty] | 7 | 31 | 5085 | 21 | 2020-07-31 | Wednesday | 3 | No | #N/A | #N/A | #N/A | #N/A | #N/A | #N/A | #N/A | #N/A | #N/A | #N/A | #N/A | #N/A | #N/A | #N/A | #N/A | #N/A | #N/A | #N/A | #N/A | #N/A | #N/A | #N/A | #N/A | #N/A | #N/A | #N/A | #N/A | #N/A | #N/A | #N/A | #N/A | #N/A | #N/A | #N/A | #N/A | #N/A
[7 empty] | 7 | 31 | 5086 | 22 | 2020-07-31 | Wednesday | 3 | No | #N/A | #N/A | #N/A | #N/A | #N/A | #N/A | #N/A | #N/A | #N/A | #N/A | #N/A | #N/A | #N/A | #N/A | #N/A | #N/A | #N/A | #N/A | #N/A | #N/A | #N/A | #N/A | #N/A | #N/A | #N/A | #N/A | #N/A | #N/A | #N/A | #N/A | #N/A | #N/A | #N/A | #N/A | #N/A | #N/A
[7 empty] | 7 | 31 | 5087 | 23 | 2020-07-31 | Wednesday | 3 | No | #N/A | #N/A | #N/A | #N/A | #N/A | #N/A | #N/A | #N/A | #N/A | #N/A | #N/A | #N/A | #N/A | #N/A | #N/A | #N/A | #N/A | #N/A | #N/A | #N/A | #N/A | #N/A | #N/A | #N/A | #N/A | #N/A | #N/A | #N/A | #N/A | #N/A | #N/A | #N/A | #N/A | #N/A | #N/A | #N/A
[7 empty] | 7 | 31 | 5088 | 24 | 2020-07-31 | Wednesday | 3 | No | #N/A | #N/A | #N/A | #N/A | #N/A | #N/A | #N/A | #N/A | #N/A | #N/A | #N/A | #N/A | #N/A | #N/A | #N/A | #N/A | #N/A | #N/A | #N/A | #N/A | #N/A | #N/A | #N/A | #N/A | #N/A | #N/A | #N/A | #N/A | #N/A | #N/A | #N/A | #N/A | #N/A | #N/A | #N/A | #N/A
[7 empty] | 8 | 1 | 5089 | 1 | 2020-08-01 | Thursday | 4 | No | #N/A | #N/A | #N/A | #N/A | #N/A | #N/A | #N/A | #N/A | #N/A | #N/A | #N/A | #N/A | #N/A | #N/A | #N/A | #N/A | #N/A | #N/A | #N/A | #N/A | #N/A | #N/A | #N/A | #N/A | #N/A | #N/A | #N/A | #N/A | #N/A | #N/A | #N/A | #N/A | #N/A | #N/A | #N/A | #N/A
[7 empty] | 8 | 1 | 5090 | 2 | 2020-08-01 | Thursday | 4 | No | #N/A | #N/A | #N/A | #N/A | #N/A | #N/A | #N/A | #N/A | #N/A | #N/A | #N/A | #N/A | #N/A | #N/A | #N/A | #N/A | #N/A | #N/A | #N/A | #N/A | #N/A | #N/A | #N/A | #N/A | #N/A | #N/A | #N/A | #N/A | #N/A | #N/A | #N/A | #N/A | #N/A | #N/A | #N/A | #N/A
[7 empty] | 8 | 1 | 5091 | 3 | 2020-08-01 | Thursday | 4 | No | #N/A | #N/A | #N/A | #N/A | #N/A | #N/A | #N/A | #N/A | #N/A | #N/A | #N/A | #N/A | #N/A | #N/A | #N/A | #N/A | #N/A | #N/A | #N/A | #N/A | #N/A | #N/A | #N/A | #N/A | #N/A | #N/A | #N/A | #N/A | #N/A | #N/A | #N/A | #N/A | #N/A | #N/A | #N/A | #N/A
[7 empty] | 8 | 1 | 5092 | 4 | 2020-08-01 | Thursday | 4 | No | #N/A | #N/A | #N/A | #N/A | #N/A | #N/A | #N/A | #N/A | #N/A | #N/A | #N/A | #N/A | #N/A | #N/A | #N/A | #N/A | #N/A | #N/A | #N/A | #N/A | #N/A | #N/A | #N/A | #N/A | #N/A | #N/A | #N/A | #N/A | #N/A | #N/A | #N/A | #N/A | #N/A | #N/A | #N/A | #N/A
[7 empty] | 8 | 1 | 5093 | 5 | 2020-08-01 | Thursday | 4 | No | #N/A | #N/A | #N/A | #N/A | #N/A | #N/A | #N/A | #N/A | #N/A | #N/A | #N/A | #N/A | #N/A | #N/A | #N/A | #N/A | #N/A | #N/A | #N/A | #N/A | #N/A | #N/A | #N/A | #N/A | #N/A | #N/A | #N/A | #N/A | #N/A | #N/A | #N/A | #N/A | #N/A | #N/A | #N/A | #N/A
[7 empty] | 8 | 1 | 5094 | 6 | 2020-08-01 | Thursday | 4 | No | #N/A | #N/A | #N/A | #N/A | #N/A | #N/A | #N/A | #N/A | #N/A | #N/A | #N/A | #N/A | #N/A | #N/A | #N/A | #N/A | #N/A | #N/A | #N/A | #N/A | #N/A | #N/A | #N/A | #N/A | #N/A | #N/A | #N/A | #N/A | #N/A | #N/A | #N/A | #N/A | #N/A | #N/A | #N/A | #N/A
[7 empty] | 8 | 1 | 5095 | 7 | 2020-08-01 | Thursday | 4 | No | #N/A | #N/A | #N/A | #N/A | #N/A | #N/A | #N/A | #N/A | #N/A | #N/A | #N/A | #N/A | #N/A | #N/A | #N/A | #N/A | #N/A | #N/A | #N/A | #N/A | #N/A | #N/A | #N/A | #N/A | #N/A | #N/A | #N/A | #N/A | #N/A | #N/A | #N/A | #N/A | #N/A | #N/A | #N/A | #N/A
[7 empty] | 8 | 1 | 5096 | 8 | 2020-08-01 | Thursday | 4 | No | #N/A | #N/A | #N/A | #N/A | #N/A | #N/A | #N/A | #N/A | #N/A | #N/A | #N/A | #N/A | #N/A | #N/A | #N/A | #N/A | #N/A | #N/A | #N/A | #N/A | #N/A | #N/A | #N/A | #N/A | #N/A | #N/A | #N/A | #N/A | #N/A | #N/A | #N/A | #N/A | #N/A | #N/A | #N/A | #N/A
[7 empty] | 8 | 1 | 5097 | 9 | 2020-08-01 | Thursday | 4 | No | #N/A | #N/A | #N/A | #N/A | #N/A | #N/A | #N/A | #N/A | #N/A | #N/A | #N/A | #N/A | #N/A | #N/A | #N/A | #N/A | #N/A | #N/A | #N/A | #N/A | #N/A | #N/A | #N/A | #N/A | #N/A | #N/A | #N/A | #N/A | #N/A | #N/A | #N/A | #N/A | #N/A | #N/A | #N/A | #N/A
[7 empty] | 8 | 1 | 5098 | 10 | 2020-08-01 | Thursday | 4 | No | #N/A | #N/A | #N/A | #N/A | #N/A | #N/A | #N/A | #N/A | #N/A | #N/A | #N/A | #N/A | #N/A | #N/A | #N/A | #N/A | #N/A | #N/A | #N/A | #N/A | #N/A | #N/A | #N/A | #N/A | #N/A | #N/A | #N/A | #N/A | #N/A | #N/A | #N/A | #N/A | #N/A | #N/A | #N/A | #N/A
[7 empty] | 8 | 1 | 5099 | 11 | 2020-08-01 | Thursday | 4 | No | #N/A | #N/A | #N/A | #N/A | #N/A | #N/A | #N/A | #N/A | #N/A | #N/A | #N/A | #N/A | #N/A | #N/A | #N/A | #N/A | #N/A | #N/A | #N/A | #N/A | #N/A | #N/A | #N/A | #N/A | #N/A | #N/A | #N/A | #N/A | #N/A | #N/A | #N/A | #N/A | #N/A | #N/A | #N/A | #N/A
[7 empty] | 8 | 1 | 5100 | 12 | 2020-08-01 | Thursday | 4 | No | #N/A | #N/A | #N/A | #N/A | #N/A | #N/A | #N/A | #N/A | #N/A | #N/A | #N/A | #N/A | #N/A | #N/A | #N/A | #N/A | #N/A | #N/A | #N/A | #N/A | #N/A | #N/A | #N/A | #N/A | #N/A | #N/A | #N/A | #N/A | #N/A | #N/A | #N/A | #N/A | #N/A | #N/A | #N/A | #N/A
[7 empty] | 8 | 1 | 5101 | 13 | 2020-08-01 | Thursday | 4 | No | #N/A | #N/A | #N/A | #N/A | #N/A | #N/A | #N/A | #N/A | #N/A | #N/A | #N/A | #N/A | #N/A | #N/A | #N/A | #N/A | #N/A | #N/A | #N/A | #N/A | #N/A | #N/A | #N/A | #N/A | #N/A | #N/A | #N/A | #N/A | #N/A | #N/A | #N/A | #N/A | #N/A | #N/A | #N/A | #N/A
[7 empty] | 8 | 1 | 5102 | 14 | 2020-08-01 | Thursday | 4 | No | #N/A | #N/A | #N/A | #N/A | #N/A | #N/A | #N/A | #N/A | #N/A | #N/A | #N/A | #N/A | #N/A | #N/A | #N/A | #N/A | #N/A | #N/A | #N/A | #N/A | #N/A | #N/A | #N/A | #N/A | #N/A | #N/A | #N/A | #N/A | #N/A | #N/A | #N/A | #N/A | #N/A | #N/A | #N/A | #N/A
[7 empty] | 8 | 1 | 5103 | 15 | 2020-08-01 | Thursday | 4 | No | #N/A | #N/A | #N/A | #N/A | #N/A | #N/A | #N/A | #N/A | #N/A | #N/A | #N/A | #N/A | #N/A | #N/A | #N/A | #N/A | #N/A | #N/A | #N/A | #N/A | #N/A | #N/A | #N/A | #N/A | #N/A | #N/A | #N/A | #N/A | #N/A | #N/A | #N/A | #N/A | #N/A | #N/A | #N/A | #N/A
[7 empty] | 8 | 1 | 5104 | 16 | 2020-08-01 | Thursday | 4 | No | #N/A | #N/A | #N/A | #N/A | #N/A | #N/A | #N/A | #N/A | #N/A | #N/A | #N/A | #N/A | #N/A | #N/A | #N/A | #N/A | #N/A | #N/A | #N/A | #N/A | #N/A | #N/A | #N/A | #N/A | #N/A | #N/A | #N/A | #N/A | #N/A | #N/A | #N/A | #N/A | #N/A | #N/A | #N/A | #N/A
[7 empty] | 8 | 1 | 5105 | 17 | 2020-08-01 | Thursday | 4 | No | #N/A | #N/A | #N/A | #N/A | #N/A | #N/A | #N/A | #N/A | #N/A | #N/A | #N/A | #N/A | #N/A | #N/A | #N/A | #N/A | #N/A | #N/A | #N/A | #N/A | #N/A | #N/A | #N/A | #N/A | #N/A | #N/A | #N/A | #N/A | #N/A | #N/A | #N/A | #N/A | #N/A | #N/A | #N/A | #N/A
[7 empty] | 8 | 1 | 5106 | 18 | 2020-08-01 | Thursday | 4 | No | #N/A | #N/A | #N/A | #N/A | #N/A | #N/A | #N/A | #N/A | #N/A | #N/A | #N/A | #N/A | #N/A | #N/A | #N/A | #N/A | #N/A | #N/A | #N/A | #N/A | #N/A | #N/A | #N/A | #N/A | #N/A | #N/A | #N/A | #N/A | #N/A | #N/A | #N/A | #N/A | #N/A | #N/A | #N/A | #N/A
[7 empty] | 8 | 1 | 5107 | 19 | 2020-08-01 | Thursday | 4 | No | #N/A | #N/A | #N/A | #N/A | #N/A | #N/A | #N/A | #N/A | #N/A | #N/A | #N/A | #N/A | #N/A | #N/A | #N/A | #N/A | #N/A | #N/A | #N/A | #N/A | #N/A | #N/A | #N/A | #N/A | #N/A | #N/A | #N/A | #N/A | #N/A | #N/A | #N/A | #N/A | #N/A | #N/A | #N/A | #N/A
[7 empty] | 8 | 1 | 5108 | 20 | 2020-08-01 | Thursday | 4 | No | #N/A | #N/A | #N/A | #N/A | #N/A | #N/A | #N/A | #N/A | #N/A | #N/A | #N/A | #N/A | #N/A | #N/A | #N/A | #N/A | #N/A | #N/A | #N/A | #N/A | #N/A | #N/A | #N/A | #N/A | #N/A | #N/A | #N/A | #N/A | #N/A | #N/A | #N/A | #N/A | #N/A | #N/A | #N/A | #N/A
[7 empty] | 8 | 1 | 5109 | 21 | 2020-08-01 | Thursday | 4 | No | #N/A | #N/A | #N/A | #N/A | #N/A | #N/A | #N/A | #N/A | #N/A | #N/A | #N/A | #N/A | #N/A | #N/A | #N/A | #N/A | #N/A | #N/A | #N/A | #N/A | #N/A | #N/A | #N/A | #N/A | #N/A | #N/A | #N/A | #N/A | #N/A | #N/A | #N/A | #N/A | #N/A | #N/A | #N/A | #N/A
[7 empty] | 8 | 1 | 5110 | 22 | 2020-08-01 | Thursday | 4 | No | #N/A | #N/A | #N/A | #N/A | #N/A | #N/A | #N/A | #N/A | #N/A | #N/A | #N/A | #N/A | #N/A | #N/A | #N/A | #N/A | #N/A | #N/A | #N/A | #N/A | #N/A | #N/A | #N/A | #N/A | #N/A | #N/A | #N/A | #N/A | #N/A | #N/A | #N/A | #N/A | #N/A | #N/A | #N/A | #N/A
[7 empty] | 8 | 1 | 5111 | 23 | 2020-08-01 | Thursday | 4 | No | #N/A | #N/A | #N/A | #N/A | #N/A | #N/A | #N/A | #N/A | #N/A | #N/A | #N/A | #N/A | #N/A | #N/A | #N/A | #N/A | #N/A | #N/A | #N/A | #N/A | #N/A | #N/A | #N/A | #N/A | #N/A | #N/A | #N/A | #N/A | #N/A | #N/A | #N/A | #N/A | #N/A | #N/A | #N/A | #N/A
[7 empty] | 8 | 1 | 5112 | 24 | 2020-08-01 | Thursday | 4 | No | #N/A | #N/A | #N/A | #N/A | #N/A | #N/A | #N/A | #N/A | #N/A | #N/A | #N/A | #N/A | #N/A | #N/A | #N/A | #N/A | #N/A | #N/A | #N/A | #N/A | #N/A | #N/A | #N/A | #N/A | #N/A | #N/A | #N/A | #N/A | #N/A | #N/A | #N/A | #N/A | #N/A | #N/A | #N/A | #N/A
[7 empty] | 8 | 2 | 5113 | 1 | 2020-08-02 | Friday | 5 | No | #N/A | #N/A | #N/A | #N/A | #N/A | #N/A | #N/A | #N/A | #N/A | #N/A | #N/A | #N/A | #N/A | #N/A | #N/A | #N/A | #N/A | #N/A | #N/A | #N/A | #N/A | #N/A | #N/A | #N/A | #N/A | #N/A | #N/A | #N/A | #N/A | #N/A | #N/A | #N/A | #N/A | #N/A | #N/A | #N/A
[7 empty] | 8 | 2 | 5114 | 2 | 2020-08-02 | Friday | 5 | No | #N/A | #N/A | #N/A | #N/A | #N/A | #N/A | #N/A | #N/A | #N/A | #N/A | #N/A | #N/A | #N/A | #N/A | #N/A | #N/A | #N/A | #N/A | #N/A | #N/A | #N/A | #N/A | #N/A | #N/A | #N/A | #N/A | #N/A | #N/A | #N/A | #N/A | #N/A | #N/A | #N/A | #N/A | #N/A | #N/A
[7 empty] | 8 | 2 | 5115 | 3 | 2020-08-02 | Friday | 5 | No | #N/A | #N/A | #N/A | #N/A | #N/A | #N/A | #N/A | #N/A | #N/A | #N/A | #N/A | #N/A | #N/A | #N/A | #N/A | #N/A | #N/A | #N/A | #N/A | #N/A | #N/A | #N/A | #N/A | #N/A | #N/A | #N/A | #N/A | #N/A | #N/A | #N/A | #N/A | #N/A | #N/A | #N/A | #N/A | #N/A
[7 empty] | 8 | 2 | 5116 | 4 | 2020-08-02 | Friday | 5 | No | #N/A | #N/A | #N/A | #N/A | #N/A | #N/A | #N/A | #N/A | #N/A | #N/A | #N/A | #N/A | #N/A | #N/A | #N/A | #N/A | #N/A | #N/A | #N/A | #N/A | #N/A | #N/A | #N/A | #N/A | #N/A | #N/A | #N/A | #N/A | #N/A | #N/A | #N/A | #N/A | #N/A | #N/A | #N/A | #N/A
[7 empty] | 8 | 2 | 5117 | 5 | 2020-08-02 | Friday | 5 | No | #N/A | #N/A | #N/A | #N/A | #N/A | #N/A | #N/A | #N/A | #N/A | #N/A | #N/A | #N/A | #N/A | #N/A | #N/A | #N/A | #N/A | #N/A | #N/A | #N/A | #N/A | #N/A | #N/A | #N/A | #N/A | #N/A | #N/A | #N/A | #N/A | #N/A | #N/A | #N/A | #N/A | #N/A | #N/A | #N/A
[7 empty] | 8 | 2 | 5118 | 6 | 2020-08-02 | Friday | 5 | No | #N/A | #N/A | #N/A | #N/A | #N/A | #N/A | #N/A | #N/A | #N/A | #N/A | #N/A | #N/A | #N/A | #N/A | #N/A | #N/A | #N/A | #N/A | #N/A | #N/A | #N/A | #N/A | #N/A | #N/A | #N/A | #N/A | #N/A | #N/A | #N/A | #N/A | #N/A | #N/A | #N/A | #N/A | #N/A | #N/A
[7 empty] | 8 | 2 | 5119 | 7 | 2020-08-02 | Friday | 5 | No | #N/A | #N/A | #N/A | #N/A | #N/A | #N/A | #N/A | #N/A | #N/A | #N/A | #N/A | #N/A | #N/A | #N/A | #N/A | #N/A | #N/A | #N/A | #N/A | #N/A | #N/A | #N/A | #N/A | #N/A | #N/A | #N/A | #N/A | #N/A | #N/A | #N/A | #N/A | #N/A | #N/A | #N/A | #N/A | #N/A
[7 empty] | 8 | 2 | 5120 | 8 | 2020-08-02 | Friday | 5 | No | #N/A | #N/A | #N/A | #N/A | #N/A | #N/A | #N/A | #N/A | #N/A | #N/A | #N/A | #N/A | #N/A | #N/A | #N/A | #N/A | #N/A | #N/A | #N/A | #N/A | #N/A | #N/A | #N/A | #N/A | #N/A | #N/A | #N/A | #N/A | #N/A | #N/A | #N/A | #N/A | #N/A | #N/A | #N/A | #N/A
[7 empty] | 8 | 2 | 5121 | 9 | 2020-08-02 | Friday | 5 | No | #N/A | #N/A | #N/A | #N/A | #N/A | #N/A | #N/A | #N/A | #N/A | #N/A | #N/A | #N/A | #N/A | #N/A | #N/A | #N/A | #N/A | #N/A | #N/A | #N/A | #N/A | #N/A | #N/A | #N/A | #N/A | #N/A | #N/A | #N/A | #N/A | #N/A | #N/A | #N/A | #N/A | #N/A | #N/A | #N/A
[7 empty] | 8 | 2 | 5122 | 10 | 2020-08-02 | Friday | 5 | No | #N/A | #N/A | #N/A | #N/A | #N/A | #N/A | #N/A | #N/A | #N/A | #N/A | #N/A | #N/A | #N/A | #N/A | #N/A | #N/A | #N/A | #N/A | #N/A | #N/A | #N/A | #N/A | #N/A | #N/A | #N/A | #N/A | #N/A | #N/A | #N/A | #N/A | #N/A | #N/A | #N/A | #N/A | #N/A | #N/A
[7 empty] | 8 | 2 | 5123 | 11 | 2020-08-02 | Friday | 5 | No | #N/A | #N/A | #N/A | #N/A | #N/A | #N/A | #N/A | #N/A | #N/A | #N/A | #N/A | #N/A | #N/A | #N/A | #N/A | #N/A | #N/A | #N/A | #N/A | #N/A | #N/A | #N/A | #N/A | #N/A | #N/A | #N/A | #N/A | #N/A | #N/A | #N/A | #N/A | #N/A | #N/A | #N/A | #N/A | #N/A
[7 empty] | 8 | 2 | 5124 | 12 | 2020-08-02 | Friday | 5 | No | #N/A | #N/A | #N/A | #N/A | #N/A | #N/A | #N/A | #N/A | #N/A | #N/A | #N/A | #N/A | #N/A | #N/A | #N/A | #N/A | #N/A | #N/A | #N/A | #N/A | #N/A | #N/A | #N/A | #N/A | #N/A | #N/A | #N/A | #N/A | #N/A | #N/A | #N/A | #N/A | #N/A | #N/A | #N/A | #N/A
[7 empty] | 8 | 2 | 5125 | 13 | 2020-08-02 | Friday | 5 | No | #N/A | #N/A | #N/A | #N/A | #N/A | #N/A | #N/A | #N/A | #N/A | #N/A | #N/A | #N/A | #N/A | #N/A | #N/A | #N/A | #N/A | #N/A | #N/A | #N/A | #N/A | #N/A | #N/A | #N/A | #N/A | #N/A | #N/A | #N/A | #N/A | #N/A | #N/A | #N/A | #N/A | #N/A | #N/A | #N/A
[7 empty] | 8 | 2 | 5126 | 14 | 2020-08-02 | Friday | 5 | No | #N/A | #N/A | #N/A | #N/A | #N/A | #N/A | #N/A | #N/A | #N/A | #N/A | #N/A | #N/A | #N/A | #N/A | #N/A | #N/A | #N/A | #N/A | #N/A | #N/A | #N/A | #N/A | #N/A | #N/A | #N/A | #N/A | #N/A | #N/A | #N/A | #N/A | #N/A | #N/A | #N/A | #N/A | #N/A | #N/A
[7 empty] | 8 | 2 | 5127 | 15 | 2020-08-02 | Friday | 5 | No | #N/A | #N/A | #N/A | #N/A | #N/A | #N/A | #N/A | #N/A | #N/A | #N/A | #N/A | #N/A | #N/A | #N/A | #N/A | #N/A | #N/A | #N/A | #N/A | #N/A | #N/A | #N/A | #N/A | #N/A | #N/A | #N/A | #N/A | #N/A | #N/A | #N/A | #N/A | #N/A | #N/A | #N/A | #N/A | #N/A
[7 empty] | 8 | 2 | 5128 | 16 | 2020-08-02 | Friday | 5 | No | #N/A | #N/A | #N/A | #N/A | #N/A | #N/A | #N/A | #N/A | #N/A | #N/A | #N/A | #N/A | #N/A | #N/A | #N/A | #N/A | #N/A | #N/A | #N/A | #N/A | #N/A | #N/A | #N/A | #N/A | #N/A | #N/A | #N/A | #N/A | #N/A | #N/A | #N/A | #N/A | #N/A | #N/A | #N/A | #N/A
[7 empty] | 8 | 2 | 5129 | 17 | 2020-08-02 | Friday | 5 | No | #N/A | #N/A | #N/A | #N/A | #N/A | #N/A | #N/A | #N/A | #N/A | #N/A | #N/A | #N/A | #N/A | #N/A | #N/A | #N/A | #N/A | #N/A | #N/A | #N/A | #N/A | #N/A | #N/A | #N/A | #N/A | #N/A | #N/A | #N/A | #N/A | #N/A | #N/A | #N/A | #N/A | #N/A | #N/A | #N/A
[7 empty] | 8 | 2 | 5130 | 18 | 2020-08-02 | Friday | 5 | No | #N/A | #N/A | #N/A | #N/A | #N/A | #N/A | #N/A | #N/A | #N/A | #N/A | #N/A | #N/A | #N/A | #N/A | #N/A | #N/A | #N/A | #N/A | #N/A | #N/A | #N/A | #N/A | #N/A | #N/A | #N/A | #N/A | #N/A | #N/A | #N/A | #N/A | #N/A | #N/A | #N/A | #N/A | #N/A | #N/A
[7 empty] | 8 | 2 | 5131 | 19 | 2020-08-02 | Friday | 5 | No | #N/A | #N/A | #N/A | #N/A | #N/A | #N/A | #N/A | #N/A | #N/A | #N/A | #N/A | #N/A | #N/A | #N/A | #N/A | #N/A | #N/A | #N/A | #N/A | #N/A | #N/A | #N/A | #N/A | #N/A | #N/A | #N/A | #N/A | #N/A | #N/A | #N/A | #N/A | #N/A | #N/A | #N/A | #N/A | #N/A
[7 empty] | 8 | 2 | 5132 | 20 | 2020-08-02 | Friday | 5 | No | #N/A | #N/A | #N/A | #N/A | #N/A | #N/A | #N/A | #N/A | #N/A | #N/A | #N/A | #N/A | #N/A | #N/A | #N/A | #N/A | #N/A | #N/A | #N/A | #N/A | #N/A | #N/A | #N/A | #N/A | #N/A | #N/A | #N/A | #N/A | #N/A | #N/A | #N/A | #N/A | #N/A | #N/A | #N/A | #N/A
[7 empty] | 8 | 2 | 5133 | 21 | 2020-08-02 | Friday | 5 | No | #N/A | #N/A | #N/A | #N/A | #N/A | #N/A | #N/A | #N/A | #N/A | #N/A | #N/A | #N/A | #N/A | #N/A | #N/A | #N/A | #N/A | #N/A | #N/A | #N/A | #N/A | #N/A | #N/A | #N/A | #N/A | #N/A | #N/A | #N/A | #N/A | #N/A | #N/A | #N/A | #N/A | #N/A | #N/A | #N/A
[7 empty] | 8 | 2 | 5134 | 22 | 2020-08-02 | Friday | 5 | No | #N/A | #N/A | #N/A | #N/A | #N/A | #N/A | #N/A | #N/A | #N/A | #N/A | #N/A | #N/A | #N/A | #N/A | #N/A | #N/A | #N/A | #N/A | #N/A | #N/A | #N/A | #N/A | #N/A | #N/A | #N/A | #N/A | #N/A | #N/A | #N/A | #N/A | #N/A | #N/A | #N/A | #N/A | #N/A | #N/A
[7 empty] | 8 | 2 | 5135 | 23 | 2020-08-02 | Friday | 5 | No | #N/A | #N/A | #N/A | #N/A | #N/A | #N/A | #N/A | #N/A | #N/A | #N/A | #N/A | #N/A | #N/A | #N/A | #N/A | #N/A | #N/A | #N/A | #N/A | #N/A | #N/A | #N/A | #N/A | #N/A | #N/A | #N/A | #N/A | #N/A | #N/A | #N/A | #N/A | #N/A | #N/A | #N/A | #N/A | #N/A
[7 empty] | 8 | 2 | 5136 | 24 | 2020-08-02 | Friday | 5 | No | #N/A | #N/A | #N/A | #N/A | #N/A | #N/A | #N/A | #N/A | #N/A | #N/A | #N/A | #N/A | #N/A | #N/A | #N/A | #N/A | #N/A | #N/A | #N/A | #N/A | #N/A | #N/A | #N/A | #N/A | #N/A | #N/A | #N/A | #N/A | #N/A | #N/A | #N/A | #N/A | #N/A | #N/A | #N/A | #N/A
[7 empty] | 8 | 3 | 5137 | 1 | 2020-08-03 | Saturday | 6 | No | #N/A | #N/A | #N/A | #N/A | #N/A | #N/A | #N/A | #N/A | #N/A | #N/A | #N/A | #N/A | #N/A | #N/A | #N/A | #N/A | #N/A | #N/A | #N/A | #N/A | #N/A | #N/A | #N/A | #N/A | #N/A | #N/A | #N/A | #N/A | #N/A | #N/A | #N/A | #N/A | #N/A | #N/A | #N/A | #N/A
[7 empty] | 8 | 3 | 5138 | 2 | 2020-08-03 | Saturday | 6 | No | #N/A | #N/A | #N/A | #N/A | #N/A | #N/A | #N/A | #N/A | #N/A | #N/A | #N/A | #N/A | #N/A | #N/A | #N/A | #N/A | #N/A | #N/A | #N/A | #N/A | #N/A | #N/A | #N/A | #N/A | #N/A | #N/A | #N/A | #N/A | #N/A | #N/A | #N/A | #N/A | #N/A | #N/A | #N/A | #N/A
[7 empty] | 8 | 3 | 5139 | 3 | 2020-08-03 | Saturday | 6 | No | #N/A | #N/A | #N/A | #N/A | #N/A | #N/A | #N/A | #N/A | #N/A | #N/A | #N/A | #N/A | #N/A | #N/A | #N/A | #N/A | #N/A | #N/A | #N/A | #N/A | #N/A | #N/A | #N/A | #N/A | #N/A | #N/A | #N/A | #N/A | #N/A | #N/A | #N/A | #N/A | #N/A | #N/A | #N/A | #N/A
[7 empty] | 8 | 3 | 5140 | 4 | 2020-08-03 | Saturday | 6 | No | #N/A | #N/A | #N/A | #N/A | #N/A | #N/A | #N/A | #N/A | #N/A | #N/A | #N/A | #N/A | #N/A | #N/A | #N/A | #N/A | #N/A | #N/A | #N/A | #N/A | #N/A | #N/A | #N/A | #N/A | #N/A | #N/A | #N/A | #N/A | #N/A | #N/A | #N/A | #N/A | #N/A | #N/A | #N/A | #N/A
[7 empty] | 8 | 3 | 5141 | 5 | 2020-08-03 | Saturday | 6 | No | #N/A | #N/A | #N/A | #N/A | #N/A | #N/A | #N/A | #N/A | #N/A | #N/A | #N/A | #N/A | #N/A | #N/A | #N/A | #N/A | #N/A | #N/A | #N/A | #N/A | #N/A | #N/A | #N/A | #N/A | #N/A | #N/A | #N/A | #N/A | #N/A | #N/A | #N/A | #N/A | #N/A | #N/A | #N/A | #N/A
[7 empty] | 8 | 3 | 5142 | 6 | 2020-08-03 | Saturday | 6 | No | #N/A | #N/A | #N/A | #N/A | #N/A | #N/A | #N/A | #N/A | #N/A | #N/A | #N/A | #N/A | #N/A | #N/A | #N/A | #N/A | #N/A | #N/A | #N/A | #N/A | #N/A | #N/A | #N/A | #N/A | #N/A | #N/A | #N/A | #N/A | #N/A | #N/A | #N/A | #N/A | #N/A | #N/A | #N/A | #N/A
[7 empty] | 8 | 3 | 5143 | 7 | 2020-08-03 | Saturday | 6 | No | #N/A | #N/A | #N/A | #N/A | #N/A | #N/A | #N/A | #N/A | #N/A | #N/A | #N/A | #N/A | #N/A | #N/A | #N/A | #N/A | #N/A | #N/A | #N/A | #N/A | #N/A | #N/A | #N/A | #N/A | #N/A | #N/A | #N/A | #N/A | #N/A | #N/A | #N/A | #N/A | #N/A | #N/A | #N/A | #N/A
[7 empty] | 8 | 3 | 5144 | 8 | 2020-08-03 | Saturday | 6 | No | #N/A | #N/A | #N/A | #N/A | #N/A | #N/A | #N/A | #N/A | #N/A | #N/A | #N/A | #N/A | #N/A | #N/A | #N/A | #N/A | #N/A | #N/A | #N/A | #N/A | #N/A | #N/A | #N/A | #N/A | #N/A | #N/A | #N/A | #N/A | #N/A | #N/A | #N/A | #N/A | #N/A | #N/A | #N/A | #N/A
[7 empty] | 8 | 3 | 5145 | 9 | 2020-08-03 | Saturday | 6 | No | #N/A | #N/A | #N/A | #N/A | #N/A | #N/A | #N/A | #N/A | #N/A | #N/A | #N/A | #N/A | #N/A | #N/A | #N/A | #N/A | #N/A | #N/A | #N/A | #N/A | #N/A | #N/A | #N/A | #N/A | #N/A | #N/A | #N/A | #N/A | #N/A | #N/A | #N/A | #N/A | #N/A | #N/A | #N/A | #N/A
[7 empty] | 8 | 3 | 5146 | 10 | 2020-08-03 | Saturday | 6 | No | #N/A | #N/A | #N/A | #N/A | #N/A | #N/A | #N/A | #N/A | #N/A | #N/A | #N/A | #N/A | #N/A | #N/A | #N/A | #N/A | #N/A | #N/A | #N/A | #N/A | #N/A | #N/A | #N/A | #N/A | #N/A | #N/A | #N/A | #N/A | #N/A | #N/A | #N/A | #N/A | #N/A | #N/A | #N/A | #N/A
[7 empty] | 8 | 3 | 5147 | 11 | 2020-08-03 | Saturday | 6 | No | #N/A | #N/A | #N/A | #N/A | #N/A | #N/A | #N/A | #N/A | #N/A | #N/A | #N/A | #N/A | #N/A | #N/A | #N/A | #N/A | #N/A | #N/A | #N/A | #N/A | #N/A | #N/A | #N/A | #N/A | #N/A | #N/A | #N/A | #N/A | #N/A | #N/A | #N/A | #N/A | #N/A | #N/A | #N/A | #N/A
[7 empty] | 8 | 3 | 5148 | 12 | 2020-08-03 | Saturday | 6 | No | #N/A | #N/A | #N/A | #N/A | #N/A | #N/A | #N/A | #N/A | #N/A | #N/A | #N/A | #N/A | #N/A | #N/A | #N/A | #N/A | #N/A | #N/A | #N/A | #N/A | #N/A | #N/A | #N/A | #N/A | #N/A | #N/A | #N/A | #N/A | #N/A | #N/A | #N/A | #N/A | #N/A | #N/A | #N/A | #N/A
[7 empty] | 8 | 3 | 5149 | 13 | 2020-08-03 | Saturday | 6 | No | #N/A | #N/A | #N/A | #N/A | #N/A | #N/A | #N/A | #N/A | #N/A | #N/A | #N/A | #N/A | #N/A | #N/A | #N/A | #N/A | #N/A | #N/A | #N/A | #N/A | #N/A | #N/A | #N/A | #N/A | #N/A | #N/A | #N/A | #N/A | #N/A | #N/A | #N/A | #N/A | #N/A | #N/A | #N/A | #N/A
[7 empty] | 8 | 3 | 5150 | 14 | 2020-08-03 | Saturday | 6 | No | #N/A | #N/A | #N/A | #N/A | #N/A | #N/A | #N/A | #N/A | #N/A | #N/A | #N/A | #N/A | #N/A | #N/A | #N/A | #N/A | #N/A | #N/A | #N/A | #N/A | #N/A | #N/A | #N/A | #N/A | #N/A | #N/A | #N/A | #N/A | #N/A | #N/A | #N/A | #N/A | #N/A | #N/A | #N/A | #N/A
[7 empty] | 8 | 3 | 5151 | 15 | 2020-08-03 | Saturday | 6 | No | #N/A | #N/A | #N/A | #N/A | #N/A | #N/A | #N/A | #N/A | #N/A | #N/A | #N/A | #N/A | #N/A | #N/A | #N/A | #N/A | #N/A | #N/A | #N/A | #N/A | #N/A | #N/A | #N/A | #N/A | #N/A | #N/A | #N/A | #N/A | #N/A | #N/A | #N/A | #N/A | #N/A | #N/A | #N/A | #N/A
[7 empty] | 8 | 3 | 5152 | 16 | 2020-08-03 | Saturday | 6 | No | #N/A | #N/A | #N/A | #N/A | #N/A | #N/A | #N/A | #N/A | #N/A | #N/A | #N/A | #N/A | #N/A | #N/A | #N/A | #N/A | #N/A | #N/A | #N/A | #N/A | #N/A | #N/A | #N/A | #N/A | #N/A | #N/A | #N/A | #N/A | #N/A | #N/A | #N/A | #N/A | #N/A | #N/A | #N/A | #N/A
[7 empty] | 8 | 3 | 5153 | 17 | 2020-08-03 | Saturday | 6 | No | #N/A | #N/A | #N/A | #N/A | #N/A | #N/A | #N/A | #N/A | #N/A | #N/A | #N/A | #N/A | #N/A | #N/A | #N/A | #N/A | #N/A | #N/A | #N/A | #N/A | #N/A | #N/A | #N/A | #N/A | #N/A | #N/A | #N/A | #N/A | #N/A | #N/A | #N/A | #N/A | #N/A | #N/A | #N/A | #N/A
[7 empty] | 8 | 3 | 5154 | 18 | 2020-08-03 | Saturday | 6 | No | #N/A | #N/A | #N/A | #N/A | #N/A | #N/A | #N/A | #N/A | #N/A | #N/A | #N/A | #N/A | #N/A | #N/A | #N/A | #N/A | #N/A | #N/A | #N/A | #N/A | #N/A | #N/A | #N/A | #N/A | #N/A | #N/A | #N/A | #N/A | #N/A | #N/A | #N/A | #N/A | #N/A | #N/A | #N/A | #N/A
[7 empty] | 8 | 3 | 5155 | 19 | 2020-08-03 | Saturday | 6 | No | #N/A | #N/A | #N/A | #N/A | #N/A | #N/A | #N/A | #N/A | #N/A | #N/A | #N/A | #N/A | #N/A | #N/A | #N/A | #N/A | #N/A | #N/A | #N/A | #N/A | #N/A | #N/A | #N/A | #N/A | #N/A | #N/A | #N/A | #N/A | #N/A | #N/A | #N/A | #N/A | #N/A | #N/A | #N/A | #N/A
[7 empty] | 8 | 3 | 5156 | 20 | 2020-08-03 | Saturday | 6 | No | #N/A | #N/A | #N/A | #N/A | #N/A | #N/A | #N/A | #N/A | #N/A | #N/A | #N/A | #N/A | #N/A | #N/A | #N/A | #N/A | #N/A | #N/A | #N/A | #N/A | #N/A | #N/A | #N/A | #N/A | #N/A | #N/A | #N/A | #N/A | #N/A | #N/A | #N/A | #N/A | #N/A | #N/A | #N/A | #N/A
[7 empty] | 8 | 3 | 5157 | 21 | 2020-08-03 | Saturday | 6 | No | #N/A | #N/A | #N/A | #N/A | #N/A | #N/A | #N/A | #N/A | #N/A | #N/A | #N/A | #N/A | #N/A | #N/A | #N/A | #N/A | #N/A | #N/A | #N/A | #N/A | #N/A | #N/A | #N/A | #N/A | #N/A | #N/A | #N/A | #N/A | #N/A | #N/A | #N/A | #N/A | #N/A | #N/A | #N/A | #N/A
[7 empty] | 8 | 3 | 5158 | 22 | 2020-08-03 | Saturday | 6 | No | #N/A | #N/A | #N/A | #N/A | #N/A | #N/A | #N/A | #N/A | #N/A | #N/A | #N/A | #N/A | #N/A | #N/A | #N/A | #N/A | #N/A | #N/A | #N/A | #N/A | #N/A | #N/A | #N/A | #N/A | #N/A | #N/A | #N/A | #N/A | #N/A | #N/A | #N/A | #N/A | #N/A | #N/A | #N/A | #N/A
[7 empty] | 8 | 3 | 5159 | 23 | 2020-08-03 | Saturday | 6 | No | #N/A | #N/A | #N/A | #N/A | #N/A | #N/A | #N/A | #N/A | #N/A | #N/A | #N/A | #N/A | #N/A | #N/A | #N/A | #N/A | #N/A | #N/A | #N/A | #N/A | #N/A | #N/A | #N/A | #N/A | #N/A | #N/A | #N/A | #N/A | #N/A | #N/A | #N/A | #N/A | #N/A | #N/A | #N/A | #N/A
[7 empty] | 8 | 3 | 5160 | 24 | 2020-08-03 | Saturday | 6 | No | #N/A | #N/A | #N/A | #N/A | #N/A | #N/A | #N/A | #N/A | #N/A | #N/A | #N/A | #N/A | #N/A | #N/A | #N/A | #N/A | #N/A | #N/A | #N/A | #N/A | #N/A | #N/A | #N/A | #N/A | #N/A | #N/A | #N/A | #N/A | #N/A | #N/A | #N/A | #N/A | #N/A | #N/A | #N/A | #N/A
[7 empty] | 8 | 4 | 5161 | 1 | 2020-08-04 | Sunday | 7 | No | #N/A | #N/A | #N/A | #N/A | #N/A | #N/A | #N/A | #N/A | #N/A | #N/A | #N/A | #N/A | #N/A | #N/A | #N/A | #N/A | #N/A | #N/A | #N/A | #N/A | #N/A | #N/A | #N/A | #N/A | #N/A | #N/A | #N/A | #N/A | #N/A | #N/A | #N/A | #N/A | #N/A | #N/A | #N/A | #N/A
[7 empty] | 8 | 4 | 5162 | 2 | 2020-08-04 | Sunday | 7 | No | #N/A | #N/A | #N/A | #N/A | #N/A | #N/A | #N/A | #N/A | #N/A | #N/A | #N/A | #N/A | #N/A | #N/A | #N/A | #N/A | #N/A | #N/A | #N/A | #N/A | #N/A | #N/A | #N/A | #N/A | #N/A | #N/A | #N/A | #N/A | #N/A | #N/A | #N/A | #N/A | #N/A | #N/A | #N/A | #N/A
[7 empty] | 8 | 4 | 5163 | 3 | 2020-08-04 | Sunday | 7 | No | #N/A | #N/A | #N/A | #N/A | #N/A | #N/A | #N/A | #N/A | #N/A | #N/A | #N/A | #N/A | #N/A | #N/A | #N/A | #N/A | #N/A | #N/A | #N/A | #N/A | #N/A | #N/A | #N/A | #N/A | #N/A | #N/A | #N/A | #N/A | #N/A | #N/A | #N/A | #N/A | #N/A | #N/A | #N/A | #N/A
[7 empty] | 8 | 4 | 5164 | 4 | 2020-08-04 | Sunday | 7 | No | #N/A | #N/A | #N/A | #N/A | #N/A | #N/A | #N/A | #N/A | #N/A | #N/A | #N/A | #N/A | #N/A | #N/A | #N/A | #N/A | #N/A | #N/A | #N/A | #N/A | #N/A | #N/A | #N/A | #N/A | #N/A | #N/A | #N/A | #N/A | #N/A | #N/A | #N/A | #N/A | #N/A | #N/A | #N/A | #N/A
[7 empty] | 8 | 4 | 5165 | 5 | 2020-08-04 | Sunday | 7 | No | #N/A | #N/A | #N/A | #N/A | #N/A | #N/A | #N/A | #N/A | #N/A | #N/A | #N/A | #N/A | #N/A | #N/A | #N/A | #N/A | #N/A | #N/A | #N/A | #N/A | #N/A | #N/A | #N/A | #N/A | #N/A | #N/A | #N/A | #N/A | #N/A | #N/A | #N/A | #N/A | #N/A | #N/A | #N/A | #N/A
[7 empty] | 8 | 4 | 5166 | 6 | 2020-08-04 | Sunday | 7 | No | #N/A | #N/A | #N/A | #N/A | #N/A | #N/A | #N/A | #N/A | #N/A | #N/A | #N/A | #N/A | #N/A | #N/A | #N/A | #N/A | #N/A | #N/A | #N/A | #N/A | #N/A | #N/A | #N/A | #N/A | #N/A | #N/A | #N/A | #N/A | #N/A | #N/A | #N/A | #N/A | #N/A | #N/A | #N/A | #N/A
[7 empty] | 8 | 4 | 5167 | 7 | 2020-08-04 | Sunday | 7 | No | #N/A | #N/A | #N/A | #N/A | #N/A | #N/A | #N/A | #N/A | #N/A | #N/A | #N/A | #N/A | #N/A | #N/A | #N/A | #N/A | #N/A | #N/A | #N/A | #N/A | #N/A | #N/A | #N/A | #N/A | #N/A | #N/A | #N/A | #N/A | #N/A | #N/A | #N/A | #N/A | #N/A | #N/A | #N/A | #N/A
[7 empty] | 8 | 4 | 5168 | 8 | 2020-08-04 | Sunday | 7 | No | #N/A | #N/A | #N/A | #N/A | #N/A | #N/A | #N/A | #N/A | #N/A | #N/A | #N/A | #N/A | #N/A | #N/A | #N/A | #N/A | #N/A | #N/A | #N/A | #N/A | #N/A | #N/A | #N/A | #N/A | #N/A | #N/A | #N/A | #N/A | #N/A | #N/A | #N/A | #N/A | #N/A | #N/A | #N/A | #N/A
[7 empty] | 8 | 4 | 5169 | 9 | 2020-08-04 | Sunday | 7 | No | #N/A | #N/A | #N/A | #N/A | #N/A | #N/A | #N/A | #N/A | #N/A | #N/A | #N/A | #N/A | #N/A | #N/A | #N/A | #N/A | #N/A | #N/A | #N/A | #N/A | #N/A | #N/A | #N/A | #N/A | #N/A | #N/A | #N/A | #N/A | #N/A | #N/A | #N/A | #N/A | #N/A | #N/A | #N/A | #N/A
[7 empty] | 8 | 4 | 5170 | 10 | 2020-08-04 | Sunday | 7 | No | #N/A | #N/A | #N/A | #N/A | #N/A | #N/A | #N/A | #N/A | #N/A | #N/A | #N/A | #N/A | #N/A | #N/A | #N/A | #N/A | #N/A | #N/A | #N/A | #N/A | #N/A | #N/A | #N/A | #N/A | #N/A | #N/A | #N/A | #N/A | #N/A | #N/A | #N/A | #N/A | #N/A | #N/A | #N/A | #N/A
[7 empty] | 8 | 4 | 5171 | 11 | 2020-08-04 | Sunday | 7 | No | #N/A | #N/A | #N/A | #N/A | #N/A | #N/A | #N/A | #N/A | #N/A | #N/A | #N/A | #N/A | #N/A | #N/A | #N/A | #N/A | #N/A | #N/A | #N/A | #N/A | #N/A | #N/A | #N/A | #N/A | #N/A | #N/A | #N/A | #N/A | #N/A | #N/A | #N/A | #N/A | #N/A | #N/A | #N/A | #N/A
[7 empty] | 8 | 4 | 5172 | 12 | 2020-08-04 | Sunday | 7 | No | #N/A | #N/A | #N/A | #N/A | #N/A | #N/A | #N/A | #N/A | #N/A | #N/A | #N/A | #N/A | #N/A | #N/A | #N/A | #N/A | #N/A | #N/A | #N/A | #N/A | #N/A | #N/A | #N/A | #N/A | #N/A | #N/A | #N/A | #N/A | #N/A | #N/A | #N/A | #N/A | #N/A | #N/A | #N/A | #N/A
[7 empty] | 8 | 4 | 5173 | 13 | 2020-08-04 | Sunday | 7 | No | #N/A | #N/A | #N/A | #N/A | #N/A | #N/A | #N/A | #N/A | #N/A | #N/A | #N/A | #N/A | #N/A | #N/A | #N/A | #N/A | #N/A | #N/A | #N/A | #N/A | #N/A | #N/A | #N/A | #N/A | #N/A | #N/A | #N/A | #N/A | #N/A | #N/A | #N/A | #N/A | #N/A | #N/A | #N/A | #N/A
[7 empty] | 8 | 4 | 5174 | 14 | 2020-08-04 | Sunday | 7 | No | #N/A | #N/A | #N/A | #N/A | #N/A | #N/A | #N/A | #N/A | #N/A | #N/A | #N/A | #N/A | #N/A | #N/A | #N/A | #N/A | #N/A | #N/A | #N/A | #N/A | #N/A | #N/A | #N/A | #N/A | #N/A | #N/A | #N/A | #N/A | #N/A | #N/A | #N/A | #N/A | #N/A | #N/A | #N/A | #N/A
[7 empty] | 8 | 4 | 5175 | 15 | 2020-08-04 | Sunday | 7 | No | #N/A | #N/A | #N/A | #N/A | #N/A | #N/A | #N/A | #N/A | #N/A | #N/A | #N/A | #N/A | #N/A | #N/A | #N/A | #N/A | #N/A | #N/A | #N/A | #N/A | #N/A | #N/A | #N/A | #N/A | #N/A | #N/A | #N/A | #N/A | #N/A | #N/A | #N/A | #N/A | #N/A | #N/A | #N/A | #N/A
[7 empty] | 8 | 4 | 5176 | 16 | 2020-08-04 | Sunday | 7 | No | #N/A | #N/A | #N/A | #N/A | #N/A | #N/A | #N/A | #N/A | #N/A | #N/A | #N/A | #N/A | #N/A | #N/A | #N/A | #N/A | #N/A | #N/A | #N/A | #N/A | #N/A | #N/A | #N/A | #N/A | #N/A | #N/A | #N/A | #N/A | #N/A | #N/A | #N/A | #N/A | #N/A | #N/A | #N/A | #N/A
[7 empty] | 8 | 4 | 5177 | 17 | 2020-08-04 | Sunday | 7 | No | #N/A | #N/A | #N/A | #N/A | #N/A | #N/A | #N/A | #N/A | #N/A | #N/A | #N/A | #N/A | #N/A | #N/A | #N/A | #N/A | #N/A | #N/A | #N/A | #N/A | #N/A | #N/A | #N/A | #N/A | #N/A | #N/A | #N/A | #N/A | #N/A | #N/A | #N/A | #N/A | #N/A | #N/A | #N/A | #N/A
[7 empty] | 8 | 4 | 5178 | 18 | 2020-08-04 | Sunday | 7 | No | #N/A | #N/A | #N/A | #N/A | #N/A | #N/A | #N/A | #N/A | #N/A | #N/A | #N/A | #N/A | #N/A | #N/A | #N/A | #N/A | #N/A | #N/A | #N/A | #N/A | #N/A | #N/A | #N/A | #N/A | #N/A | #N/A | #N/A | #N/A | #N/A | #N/A | #N/A | #N/A | #N/A | #N/A | #N/A | #N/A
[7 empty] | 8 | 4 | 5179 | 19 | 2020-08-04 | Sunday | 7 | No | #N/A | #N/A | #N/A | #N/A | #N/A | #N/A | #N/A | #N/A | #N/A | #N/A | #N/A | #N/A | #N/A | #N/A | #N/A | #N/A | #N/A | #N/A | #N/A | #N/A | #N/A | #N/A | #N/A | #N/A | #N/A | #N/A | #N/A | #N/A | #N/A | #N/A | #N/A | #N/A | #N/A | #N/A | #N/A | #N/A
[7 empty] | 8 | 4 | 5180 | 20 | 2020-08-04 | Sunday | 7 | No | #N/A | #N/A | #N/A | #N/A | #N/A | #N/A | #N/A | #N/A | #N/A | #N/A | #N/A | #N/A | #N/A | #N/A | #N/A | #N/A | #N/A | #N/A | #N/A | #N/A | #N/A | #N/A | #N/A | #N/A | #N/A | #N/A | #N/A | #N/A | #N/A | #N/A | #N/A | #N/A | #N/A | #N/A | #N/A | #N/A
[7 empty] | 8 | 4 | 5181 | 21 | 2020-08-04 | Sunday | 7 | No | #N/A | #N/A | #N/A | #N/A | #N/A | #N/A | #N/A | #N/A | #N/A | #N/A | #N/A | #N/A | #N/A | #N/A | #N/A | #N/A | #N/A | #N/A | #N/A | #N/A | #N/A | #N/A | #N/A | #N/A | #N/A | #N/A | #N/A | #N/A | #N/A | #N/A | #N/A | #N/A | #N/A | #N/A | #N/A | #N/A
[7 empty] | 8 | 4 | 5182 | 22 | 2020-08-04 | Sunday | 7 | No | #N/A | #N/A | #N/A | #N/A | #N/A | #N/A | #N/A | #N/A | #N/A | #N/A | #N/A | #N/A | #N/A | #N/A | #N/A | #N/A | #N/A | #N/A | #N/A | #N/A | #N/A | #N/A | #N/A | #N/A | #N/A | #N/A | #N/A | #N/A | #N/A | #N/A | #N/A | #N/A | #N/A | #N/A | #N/A | #N/A
[7 empty] | 8 | 4 | 5183 | 23 | 2020-08-04 | Sunday | 7 | No | #N/A | #N/A | #N/A | #N/A | #N/A | #N/A | #N/A | #N/A | #N/A | #N/A | #N/A | #N/A | #N/A | #N/A | #N/A | #N/A | #N/A | #N/A | #N/A | #N/A | #N/A | #N/A | #N/A | #N/A | #N/A | #N/A | #N/A | #N/A | #N/A | #N/A | #N/A | #N/A | #N/A | #N/A | #N/A | #N/A
[7 empty] | 8 | 4 | 5184 | 24 | 2020-08-04 | Sunday | 7 | No | #N/A | #N/A | #N/A | #N/A | #N/A | #N/A | #N/A | #N/A | #N/A | #N/A | #N/A | #N/A | #N/A | #N/A | #N/A | #N/A | #N/A | #N/A | #N/A | #N/A | #N/A | #N/A | #N/A | #N/A | #N/A | #N/A | #N/A | #N/A | #N/A | #N/A | #N/A | #N/A | #N/A | #N/A | #N/A | #N/A
[7 empty] | 8 | 5 | 5185 | 1 | 2020-08-05 | Monday | 1 | No | #N/A | #N/A | #N/A | #N/A | #N/A | #N/A | #N/A | #N/A | #N/A | #N/A | #N/A | #N/A | #N/A | #N/A | #N/A | #N/A | #N/A | #N/A | #N/A | #N/A | #N/A | #N/A | #N/A | #N/A | #N/A | #N/A | #N/A | #N/A | #N/A | #N/A | #N/A | #N/A | #N/A | #N/A | #N/A | #N/A
[7 empty] | 8 | 5 | 5186 | 2 | 2020-08-05 | Monday | 1 | No | #N/A | #N/A | #N/A | #N/A | #N/A | #N/A | #N/A | #N/A | #N/A | #N/A | #N/A | #N/A | #N/A | #N/A | #N/A | #N/A | #N/A | #N/A | #N/A | #N/A | #N/A | #N/A | #N/A | #N/A | #N/A | #N/A | #N/A | #N/A | #N/A | #N/A | #N/A | #N/A | #N/A | #N/A | #N/A | #N/A
[7 empty] | 8 | 5 | 5187 | 3 | 2020-08-05 | Monday | 1 | No | #N/A | #N/A | #N/A | #N/A | #N/A | #N/A | #N/A | #N/A | #N/A | #N/A | #N/A | #N/A | #N/A | #N/A | #N/A | #N/A | #N/A | #N/A | #N/A | #N/A | #N/A | #N/A | #N/A | #N/A | #N/A | #N/A | #N/A | #N/A | #N/A | #N/A | #N/A | #N/A | #N/A | #N/A | #N/A | #N/A
[7 empty] | 8 | 5 | 5188 | 4 | 2020-08-05 | Monday | 1 | No | #N/A | #N/A | #N/A | #N/A | #N/A | #N/A | #N/A | #N/A | #N/A | #N/A | #N/A | #N/A | #N/A | #N/A | #N/A | #N/A | #N/A | #N/A | #N/A | #N/A | #N/A | #N/A | #N/A | #N/A | #N/A | #N/A | #N/A | #N/A | #N/A | #N/A | #N/A | #N/A | #N/A | #N/A | #N/A | #N/A
[7 empty] | 8 | 5 | 5189 | 5 | 2020-08-05 | Monday | 1 | No | #N/A | #N/A | #N/A | #N/A | #N/A | #N/A | #N/A | #N/A | #N/A | #N/A | #N/A | #N/A | #N/A | #N/A | #N/A | #N/A | #N/A | #N/A | #N/A | #N/A | #N/A | #N/A | #N/A | #N/A | #N/A | #N/A | #N/A | #N/A | #N/A | #N/A | #N/A | #N/A | #N/A | #N/A | #N/A | #N/A
[7 empty] | 8 | 5 | 5190 | 6 | 2020-08-05 | Monday | 1 | No | #N/A | #N/A | #N/A | #N/A | #N/A | #N/A | #N/A | #N/A | #N/A | #N/A | #N/A | #N/A | #N/A | #N/A | #N/A | #N/A | #N/A | #N/A | #N/A | #N/A | #N/A | #N/A | #N/A | #N/A | #N/A | #N/A | #N/A | #N/A | #N/A | #N/A | #N/A | #N/A | #N/A | #N/A | #N/A | #N/A
[7 empty] | 8 | 5 | 5191 | 7 | 2020-08-05 | Monday | 1 | No | #N/A | #N/A | #N/A | #N/A | #N/A | #N/A | #N/A | #N/A | #N/A | #N/A | #N/A | #N/A | #N/A | #N/A | #N/A | #N/A | #N/A | #N/A | #N/A | #N/A | #N/A | #N/A | #N/A | #N/A | #N/A | #N/A | #N/A | #N/A | #N/A | #N/A | #N/A | #N/A | #N/A | #N/A | #N/A | #N/A
[7 empty] | 8 | 5 | 5192 | 8 | 2020-08-05 | Monday | 1 | No | #N/A | #N/A | #N/A | #N/A | #N/A | #N/A | #N/A | #N/A | #N/A | #N/A | #N/A | #N/A | #N/A | #N/A | #N/A | #N/A | #N/A | #N/A | #N/A | #N/A | #N/A | #N/A | #N/A | #N/A | #N/A | #N/A | #N/A | #N/A | #N/A | #N/A | #N/A | #N/A | #N/A | #N/A | #N/A | #N/A
[7 empty] | 8 | 5 | 5193 | 9 | 2020-08-05 | Monday | 1 | No | #N/A | #N/A | #N/A | #N/A | #N/A | #N/A | #N/A | #N/A | #N/A | #N/A | #N/A | #N/A | #N/A | #N/A | #N/A | #N/A | #N/A | #N/A | #N/A | #N/A | #N/A | #N/A | #N/A | #N/A | #N/A | #N/A | #N/A | #N/A | #N/A | #N/A | #N/A | #N/A | #N/A | #N/A | #N/A | #N/A
[7 empty] | 8 | 5 | 5194 | 10 | 2020-08-05 | Monday | 1 | No | #N/A | #N/A | #N/A | #N/A | #N/A | #N/A | #N/A | #N/A | #N/A | #N/A | #N/A | #N/A | #N/A | #N/A | #N/A | #N/A | #N/A | #N/A | #N/A | #N/A | #N/A | #N/A | #N/A | #N/A | #N/A | #N/A | #N/A | #N/A | #N/A | #N/A | #N/A | #N/A | #N/A | #N/A | #N/A | #N/A
[7 empty] | 8 | 5 | 5195 | 11 | 2020-08-05 | Monday | 1 | No | #N/A | #N/A | #N/A | #N/A | #N/A | #N/A | #N/A | #N/A | #N/A | #N/A | #N/A | #N/A | #N/A | #N/A | #N/A | #N/A | #N/A | #N/A | #N/A | #N/A | #N/A | #N/A | #N/A | #N/A | #N/A | #N/A | #N/A | #N/A | #N/A | #N/A | #N/A | #N/A | #N/A | #N/A | #N/A | #N/A
[7 empty] | 8 | 5 | 5196 | 12 | 2020-08-05 | Monday | 1 | No | #N/A | #N/A | #N/A | #N/A | #N/A | #N/A | #N/A | #N/A | #N/A | #N/A | #N/A | #N/A | #N/A | #N/A | #N/A | #N/A | #N/A | #N/A | #N/A | #N/A | #N/A | #N/A | #N/A | #N/A | #N/A | #N/A | #N/A | #N/A | #N/A | #N/A | #N/A | #N/A | #N/A | #N/A | #N/A | #N/A
[7 empty] | 8 | 5 | 5197 | 13 | 2020-08-05 | Monday | 1 | No | #N/A | #N/A | #N/A | #N/A | #N/A | #N/A | #N/A | #N/A | #N/A | #N/A | #N/A | #N/A | #N/A | #N/A | #N/A | #N/A | #N/A | #N/A | #N/A | #N/A | #N/A | #N/A | #N/A | #N/A | #N/A | #N/A | #N/A | #N/A | #N/A | #N/A | #N/A | #N/A | #N/A | #N/A | #N/A | #N/A
[7 empty] | 8 | 5 | 5198 | 14 | 2020-08-05 | Monday | 1 | No | #N/A | #N/A | #N/A | #N/A | #N/A | #N/A | #N/A | #N/A | #N/A | #N/A | #N/A | #N/A | #N/A | #N/A | #N/A | #N/A | #N/A | #N/A | #N/A | #N/A | #N/A | #N/A | #N/A | #N/A | #N/A | #N/A | #N/A | #N/A | #N/A | #N/A | #N/A | #N/A | #N/A | #N/A | #N/A | #N/A
[7 empty] | 8 | 5 | 5199 | 15 | 2020-08-05 | Monday | 1 | No | #N/A | #N/A | #N/A | #N/A | #N/A | #N/A | #N/A | #N/A | #N/A | #N/A | #N/A | #N/A | #N/A | #N/A | #N/A | #N/A | #N/A | #N/A | #N/A | #N/A | #N/A | #N/A | #N/A | #N/A | #N/A | #N/A | #N/A | #N/A | #N/A | #N/A | #N/A | #N/A | #N/A | #N/A | #N/A | #N/A
[7 empty] | 8 | 5 | 5200 | 16 | 2020-08-05 | Monday | 1 | No | #N/A | #N/A | #N/A | #N/A | #N/A | #N/A | #N/A | #N/A | #N/A | #N/A | #N/A | #N/A | #N/A | #N/A | #N/A | #N/A | #N/A | #N/A | #N/A | #N/A | #N/A | #N/A | #N/A | #N/A | #N/A | #N/A | #N/A | #N/A | #N/A | #N/A | #N/A | #N/A | #N/A | #N/A | #N/A | #N/A
[7 empty] | 8 | 5 | 5201 | 17 | 2020-08-05 | Monday | 1 | No | #N/A | #N/A | #N/A | #N/A | #N/A | #N/A | #N/A | #N/A | #N/A | #N/A | #N/A | #N/A | #N/A | #N/A | #N/A | #N/A | #N/A | #N/A | #N/A | #N/A | #N/A | #N/A | #N/A | #N/A | #N/A | #N/A | #N/A | #N/A | #N/A | #N/A | #N/A | #N/A | #N/A | #N/A | #N/A | #N/A
[7 empty] | 8 | 5 | 5202 | 18 | 2020-08-05 | Monday | 1 | No | #N/A | #N/A | #N/A | #N/A | #N/A | #N/A | #N/A | #N/A | #N/A | #N/A | #N/A | #N/A | #N/A | #N/A | #N/A | #N/A | #N/A | #N/A | #N/A | #N/A | #N/A | #N/A | #N/A | #N/A | #N/A | #N/A | #N/A | #N/A | #N/A | #N/A | #N/A | #N/A | #N/A | #N/A | #N/A | #N/A
[7 empty] | 8 | 5 | 5203 | 19 | 2020-08-05 | Monday | 1 | No | #N/A | #N/A | #N/A | #N/A | #N/A | #N/A | #N/A | #N/A | #N/A | #N/A | #N/A | #N/A | #N/A | #N/A | #N/A | #N/A | #N/A | #N/A | #N/A | #N/A | #N/A | #N/A | #N/A | #N/A | #N/A | #N/A | #N/A | #N/A | #N/A | #N/A | #N/A | #N/A | #N/A | #N/A | #N/A | #N/A
[7 empty] | 8 | 5 | 5204 | 20 | 2020-08-05 | Monday | 1 | No | #N/A | #N/A | #N/A | #N/A | #N/A | #N/A | #N/A | #N/A | #N/A | #N/A | #N/A | #N/A | #N/A | #N/A | #N/A | #N/A | #N/A | #N/A | #N/A | #N/A | #N/A | #N/A | #N/A | #N/A | #N/A | #N/A | #N/A | #N/A | #N/A | #N/A | #N/A | #N/A | #N/A | #N/A | #N/A | #N/A
[7 empty] | 8 | 5 | 5205 | 21 | 2020-08-05 | Monday | 1 | No | #N/A | #N/A | #N/A | #N/A | #N/A | #N/A | #N/A | #N/A | #N/A | #N/A | #N/A | #N/A | #N/A | #N/A | #N/A | #N/A | #N/A | #N/A | #N/A | #N/A | #N/A | #N/A | #N/A | #N/A | #N/A | #N/A | #N/A | #N/A | #N/A | #N/A | #N/A | #N/A | #N/A | #N/A | #N/A | #N/A
[7 empty] | 8 | 5 | 5206 | 22 | 2020-08-05 | Monday | 1 | No | #N/A | #N/A | #N/A | #N/A | #N/A | #N/A | #N/A | #N/A | #N/A | #N/A | #N/A | #N/A | #N/A | #N/A | #N/A | #N/A | #N/A | #N/A | #N/A | #N/A | #N/A | #N/A | #N/A | #N/A | #N/A | #N/A | #N/A | #N/A | #N/A | #N/A | #N/A | #N/A | #N/A | #N/A | #N/A | #N/A
[7 empty] | 8 | 5 | 5207 | 23 | 2020-08-05 | Monday | 1 | No | #N/A | #N/A | #N/A | #N/A | #N/A | #N/A | #N/A | #N/A | #N/A | #N/A | #N/A | #N/A | #N/A | #N/A | #N/A | #N/A | #N/A | #N/A | #N/A | #N/A | #N/A | #N/A | #N/A | #N/A | #N/A | #N/A | #N/A | #N/A | #N/A | #N/A | #N/A | #N/A | #N/A | #N/A | #N/A | #N/A
[7 empty] | 8 | 5 | 5208 | 24 | 2020-08-05 | Monday | 1 | No | #N/A | #N/A | #N/A | #N/A | #N/A | #N/A | #N/A | #N/A | #N/A | #N/A | #N/A | #N/A | #N/A | #N/A | #N/A | #N/A | #N/A | #N/A | #N/A | #N/A | #N/A | #N/A | #N/A | #N/A | #N/A | #N/A | #N/A | #N/A | #N/A | #N/A | #N/A | #N/A | #N/A | #N/A | #N/A | #N/A
[7 empty] | 8 | 6 | 5209 | 1 | 2020-08-06 | Tuesday | 2 | No | #N/A | #N/A | #N/A | #N/A | #N/A | #N/A | #N/A | #N/A | #N/A | #N/A | #N/A | #N/A | #N/A | #N/A | #N/A | #N/A | #N/A | #N/A | #N/A | #N/A | #N/A | #N/A | #N/A | #N/A | #N/A | #N/A | #N/A | #N/A | #N/A | #N/A | #N/A | #N/A | #N/A | #N/A | #N/A | #N/A
[7 empty] | 8 | 6 | 5210 | 2 | 2020-08-06 | Tuesday | 2 | No | #N/A | #N/A | #N/A | #N/A | #N/A | #N/A | #N/A | #N/A | #N/A | #N/A | #N/A | #N/A | #N/A | #N/A | #N/A | #N/A | #N/A | #N/A | #N/A | #N/A | #N/A | #N/A | #N/A | #N/A | #N/A | #N/A | #N/A | #N/A | #N/A | #N/A | #N/A | #N/A | #N/A | #N/A | #N/A | #N/A
[7 empty] | 8 | 6 | 5211 | 3 | 2020-08-06 | Tuesday | 2 | No | #N/A | #N/A | #N/A | #N/A | #N/A | #N/A | #N/A | #N/A | #N/A | #N/A | #N/A | #N/A | #N/A | #N/A | #N/A | #N/A | #N/A | #N/A | #N/A | #N/A | #N/A | #N/A | #N/A | #N/A | #N/A | #N/A | #N/A | #N/A | #N/A | #N/A | #N/A | #N/A | #N/A | #N/A | #N/A | #N/A
[7 empty] | 8 | 6 | 5212 | 4 | 2020-08-06 | Tuesday | 2 | No | #N/A | #N/A | #N/A | #N/A | #N/A | #N/A | #N/A | #N/A | #N/A | #N/A | #N/A | #N/A | #N/A | #N/A | #N/A | #N/A | #N/A | #N/A | #N/A | #N/A | #N/A | #N/A | #N/A | #N/A | #N/A | #N/A | #N/A | #N/A | #N/A | #N/A | #N/A | #N/A | #N/A | #N/A | #N/A | #N/A
[7 empty] | 8 | 6 | 5213 | 5 | 2020-08-06 | Tuesday | 2 | No | #N/A | #N/A | #N/A | #N/A | #N/A | #N/A | #N/A | #N/A | #N/A | #N/A | #N/A | #N/A | #N/A | #N/A | #N/A | #N/A | #N/A | #N/A | #N/A | #N/A | #N/A | #N/A | #N/A | #N/A | #N/A | #N/A | #N/A | #N/A | #N/A | #N/A | #N/A | #N/A | #N/A | #N/A | #N/A | #N/A
[7 empty] | 8 | 6 | 5214 | 6 | 2020-08-06 | Tuesday | 2 | No | #N/A | #N/A | #N/A | #N/A | #N/A | #N/A | #N/A | #N/A | #N/A | #N/A | #N/A | #N/A | #N/A | #N/A | #N/A | #N/A | #N/A | #N/A | #N/A | #N/A | #N/A | #N/A | #N/A | #N/A | #N/A | #N/A | #N/A | #N/A | #N/A | #N/A | #N/A | #N/A | #N/A | #N/A | #N/A | #N/A
[7 empty] | 8 | 6 | 5215 | 7 | 2020-08-06 | Tuesday | 2 | No | #N/A | #N/A | #N/A | #N/A | #N/A | #N/A | #N/A | #N/A | #N/A | #N/A | #N/A | #N/A | #N/A | #N/A | #N/A | #N/A | #N/A | #N/A | #N/A | #N/A | #N/A | #N/A | #N/A | #N/A | #N/A | #N/A | #N/A | #N/A | #N/A | #N/A | #N/A | #N/A | #N/A | #N/A | #N/A | #N/A
[7 empty] | 8 | 6 | 5216 | 8 | 2020-08-06 | Tuesday | 2 | No | #N/A | #N/A | #N/A | #N/A | #N/A | #N/A | #N/A | #N/A | #N/A | #N/A | #N/A | #N/A | #N/A | #N/A | #N/A | #N/A | #N/A | #N/A | #N/A | #N/A | #N/A | #N/A | #N/A | #N/A | #N/A | #N/A | #N/A | #N/A | #N/A | #N/A | #N/A | #N/A | #N/A | #N/A | #N/A | #N/A
[7 empty] | 8 | 6 | 5217 | 9 | 2020-08-06 | Tuesday | 2 | No | #N/A | #N/A | #N/A | #N/A | #N/A | #N/A | #N/A | #N/A | #N/A | #N/A | #N/A | #N/A | #N/A | #N/A | #N/A | #N/A | #N/A | #N/A | #N/A | #N/A | #N/A | #N/A | #N/A | #N/A | #N/A | #N/A | #N/A | #N/A | #N/A | #N/A | #N/A | #N/A | #N/A | #N/A | #N/A | #N/A
[7 empty] | 8 | 6 | 5218 | 10 | 2020-08-06 | Tuesday | 2 | No | #N/A | #N/A | #N/A | #N/A | #N/A | #N/A | #N/A | #N/A | #N/A | #N/A | #N/A | #N/A | #N/A | #N/A | #N/A | #N/A | #N/A | #N/A | #N/A | #N/A | #N/A | #N/A | #N/A | #N/A | #N/A | #N/A | #N/A | #N/A | #N/A | #N/A | #N/A | #N/A | #N/A | #N/A | #N/A | #N/A
[7 empty] | 8 | 6 | 5219 | 11 | 2020-08-06 | Tuesday | 2 | No | #N/A | #N/A | #N/A | #N/A | #N/A | #N/A | #N/A | #N/A | #N/A | #N/A | #N/A | #N/A | #N/A | #N/A | #N/A | #N/A | #N/A | #N/A | #N/A | #N/A | #N/A | #N/A | #N/A | #N/A | #N/A | #N/A | #N/A | #N/A | #N/A | #N/A | #N/A | #N/A | #N/A | #N/A | #N/A | #N/A
[7 empty] | 8 | 6 | 5220 | 12 | 2020-08-06 | Tuesday | 2 | No | #N/A | #N/A | #N/A | #N/A | #N/A | #N/A | #N/A | #N/A | #N/A | #N/A | #N/A | #N/A | #N/A | #N/A | #N/A | #N/A | #N/A | #N/A | #N/A | #N/A | #N/A | #N/A | #N/A | #N/A | #N/A | #N/A | #N/A | #N/A | #N/A | #N/A | #N/A | #N/A | #N/A | #N/A | #N/A | #N/A
[7 empty] | 8 | 6 | 5221 | 13 | 2020-08-06 | Tuesday | 2 | No | #N/A | #N/A | #N/A | #N/A | #N/A | #N/A | #N/A | #N/A | #N/A | #N/A | #N/A | #N/A | #N/A | #N/A | #N/A | #N/A | #N/A | #N/A | #N/A | #N/A | #N/A | #N/A | #N/A | #N/A | #N/A | #N/A | #N/A | #N/A | #N/A | #N/A | #N/A | #N/A | #N/A | #N/A | #N/A | #N/A
[7 empty] | 8 | 6 | 5222 | 14 | 2020-08-06 | Tuesday | 2 | No | #N/A | #N/A | #N/A | #N/A | #N/A | #N/A | #N/A | #N/A | #N/A | #N/A | #N/A | #N/A | #N/A | #N/A | #N/A | #N/A | #N/A | #N/A | #N/A | #N/A | #N/A | #N/A | #N/A | #N/A | #N/A | #N/A | #N/A | #N/A | #N/A | #N/A | #N/A | #N/A | #N/A | #N/A | #N/A | #N/A
[7 empty] | 8 | 6 | 5223 | 15 | 2020-08-06 | Tuesday | 2 | No | #N/A | #N/A | #N/A | #N/A | #N/A | #N/A | #N/A | #N/A | #N/A | #N/A | #N/A | #N/A | #N/A | #N/A | #N/A | #N/A | #N/A | #N/A | #N/A | #N/A | #N/A | #N/A | #N/A | #N/A | #N/A | #N/A | #N/A | #N/A | #N/A | #N/A | #N/A | #N/A | #N/A | #N/A | #N/A | #N/A
[7 empty] | 8 | 6 | 5224 | 16 | 2020-08-06 | Tuesday | 2 | No | #N/A | #N/A | #N/A | #N/A | #N/A | #N/A | #N/A | #N/A | #N/A | #N/A | #N/A | #N/A | #N/A | #N/A | #N/A | #N/A | #N/A | #N/A | #N/A | #N/A | #N/A | #N/A | #N/A | #N/A | #N/A | #N/A | #N/A | #N/A | #N/A | #N/A | #N/A | #N/A | #N/A | #N/A | #N/A | #N/A
[7 empty] | 8 | 6 | 5225 | 17 | 2020-08-06 | Tuesday | 2 | No | #N/A | #N/A | #N/A | #N/A | #N/A | #N/A | #N/A | #N/A | #N/A | #N/A | #N/A | #N/A | #N/A | #N/A | #N/A | #N/A | #N/A | #N/A | #N/A | #N/A | #N/A | #N/A | #N/A | #N/A | #N/A | #N/A | #N/A | #N/A | #N/A | #N/A | #N/A | #N/A | #N/A | #N/A | #N/A | #N/A
[7 empty] | 8 | 6 | 5226 | 18 | 2020-08-06 | Tuesday | 2 | No | #N/A | #N/A | #N/A | #N/A | #N/A | #N/A | #N/A | #N/A | #N/A | #N/A | #N/A | #N/A | #N/A | #N/A | #N/A | #N/A | #N/A | #N/A | #N/A | #N/A | #N/A | #N/A | #N/A | #N/A | #N/A | #N/A | #N/A | #N/A | #N/A | #N/A | #N/A | #N/A | #N/A | #N/A | #N/A | #N/A
[7 empty] | 8 | 6 | 5227 | 19 | 2020-08-06 | Tuesday | 2 | No | #N/A | #N/A | #N/A | #N/A | #N/A | #N/A | #N/A | #N/A | #N/A | #N/A | #N/A | #N/A | #N/A | #N/A | #N/A | #N/A | #N/A | #N/A | #N/A | #N/A | #N/A | #N/A | #N/A | #N/A | #N/A | #N/A | #N/A | #N/A | #N/A | #N/A | #N/A | #N/A | #N/A | #N/A | #N/A | #N/A
[7 empty] | 8 | 6 | 5228 | 20 | 2020-08-06 | Tuesday | 2 | No | #N/A | #N/A | #N/A | #N/A | #N/A | #N/A | #N/A | #N/A | #N/A | #N/A | #N/A | #N/A | #N/A | #N/A | #N/A | #N/A | #N/A | #N/A | #N/A | #N/A | #N/A | #N/A | #N/A | #N/A | #N/A | #N/A | #N/A | #N/A | #N/A | #N/A | #N/A | #N/A | #N/A | #N/A | #N/A | #N/A
[7 empty] | 8 | 6 | 5229 | 21 | 2020-08-06 | Tuesday | 2 | No | #N/A | #N/A | #N/A | #N/A | #N/A | #N/A | #N/A | #N/A | #N/A | #N/A | #N/A | #N/A | #N/A | #N/A | #N/A | #N/A | #N/A | #N/A | #N/A | #N/A | #N/A | #N/A | #N/A | #N/A | #N/A | #N/A | #N/A | #N/A | #N/A | #N/A | #N/A | #N/A | #N/A | #N/A | #N/A | #N/A
[7 empty] | 8 | 6 | 5230 | 22 | 2020-08-06 | Tuesday | 2 | No | #N/A | #N/A | #N/A | #N/A | #N/A | #N/A | #N/A | #N/A | #N/A | #N/A | #N/A | #N/A | #N/A | #N/A | #N/A | #N/A | #N/A | #N/A | #N/A | #N/A | #N/A | #N/A | #N/A | #N/A | #N/A | #N/A | #N/A | #N/A | #N/A | #N/A | #N/A | #N/A | #N/A | #N/A | #N/A | #N/A
[7 empty] | 8 | 6 | 5231 | 23 | 2020-08-06 | Tuesday | 2 | No | #N/A | #N/A | #N/A | #N/A | #N/A | #N/A | #N/A | #N/A | #N/A | #N/A | #N/A | #N/A | #N/A | #N/A | #N/A | #N/A | #N/A | #N/A | #N/A | #N/A | #N/A | #N/A | #N/A | #N/A | #N/A | #N/A | #N/A | #N/A | #N/A | #N/A | #N/A | #N/A | #N/A | #N/A | #N/A | #N/A
[7 empty] | 8 | 6 | 5232 | 24 | 2020-08-06 | Tuesday | 2 | No | #N/A | #N/A | #N/A | #N/A | #N/A | #N/A | #N/A | #N/A | #N/A | #N/A | #N/A | #N/A | #N/A | #N/A | #N/A | #N/A | #N/A | #N/A | #N/A | #N/A | #N/A | #N/A | #N/A | #N/A | #N/A | #N/A | #N/A | #N/A | #N/A | #N/A | #N/A | #N/A | #N/A | #N/A | #N/A | #N/A
[7 empty] | 8 | 7 | 5233 | 1 | 2020-08-07 | Wednesday | 3 | No | #N/A | #N/A | #N/A | #N/A | #N/A | #N/A | #N/A | #N/A | #N/A | #N/A | #N/A | #N/A | #N/A | #N/A | #N/A | #N/A | #N/A | #N/A | #N/A | #N/A | #N/A | #N/A | #N/A | #N/A | #N/A | #N/A | #N/A | #N/A | #N/A | #N/A | #N/A | #N/A | #N/A | #N/A | #N/A | #N/A
[7 empty] | 8 | 7 | 5234 | 2 | 2020-08-07 | Wednesday | 3 | No | #N/A | #N/A | #N/A | #N/A | #N/A | #N/A | #N/A | #N/A | #N/A | #N/A | #N/A | #N/A | #N/A | #N/A | #N/A | #N/A | #N/A | #N/A | #N/A | #N/A | #N/A | #N/A | #N/A | #N/A | #N/A | #N/A | #N/A | #N/A | #N/A | #N/A | #N/A | #N/A | #N/A | #N/A | #N/A | #N/A
[7 empty] | 8 | 7 | 5235 | 3 | 2020-08-07 | Wednesday | 3 | No | #N/A | #N/A | #N/A | #N/A | #N/A | #N/A | #N/A | #N/A | #N/A | #N/A | #N/A | #N/A | #N/A | #N/A | #N/A | #N/A | #N/A | #N/A | #N/A | #N/A | #N/A | #N/A | #N/A | #N/A | #N/A | #N/A | #N/A | #N/A | #N/A | #N/A | #N/A | #N/A | #N/A | #N/A | #N/A | #N/A
[7 empty] | 8 | 7 | 5236 | 4 | 2020-08-07 | Wednesday | 3 | No | #N/A | #N/A | #N/A | #N/A | #N/A | #N/A | #N/A | #N/A | #N/A | #N/A | #N/A | #N/A | #N/A | #N/A | #N/A | #N/A | #N/A | #N/A | #N/A | #N/A | #N/A | #N/A | #N/A | #N/A | #N/A | #N/A | #N/A | #N/A | #N/A | #N/A | #N/A | #N/A | #N/A | #N/A | #N/A | #N/A
[7 empty] | 8 | 7 | 5237 | 5 | 2020-08-07 | Wednesday | 3 | No | #N/A | #N/A | #N/A | #N/A | #N/A | #N/A | #N/A | #N/A | #N/A | #N/A | #N/A | #N/A | #N/A | #N/A | #N/A | #N/A | #N/A | #N/A | #N/A | #N/A | #N/A | #N/A | #N/A | #N/A | #N/A | #N/A | #N/A | #N/A | #N/A | #N/A | #N/A | #N/A | #N/A | #N/A | #N/A | #N/A
[7 empty] | 8 | 7 | 5238 | 6 | 2020-08-07 | Wednesday | 3 | No | #N/A | #N/A | #N/A | #N/A | #N/A | #N/A | #N/A | #N/A | #N/A | #N/A | #N/A | #N/A | #N/A | #N/A | #N/A | #N/A | #N/A | #N/A | #N/A | #N/A | #N/A | #N/A | #N/A | #N/A | #N/A | #N/A | #N/A | #N/A | #N/A | #N/A | #N/A | #N/A | #N/A | #N/A | #N/A | #N/A
[7 empty] | 8 | 7 | 5239 | 7 | 2020-08-07 | Wednesday | 3 | No | #N/A | #N/A | #N/A | #N/A | #N/A | #N/A | #N/A | #N/A | #N/A | #N/A | #N/A | #N/A | #N/A | #N/A | #N/A | #N/A | #N/A | #N/A | #N/A | #N/A | #N/A | #N/A | #N/A | #N/A | #N/A | #N/A | #N/A | #N/A | #N/A | #N/A | #N/A | #N/A | #N/A | #N/A | #N/A | #N/A
[7 empty] | 8 | 7 | 5240 | 8 | 2020-08-07 | Wednesday | 3 | No | #N/A | #N/A | #N/A | #N/A | #N/A | #N/A | #N/A | #N/A | #N/A | #N/A | #N/A | #N/A | #N/A | #N/A | #N/A | #N/A | #N/A | #N/A | #N/A | #N/A | #N/A | #N/A | #N/A | #N/A | #N/A | #N/A | #N/A | #N/A | #N/A | #N/A | #N/A | #N/A | #N/A | #N/A | #N/A | #N/A
[7 empty] | 8 | 7 | 5241 | 9 | 2020-08-07 | Wednesday | 3 | No | #N/A | #N/A | #N/A | #N/A | #N/A | #N/A | #N/A | #N/A | #N/A | #N/A | #N/A | #N/A | #N/A | #N/A | #N/A | #N/A | #N/A | #N/A | #N/A | #N/A | #N/A | #N/A | #N/A | #N/A | #N/A | #N/A | #N/A | #N/A | #N/A | #N/A | #N/A | #N/A | #N/A | #N/A | #N/A | #N/A
[7 empty] | 8 | 7 | 5242 | 10 | 2020-08-07 | Wednesday | 3 | No | #N/A | #N/A | #N/A | #N/A | #N/A | #N/A | #N/A | #N/A | #N/A | #N/A | #N/A | #N/A | #N/A | #N/A | #N/A | #N/A | #N/A | #N/A | #N/A | #N/A | #N/A | #N/A | #N/A | #N/A | #N/A | #N/A | #N/A | #N/A | #N/A | #N/A | #N/A | #N/A | #N/A | #N/A | #N/A | #N/A
[7 empty] | 8 | 7 | 5243 | 11 | 2020-08-07 | Wednesday | 3 | No | #N/A | #N/A | #N/A | #N/A | #N/A | #N/A | #N/A | #N/A | #N/A | #N/A | #N/A | #N/A | #N/A | #N/A | #N/A | #N/A | #N/A | #N/A | #N/A | #N/A | #N/A | #N/A | #N/A | #N/A | #N/A | #N/A | #N/A | #N/A | #N/A | #N/A | #N/A | #N/A | #N/A | #N/A | #N/A | #N/A
[7 empty] | 8 | 7 | 5244 | 12 | 2020-08-07 | Wednesday | 3 | No | #N/A | #N/A | #N/A | #N/A | #N/A | #N/A | #N/A | #N/A | #N/A | #N/A | #N/A | #N/A | #N/A | #N/A | #N/A | #N/A | #N/A | #N/A | #N/A | #N/A | #N/A | #N/A | #N/A | #N/A | #N/A | #N/A | #N/A | #N/A | #N/A | #N/A | #N/A | #N/A | #N/A | #N/A | #N/A | #N/A
[7 empty] | 8 | 7 | 5245 | 13 | 2020-08-07 | Wednesday | 3 | No | #N/A | #N/A | #N/A | #N/A | #N/A | #N/A | #N/A | #N/A | #N/A | #N/A | #N/A | #N/A | #N/A | #N/A | #N/A | #N/A | #N/A | #N/A | #N/A | #N/A | #N/A | #N/A | #N/A | #N/A | #N/A | #N/A | #N/A | #N/A | #N/A | #N/A | #N/A | #N/A | #N/A | #N/A | #N/A | #N/A
[7 empty] | 8 | 7 | 5246 | 14 | 2020-08-07 | Wednesday | 3 | No | #N/A | #N/A | #N/A | #N/A | #N/A | #N/A | #N/A | #N/A | #N/A | #N/A | #N/A | #N/A | #N/A | #N/A | #N/A | #N/A | #N/A | #N/A | #N/A | #N/A | #N/A | #N/A | #N/A | #N/A | #N/A | #N/A | #N/A | #N/A | #N/A | #N/A | #N/A | #N/A | #N/A | #N/A | #N/A | #N/A
[7 empty] | 8 | 7 | 5247 | 15 | 2020-08-07 | Wednesday | 3 | No | #N/A | #N/A | #N/A | #N/A | #N/A | #N/A | #N/A | #N/A | #N/A | #N/A | #N/A | #N/A | #N/A | #N/A | #N/A | #N/A | #N/A | #N/A | #N/A | #N/A | #N/A | #N/A | #N/A | #N/A | #N/A | #N/A | #N/A | #N/A | #N/A | #N/A | #N/A | #N/A | #N/A | #N/A | #N/A | #N/A
[7 empty] | 8 | 7 | 5248 | 16 | 2020-08-07 | Wednesday | 3 | No | #N/A | #N/A | #N/A | #N/A | #N/A | #N/A | #N/A | #N/A | #N/A | #N/A | #N/A | #N/A | #N/A | #N/A | #N/A | #N/A | #N/A | #N/A | #N/A | #N/A | #N/A | #N/A | #N/A | #N/A | #N/A | #N/A | #N/A | #N/A | #N/A | #N/A | #N/A | #N/A | #N/A | #N/A | #N/A | #N/A
[7 empty] | 8 | 7 | 5249 | 17 | 2020-08-07 | Wednesday | 3 | No | #N/A | #N/A | #N/A | #N/A | #N/A | #N/A | #N/A | #N/A | #N/A | #N/A | #N/A | #N/A | #N/A | #N/A | #N/A | #N/A | #N/A | #N/A | #N/A | #N/A | #N/A | #N/A | #N/A | #N/A | #N/A | #N/A | #N/A | #N/A | #N/A | #N/A | #N/A | #N/A | #N/A | #N/A | #N/A | #N/A
[7 empty] | 8 | 7 | 5250 | 18 | 2020-08-07 | Wednesday | 3 | No | #N/A | #N/A | #N/A | #N/A | #N/A | #N/A | #N/A | #N/A | #N/A | #N/A | #N/A | #N/A | #N/A | #N/A | #N/A | #N/A | #N/A | #N/A | #N/A | #N/A | #N/A | #N/A | #N/A | #N/A | #N/A | #N/A | #N/A | #N/A | #N/A | #N/A | #N/A | #N/A | #N/A | #N/A | #N/A | #N/A
[7 empty] | 8 | 7 | 5251 | 19 | 2020-08-07 | Wednesday | 3 | No | #N/A | #N/A | #N/A | #N/A | #N/A | #N/A | #N/A | #N/A | #N/A | #N/A | #N/A | #N/A | #N/A | #N/A | #N/A | #N/A | #N/A | #N/A | #N/A | #N/A | #N/A | #N/A | #N/A | #N/A | #N/A | #N/A | #N/A | #N/A | #N/A | #N/A | #N/A | #N/A | #N/A | #N/A | #N/A | #N/A
[7 empty] | 8 | 7 | 5252 | 20 | 2020-08-07 | Wednesday | 3 | No | #N/A | #N/A | #N/A | #N/A | #N/A | #N/A | #N/A | #N/A | #N/A | #N/A | #N/A | #N/A | #N/A | #N/A | #N/A | #N/A | #N/A | #N/A | #N/A | #N/A | #N/A | #N/A | #N/A | #N/A | #N/A | #N/A | #N/A | #N/A | #N/A | #N/A | #N/A | #N/A | #N/A | #N/A | #N/A | #N/A
[7 empty] | 8 | 7 | 5253 | 21 | 2020-08-07 | Wednesday | 3 | No | #N/A | #N/A | #N/A | #N/A | #N/A | #N/A | #N/A | #N/A | #N/A | #N/A | #N/A | #N/A | #N/A | #N/A | #N/A | #N/A | #N/A | #N/A | #N/A | #N/A | #N/A | #N/A | #N/A | #N/A | #N/A | #N/A | #N/A | #N/A | #N/A | #N/A | #N/A | #N/A | #N/A | #N/A | #N/A | #N/A
[7 empty] | 8 | 7 | 5254 | 22 | 2020-08-07 | Wednesday | 3 | No | #N/A | #N/A | #N/A | #N/A | #N/A | #N/A | #N/A | #N/A | #N/A | #N/A | #N/A | #N/A | #N/A | #N/A | #N/A | #N/A | #N/A | #N/A | #N/A | #N/A | #N/A | #N/A | #N/A | #N/A | #N/A | #N/A | #N/A | #N/A | #N/A | #N/A | #N/A | #N/A | #N/A | #N/A | #N/A | #N/A
[7 empty] | 8 | 7 | 5255 | 23 | 2020-08-07 | Wednesday | 3 | No | #N/A | #N/A | #N/A | #N/A | #N/A | #N/A | #N/A | #N/A | #N/A | #N/A | #N/A | #N/A | #N/A | #N/A | #N/A | #N/A | #N/A | #N/A | #N/A | #N/A | #N/A | #N/A | #N/A | #N/A | #N/A | #N/A | #N/A | #N/A | #N/A | #N/A | #N/A | #N/A | #N/A | #N/A | #N/A | #N/A
[7 empty] | 8 | 7 | 5256 | 24 | 2020-08-07 | Wednesday | 3 | No | #N/A | #N/A | #N/A | #N/A | #N/A | #N/A | #N/A | #N/A | #N/A | #N/A | #N/A | #N/A | #N/A | #N/A | #N/A | #N/A | #N/A | #N/A | #N/A | #N/A | #N/A | #N/A | #N/A | #N/A | #N/A | #N/A | #N/A | #N/A | #N/A | #N/A | #N/A | #N/A | #N/A | #N/A | #N/A | #N/A
[7 empty] | 8 | 8 | 5257 | 1 | 2020-08-08 | Thursday | 4 | No | #N/A | #N/A | #N/A | #N/A | #N/A | #N/A | #N/A | #N/A | #N/A | #N/A | #N/A | #N/A | #N/A | #N/A | #N/A | #N/A | #N/A | #N/A | #N/A | #N/A | #N/A | #N/A | #N/A | #N/A | #N/A | #N/A | #N/A | #N/A | #N/A | #N/A | #N/A | #N/A | #N/A | #N/A | #N/A | #N/A
[7 empty] | 8 | 8 | 5258 | 2 | 2020-08-08 | Thursday | 4 | No | #N/A | #N/A | #N/A | #N/A | #N/A | #N/A | #N/A | #N/A | #N/A | #N/A | #N/A | #N/A | #N/A | #N/A | #N/A | #N/A | #N/A | #N/A | #N/A | #N/A | #N/A | #N/A | #N/A | #N/A | #N/A | #N/A | #N/A | #N/A | #N/A | #N/A | #N/A | #N/A | #N/A | #N/A | #N/A | #N/A
[7 empty] | 8 | 8 | 5259 | 3 | 2020-08-08 | Thursday | 4 | No | #N/A | #N/A | #N/A | #N/A | #N/A | #N/A | #N/A | #N/A | #N/A | #N/A | #N/A | #N/A | #N/A | #N/A | #N/A | #N/A | #N/A | #N/A | #N/A | #N/A | #N/A | #N/A | #N/A | #N/A | #N/A | #N/A | #N/A | #N/A | #N/A | #N/A | #N/A | #N/A | #N/A | #N/A | #N/A | #N/A
[7 empty] | 8 | 8 | 5260 | 4 | 2020-08-08 | Thursday | 4 | No | #N/A | #N/A | #N/A | #N/A | #N/A | #N/A | #N/A | #N/A | #N/A | #N/A | #N/A | #N/A | #N/A | #N/A | #N/A | #N/A | #N/A | #N/A | #N/A | #N/A | #N/A | #N/A | #N/A | #N/A | #N/A | #N/A | #N/A | #N/A | #N/A | #N/A | #N/A | #N/A | #N/A | #N/A | #N/A | #N/A
[7 empty] | 8 | 8 | 5261 | 5 | 2020-08-08 | Thursday | 4 | No | #N/A | #N/A | #N/A | #N/A | #N/A | #N/A | #N/A | #N/A | #N/A | #N/A | #N/A | #N/A | #N/A | #N/A | #N/A | #N/A | #N/A | #N/A | #N/A | #N/A | #N/A | #N/A | #N/A | #N/A | #N/A | #N/A | #N/A | #N/A | #N/A | #N/A | #N/A | #N/A | #N/A | #N/A | #N/A | #N/A
[7 empty] | 8 | 8 | 5262 | 6 | 2020-08-08 | Thursday | 4 | No | #N/A | #N/A | #N/A | #N/A | #N/A | #N/A | #N/A | #N/A | #N/A | #N/A | #N/A | #N/A | #N/A | #N/A | #N/A | #N/A | #N/A | #N/A | #N/A | #N/A | #N/A | #N/A | #N/A | #N/A | #N/A | #N/A | #N/A | #N/A | #N/A | #N/A | #N/A | #N/A | #N/A | #N/A | #N/A | #N/A
[7 empty] | 8 | 8 | 5263 | 7 | 2020-08-08 | Thursday | 4 | No | #N/A | #N/A | #N/A | #N/A | #N/A | #N/A | #N/A | #N/A | #N/A | #N/A | #N/A | #N/A | #N/A | #N/A | #N/A | #N/A | #N/A | #N/A | #N/A | #N/A | #N/A | #N/A | #N/A | #N/A | #N/A | #N/A | #N/A | #N/A | #N/A | #N/A | #N/A | #N/A | #N/A | #N/A | #N/A | #N/A
[7 empty] | 8 | 8 | 5264 | 8 | 2020-08-08 | Thursday | 4 | No | #N/A | #N/A | #N/A | #N/A | #N/A | #N/A | #N/A | #N/A | #N/A | #N/A | #N/A | #N/A | #N/A | #N/A | #N/A | #N/A | #N/A | #N/A | #N/A | #N/A | #N/A | #N/A | #N/A | #N/A | #N/A | #N/A | #N/A | #N/A | #N/A | #N/A | #N/A | #N/A | #N/A | #N/A | #N/A | #N/A
[7 empty] | 8 | 8 | 5265 | 9 | 2020-08-08 | Thursday | 4 | No | #N/A | #N/A | #N/A | #N/A | #N/A | #N/A | #N/A | #N/A | #N/A | #N/A | #N/A | #N/A | #N/A | #N/A | #N/A | #N/A | #N/A | #N/A | #N/A | #N/A | #N/A | #N/A | #N/A | #N/A | #N/A | #N/A | #N/A | #N/A | #N/A | #N/A | #N/A | #N/A | #N/A | #N/A | #N/A | #N/A
[7 empty] | 8 | 8 | 5266 | 10 | 2020-08-08 | Thursday | 4 | No | #N/A | #N/A | #N/A | #N/A | #N/A | #N/A | #N/A | #N/A | #N/A | #N/A | #N/A | #N/A | #N/A | #N/A | #N/A | #N/A | #N/A | #N/A | #N/A | #N/A | #N/A | #N/A | #N/A | #N/A | #N/A | #N/A | #N/A | #N/A | #N/A | #N/A | #N/A | #N/A | #N/A | #N/A | #N/A | #N/A
[7 empty] | 8 | 8 | 5267 | 11 | 2020-08-08 | Thursday | 4 | No | #N/A | #N/A | #N/A | #N/A | #N/A | #N/A | #N/A | #N/A | #N/A | #N/A | #N/A | #N/A | #N/A | #N/A | #N/A | #N/A | #N/A | #N/A | #N/A | #N/A | #N/A | #N/A | #N/A | #N/A | #N/A | #N/A | #N/A | #N/A | #N/A | #N/A | #N/A | #N/A | #N/A | #N/A | #N/A | #N/A
[7 empty] | 8 | 8 | 5268 | 12 | 2020-08-08 | Thursday | 4 | No | #N/A | #N/A | #N/A | #N/A | #N/A | #N/A | #N/A | #N/A | #N/A | #N/A | #N/A | #N/A | #N/A | #N/A | #N/A | #N/A | #N/A | #N/A | #N/A | #N/A | #N/A | #N/A | #N/A | #N/A | #N/A | #N/A | #N/A | #N/A | #N/A | #N/A | #N/A | #N/A | #N/A | #N/A | #N/A | #N/A
[7 empty] | 8 | 8 | 5269 | 13 | 2020-08-08 | Thursday | 4 | No | #N/A | #N/A | #N/A | #N/A | #N/A | #N/A | #N/A | #N/A | #N/A | #N/A | #N/A | #N/A | #N/A | #N/A | #N/A | #N/A | #N/A | #N/A | #N/A | #N/A | #N/A | #N/A | #N/A | #N/A | #N/A | #N/A | #N/A | #N/A | #N/A | #N/A | #N/A | #N/A | #N/A | #N/A | #N/A | #N/A
[7 empty] | 8 | 8 | 5270 | 14 | 2020-08-08 | Thursday | 4 | No | #N/A | #N/A | #N/A | #N/A | #N/A | #N/A | #N/A | #N/A | #N/A | #N/A | #N/A | #N/A | #N/A | #N/A | #N/A | #N/A | #N/A | #N/A | #N/A | #N/A | #N/A | #N/A | #N/A | #N/A | #N/A | #N/A | #N/A | #N/A | #N/A | #N/A | #N/A | #N/A | #N/A | #N/A | #N/A | #N/A
[7 empty] | 8 | 8 | 5271 | 15 | 2020-08-08 | Thursday | 4 | No | #N/A | #N/A | #N/A | #N/A | #N/A | #N/A | #N/A | #N/A | #N/A | #N/A | #N/A | #N/A | #N/A | #N/A | #N/A | #N/A | #N/A | #N/A | #N/A | #N/A | #N/A | #N/A | #N/A | #N/A | #N/A | #N/A | #N/A | #N/A | #N/A | #N/A | #N/A | #N/A | #N/A | #N/A | #N/A | #N/A
[7 empty] | 8 | 8 | 5272 | 16 | 2020-08-08 | Thursday | 4 | No | #N/A | #N/A | #N/A | #N/A | #N/A | #N/A | #N/A | #N/A | #N/A | #N/A | #N/A | #N/A | #N/A | #N/A | #N/A | #N/A | #N/A | #N/A | #N/A | #N/A | #N/A | #N/A | #N/A | #N/A | #N/A | #N/A | #N/A | #N/A | #N/A | #N/A | #N/A | #N/A | #N/A | #N/A | #N/A | #N/A
[7 empty] | 8 | 8 | 5273 | 17 | 2020-08-08 | Thursday | 4 | No | #N/A | #N/A | #N/A | #N/A | #N/A | #N/A | #N/A | #N/A | #N/A | #N/A | #N/A | #N/A | #N/A | #N/A | #N/A | #N/A | #N/A | #N/A | #N/A | #N/A | #N/A | #N/A | #N/A | #N/A | #N/A | #N/A | #N/A | #N/A | #N/A | #N/A | #N/A | #N/A | #N/A | #N/A | #N/A | #N/A
[7 empty] | 8 | 8 | 5274 | 18 | 2020-08-08 | Thursday | 4 | No | #N/A | #N/A | #N/A | #N/A | #N/A | #N/A | #N/A | #N/A | #N/A | #N/A | #N/A | #N/A | #N/A | #N/A | #N/A | #N/A | #N/A | #N/A | #N/A | #N/A | #N/A | #N/A | #N/A | #N/A | #N/A | #N/A | #N/A | #N/A | #N/A | #N/A | #N/A | #N/A | #N/A | #N/A | #N/A | #N/A
[7 empty] | 8 | 8 | 5275 | 19 | 2020-08-08 | Thursday | 4 | No | #N/A | #N/A | #N/A | #N/A | #N/A | #N/A | #N/A | #N/A | #N/A | #N/A | #N/A | #N/A | #N/A | #N/A | #N/A | #N/A | #N/A | #N/A | #N/A | #N/A | #N/A | #N/A | #N/A | #N/A | #N/A | #N/A | #N/A | #N/A | #N/A | #N/A | #N/A | #N/A | #N/A | #N/A | #N/A | #N/A
[7 empty] | 8 | 8 | 5276 | 20 | 2020-08-08 | Thursday | 4 | No | #N/A | #N/A | #N/A | #N/A | #N/A | #N/A | #N/A | #N/A | #N/A | #N/A | #N/A | #N/A | #N/A | #N/A | #N/A | #N/A | #N/A | #N/A | #N/A | #N/A | #N/A | #N/A | #N/A | #N/A | #N/A | #N/A | #N/A | #N/A | #N/A | #N/A | #N/A | #N/A | #N/A | #N/A | #N/A | #N/A
[7 empty] | 8 | 8 | 5277 | 21 | 2020-08-08 | Thursday | 4 | No | #N/A | #N/A | #N/A | #N/A | #N/A | #N/A | #N/A | #N/A | #N/A | #N/A | #N/A | #N/A | #N/A | #N/A | #N/A | #N/A | #N/A | #N/A | #N/A | #N/A | #N/A | #N/A | #N/A | #N/A | #N/A | #N/A | #N/A | #N/A | #N/A | #N/A | #N/A | #N/A | #N/A | #N/A | #N/A | #N/A
[7 empty] | 8 | 8 | 5278 | 22 | 2020-08-08 | Thursday | 4 | No | #N/A | #N/A | #N/A | #N/A | #N/A | #N/A | #N/A | #N/A | #N/A | #N/A | #N/A | #N/A | #N/A | #N/A | #N/A | #N/A | #N/A | #N/A | #N/A | #N/A | #N/A | #N/A | #N/A | #N/A | #N/A | #N/A | #N/A | #N/A | #N/A | #N/A | #N/A | #N/A | #N/A | #N/A | #N/A | #N/A
[7 empty] | 8 | 8 | 5279 | 23 | 2020-08-08 | Thursday | 4 | No | #N/A | #N/A | #N/A | #N/A | #N/A | #N/A | #N/A | #N/A | #N/A | #N/A | #N/A | #N/A | #N/A | #N/A | #N/A | #N/A | #N/A | #N/A | #N/A | #N/A | #N/A | #N/A | #N/A | #N/A | #N/A | #N/A | #N/A | #N/A | #N/A | #N/A | #N/A | #N/A | #N/A | #N/A | #N/A | #N/A
[7 empty] | 8 | 8 | 5280 | 24 | 2020-08-08 | Thursday | 4 | No | #N/A | #N/A | #N/A | #N/A | #N/A | #N/A | #N/A | #N/A | #N/A | #N/A | #N/A | #N/A | #N/A | #N/A | #N/A | #N/A | #N/A | #N/A | #N/A | #N/A | #N/A | #N/A | #N/A | #N/A | #N/A | #N/A | #N/A | #N/A | #N/A | #N/A | #N/A | #N/A | #N/A | #N/A | #N/A | #N/A
[7 empty] | 8 | 9 | 5281 | 1 | 2020-08-09 | Friday | 5 | No | #N/A | #N/A | #N/A | #N/A | #N/A | #N/A | #N/A | #N/A | #N/A | #N/A | #N/A | #N/A | #N/A | #N/A | #N/A | #N/A | #N/A | #N/A | #N/A | #N/A | #N/A | #N/A | #N/A | #N/A | #N/A | #N/A | #N/A | #N/A | #N/A | #N/A | #N/A | #N/A | #N/A | #N/A | #N/A | #N/A
[7 empty] | 8 | 9 | 5282 | 2 | 2020-08-09 | Friday | 5 | No | #N/A | #N/A | #N/A | #N/A | #N/A | #N/A | #N/A | #N/A | #N/A | #N/A | #N/A | #N/A | #N/A | #N/A | #N/A | #N/A | #N/A | #N/A | #N/A | #N/A | #N/A | #N/A | #N/A | #N/A | #N/A | #N/A | #N/A | #N/A | #N/A | #N/A | #N/A | #N/A | #N/A | #N/A | #N/A | #N/A
[7 empty] | 8 | 9 | 5283 | 3 | 2020-08-09 | Friday | 5 | No | #N/A | #N/A | #N/A | #N/A | #N/A | #N/A | #N/A | #N/A | #N/A | #N/A | #N/A | #N/A | #N/A | #N/A | #N/A | #N/A | #N/A | #N/A | #N/A | #N/A | #N/A | #N/A | #N/A | #N/A | #N/A | #N/A | #N/A | #N/A | #N/A | #N/A | #N/A | #N/A | #N/A | #N/A | #N/A | #N/A
[7 empty] | 8 | 9 | 5284 | 4 | 2020-08-09 | Friday | 5 | No | #N/A | #N/A | #N/A | #N/A | #N/A | #N/A | #N/A | #N/A | #N/A | #N/A | #N/A | #N/A | #N/A | #N/A | #N/A | #N/A | #N/A | #N/A | #N/A | #N/A | #N/A | #N/A | #N/A | #N/A | #N/A | #N/A | #N/A | #N/A | #N/A | #N/A | #N/A | #N/A | #N/A | #N/A | #N/A | #N/A
[7 empty] | 8 | 9 | 5285 | 5 | 2020-08-09 | Friday | 5 | No | #N/A | #N/A | #N/A | #N/A | #N/A | #N/A | #N/A | #N/A | #N/A | #N/A | #N/A | #N/A | #N/A | #N/A | #N/A | #N/A | #N/A | #N/A | #N/A | #N/A | #N/A | #N/A | #N/A | #N/A | #N/A | #N/A | #N/A | #N/A | #N/A | #N/A | #N/A | #N/A | #N/A | #N/A | #N/A | #N/A
[7 empty] | 8 | 9 | 5286 | 6 | 2020-08-09 | Friday | 5 | No | #N/A | #N/A | #N/A | #N/A | #N/A | #N/A | #N/A | #N/A | #N/A | #N/A | #N/A | #N/A | #N/A | #N/A | #N/A | #N/A | #N/A | #N/A | #N/A | #N/A | #N/A | #N/A | #N/A | #N/A | #N/A | #N/A | #N/A | #N/A | #N/A | #N/A | #N/A | #N/A | #N/A | #N/A | #N/A | #N/A
[7 empty] | 8 | 9 | 5287 | 7 | 2020-08-09 | Friday | 5 | No | #N/A | #N/A | #N/A | #N/A | #N/A | #N/A | #N/A | #N/A | #N/A | #N/A | #N/A | #N/A | #N/A | #N/A | #N/A | #N/A | #N/A | #N/A | #N/A | #N/A | #N/A | #N/A | #N/A | #N/A | #N/A | #N/A | #N/A | #N/A | #N/A | #N/A | #N/A | #N/A | #N/A | #N/A | #N/A | #N/A
[7 empty] | 8 | 9 | 5288 | 8 | 2020-08-09 | Friday | 5 | No | #N/A | #N/A | #N/A | #N/A | #N/A | #N/A | #N/A | #N/A | #N/A | #N/A | #N/A | #N/A | #N/A | #N/A | #N/A | #N/A | #N/A | #N/A | #N/A | #N/A | #N/A | #N/A | #N/A | #N/A | #N/A | #N/A | #N/A | #N/A | #N/A | #N/A | #N/A | #N/A | #N/A | #N/A | #N/A | #N/A
[7 empty] | 8 | 9 | 5289 | 9 | 2020-08-09 | Friday | 5 | No | #N/A | #N/A | #N/A | #N/A | #N/A | #N/A | #N/A | #N/A | #N/A | #N/A | #N/A | #N/A | #N/A | #N/A | #N/A | #N/A | #N/A | #N/A | #N/A | #N/A | #N/A | #N/A | #N/A | #N/A | #N/A | #N/A | #N/A | #N/A | #N/A | #N/A | #N/A | #N/A | #N/A | #N/A | #N/A | #N/A
[7 empty] | 8 | 9 | 5290 | 10 | 2020-08-09 | Friday | 5 | No | #N/A | #N/A | #N/A | #N/A | #N/A | #N/A | #N/A | #N/A | #N/A | #N/A | #N/A | #N/A | #N/A | #N/A | #N/A | #N/A | #N/A | #N/A | #N/A | #N/A | #N/A | #N/A | #N/A | #N/A | #N/A | #N/A | #N/A | #N/A | #N/A | #N/A | #N/A | #N/A | #N/A | #N/A | #N/A | #N/A
[7 empty] | 8 | 9 | 5291 | 11 | 2020-08-09 | Friday | 5 | No | #N/A | #N/A | #N/A | #N/A | #N/A | #N/A | #N/A | #N/A | #N/A | #N/A | #N/A | #N/A | #N/A | #N/A | #N/A | #N/A | #N/A | #N/A | #N/A | #N/A | #N/A | #N/A | #N/A | #N/A | #N/A | #N/A | #N/A | #N/A | #N/A | #N/A | #N/A | #N/A | #N/A | #N/A | #N/A | #N/A
[7 empty] | 8 | 9 | 5292 | 12 | 2020-08-09 | Friday | 5 | No | #N/A | #N/A | #N/A | #N/A | #N/A | #N/A | #N/A | #N/A | #N/A | #N/A | #N/A | #N/A | #N/A | #N/A | #N/A | #N/A | #N/A | #N/A | #N/A | #N/A | #N/A | #N/A | #N/A | #N/A | #N/A | #N/A | #N/A | #N/A | #N/A | #N/A | #N/A | #N/A | #N/A | #N/A | #N/A | #N/A
[7 empty] | 8 | 9 | 5293 | 13 | 2020-08-09 | Friday | 5 | No | #N/A | #N/A | #N/A | #N/A | #N/A | #N/A | #N/A | #N/A | #N/A | #N/A | #N/A | #N/A | #N/A | #N/A | #N/A | #N/A | #N/A | #N/A | #N/A | #N/A | #N/A | #N/A | #N/A | #N/A | #N/A | #N/A | #N/A | #N/A | #N/A | #N/A | #N/A | #N/A | #N/A | #N/A | #N/A | #N/A
[7 empty] | 8 | 9 | 5294 | 14 | 2020-08-09 | Friday | 5 | No | #N/A | #N/A | #N/A | #N/A | #N/A | #N/A | #N/A | #N/A | #N/A | #N/A | #N/A | #N/A | #N/A | #N/A | #N/A | #N/A | #N/A | #N/A | #N/A | #N/A | #N/A | #N/A | #N/A | #N/A | #N/A | #N/A | #N/A | #N/A | #N/A | #N/A | #N/A | #N/A | #N/A | #N/A | #N/A | #N/A
[7 empty] | 8 | 9 | 5295 | 15 | 2020-08-09 | Friday | 5 | No | #N/A | #N/A | #N/A | #N/A | #N/A | #N/A | #N/A | #N/A | #N/A | #N/A | #N/A | #N/A | #N/A | #N/A | #N/A | #N/A | #N/A | #N/A | #N/A | #N/A | #N/A | #N/A | #N/A | #N/A | #N/A | #N/A | #N/A | #N/A | #N/A | #N/A | #N/A | #N/A | #N/A | #N/A | #N/A | #N/A
[7 empty] | 8 | 9 | 5296 | 16 | 2020-08-09 | Friday | 5 | No | #N/A | #N/A | #N/A | #N/A | #N/A | #N/A | #N/A | #N/A | #N/A | #N/A | #N/A | #N/A | #N/A | #N/A | #N/A | #N/A | #N/A | #N/A | #N/A | #N/A | #N/A | #N/A | #N/A | #N/A | #N/A | #N/A | #N/A | #N/A | #N/A | #N/A | #N/A | #N/A | #N/A | #N/A | #N/A | #N/A
[7 empty] | 8 | 9 | 5297 | 17 | 2020-08-09 | Friday | 5 | No | #N/A | #N/A | #N/A | #N/A | #N/A | #N/A | #N/A | #N/A | #N/A | #N/A | #N/A | #N/A | #N/A | #N/A | #N/A | #N/A | #N/A | #N/A | #N/A | #N/A | #N/A | #N/A | #N/A | #N/A | #N/A | #N/A | #N/A | #N/A | #N/A | #N/A | #N/A | #N/A | #N/A | #N/A | #N/A | #N/A
[7 empty] | 8 | 9 | 5298 | 18 | 2020-08-09 | Friday | 5 | No | #N/A | #N/A | #N/A | #N/A | #N/A | #N/A | #N/A | #N/A | #N/A | #N/A | #N/A | #N/A | #N/A | #N/A | #N/A | #N/A | #N/A | #N/A | #N/A | #N/A | #N/A | #N/A | #N/A | #N/A | #N/A | #N/A | #N/A | #N/A | #N/A | #N/A | #N/A | #N/A | #N/A | #N/A | #N/A | #N/A
[7 empty] | 8 | 9 | 5299 | 19 | 2020-08-09 | Friday | 5 | No | #N/A | #N/A | #N/A | #N/A | #N/A | #N/A | #N/A | #N/A | #N/A | #N/A | #N/A | #N/A | #N/A | #N/A | #N/A | #N/A | #N/A | #N/A | #N/A | #N/A | #N/A | #N/A | #N/A | #N/A | #N/A | #N/A | #N/A | #N/A | #N/A | #N/A | #N/A | #N/A | #N/A | #N/A | #N/A | #N/A
[7 empty] | 8 | 9 | 5300 | 20 | 2020-08-09 | Friday | 5 | No | #N/A | #N/A | #N/A | #N/A | #N/A | #N/A | #N/A | #N/A | #N/A | #N/A | #N/A | #N/A | #N/A | #N/A | #N/A | #N/A | #N/A | #N/A | #N/A | #N/A | #N/A | #N/A | #N/A | #N/A | #N/A | #N/A | #N/A | #N/A | #N/A | #N/A | #N/A | #N/A | #N/A | #N/A | #N/A | #N/A
[7 empty] | 8 | 9 | 5301 | 21 | 2020-08-09 | Friday | 5 | No | #N/A | #N/A | #N/A | #N/A | #N/A | #N/A | #N/A | #N/A | #N/A | #N/A | #N/A | #N/A | #N/A | #N/A | #N/A | #N/A | #N/A | #N/A | #N/A | #N/A | #N/A | #N/A | #N/A | #N/A | #N/A | #N/A | #N/A | #N/A | #N/A | #N/A | #N/A | #N/A | #N/A | #N/A | #N/A | #N/A
[7 empty] | 8 | 9 | 5302 | 22 | 2020-08-09 | Friday | 5 | No | #N/A | #N/A | #N/A | #N/A | #N/A | #N/A | #N/A | #N/A | #N/A | #N/A | #N/A | #N/A | #N/A | #N/A | #N/A | #N/A | #N/A | #N/A | #N/A | #N/A | #N/A | #N/A | #N/A | #N/A | #N/A | #N/A | #N/A | #N/A | #N/A | #N/A | #N/A | #N/A | #N/A | #N/A | #N/A | #N/A
[7 empty] | 8 | 9 | 5303 | 23 | 2020-08-09 | Friday | 5 | No | #N/A | #N/A | #N/A | #N/A | #N/A | #N/A | #N/A | #N/A | #N/A | #N/A | #N/A | #N/A | #N/A | #N/A | #N/A | #N/A | #N/A | #N/A | #N/A | #N/A | #N/A | #N/A | #N/A | #N/A | #N/A | #N/A | #N/A | #N/A | #N/A | #N/A | #N/A | #N/A | #N/A | #N/A | #N/A | #N/A
[7 empty] | 8 | 9 | 5304 | 24 | 2020-08-09 | Friday | 5 | No | #N/A | #N/A | #N/A | #N/A | #N/A | #N/A | #N/A | #N/A | #N/A | #N/A | #N/A | #N/A | #N/A | #N/A | #N/A | #N/A | #N/A | #N/A | #N/A | #N/A | #N/A | #N/A | #N/A | #N/A | #N/A | #N/A | #N/A | #N/A | #N/A | #N/A | #N/A | #N/A | #N/A | #N/A | #N/A | #N/A
[7 empty] | 8 | 10 | 5305 | 1 | 2020-08-10 | Saturday | 6 | No | #N/A | #N/A | #N/A | #N/A | #N/A | #N/A | #N/A | #N/A | #N/A | #N/A | #N/A | #N/A | #N/A | #N/A | #N/A | #N/A | #N/A | #N/A | #N/A | #N/A | #N/A | #N/A | #N/A | #N/A | #N/A | #N/A | #N/A | #N/A | #N/A | #N/A | #N/A | #N/A | #N/A | #N/A | #N/A | #N/A
[7 empty] | 8 | 10 | 5306 | 2 | 2020-08-10 | Saturday | 6 | No | #N/A | #N/A | #N/A | #N/A | #N/A | #N/A | #N/A | #N/A | #N/A | #N/A | #N/A | #N/A | #N/A | #N/A | #N/A | #N/A | #N/A | #N/A | #N/A | #N/A | #N/A | #N/A | #N/A | #N/A | #N/A | #N/A | #N/A | #N/A | #N/A | #N/A | #N/A | #N/A | #N/A | #N/A | #N/A | #N/A
[7 empty] | 8 | 10 | 5307 | 3 | 2020-08-10 | Saturday | 6 | No | #N/A | #N/A | #N/A | #N/A | #N/A | #N/A | #N/A | #N/A | #N/A | #N/A | #N/A | #N/A | #N/A | #N/A | #N/A | #N/A | #N/A | #N/A | #N/A | #N/A | #N/A | #N/A | #N/A | #N/A | #N/A | #N/A | #N/A | #N/A | #N/A | #N/A | #N/A | #N/A | #N/A | #N/A | #N/A | #N/A
[7 empty] | 8 | 10 | 5308 | 4 | 2020-08-10 | Saturday | 6 | No | #N/A | #N/A | #N/A | #N/A | #N/A | #N/A | #N/A | #N/A | #N/A | #N/A | #N/A | #N/A | #N/A | #N/A | #N/A | #N/A | #N/A | #N/A | #N/A | #N/A | #N/A | #N/A | #N/A | #N/A | #N/A | #N/A | #N/A | #N/A | #N/A | #N/A | #N/A | #N/A | #N/A | #N/A | #N/A | #N/A
[7 empty] | 8 | 10 | 5309 | 5 | 2020-08-10 | Saturday | 6 | No | #N/A | #N/A | #N/A | #N/A | #N/A | #N/A | #N/A | #N/A | #N/A | #N/A | #N/A | #N/A | #N/A | #N/A | #N/A | #N/A | #N/A | #N/A | #N/A | #N/A | #N/A | #N/A | #N/A | #N/A | #N/A | #N/A | #N/A | #N/A | #N/A | #N/A | #N/A | #N/A | #N/A | #N/A | #N/A | #N/A
[7 empty] | 8 | 10 | 5310 | 6 | 2020-08-10 | Saturday | 6 | No | #N/A | #N/A | #N/A | #N/A | #N/A | #N/A | #N/A | #N/A | #N/A | #N/A | #N/A | #N/A | #N/A | #N/A | #N/A | #N/A | #N/A | #N/A | #N/A | #N/A | #N/A | #N/A | #N/A | #N/A | #N/A | #N/A | #N/A | #N/A | #N/A | #N/A | #N/A | #N/A | #N/A | #N/A | #N/A | #N/A
[7 empty] | 8 | 10 | 5311 | 7 | 2020-08-10 | Saturday | 6 | No | #N/A | #N/A | #N/A | #N/A | #N/A | #N/A | #N/A | #N/A | #N/A | #N/A | #N/A | #N/A | #N/A | #N/A | #N/A | #N/A | #N/A | #N/A | #N/A | #N/A | #N/A | #N/A | #N/A | #N/A | #N/A | #N/A | #N/A | #N/A | #N/A | #N/A | #N/A | #N/A | #N/A | #N/A | #N/A | #N/A
[7 empty] | 8 | 10 | 5312 | 8 | 2020-08-10 | Saturday | 6 | No | #N/A | #N/A | #N/A | #N/A | #N/A | #N/A | #N/A | #N/A | #N/A | #N/A | #N/A | #N/A | #N/A | #N/A | #N/A | #N/A | #N/A | #N/A | #N/A | #N/A | #N/A | #N/A | #N/A | #N/A | #N/A | #N/A | #N/A | #N/A | #N/A | #N/A | #N/A | #N/A | #N/A | #N/A | #N/A | #N/A
[7 empty] | 8 | 10 | 5313 | 9 | 2020-08-10 | Saturday | 6 | No | #N/A | #N/A | #N/A | #N/A | #N/A | #N/A | #N/A | #N/A | #N/A | #N/A | #N/A | #N/A | #N/A | #N/A | #N/A | #N/A | #N/A | #N/A | #N/A | #N/A | #N/A | #N/A | #N/A | #N/A | #N/A | #N/A | #N/A | #N/A | #N/A | #N/A | #N/A | #N/A | #N/A | #N/A | #N/A | #N/A
[7 empty] | 8 | 10 | 5314 | 10 | 2020-08-10 | Saturday | 6 | No | #N/A | #N/A | #N/A | #N/A | #N/A | #N/A | #N/A | #N/A | #N/A | #N/A | #N/A | #N/A | #N/A | #N/A | #N/A | #N/A | #N/A | #N/A | #N/A | #N/A | #N/A | #N/A | #N/A | #N/A | #N/A | #N/A | #N/A | #N/A | #N/A | #N/A | #N/A | #N/A | #N/A | #N/A | #N/A | #N/A
[7 empty] | 8 | 10 | 5315 | 11 | 2020-08-10 | Saturday | 6 | No | #N/A | #N/A | #N/A | #N/A | #N/A | #N/A | #N/A | #N/A | #N/A | #N/A | #N/A | #N/A | #N/A | #N/A | #N/A | #N/A | #N/A | #N/A | #N/A | #N/A | #N/A | #N/A | #N/A | #N/A | #N/A | #N/A | #N/A | #N/A | #N/A | #N/A | #N/A | #N/A | #N/A | #N/A | #N/A | #N/A
[7 empty] | 8 | 10 | 5316 | 12 | 2020-08-10 | Saturday | 6 | No | #N/A | #N/A | #N/A | #N/A | #N/A | #N/A | #N/A | #N/A | #N/A | #N/A | #N/A | #N/A | #N/A | #N/A | #N/A | #N/A | #N/A | #N/A | #N/A | #N/A | #N/A | #N/A | #N/A | #N/A | #N/A | #N/A | #N/A | #N/A | #N/A | #N/A | #N/A | #N/A | #N/A | #N/A | #N/A | #N/A
[7 empty] | 8 | 10 | 5317 | 13 | 2020-08-10 | Saturday | 6 | No | #N/A | #N/A | #N/A | #N/A | #N/A | #N/A | #N/A | #N/A | #N/A | #N/A | #N/A | #N/A | #N/A | #N/A | #N/A | #N/A | #N/A | #N/A | #N/A | #N/A | #N/A | #N/A | #N/A | #N/A | #N/A | #N/A | #N/A | #N/A | #N/A | #N/A | #N/A | #N/A | #N/A | #N/A | #N/A | #N/A
[7 empty] | 8 | 10 | 5318 | 14 | 2020-08-10 | Saturday | 6 | No | #N/A | #N/A | #N/A | #N/A | #N/A | #N/A | #N/A | #N/A | #N/A | #N/A | #N/A | #N/A | #N/A | #N/A | #N/A | #N/A | #N/A | #N/A | #N/A | #N/A | #N/A | #N/A | #N/A | #N/A | #N/A | #N/A | #N/A | #N/A | #N/A | #N/A | #N/A | #N/A | #N/A | #N/A | #N/A | #N/A
[7 empty] | 8 | 10 | 5319 | 15 | 2020-08-10 | Saturday | 6 | No | #N/A | #N/A | #N/A | #N/A | #N/A | #N/A | #N/A | #N/A | #N/A | #N/A | #N/A | #N/A | #N/A | #N/A | #N/A | #N/A | #N/A | #N/A | #N/A | #N/A | #N/A | #N/A | #N/A | #N/A | #N/A | #N/A | #N/A | #N/A | #N/A | #N/A | #N/A | #N/A | #N/A | #N/A | #N/A | #N/A
[7 empty] | 8 | 10 | 5320 | 16 | 2020-08-10 | Saturday | 6 | No | #N/A | #N/A | #N/A | #N/A | #N/A | #N/A | #N/A | #N/A | #N/A | #N/A | #N/A | #N/A | #N/A | #N/A | #N/A | #N/A | #N/A | #N/A | #N/A | #N/A | #N/A | #N/A | #N/A | #N/A | #N/A | #N/A | #N/A | #N/A | #N/A | #N/A | #N/A | #N/A | #N/A | #N/A | #N/A | #N/A
[7 empty] | 8 | 10 | 5321 | 17 | 2020-08-10 | Saturday | 6 | No | #N/A | #N/A | #N/A | #N/A | #N/A | #N/A | #N/A | #N/A | #N/A | #N/A | #N/A | #N/A | #N/A | #N/A | #N/A | #N/A | #N/A | #N/A | #N/A | #N/A | #N/A | #N/A | #N/A | #N/A | #N/A | #N/A | #N/A | #N/A | #N/A | #N/A | #N/A | #N/A | #N/A | #N/A | #N/A | #N/A
[7 empty] | 8 | 10 | 5322 | 18 | 2020-08-10 | Saturday | 6 | No | #N/A | #N/A | #N/A | #N/A | #N/A | #N/A | #N/A | #N/A | #N/A | #N/A | #N/A | #N/A | #N/A | #N/A | #N/A | #N/A | #N/A | #N/A | #N/A | #N/A | #N/A | #N/A | #N/A | #N/A | #N/A | #N/A | #N/A | #N/A | #N/A | #N/A | #N/A | #N/A | #N/A | #N/A | #N/A | #N/A
[7 empty] | 8 | 10 | 5323 | 19 | 2020-08-10 | Saturday | 6 | No | #N/A | #N/A | #N/A | #N/A | #N/A | #N/A | #N/A | #N/A | #N/A | #N/A | #N/A | #N/A | #N/A | #N/A | #N/A | #N/A | #N/A | #N/A | #N/A | #N/A | #N/A | #N/A | #N/A | #N/A | #N/A | #N/A | #N/A | #N/A | #N/A | #N/A | #N/A | #N/A | #N/A | #N/A | #N/A | #N/A
[7 empty] | 8 | 10 | 5324 | 20 | 2020-08-10 | Saturday | 6 | No | #N/A | #N/A | #N/A | #N/A | #N/A | #N/A | #N/A | #N/A | #N/A | #N/A | #N/A | #N/A | #N/A | #N/A | #N/A | #N/A | #N/A | #N/A | #N/A | #N/A | #N/A | #N/A | #N/A | #N/A | #N/A | #N/A | #N/A | #N/A | #N/A | #N/A | #N/A | #N/A | #N/A | #N/A | #N/A | #N/A
[7 empty] | 8 | 10 | 5325 | 21 | 2020-08-10 | Saturday | 6 | No | #N/A | #N/A | #N/A | #N/A | #N/A | #N/A | #N/A | #N/A | #N/A | #N/A | #N/A | #N/A | #N/A | #N/A | #N/A | #N/A | #N/A | #N/A | #N/A | #N/A | #N/A | #N/A | #N/A | #N/A | #N/A | #N/A | #N/A | #N/A | #N/A | #N/A | #N/A | #N/A | #N/A | #N/A | #N/A | #N/A
[7 empty] | 8 | 10 | 5326 | 22 | 2020-08-10 | Saturday | 6 | No | #N/A | #N/A | #N/A | #N/A | #N/A | #N/A | #N/A | #N/A | #N/A | #N/A | #N/A | #N/A | #N/A | #N/A | #N/A | #N/A | #N/A | #N/A | #N/A | #N/A | #N/A | #N/A | #N/A | #N/A | #N/A | #N/A | #N/A | #N/A | #N/A | #N/A | #N/A | #N/A | #N/A | #N/A | #N/A | #N/A
[7 empty] | 8 | 10 | 5327 | 23 | 2020-08-10 | Saturday | 6 | No | #N/A | #N/A | #N/A | #N/A | #N/A | #N/A | #N/A | #N/A | #N/A | #N/A | #N/A | #N/A | #N/A | #N/A | #N/A | #N/A | #N/A | #N/A | #N/A | #N/A | #N/A | #N/A | #N/A | #N/A | #N/A | #N/A | #N/A | #N/A | #N/A | #N/A | #N/A | #N/A | #N/A | #N/A | #N/A | #N/A
[7 empty] | 8 | 10 | 5328 | 24 | 2020-08-10 | Saturday | 6 | No | #N/A | #N/A | #N/A | #N/A | #N/A | #N/A | #N/A | #N/A | #N/A | #N/A | #N/A | #N/A | #N/A | #N/A | #N/A | #N/A | #N/A | #N/A | #N/A | #N/A | #N/A | #N/A | #N/A | #N/A | #N/A | #N/A | #N/A | #N/A | #N/A | #N/A | #N/A | #N/A | #N/A | #N/A | #N/A | #N/A
[7 empty] | 8 | 11 | 5329 | 1 | 2020-08-11 | Sunday | 7 | No | #N/A | #N/A | #N/A | #N/A | #N/A | #N/A | #N/A | #N/A | #N/A | #N/A | #N/A | #N/A | #N/A | #N/A | #N/A | #N/A | #N/A | #N/A | #N/A | #N/A | #N/A | #N/A | #N/A | #N/A | #N/A | #N/A | #N/A | #N/A | #N/A | #N/A | #N/A | #N/A | #N/A | #N/A | #N/A | #N/A
[7 empty] | 8 | 11 | 5330 | 2 | 2020-08-11 | Sunday | 7 | No | #N/A | #N/A | #N/A | #N/A | #N/A | #N/A | #N/A | #N/A | #N/A | #N/A | #N/A | #N/A | #N/A | #N/A | #N/A | #N/A | #N/A | #N/A | #N/A | #N/A | #N/A | #N/A | #N/A | #N/A | #N/A | #N/A | #N/A | #N/A | #N/A | #N/A | #N/A | #N/A | #N/A | #N/A | #N/A | #N/A
[7 empty] | 8 | 11 | 5331 | 3 | 2020-08-11 | Sunday | 7 | No | #N/A | #N/A | #N/A | #N/A | #N/A | #N/A | #N/A | #N/A | #N/A | #N/A | #N/A | #N/A | #N/A | #N/A | #N/A | #N/A | #N/A | #N/A | #N/A | #N/A | #N/A | #N/A | #N/A | #N/A | #N/A | #N/A | #N/A | #N/A | #N/A | #N/A | #N/A | #N/A | #N/A | #N/A | #N/A | #N/A
[7 empty] | 8 | 11 | 5332 | 4 | 2020-08-11 | Sunday | 7 | No | #N/A | #N/A | #N/A | #N/A | #N/A | #N/A | #N/A | #N/A | #N/A | #N/A | #N/A | #N/A | #N/A | #N/A | #N/A | #N/A | #N/A | #N/A | #N/A | #N/A | #N/A | #N/A | #N/A | #N/A | #N/A | #N/A | #N/A | #N/A | #N/A | #N/A | #N/A | #N/A | #N/A | #N/A | #N/A | #N/A
[7 empty] | 8 | 11 | 5333 | 5 | 2020-08-11 | Sunday | 7 | No | #N/A | #N/A | #N/A | #N/A | #N/A | #N/A | #N/A | #N/A | #N/A | #N/A | #N/A | #N/A | #N/A | #N/A | #N/A | #N/A | #N/A | #N/A | #N/A | #N/A | #N/A | #N/A | #N/A | #N/A | #N/A | #N/A | #N/A | #N/A | #N/A | #N/A | #N/A | #N/A | #N/A | #N/A | #N/A | #N/A
[7 empty] | 8 | 11 | 5334 | 6 | 2020-08-11 | Sunday | 7 | No | #N/A | #N/A | #N/A | #N/A | #N/A | #N/A | #N/A | #N/A | #N/A | #N/A | #N/A | #N/A | #N/A | #N/A | #N/A | #N/A | #N/A | #N/A | #N/A | #N/A | #N/A | #N/A | #N/A | #N/A | #N/A | #N/A | #N/A | #N/A | #N/A | #N/A | #N/A | #N/A | #N/A | #N/A | #N/A | #N/A
[7 empty] | 8 | 11 | 5335 | 7 | 2020-08-11 | Sunday | 7 | No | #N/A | #N/A | #N/A | #N/A | #N/A | #N/A | #N/A | #N/A | #N/A | #N/A | #N/A | #N/A | #N/A | #N/A | #N/A | #N/A | #N/A | #N/A | #N/A | #N/A | #N/A | #N/A | #N/A | #N/A | #N/A | #N/A | #N/A | #N/A | #N/A | #N/A | #N/A | #N/A | #N/A | #N/A | #N/A | #N/A
[7 empty] | 8 | 11 | 5336 | 8 | 2020-08-11 | Sunday | 7 | No | #N/A | #N/A | #N/A | #N/A | #N/A | #N/A | #N/A | #N/A | #N/A | #N/A | #N/A | #N/A | #N/A | #N/A | #N/A | #N/A | #N/A | #N/A | #N/A | #N/A | #N/A | #N/A | #N/A | #N/A | #N/A | #N/A | #N/A | #N/A | #N/A | #N/A | #N/A | #N/A | #N/A | #N/A | #N/A | #N/A
[7 empty] | 8 | 11 | 5337 | 9 | 2020-08-11 | Sunday | 7 | No | #N/A | #N/A | #N/A | #N/A | #N/A | #N/A | #N/A | #N/A | #N/A | #N/A | #N/A | #N/A | #N/A | #N/A | #N/A | #N/A | #N/A | #N/A | #N/A | #N/A | #N/A | #N/A | #N/A | #N/A | #N/A | #N/A | #N/A | #N/A | #N/A | #N/A | #N/A | #N/A | #N/A | #N/A | #N/A | #N/A
[7 empty] | 8 | 11 | 5338 | 10 | 2020-08-11 | Sunday | 7 | No | #N/A | #N/A | #N/A | #N/A | #N/A | #N/A | #N/A | #N/A | #N/A | #N/A | #N/A | #N/A | #N/A | #N/A | #N/A | #N/A | #N/A | #N/A | #N/A | #N/A | #N/A | #N/A | #N/A | #N/A | #N/A | #N/A | #N/A | #N/A | #N/A | #N/A | #N/A | #N/A | #N/A | #N/A | #N/A | #N/A
[7 empty] | 8 | 11 | 5339 | 11 | 2020-08-11 | Sunday | 7 | No | #N/A | #N/A | #N/A | #N/A | #N/A | #N/A | #N/A | #N/A | #N/A | #N/A | #N/A | #N/A | #N/A | #N/A | #N/A | #N/A | #N/A | #N/A | #N/A | #N/A | #N/A | #N/A | #N/A | #N/A | #N/A | #N/A | #N/A | #N/A | #N/A | #N/A | #N/A | #N/A | #N/A | #N/A | #N/A | #N/A
[7 empty] | 8 | 11 | 5340 | 12 | 2020-08-11 | Sunday | 7 | No | #N/A | #N/A | #N/A | #N/A | #N/A | #N/A | #N/A | #N/A | #N/A | #N/A | #N/A | #N/A | #N/A | #N/A | #N/A | #N/A | #N/A | #N/A | #N/A | #N/A | #N/A | #N/A | #N/A | #N/A | #N/A | #N/A | #N/A | #N/A | #N/A | #N/A | #N/A | #N/A | #N/A | #N/A | #N/A | #N/A
[7 empty] | 8 | 11 | 5341 | 13 | 2020-08-11 | Sunday | 7 | No | #N/A | #N/A | #N/A | #N/A | #N/A | #N/A | #N/A | #N/A | #N/A | #N/A | #N/A | #N/A | #N/A | #N/A | #N/A | #N/A | #N/A | #N/A | #N/A | #N/A | #N/A | #N/A | #N/A | #N/A | #N/A | #N/A | #N/A | #N/A | #N/A | #N/A | #N/A | #N/A | #N/A | #N/A | #N/A | #N/A
[7 empty] | 8 | 11 | 5342 | 14 | 2020-08-11 | Sunday | 7 | No | #N/A | #N/A | #N/A | #N/A | #N/A | #N/A | #N/A | #N/A | #N/A | #N/A | #N/A | #N/A | #N/A | #N/A | #N/A | #N/A | #N/A | #N/A | #N/A | #N/A | #N/A | #N/A | #N/A | #N/A | #N/A | #N/A | #N/A | #N/A | #N/A | #N/A | #N/A | #N/A | #N/A | #N/A | #N/A | #N/A
[7 empty] | 8 | 11 | 5343 | 15 | 2020-08-11 | Sunday | 7 | No | #N/A | #N/A | #N/A | #N/A | #N/A | #N/A | #N/A | #N/A | #N/A | #N/A | #N/A | #N/A | #N/A | #N/A | #N/A | #N/A | #N/A | #N/A | #N/A | #N/A | #N/A | #N/A | #N/A | #N/A | #N/A | #N/A | #N/A | #N/A | #N/A | #N/A | #N/A | #N/A | #N/A | #N/A | #N/A | #N/A
[7 empty] | 8 | 11 | 5344 | 16 | 2020-08-11 | Sunday | 7 | No | #N/A | #N/A | #N/A | #N/A | #N/A | #N/A | #N/A | #N/A | #N/A | #N/A | #N/A | #N/A | #N/A | #N/A | #N/A | #N/A | #N/A | #N/A | #N/A | #N/A | #N/A | #N/A | #N/A | #N/A | #N/A | #N/A | #N/A | #N/A | #N/A | #N/A | #N/A | #N/A | #N/A | #N/A | #N/A | #N/A
[7 empty] | 8 | 11 | 5345 | 17 | 2020-08-11 | Sunday | 7 | No | #N/A | #N/A | #N/A | #N/A | #N/A | #N/A | #N/A | #N/A | #N/A | #N/A | #N/A | #N/A | #N/A | #N/A | #N/A | #N/A | #N/A | #N/A | #N/A | #N/A | #N/A | #N/A | #N/A | #N/A | #N/A | #N/A | #N/A | #N/A | #N/A | #N/A | #N/A | #N/A | #N/A | #N/A | #N/A | #N/A
[7 empty] | 8 | 11 | 5346 | 18 | 2020-08-11 | Sunday | 7 | No | #N/A | #N/A | #N/A | #N/A | #N/A | #N/A | #N/A | #N/A | #N/A | #N/A | #N/A | #N/A | #N/A | #N/A | #N/A | #N/A | #N/A | #N/A | #N/A | #N/A | #N/A | #N/A | #N/A | #N/A | #N/A | #N/A | #N/A | #N/A | #N/A | #N/A | #N/A | #N/A | #N/A | #N/A | #N/A | #N/A
[7 empty] | 8 | 11 | 5347 | 19 | 2020-08-11 | Sunday | 7 | No | #N/A | #N/A | #N/A | #N/A | #N/A | #N/A | #N/A | #N/A | #N/A | #N/A | #N/A | #N/A | #N/A | #N/A | #N/A | #N/A | #N/A | #N/A | #N/A | #N/A | #N/A | #N/A | #N/A | #N/A | #N/A | #N/A | #N/A | #N/A | #N/A | #N/A | #N/A | #N/A | #N/A | #N/A | #N/A | #N/A
[7 empty] | 8 | 11 | 5348 | 20 | 2020-08-11 | Sunday | 7 | No | #N/A | #N/A | #N/A | #N/A | #N/A | #N/A | #N/A | #N/A | #N/A | #N/A | #N/A | #N/A | #N/A | #N/A | #N/A | #N/A | #N/A | #N/A | #N/A | #N/A | #N/A | #N/A | #N/A | #N/A | #N/A | #N/A | #N/A | #N/A | #N/A | #N/A | #N/A | #N/A | #N/A | #N/A | #N/A | #N/A
[7 empty] | 8 | 11 | 5349 | 21 | 2020-08-11 | Sunday | 7 | No | #N/A | #N/A | #N/A | #N/A | #N/A | #N/A | #N/A | #N/A | #N/A | #N/A | #N/A | #N/A | #N/A | #N/A | #N/A | #N/A | #N/A | #N/A | #N/A | #N/A | #N/A | #N/A | #N/A | #N/A | #N/A | #N/A | #N/A | #N/A | #N/A | #N/A | #N/A | #N/A | #N/A | #N/A | #N/A | #N/A
[7 empty] | 8 | 11 | 5350 | 22 | 2020-08-11 | Sunday | 7 | No | #N/A | #N/A | #N/A | #N/A | #N/A | #N/A | #N/A | #N/A | #N/A | #N/A | #N/A | #N/A | #N/A | #N/A | #N/A | #N/A | #N/A | #N/A | #N/A | #N/A | #N/A | #N/A | #N/A | #N/A | #N/A | #N/A | #N/A | #N/A | #N/A | #N/A | #N/A | #N/A | #N/A | #N/A | #N/A | #N/A
[7 empty] | 8 | 11 | 5351 | 23 | 2020-08-11 | Sunday | 7 | No | #N/A | #N/A | #N/A | #N/A | #N/A | #N/A | #N/A | #N/A | #N/A | #N/A | #N/A | #N/A | #N/A | #N/A | #N/A | #N/A | #N/A | #N/A | #N/A | #N/A | #N/A | #N/A | #N/A | #N/A | #N/A | #N/A | #N/A | #N/A | #N/A | #N/A | #N/A | #N/A | #N/A | #N/A | #N/A | #N/A
[7 empty] | 8 | 11 | 5352 | 24 | 2020-08-11 | Sunday | 7 | No | #N/A | #N/A | #N/A | #N/A | #N/A | #N/A | #N/A | #N/A | #N/A | #N/A | #N/A | #N/A | #N/A | #N/A | #N/A | #N/A | #N/A | #N/A | #N/A | #N/A | #N/A | #N/A | #N/A | #N/A | #N/A | #N/A | #N/A | #N/A | #N/A | #N/A | #N/A | #N/A | #N/A | #N/A | #N/A | #N/A
[7 empty] | 8 | 12 | 5353 | 1 | 2020-08-12 | Monday | 1 | No | #N/A | #N/A | #N/A | #N/A | #N/A | #N/A | #N/A | #N/A | #N/A | #N/A | #N/A | #N/A | #N/A | #N/A | #N/A | #N/A | #N/A | #N/A | #N/A | #N/A | #N/A | #N/A | #N/A | #N/A | #N/A | #N/A | #N/A | #N/A | #N/A | #N/A | #N/A | #N/A | #N/A | #N/A | #N/A | #N/A
[7 empty] | 8 | 12 | 5354 | 2 | 2020-08-12 | Monday | 1 | No | #N/A | #N/A | #N/A | #N/A | #N/A | #N/A | #N/A | #N/A | #N/A | #N/A | #N/A | #N/A | #N/A | #N/A | #N/A | #N/A | #N/A | #N/A | #N/A | #N/A | #N/A | #N/A | #N/A | #N/A | #N/A | #N/A | #N/A | #N/A | #N/A | #N/A | #N/A | #N/A | #N/A | #N/A | #N/A | #N/A
[7 empty] | 8 | 12 | 5355 | 3 | 2020-08-12 | Monday | 1 | No | #N/A | #N/A | #N/A | #N/A | #N/A | #N/A | #N/A | #N/A | #N/A | #N/A | #N/A | #N/A | #N/A | #N/A | #N/A | #N/A | #N/A | #N/A | #N/A | #N/A | #N/A | #N/A | #N/A | #N/A | #N/A | #N/A | #N/A | #N/A | #N/A | #N/A | #N/A | #N/A | #N/A | #N/A | #N/A | #N/A
[7 empty] | 8 | 12 | 5356 | 4 | 2020-08-12 | Monday | 1 | No | #N/A | #N/A | #N/A | #N/A | #N/A | #N/A | #N/A | #N/A | #N/A | #N/A | #N/A | #N/A | #N/A | #N/A | #N/A | #N/A | #N/A | #N/A | #N/A | #N/A | #N/A | #N/A | #N/A | #N/A | #N/A | #N/A | #N/A | #N/A | #N/A | #N/A | #N/A | #N/A | #N/A | #N/A | #N/A | #N/A
[7 empty] | 8 | 12 | 5357 | 5 | 2020-08-12 | Monday | 1 | No | #N/A | #N/A | #N/A | #N/A | #N/A | #N/A | #N/A | #N/A | #N/A | #N/A | #N/A | #N/A | #N/A | #N/A | #N/A | #N/A | #N/A | #N/A | #N/A | #N/A | #N/A | #N/A | #N/A | #N/A | #N/A | #N/A | #N/A | #N/A | #N/A | #N/A | #N/A | #N/A | #N/A | #N/A | #N/A | #N/A
[7 empty] | 8 | 12 | 5358 | 6 | 2020-08-12 | Monday | 1 | No | #N/A | #N/A | #N/A | #N/A | #N/A | #N/A | #N/A | #N/A | #N/A | #N/A | #N/A | #N/A | #N/A | #N/A | #N/A | #N/A | #N/A | #N/A | #N/A | #N/A | #N/A | #N/A | #N/A | #N/A | #N/A | #N/A | #N/A | #N/A | #N/A | #N/A | #N/A | #N/A | #N/A | #N/A | #N/A | #N/A
[7 empty] | 8 | 12 | 5359 | 7 | 2020-08-12 | Monday | 1 | No | #N/A | #N/A | #N/A | #N/A | #N/A | #N/A | #N/A | #N/A | #N/A | #N/A | #N/A | #N/A | #N/A | #N/A | #N/A | #N/A | #N/A | #N/A | #N/A | #N/A | #N/A | #N/A | #N/A | #N/A | #N/A | #N/A | #N/A | #N/A | #N/A | #N/A | #N/A | #N/A | #N/A | #N/A | #N/A | #N/A
[7 empty] | 8 | 12 | 5360 | 8 | 2020-08-12 | Monday | 1 | No | #N/A | #N/A | #N/A | #N/A | #N/A | #N/A | #N/A | #N/A | #N/A | #N/A | #N/A | #N/A | #N/A | #N/A | #N/A | #N/A | #N/A | #N/A | #N/A | #N/A | #N/A | #N/A | #N/A | #N/A | #N/A | #N/A | #N/A | #N/A | #N/A | #N/A | #N/A | #N/A | #N/A | #N/A | #N/A | #N/A
[7 empty] | 8 | 12 | 5361 | 9 | 2020-08-12 | Monday | 1 | No | #N/A | #N/A | #N/A | #N/A | #N/A | #N/A | #N/A | #N/A | #N/A | #N/A | #N/A | #N/A | #N/A | #N/A | #N/A | #N/A | #N/A | #N/A | #N/A | #N/A | #N/A | #N/A | #N/A | #N/A | #N/A | #N/A | #N/A | #N/A | #N/A | #N/A | #N/A | #N/A | #N/A | #N/A | #N/A | #N/A
[7 empty] | 8 | 12 | 5362 | 10 | 2020-08-12 | Monday | 1 | No | #N/A | #N/A | #N/A | #N/A | #N/A | #N/A | #N/A | #N/A | #N/A | #N/A | #N/A | #N/A | #N/A | #N/A | #N/A | #N/A | #N/A | #N/A | #N/A | #N/A | #N/A | #N/A | #N/A | #N/A | #N/A | #N/A | #N/A | #N/A | #N/A | #N/A | #N/A | #N/A | #N/A | #N/A | #N/A | #N/A
[7 empty] | 8 | 12 | 5363 | 11 | 2020-08-12 | Monday | 1 | No | #N/A | #N/A | #N/A | #N/A | #N/A | #N/A | #N/A | #N/A | #N/A | #N/A | #N/A | #N/A | #N/A | #N/A | #N/A | #N/A | #N/A | #N/A | #N/A | #N/A | #N/A | #N/A | #N/A | #N/A | #N/A | #N/A | #N/A | #N/A | #N/A | #N/A | #N/A | #N/A | #N/A | #N/A | #N/A | #N/A
[7 empty] | 8 | 12 | 5364 | 12 | 2020-08-12 | Monday | 1 | No | #N/A | #N/A | #N/A | #N/A | #N/A | #N/A | #N/A | #N/A | #N/A | #N/A | #N/A | #N/A | #N/A | #N/A | #N/A | #N/A | #N/A | #N/A | #N/A | #N/A | #N/A | #N/A | #N/A | #N/A | #N/A | #N/A | #N/A | #N/A | #N/A | #N/A | #N/A | #N/A | #N/A | #N/A | #N/A | #N/A
[7 empty] | 8 | 12 | 5365 | 13 | 2020-08-12 | Monday | 1 | No | #N/A | #N/A | #N/A | #N/A | #N/A | #N/A | #N/A | #N/A | #N/A | #N/A | #N/A | #N/A | #N/A | #N/A | #N/A | #N/A | #N/A | #N/A | #N/A | #N/A | #N/A | #N/A | #N/A | #N/A | #N/A | #N/A | #N/A | #N/A | #N/A | #N/A | #N/A | #N/A | #N/A | #N/A | #N/A | #N/A
[7 empty] | 8 | 12 | 5366 | 14 | 2020-08-12 | Monday | 1 | No | #N/A | #N/A | #N/A | #N/A | #N/A | #N/A | #N/A | #N/A | #N/A | #N/A | #N/A | #N/A | #N/A | #N/A | #N/A | #N/A | #N/A | #N/A | #N/A | #N/A | #N/A | #N/A | #N/A | #N/A | #N/A | #N/A | #N/A | #N/A | #N/A | #N/A | #N/A | #N/A | #N/A | #N/A | #N/A | #N/A
[7 empty] | 8 | 12 | 5367 | 15 | 2020-08-12 | Monday | 1 | No | #N/A | #N/A | #N/A | #N/A | #N/A | #N/A | #N/A | #N/A | #N/A | #N/A | #N/A | #N/A | #N/A | #N/A | #N/A | #N/A | #N/A | #N/A | #N/A | #N/A | #N/A | #N/A | #N/A | #N/A | #N/A | #N/A | #N/A | #N/A | #N/A | #N/A | #N/A | #N/A | #N/A | #N/A | #N/A | #N/A
[7 empty] | 8 | 12 | 5368 | 16 | 2020-08-12 | Monday | 1 | No | #N/A | #N/A | #N/A | #N/A | #N/A | #N/A | #N/A | #N/A | #N/A | #N/A | #N/A | #N/A | #N/A | #N/A | #N/A | #N/A | #N/A | #N/A | #N/A | #N/A | #N/A | #N/A | #N/A | #N/A | #N/A | #N/A | #N/A | #N/A | #N/A | #N/A | #N/A | #N/A | #N/A | #N/A | #N/A | #N/A
[7 empty] | 8 | 12 | 5369 | 17 | 2020-08-12 | Monday | 1 | No | #N/A | #N/A | #N/A | #N/A | #N/A | #N/A | #N/A | #N/A | #N/A | #N/A | #N/A | #N/A | #N/A | #N/A | #N/A | #N/A | #N/A | #N/A | #N/A | #N/A | #N/A | #N/A | #N/A | #N/A | #N/A | #N/A | #N/A | #N/A | #N/A | #N/A | #N/A | #N/A | #N/A | #N/A | #N/A | #N/A
[7 empty] | 8 | 12 | 5370 | 18 | 2020-08-12 | Monday | 1 | No | #N/A | #N/A | #N/A | #N/A | #N/A | #N/A | #N/A | #N/A | #N/A | #N/A | #N/A | #N/A | #N/A | #N/A | #N/A | #N/A | #N/A | #N/A | #N/A | #N/A | #N/A | #N/A | #N/A | #N/A | #N/A | #N/A | #N/A | #N/A | #N/A | #N/A | #N/A | #N/A | #N/A | #N/A | #N/A | #N/A
[7 empty] | 8 | 12 | 5371 | 19 | 2020-08-12 | Monday | 1 | No | #N/A | #N/A | #N/A | #N/A | #N/A | #N/A | #N/A | #N/A | #N/A | #N/A | #N/A | #N/A | #N/A | #N/A | #N/A | #N/A | #N/A | #N/A | #N/A | #N/A | #N/A | #N/A | #N/A | #N/A | #N/A | #N/A | #N/A | #N/A | #N/A | #N/A | #N/A | #N/A | #N/A | #N/A | #N/A | #N/A
[7 empty] | 8 | 12 | 5372 | 20 | 2020-08-12 | Monday | 1 | No | #N/A | #N/A | #N/A | #N/A | #N/A | #N/A | #N/A | #N/A | #N/A | #N/A | #N/A | #N/A | #N/A | #N/A | #N/A | #N/A | #N/A | #N/A | #N/A | #N/A | #N/A | #N/A | #N/A | #N/A | #N/A | #N/A | #N/A | #N/A | #N/A | #N/A | #N/A | #N/A | #N/A | #N/A | #N/A | #N/A
[7 empty] | 8 | 12 | 5373 | 21 | 2020-08-12 | Monday | 1 | No | #N/A | #N/A | #N/A | #N/A | #N/A | #N/A | #N/A | #N/A | #N/A | #N/A | #N/A | #N/A | #N/A | #N/A | #N/A | #N/A | #N/A | #N/A | #N/A | #N/A | #N/A | #N/A | #N/A | #N/A | #N/A | #N/A | #N/A | #N/A | #N/A | #N/A | #N/A | #N/A | #N/A | #N/A | #N/A | #N/A
[7 empty] | 8 | 12 | 5374 | 22 | 2020-08-12 | Monday | 1 | No | #N/A | #N/A | #N/A | #N/A | #N/A | #N/A | #N/A | #N/A | #N/A | #N/A | #N/A | #N/A | #N/A | #N/A | #N/A | #N/A | #N/A | #N/A | #N/A | #N/A | #N/A | #N/A | #N/A | #N/A | #N/A | #N/A | #N/A | #N/A | #N/A | #N/A | #N/A | #N/A | #N/A | #N/A | #N/A | #N/A
[7 empty] | 8 | 12 | 5375 | 23 | 2020-08-12 | Monday | 1 | No | #N/A | #N/A | #N/A | #N/A | #N/A | #N/A | #N/A | #N/A | #N/A | #N/A | #N/A | #N/A | #N/A | #N/A | #N/A | #N/A | #N/A | #N/A | #N/A | #N/A | #N/A | #N/A | #N/A | #N/A | #N/A | #N/A | #N/A | #N/A | #N/A | #N/A | #N/A | #N/A | #N/A | #N/A | #N/A | #N/A
[7 empty] | 8 | 12 | 5376 | 24 | 2020-08-12 | Monday | 1 | No | #N/A | #N/A | #N/A | #N/A | #N/A | #N/A | #N/A | #N/A | #N/A | #N/A | #N/A | #N/A | #N/A | #N/A | #N/A | #N/A | #N/A | #N/A | #N/A | #N/A | #N/A | #N/A | #N/A | #N/A | #N/A | #N/A | #N/A | #N/A | #N/A | #N/A | #N/A | #N/A | #N/A | #N/A | #N/A | #N/A
[7 empty] | 8 | 13 | 5377 | 1 | 2020-08-13 | Tuesday | 2 | No | #N/A | #N/A | #N/A | #N/A | #N/A | #N/A | #N/A | #N/A | #N/A | #N/A | #N/A | #N/A | #N/A | #N/A | #N/A | #N/A | #N/A | #N/A | #N/A | #N/A | #N/A | #N/A | #N/A | #N/A | #N/A | #N/A | #N/A | #N/A | #N/A | #N/A | #N/A | #N/A | #N/A | #N/A | #N/A | #N/A
[7 empty] | 8 | 13 | 5378 | 2 | 2020-08-13 | Tuesday | 2 | No | #N/A | #N/A | #N/A | #N/A | #N/A | #N/A | #N/A | #N/A | #N/A | #N/A | #N/A | #N/A | #N/A | #N/A | #N/A | #N/A | #N/A | #N/A | #N/A | #N/A | #N/A | #N/A | #N/A | #N/A | #N/A | #N/A | #N/A | #N/A | #N/A | #N/A | #N/A | #N/A | #N/A | #N/A | #N/A | #N/A
[7 empty] | 8 | 13 | 5379 | 3 | 2020-08-13 | Tuesday | 2 | No | #N/A | #N/A | #N/A | #N/A | #N/A | #N/A | #N/A | #N/A | #N/A | #N/A | #N/A | #N/A | #N/A | #N/A | #N/A | #N/A | #N/A | #N/A | #N/A | #N/A | #N/A | #N/A | #N/A | #N/A | #N/A | #N/A | #N/A | #N/A | #N/A | #N/A | #N/A | #N/A | #N/A | #N/A | #N/A | #N/A
[7 empty] | 8 | 13 | 5380 | 4 | 2020-08-13 | Tuesday | 2 | No | #N/A | #N/A | #N/A | #N/A | #N/A | #N/A | #N/A | #N/A | #N/A | #N/A | #N/A | #N/A | #N/A | #N/A | #N/A | #N/A | #N/A | #N/A | #N/A | #N/A | #N/A | #N/A | #N/A | #N/A | #N/A | #N/A | #N/A | #N/A | #N/A | #N/A | #N/A | #N/A | #N/A | #N/A | #N/A | #N/A
[7 empty] | 8 | 13 | 5381 | 5 | 2020-08-13 | Tuesday | 2 | No | #N/A | #N/A | #N/A | #N/A | #N/A | #N/A | #N/A | #N/A | #N/A | #N/A | #N/A | #N/A | #N/A | #N/A | #N/A | #N/A | #N/A | #N/A | #N/A | #N/A | #N/A | #N/A | #N/A | #N/A | #N/A | #N/A | #N/A | #N/A | #N/A | #N/A | #N/A | #N/A | #N/A | #N/A | #N/A | #N/A
[7 empty] | 8 | 13 | 5382 | 6 | 2020-08-13 | Tuesday | 2 | No | #N/A | #N/A | #N/A | #N/A | #N/A | #N/A | #N/A | #N/A | #N/A | #N/A | #N/A | #N/A | #N/A | #N/A | #N/A | #N/A | #N/A | #N/A | #N/A | #N/A | #N/A | #N/A | #N/A | #N/A | #N/A | #N/A | #N/A | #N/A | #N/A | #N/A | #N/A | #N/A | #N/A | #N/A | #N/A | #N/A
[7 empty] | 8 | 13 | 5383 | 7 | 2020-08-13 | Tuesday | 2 | No | #N/A | #N/A | #N/A | #N/A | #N/A | #N/A | #N/A | #N/A | #N/A | #N/A | #N/A | #N/A | #N/A | #N/A | #N/A | #N/A | #N/A | #N/A | #N/A | #N/A | #N/A | #N/A | #N/A | #N/A | #N/A | #N/A | #N/A | #N/A | #N/A | #N/A | #N/A | #N/A | #N/A | #N/A | #N/A | #N/A
[7 empty] | 8 | 13 | 5384 | 8 | 2020-08-13 | Tuesday | 2 | No | #N/A | #N/A | #N/A | #N/A | #N/A | #N/A | #N/A | #N/A | #N/A | #N/A | #N/A | #N/A | #N/A | #N/A | #N/A | #N/A | #N/A | #N/A | #N/A | #N/A | #N/A | #N/A | #N/A | #N/A | #N/A | #N/A | #N/A | #N/A | #N/A | #N/A | #N/A | #N/A | #N/A | #N/A | #N/A | #N/A
[7 empty] | 8 | 13 | 5385 | 9 | 2020-08-13 | Tuesday | 2 | No | #N/A | #N/A | #N/A | #N/A | #N/A | #N/A | #N/A | #N/A | #N/A | #N/A | #N/A | #N/A | #N/A | #N/A | #N/A | #N/A | #N/A | #N/A | #N/A | #N/A | #N/A | #N/A | #N/A | #N/A | #N/A | #N/A | #N/A | #N/A | #N/A | #N/A | #N/A | #N/A | #N/A | #N/A | #N/A | #N/A
[7 empty] | 8 | 13 | 5386 | 10 | 2020-08-13 | Tuesday | 2 | No | #N/A | #N/A | #N/A | #N/A | #N/A | #N/A | #N/A | #N/A | #N/A | #N/A | #N/A | #N/A | #N/A | #N/A | #N/A | #N/A | #N/A | #N/A | #N/A | #N/A | #N/A | #N/A | #N/A | #N/A | #N/A | #N/A | #N/A | #N/A | #N/A | #N/A | #N/A | #N/A | #N/A | #N/A | #N/A | #N/A
[7 empty] | 8 | 13 | 5387 | 11 | 2020-08-13 | Tuesday | 2 | No | #N/A | #N/A | #N/A | #N/A | #N/A | #N/A | #N/A | #N/A | #N/A | #N/A | #N/A | #N/A | #N/A | #N/A | #N/A | #N/A | #N/A | #N/A | #N/A | #N/A | #N/A | #N/A | #N/A | #N/A | #N/A | #N/A | #N/A | #N/A | #N/A | #N/A | #N/A | #N/A | #N/A | #N/A | #N/A | #N/A
[7 empty] | 8 | 13 | 5388 | 12 | 2020-08-13 | Tuesday | 2 | No | #N/A | #N/A | #N/A | #N/A | #N/A | #N/A | #N/A | #N/A | #N/A | #N/A | #N/A | #N/A | #N/A | #N/A | #N/A | #N/A | #N/A | #N/A | #N/A | #N/A | #N/A | #N/A | #N/A | #N/A | #N/A | #N/A | #N/A | #N/A | #N/A | #N/A | #N/A | #N/A | #N/A | #N/A | #N/A | #N/A
[7 empty] | 8 | 13 | 5389 | 13 | 2020-08-13 | Tuesday | 2 | No | #N/A | #N/A | #N/A | #N/A | #N/A | #N/A | #N/A | #N/A | #N/A | #N/A | #N/A | #N/A | #N/A | #N/A | #N/A | #N/A | #N/A | #N/A | #N/A | #N/A | #N/A | #N/A | #N/A | #N/A | #N/A | #N/A | #N/A | #N/A | #N/A | #N/A | #N/A | #N/A | #N/A | #N/A | #N/A | #N/A
[7 empty] | 8 | 13 | 5390 | 14 | 2020-08-13 | Tuesday | 2 | No | #N/A | #N/A | #N/A | #N/A | #N/A | #N/A | #N/A | #N/A | #N/A | #N/A | #N/A | #N/A | #N/A | #N/A | #N/A | #N/A | #N/A | #N/A | #N/A | #N/A | #N/A | #N/A | #N/A | #N/A | #N/A | #N/A | #N/A | #N/A | #N/A | #N/A | #N/A | #N/A | #N/A | #N/A | #N/A | #N/A
[7 empty] | 8 | 13 | 5391 | 15 | 2020-08-13 | Tuesday | 2 | No | #N/A | #N/A | #N/A | #N/A | #N/A | #N/A | #N/A | #N/A | #N/A | #N/A | #N/A | #N/A | #N/A | #N/A | #N/A | #N/A | #N/A | #N/A | #N/A | #N/A | #N/A | #N/A | #N/A | #N/A | #N/A | #N/A | #N/A | #N/A | #N/A | #N/A | #N/A | #N/A | #N/A | #N/A | #N/A | #N/A
[7 empty] | 8 | 13 | 5392 | 16 | 2020-08-13 | Tuesday | 2 | No | #N/A | #N/A | #N/A | #N/A | #N/A | #N/A | #N/A | #N/A | #N/A | #N/A | #N/A | #N/A | #N/A | #N/A | #N/A | #N/A | #N/A | #N/A | #N/A | #N/A | #N/A | #N/A | #N/A | #N/A | #N/A | #N/A | #N/A | #N/A | #N/A | #N/A | #N/A | #N/A | #N/A | #N/A | #N/A | #N/A
[7 empty] | 8 | 13 | 5393 | 17 | 2020-08-13 | Tuesday | 2 | No | #N/A | #N/A | #N/A | #N/A | #N/A | #N/A | #N/A | #N/A | #N/A | #N/A | #N/A | #N/A | #N/A | #N/A | #N/A | #N/A | #N/A | #N/A | #N/A | #N/A | #N/A | #N/A | #N/A | #N/A | #N/A | #N/A | #N/A | #N/A | #N/A | #N/A | #N/A | #N/A | #N/A | #N/A | #N/A | #N/A
[7 empty] | 8 | 13 | 5394 | 18 | 2020-08-13 | Tuesday | 2 | No | #N/A | #N/A | #N/A | #N/A | #N/A | #N/A | #N/A | #N/A | #N/A | #N/A | #N/A | #N/A | #N/A | #N/A | #N/A | #N/A | #N/A | #N/A | #N/A | #N/A | #N/A | #N/A | #N/A | #N/A | #N/A | #N/A | #N/A | #N/A | #N/A | #N/A | #N/A | #N/A | #N/A | #N/A | #N/A | #N/A
[7 empty] | 8 | 13 | 5395 | 19 | 2020-08-13 | Tuesday | 2 | No | #N/A | #N/A | #N/A | #N/A | #N/A | #N/A | #N/A | #N/A | #N/A | #N/A | #N/A | #N/A | #N/A | #N/A | #N/A | #N/A | #N/A | #N/A | #N/A | #N/A | #N/A | #N/A | #N/A | #N/A | #N/A | #N/A | #N/A | #N/A | #N/A | #N/A | #N/A | #N/A | #N/A | #N/A | #N/A | #N/A
[7 empty] | 8 | 13 | 5396 | 20 | 2020-08-13 | Tuesday | 2 | No | #N/A | #N/A | #N/A | #N/A | #N/A | #N/A | #N/A | #N/A | #N/A | #N/A | #N/A | #N/A | #N/A | #N/A | #N/A | #N/A | #N/A | #N/A | #N/A | #N/A | #N/A | #N/A | #N/A | #N/A | #N/A | #N/A | #N/A | #N/A | #N/A | #N/A | #N/A | #N/A | #N/A | #N/A | #N/A | #N/A
[7 empty] | 8 | 13 | 5397 | 21 | 2020-08-13 | Tuesday | 2 | No | #N/A | #N/A | #N/A | #N/A | #N/A | #N/A | #N/A | #N/A | #N/A | #N/A | #N/A | #N/A | #N/A | #N/A | #N/A | #N/A | #N/A | #N/A | #N/A | #N/A | #N/A | #N/A | #N/A | #N/A | #N/A | #N/A | #N/A | #N/A | #N/A | #N/A | #N/A | #N/A | #N/A | #N/A | #N/A | #N/A
[7 empty] | 8 | 13 | 5398 | 22 | 2020-08-13 | Tuesday | 2 | No | #N/A | #N/A | #N/A | #N/A | #N/A | #N/A | #N/A | #N/A | #N/A | #N/A | #N/A | #N/A | #N/A | #N/A | #N/A | #N/A | #N/A | #N/A | #N/A | #N/A | #N/A | #N/A | #N/A | #N/A | #N/A | #N/A | #N/A | #N/A | #N/A | #N/A | #N/A | #N/A | #N/A | #N/A | #N/A | #N/A
[7 empty] | 8 | 13 | 5399 | 23 | 2020-08-13 | Tuesday | 2 | No | #N/A | #N/A | #N/A | #N/A | #N/A | #N/A | #N/A | #N/A | #N/A | #N/A | #N/A | #N/A | #N/A | #N/A | #N/A | #N/A | #N/A | #N/A | #N/A | #N/A | #N/A | #N/A | #N/A | #N/A | #N/A | #N/A | #N/A | #N/A | #N/A | #N/A | #N/A | #N/A | #N/A | #N/A | #N/A | #N/A
[7 empty] | 8 | 13 | 5400 | 24 | 2020-08-13 | Tuesday | 2 | No | #N/A | #N/A | #N/A | #N/A | #N/A | #N/A | #N/A | #N/A | #N/A | #N/A | #N/A | #N/A | #N/A | #N/A | #N/A | #N/A | #N/A | #N/A | #N/A | #N/A | #N/A | #N/A | #N/A | #N/A | #N/A | #N/A | #N/A | #N/A | #N/A | #N/A | #N/A | #N/A | #N/A | #N/A | #N/A | #N/A
[7 empty] | 8 | 14 | 5401 | 1 | 2020-08-14 | Wednesday | 3 | No | #N/A | #N/A | #N/A | #N/A | #N/A | #N/A | #N/A | #N/A | #N/A | #N/A | #N/A | #N/A | #N/A | #N/A | #N/A | #N/A | #N/A | #N/A | #N/A | #N/A | #N/A | #N/A | #N/A | #N/A | #N/A | #N/A | #N/A | #N/A | #N/A | #N/A | #N/A | #N/A | #N/A | #N/A | #N/A | #N/A
[7 empty] | 8 | 14 | 5402 | 2 | 2020-08-14 | Wednesday | 3 | No | #N/A | #N/A | #N/A | #N/A | #N/A | #N/A | #N/A | #N/A | #N/A | #N/A | #N/A | #N/A | #N/A | #N/A | #N/A | #N/A | #N/A | #N/A | #N/A | #N/A | #N/A | #N/A | #N/A | #N/A | #N/A | #N/A | #N/A | #N/A | #N/A | #N/A | #N/A | #N/A | #N/A | #N/A | #N/A | #N/A
[7 empty] | 8 | 14 | 5403 | 3 | 2020-08-14 | Wednesday | 3 | No | #N/A | #N/A | #N/A | #N/A | #N/A | #N/A | #N/A | #N/A | #N/A | #N/A | #N/A | #N/A | #N/A | #N/A | #N/A | #N/A | #N/A | #N/A | #N/A | #N/A | #N/A | #N/A | #N/A | #N/A | #N/A | #N/A | #N/A | #N/A | #N/A | #N/A | #N/A | #N/A | #N/A | #N/A | #N/A | #N/A
[7 empty] | 8 | 14 | 5404 | 4 | 2020-08-14 | Wednesday | 3 | No | #N/A | #N/A | #N/A | #N/A | #N/A | #N/A | #N/A | #N/A | #N/A | #N/A | #N/A | #N/A | #N/A | #N/A | #N/A | #N/A | #N/A | #N/A | #N/A | #N/A | #N/A | #N/A | #N/A | #N/A | #N/A | #N/A | #N/A | #N/A | #N/A | #N/A | #N/A | #N/A | #N/A | #N/A | #N/A | #N/A
[7 empty] | 8 | 14 | 5405 | 5 | 2020-08-14 | Wednesday | 3 | No | #N/A | #N/A | #N/A | #N/A | #N/A | #N/A | #N/A | #N/A | #N/A | #N/A | #N/A | #N/A | #N/A | #N/A | #N/A | #N/A | #N/A | #N/A | #N/A | #N/A | #N/A | #N/A | #N/A | #N/A | #N/A | #N/A | #N/A | #N/A | #N/A | #N/A | #N/A | #N/A | #N/A | #N/A | #N/A | #N/A
[7 empty] | 8 | 14 | 5406 | 6 | 2020-08-14 | Wednesday | 3 | No | #N/A | #N/A | #N/A | #N/A | #N/A | #N/A | #N/A | #N/A | #N/A | #N/A | #N/A | #N/A | #N/A | #N/A | #N/A | #N/A | #N/A | #N/A | #N/A | #N/A | #N/A | #N/A | #N/A | #N/A | #N/A | #N/A | #N/A | #N/A | #N/A | #N/A | #N/A | #N/A | #N/A | #N/A | #N/A | #N/A
[7 empty] | 8 | 14 | 5407 | 7 | 2020-08-14 | Wednesday | 3 | No | #N/A | #N/A | #N/A | #N/A | #N/A | #N/A | #N/A | #N/A | #N/A | #N/A | #N/A | #N/A | #N/A | #N/A | #N/A | #N/A | #N/A | #N/A | #N/A | #N/A | #N/A | #N/A | #N/A | #N/A | #N/A | #N/A | #N/A | #N/A | #N/A | #N/A | #N/A | #N/A | #N/A | #N/A | #N/A | #N/A
[7 empty] | 8 | 14 | 5408 | 8 | 2020-08-14 | Wednesday | 3 | No | #N/A | #N/A | #N/A | #N/A | #N/A | #N/A | #N/A | #N/A | #N/A | #N/A | #N/A | #N/A | #N/A | #N/A | #N/A | #N/A | #N/A | #N/A | #N/A | #N/A | #N/A | #N/A | #N/A | #N/A | #N/A | #N/A | #N/A | #N/A | #N/A | #N/A | #N/A | #N/A | #N/A | #N/A | #N/A | #N/A
[7 empty] | 8 | 14 | 5409 | 9 | 2020-08-14 | Wednesday | 3 | No | #N/A | #N/A | #N/A | #N/A | #N/A | #N/A | #N/A | #N/A | #N/A | #N/A | #N/A | #N/A | #N/A | #N/A | #N/A | #N/A | #N/A | #N/A | #N/A | #N/A | #N/A | #N/A | #N/A | #N/A | #N/A | #N/A | #N/A | #N/A | #N/A | #N/A | #N/A | #N/A | #N/A | #N/A | #N/A | #N/A
[7 empty] | 8 | 14 | 5410 | 10 | 2020-08-14 | Wednesday | 3 | No | #N/A | #N/A | #N/A | #N/A | #N/A | #N/A | #N/A | #N/A | #N/A | #N/A | #N/A | #N/A | #N/A | #N/A | #N/A | #N/A | #N/A | #N/A | #N/A | #N/A | #N/A | #N/A | #N/A | #N/A | #N/A | #N/A | #N/A | #N/A | #N/A | #N/A | #N/A | #N/A | #N/A | #N/A | #N/A | #N/A
[7 empty] | 8 | 14 | 5411 | 11 | 2020-08-14 | Wednesday | 3 | No | #N/A | #N/A | #N/A | #N/A | #N/A | #N/A | #N/A | #N/A | #N/A | #N/A | #N/A | #N/A | #N/A | #N/A | #N/A | #N/A | #N/A | #N/A | #N/A | #N/A | #N/A | #N/A | #N/A | #N/A | #N/A | #N/A | #N/A | #N/A | #N/A | #N/A | #N/A | #N/A | #N/A | #N/A | #N/A | #N/A
[7 empty] | 8 | 14 | 5412 | 12 | 2020-08-14 | Wednesday | 3 | No | #N/A | #N/A | #N/A | #N/A | #N/A | #N/A | #N/A | #N/A | #N/A | #N/A | #N/A | #N/A | #N/A | #N/A | #N/A | #N/A | #N/A | #N/A | #N/A | #N/A | #N/A | #N/A | #N/A | #N/A | #N/A | #N/A | #N/A | #N/A | #N/A | #N/A | #N/A | #N/A | #N/A | #N/A | #N/A | #N/A
[7 empty] | 8 | 14 | 5413 | 13 | 2020-08-14 | Wednesday | 3 | No | #N/A | #N/A | #N/A | #N/A | #N/A | #N/A | #N/A | #N/A | #N/A | #N/A | #N/A | #N/A | #N/A | #N/A | #N/A | #N/A | #N/A | #N/A | #N/A | #N/A | #N/A | #N/A | #N/A | #N/A | #N/A | #N/A | #N/A | #N/A | #N/A | #N/A | #N/A | #N/A | #N/A | #N/A | #N/A | #N/A
[7 empty] | 8 | 14 | 5414 | 14 | 2020-08-14 | Wednesday | 3 | No | #N/A | #N/A | #N/A | #N/A | #N/A | #N/A | #N/A | #N/A | #N/A | #N/A | #N/A | #N/A | #N/A | #N/A | #N/A | #N/A | #N/A | #N/A | #N/A | #N/A | #N/A | #N/A | #N/A | #N/A | #N/A | #N/A | #N/A | #N/A | #N/A | #N/A | #N/A | #N/A | #N/A | #N/A | #N/A | #N/A
[7 empty] | 8 | 14 | 5415 | 15 | 2020-08-14 | Wednesday | 3 | No | #N/A | #N/A | #N/A | #N/A | #N/A | #N/A | #N/A | #N/A | #N/A | #N/A | #N/A | #N/A | #N/A | #N/A | #N/A | #N/A | #N/A | #N/A | #N/A | #N/A | #N/A | #N/A | #N/A | #N/A | #N/A | #N/A | #N/A | #N/A | #N/A | #N/A | #N/A | #N/A | #N/A | #N/A | #N/A | #N/A
[7 empty] | 8 | 14 | 5416 | 16 | 2020-08-14 | Wednesday | 3 | No | #N/A | #N/A | #N/A | #N/A | #N/A | #N/A | #N/A | #N/A | #N/A | #N/A | #N/A | #N/A | #N/A | #N/A | #N/A | #N/A | #N/A | #N/A | #N/A | #N/A | #N/A | #N/A | #N/A | #N/A | #N/A | #N/A | #N/A | #N/A | #N/A | #N/A | #N/A | #N/A | #N/A | #N/A | #N/A | #N/A
[7 empty] | 8 | 14 | 5417 | 17 | 2020-08-14 | Wednesday | 3 | No | #N/A | #N/A | #N/A | #N/A | #N/A | #N/A | #N/A | #N/A | #N/A | #N/A | #N/A | #N/A | #N/A | #N/A | #N/A | #N/A | #N/A | #N/A | #N/A | #N/A | #N/A | #N/A | #N/A | #N/A | #N/A | #N/A | #N/A | #N/A | #N/A | #N/A | #N/A | #N/A | #N/A | #N/A | #N/A | #N/A
[7 empty] | 8 | 14 | 5418 | 18 | 2020-08-14 | Wednesday | 3 | No | #N/A | #N/A | #N/A | #N/A | #N/A | #N/A | #N/A | #N/A | #N/A | #N/A | #N/A | #N/A | #N/A | #N/A | #N/A | #N/A | #N/A | #N/A | #N/A | #N/A | #N/A | #N/A | #N/A | #N/A | #N/A | #N/A | #N/A | #N/A | #N/A | #N/A | #N/A | #N/A | #N/A | #N/A | #N/A | #N/A
[7 empty] | 8 | 14 | 5419 | 19 | 2020-08-14 | Wednesday | 3 | No | #N/A | #N/A | #N/A | #N/A | #N/A | #N/A | #N/A | #N/A | #N/A | #N/A | #N/A | #N/A | #N/A | #N/A | #N/A | #N/A | #N/A | #N/A | #N/A | #N/A | #N/A | #N/A | #N/A | #N/A | #N/A | #N/A | #N/A | #N/A | #N/A | #N/A | #N/A | #N/A | #N/A | #N/A | #N/A | #N/A
[7 empty] | 8 | 14 | 5420 | 20 | 2020-08-14 | Wednesday | 3 | No | #N/A | #N/A | #N/A | #N/A | #N/A | #N/A | #N/A | #N/A | #N/A | #N/A | #N/A | #N/A | #N/A | #N/A | #N/A | #N/A | #N/A | #N/A | #N/A | #N/A | #N/A | #N/A | #N/A | #N/A | #N/A | #N/A | #N/A | #N/A | #N/A | #N/A | #N/A | #N/A | #N/A | #N/A | #N/A | #N/A
[7 empty] | 8 | 14 | 5421 | 21 | 2020-08-14 | Wednesday | 3 | No | #N/A | #N/A | #N/A | #N/A | #N/A | #N/A | #N/A | #N/A | #N/A | #N/A | #N/A | #N/A | #N/A | #N/A | #N/A | #N/A | #N/A | #N/A | #N/A | #N/A | #N/A | #N/A | #N/A | #N/A | #N/A | #N/A | #N/A | #N/A | #N/A | #N/A | #N/A | #N/A | #N/A | #N/A | #N/A | #N/A
[7 empty] | 8 | 14 | 5422 | 22 | 2020-08-14 | Wednesday | 3 | No | #N/A | #N/A | #N/A | #N/A | #N/A | #N/A | #N/A | #N/A | #N/A | #N/A | #N/A | #N/A | #N/A | #N/A | #N/A | #N/A | #N/A | #N/A | #N/A | #N/A | #N/A | #N/A | #N/A | #N/A | #N/A | #N/A | #N/A | #N/A | #N/A | #N/A | #N/A | #N/A | #N/A | #N/A | #N/A | #N/A
[7 empty] | 8 | 14 | 5423 | 23 | 2020-08-14 | Wednesday | 3 | No | #N/A | #N/A | #N/A | #N/A | #N/A | #N/A | #N/A | #N/A | #N/A | #N/A | #N/A | #N/A | #N/A | #N/A | #N/A | #N/A | #N/A | #N/A | #N/A | #N/A | #N/A | #N/A | #N/A | #N/A | #N/A | #N/A | #N/A | #N/A | #N/A | #N/A | #N/A | #N/A | #N/A | #N/A | #N/A | #N/A
[7 empty] | 8 | 14 | 5424 | 24 | 2020-08-14 | Wednesday | 3 | No | #N/A | #N/A | #N/A | #N/A | #N/A | #N/A | #N/A | #N/A | #N/A | #N/A | #N/A | #N/A | #N/A | #N/A | #N/A | #N/A | #N/A | #N/A | #N/A | #N/A | #N/A | #N/A | #N/A | #N/A | #N/A | #N/A | #N/A | #N/A | #N/A | #N/A | #N/A | #N/A | #N/A | #N/A | #N/A | #N/A
[7 empty] | 8 | 15 | 5425 | 1 | 2020-08-15 | Thursday | 4 | No | #N/A | #N/A | #N/A | #N/A | #N/A | #N/A | #N/A | #N/A | #N/A | #N/A | #N/A | #N/A | #N/A | #N/A | #N/A | #N/A | #N/A | #N/A | #N/A | #N/A | #N/A | #N/A | #N/A | #N/A | #N/A | #N/A | #N/A | #N/A | #N/A | #N/A | #N/A | #N/A | #N/A | #N/A | #N/A | #N/A
[7 empty] | 8 | 15 | 5426 | 2 | 2020-08-15 | Thursday | 4 | No | #N/A | #N/A | #N/A | #N/A | #N/A | #N/A | #N/A | #N/A | #N/A | #N/A | #N/A | #N/A | #N/A | #N/A | #N/A | #N/A | #N/A | #N/A | #N/A | #N/A | #N/A | #N/A | #N/A | #N/A | #N/A | #N/A | #N/A | #N/A | #N/A | #N/A | #N/A | #N/A | #N/A | #N/A | #N/A | #N/A
[7 empty] | 8 | 15 | 5427 | 3 | 2020-08-15 | Thursday | 4 | No | #N/A | #N/A | #N/A | #N/A | #N/A | #N/A | #N/A | #N/A | #N/A | #N/A | #N/A | #N/A | #N/A | #N/A | #N/A | #N/A | #N/A | #N/A | #N/A | #N/A | #N/A | #N/A | #N/A | #N/A | #N/A | #N/A | #N/A | #N/A | #N/A | #N/A | #N/A | #N/A | #N/A | #N/A | #N/A | #N/A
[7 empty] | 8 | 15 | 5428 | 4 | 2020-08-15 | Thursday | 4 | No | #N/A | #N/A | #N/A | #N/A | #N/A | #N/A | #N/A | #N/A | #N/A | #N/A | #N/A | #N/A | #N/A | #N/A | #N/A | #N/A | #N/A | #N/A | #N/A | #N/A | #N/A | #N/A | #N/A | #N/A | #N/A | #N/A | #N/A | #N/A | #N/A | #N/A | #N/A | #N/A | #N/A | #N/A | #N/A | #N/A
[7 empty] | 8 | 15 | 5429 | 5 | 2020-08-15 | Thursday | 4 | No | #N/A | #N/A | #N/A | #N/A | #N/A | #N/A | #N/A | #N/A | #N/A | #N/A | #N/A | #N/A | #N/A | #N/A | #N/A | #N/A | #N/A | #N/A | #N/A | #N/A | #N/A | #N/A | #N/A | #N/A | #N/A | #N/A | #N/A | #N/A | #N/A | #N/A | #N/A | #N/A | #N/A | #N/A | #N/A | #N/A
[7 empty] | 8 | 15 | 5430 | 6 | 2020-08-15 | Thursday | 4 | No | #N/A | #N/A | #N/A | #N/A | #N/A | #N/A | #N/A | #N/A | #N/A | #N/A | #N/A | #N/A | #N/A | #N/A | #N/A | #N/A | #N/A | #N/A | #N/A | #N/A | #N/A | #N/A | #N/A | #N/A | #N/A | #N/A | #N/A | #N/A | #N/A | #N/A | #N/A | #N/A | #N/A | #N/A | #N/A | #N/A
[7 empty] | 8 | 15 | 5431 | 7 | 2020-08-15 | Thursday | 4 | No | #N/A | #N/A | #N/A | #N/A | #N/A | #N/A | #N/A | #N/A | #N/A | #N/A | #N/A | #N/A | #N/A | #N/A | #N/A | #N/A | #N/A | #N/A | #N/A | #N/A | #N/A | #N/A | #N/A | #N/A | #N/A | #N/A | #N/A | #N/A | #N/A | #N/A | #N/A | #N/A | #N/A | #N/A | #N/A | #N/A
[7 empty] | 8 | 15 | 5432 | 8 | 2020-08-15 | Thursday | 4 | No | #N/A | #N/A | #N/A | #N/A | #N/A | #N/A | #N/A | #N/A | #N/A | #N/A | #N/A | #N/A | #N/A | #N/A | #N/A | #N/A | #N/A | #N/A | #N/A | #N/A | #N/A | #N/A | #N/A | #N/A | #N/A | #N/A | #N/A | #N/A | #N/A | #N/A | #N/A | #N/A | #N/A | #N/A | #N/A | #N/A
[7 empty] | 8 | 15 | 5433 | 9 | 2020-08-15 | Thursday | 4 | No | #N/A | #N/A | #N/A | #N/A | #N/A | #N/A | #N/A | #N/A | #N/A | #N/A | #N/A | #N/A | #N/A | #N/A | #N/A | #N/A | #N/A | #N/A | #N/A | #N/A | #N/A | #N/A | #N/A | #N/A | #N/A | #N/A | #N/A | #N/A | #N/A | #N/A | #N/A | #N/A | #N/A | #N/A | #N/A | #N/A
[7 empty] | 8 | 15 | 5434 | 10 | 2020-08-15 | Thursday | 4 | No | #N/A | #N/A | #N/A | #N/A | #N/A | #N/A | #N/A | #N/A | #N/A | #N/A | #N/A | #N/A | #N/A | #N/A | #N/A | #N/A | #N/A | #N/A | #N/A | #N/A | #N/A | #N/A | #N/A | #N/A | #N/A | #N/A | #N/A | #N/A | #N/A | #N/A | #N/A | #N/A | #N/A | #N/A | #N/A | #N/A
[7 empty] | 8 | 15 | 5435 | 11 | 2020-08-15 | Thursday | 4 | No | #N/A | #N/A | #N/A | #N/A | #N/A | #N/A | #N/A | #N/A | #N/A | #N/A | #N/A | #N/A | #N/A | #N/A | #N/A | #N/A | #N/A | #N/A | #N/A | #N/A | #N/A | #N/A | #N/A | #N/A | #N/A | #N/A | #N/A | #N/A | #N/A | #N/A | #N/A | #N/A | #N/A | #N/A | #N/A | #N/A
[7 empty] | 8 | 15 | 5436 | 12 | 2020-08-15 | Thursday | 4 | No | #N/A | #N/A | #N/A | #N/A | #N/A | #N/A | #N/A | #N/A | #N/A | #N/A | #N/A | #N/A | #N/A | #N/A | #N/A | #N/A | #N/A | #N/A | #N/A | #N/A | #N/A | #N/A | #N/A | #N/A | #N/A | #N/A | #N/A | #N/A | #N/A | #N/A | #N/A | #N/A | #N/A | #N/A | #N/A | #N/A
[7 empty] | 8 | 15 | 5437 | 13 | 2020-08-15 | Thursday | 4 | No | #N/A | #N/A | #N/A | #N/A | #N/A | #N/A | #N/A | #N/A | #N/A | #N/A | #N/A | #N/A | #N/A | #N/A | #N/A | #N/A | #N/A | #N/A | #N/A | #N/A | #N/A | #N/A | #N/A | #N/A | #N/A | #N/A | #N/A | #N/A | #N/A | #N/A | #N/A | #N/A | #N/A | #N/A | #N/A | #N/A
[7 empty] | 8 | 15 | 5438 | 14 | 2020-08-15 | Thursday | 4 | No | #N/A | #N/A | #N/A | #N/A | #N/A | #N/A | #N/A | #N/A | #N/A | #N/A | #N/A | #N/A | #N/A | #N/A | #N/A | #N/A | #N/A | #N/A | #N/A | #N/A | #N/A | #N/A | #N/A | #N/A | #N/A | #N/A | #N/A | #N/A | #N/A | #N/A | #N/A | #N/A | #N/A | #N/A | #N/A | #N/A
[7 empty] | 8 | 15 | 5439 | 15 | 2020-08-15 | Thursday | 4 | No | #N/A | #N/A | #N/A | #N/A | #N/A | #N/A | #N/A | #N/A | #N/A | #N/A | #N/A | #N/A | #N/A | #N/A | #N/A | #N/A | #N/A | #N/A | #N/A | #N/A | #N/A | #N/A | #N/A | #N/A | #N/A | #N/A | #N/A | #N/A | #N/A | #N/A | #N/A | #N/A | #N/A | #N/A | #N/A | #N/A
[7 empty] | 8 | 15 | 5440 | 16 | 2020-08-15 | Thursday | 4 | No | #N/A | #N/A | #N/A | #N/A | #N/A | #N/A | #N/A | #N/A | #N/A | #N/A | #N/A | #N/A | #N/A | #N/A | #N/A | #N/A | #N/A | #N/A | #N/A | #N/A | #N/A | #N/A | #N/A | #N/A | #N/A | #N/A | #N/A | #N/A | #N/A | #N/A | #N/A | #N/A | #N/A | #N/A | #N/A | #N/A
[7 empty] | 8 | 15 | 5441 | 17 | 2020-08-15 | Thursday | 4 | No | #N/A | #N/A | #N/A | #N/A | #N/A | #N/A | #N/A | #N/A | #N/A | #N/A | #N/A | #N/A | #N/A | #N/A | #N/A | #N/A | #N/A | #N/A | #N/A | #N/A | #N/A | #N/A | #N/A | #N/A | #N/A | #N/A | #N/A | #N/A | #N/A | #N/A | #N/A | #N/A | #N/A | #N/A | #N/A | #N/A
[7 empty] | 8 | 15 | 5442 | 18 | 2020-08-15 | Thursday | 4 | No | #N/A | #N/A | #N/A | #N/A | #N/A | #N/A | #N/A | #N/A | #N/A | #N/A | #N/A | #N/A | #N/A | #N/A | #N/A | #N/A | #N/A | #N/A | #N/A | #N/A | #N/A | #N/A | #N/A | #N/A | #N/A | #N/A | #N/A | #N/A | #N/A | #N/A | #N/A | #N/A | #N/A | #N/A | #N/A | #N/A
[7 empty] | 8 | 15 | 5443 | 19 | 2020-08-15 | Thursday | 4 | No | #N/A | #N/A | #N/A | #N/A | #N/A | #N/A | #N/A | #N/A | #N/A | #N/A | #N/A | #N/A | #N/A | #N/A | #N/A | #N/A | #N/A | #N/A | #N/A | #N/A | #N/A | #N/A | #N/A | #N/A | #N/A | #N/A | #N/A | #N/A | #N/A | #N/A | #N/A | #N/A | #N/A | #N/A | #N/A | #N/A
[7 empty] | 8 | 15 | 5444 | 20 | 2020-08-15 | Thursday | 4 | No | #N/A | #N/A | #N/A | #N/A | #N/A | #N/A | #N/A | #N/A | #N/A | #N/A | #N/A | #N/A | #N/A | #N/A | #N/A | #N/A | #N/A | #N/A | #N/A | #N/A | #N/A | #N/A | #N/A | #N/A | #N/A | #N/A | #N/A | #N/A | #N/A | #N/A | #N/A | #N/A | #N/A | #N/A | #N/A | #N/A
[7 empty] | 8 | 15 | 5445 | 21 | 2020-08-15 | Thursday | 4 | No | #N/A | #N/A | #N/A | #N/A | #N/A | #N/A | #N/A | #N/A | #N/A | #N/A | #N/A | #N/A | #N/A | #N/A | #N/A | #N/A | #N/A | #N/A | #N/A | #N/A | #N/A | #N/A | #N/A | #N/A | #N/A | #N/A | #N/A | #N/A | #N/A | #N/A | #N/A | #N/A | #N/A | #N/A | #N/A | #N/A
[7 empty] | 8 | 15 | 5446 | 22 | 2020-08-15 | Thursday | 4 | No | #N/A | #N/A | #N/A | #N/A | #N/A | #N/A | #N/A | #N/A | #N/A | #N/A | #N/A | #N/A | #N/A | #N/A | #N/A | #N/A | #N/A | #N/A | #N/A | #N/A | #N/A | #N/A | #N/A | #N/A | #N/A | #N/A | #N/A | #N/A | #N/A | #N/A | #N/A | #N/A | #N/A | #N/A | #N/A | #N/A
[7 empty] | 8 | 15 | 5447 | 23 | 2020-08-15 | Thursday | 4 | No | #N/A | #N/A | #N/A | #N/A | #N/A | #N/A | #N/A | #N/A | #N/A | #N/A | #N/A | #N/A | #N/A | #N/A | #N/A | #N/A | #N/A | #N/A | #N/A | #N/A | #N/A | #N/A | #N/A | #N/A | #N/A | #N/A | #N/A | #N/A | #N/A | #N/A | #N/A | #N/A | #N/A | #N/A | #N/A | #N/A
[7 empty] | 8 | 15 | 5448 | 24 | 2020-08-15 | Thursday | 4 | No | #N/A | #N/A | #N/A | #N/A | #N/A | #N/A | #N/A | #N/A | #N/A | #N/A | #N/A | #N/A | #N/A | #N/A | #N/A | #N/A | #N/A | #N/A | #N/A | #N/A | #N/A | #N/A | #N/A | #N/A | #N/A | #N/A | #N/A | #N/A | #N/A | #N/A | #N/A | #N/A | #N/A | #N/A | #N/A | #N/A
[7 empty] | 8 | 16 | 5449 | 1 | 2020-08-16 | Friday | 5 | No | #N/A | #N/A | #N/A | #N/A | #N/A | #N/A | #N/A | #N/A | #N/A | #N/A | #N/A | #N/A | #N/A | #N/A | #N/A | #N/A | #N/A | #N/A | #N/A | #N/A | #N/A | #N/A | #N/A | #N/A | #N/A | #N/A | #N/A | #N/A | #N/A | #N/A | #N/A | #N/A | #N/A | #N/A | #N/A | #N/A
[7 empty] | 8 | 16 | 5450 | 2 | 2020-08-16 | Friday | 5 | No | #N/A | #N/A | #N/A | #N/A | #N/A | #N/A | #N/A | #N/A | #N/A | #N/A | #N/A | #N/A | #N/A | #N/A | #N/A | #N/A | #N/A | #N/A | #N/A | #N/A | #N/A | #N/A | #N/A | #N/A | #N/A | #N/A | #N/A | #N/A | #N/A | #N/A | #N/A | #N/A | #N/A | #N/A | #N/A | #N/A
[7 empty] | 8 | 16 | 5451 | 3 | 2020-08-16 | Friday | 5 | No | #N/A | #N/A | #N/A | #N/A | #N/A | #N/A | #N/A | #N/A | #N/A | #N/A | #N/A | #N/A | #N/A | #N/A | #N/A | #N/A | #N/A | #N/A | #N/A | #N/A | #N/A | #N/A | #N/A | #N/A | #N/A | #N/A | #N/A | #N/A | #N/A | #N/A | #N/A | #N/A | #N/A | #N/A | #N/A | #N/A
[7 empty] | 8 | 16 | 5452 | 4 | 2020-08-16 | Friday | 5 | No | #N/A | #N/A | #N/A | #N/A | #N/A | #N/A | #N/A | #N/A | #N/A | #N/A | #N/A | #N/A | #N/A | #N/A | #N/A | #N/A | #N/A | #N/A | #N/A | #N/A | #N/A | #N/A | #N/A | #N/A | #N/A | #N/A | #N/A | #N/A | #N/A | #N/A | #N/A | #N/A | #N/A | #N/A | #N/A | #N/A
[7 empty] | 8 | 16 | 5453 | 5 | 2020-08-16 | Friday | 5 | No | #N/A | #N/A | #N/A | #N/A | #N/A | #N/A | #N/A | #N/A | #N/A | #N/A | #N/A | #N/A | #N/A | #N/A | #N/A | #N/A | #N/A | #N/A | #N/A | #N/A | #N/A | #N/A | #N/A | #N/A | #N/A | #N/A | #N/A | #N/A | #N/A | #N/A | #N/A | #N/A | #N/A | #N/A | #N/A | #N/A
[7 empty] | 8 | 16 | 5454 | 6 | 2020-08-16 | Friday | 5 | No | #N/A | #N/A | #N/A | #N/A | #N/A | #N/A | #N/A | #N/A | #N/A | #N/A | #N/A | #N/A | #N/A | #N/A | #N/A | #N/A | #N/A | #N/A | #N/A | #N/A | #N/A | #N/A | #N/A | #N/A | #N/A | #N/A | #N/A | #N/A | #N/A | #N/A | #N/A | #N/A | #N/A | #N/A | #N/A | #N/A
[7 empty] | 8 | 16 | 5455 | 7 | 2020-08-16 | Friday | 5 | No | #N/A | #N/A | #N/A | #N/A | #N/A | #N/A | #N/A | #N/A | #N/A | #N/A | #N/A | #N/A | #N/A | #N/A | #N/A | #N/A | #N/A | #N/A | #N/A | #N/A | #N/A | #N/A | #N/A | #N/A | #N/A | #N/A | #N/A | #N/A | #N/A | #N/A | #N/A | #N/A | #N/A | #N/A | #N/A | #N/A
[7 empty] | 8 | 16 | 5456 | 8 | 2020-08-16 | Friday | 5 | No | #N/A | #N/A | #N/A | #N/A | #N/A | #N/A | #N/A | #N/A | #N/A | #N/A | #N/A | #N/A | #N/A | #N/A | #N/A | #N/A | #N/A | #N/A | #N/A | #N/A | #N/A | #N/A | #N/A | #N/A | #N/A | #N/A | #N/A | #N/A | #N/A | #N/A | #N/A | #N/A | #N/A | #N/A | #N/A | #N/A
[7 empty] | 8 | 16 | 5457 | 9 | 2020-08-16 | Friday | 5 | No | #N/A | #N/A | #N/A | #N/A | #N/A | #N/A | #N/A | #N/A | #N/A | #N/A | #N/A | #N/A | #N/A | #N/A | #N/A | #N/A | #N/A | #N/A | #N/A | #N/A | #N/A | #N/A | #N/A | #N/A | #N/A | #N/A | #N/A | #N/A | #N/A | #N/A | #N/A | #N/A | #N/A | #N/A | #N/A | #N/A
[7 empty] | 8 | 16 | 5458 | 10 | 2020-08-16 | Friday | 5 | No | #N/A | #N/A | #N/A | #N/A | #N/A | #N/A | #N/A | #N/A | #N/A | #N/A | #N/A | #N/A | #N/A | #N/A | #N/A | #N/A | #N/A | #N/A | #N/A | #N/A | #N/A | #N/A | #N/A | #N/A | #N/A | #N/A | #N/A | #N/A | #N/A | #N/A | #N/A | #N/A | #N/A | #N/A | #N/A | #N/A
[7 empty] | 8 | 16 | 5459 | 11 | 2020-08-16 | Friday | 5 | No | #N/A | #N/A | #N/A | #N/A | #N/A | #N/A | #N/A | #N/A | #N/A | #N/A | #N/A | #N/A | #N/A | #N/A | #N/A | #N/A | #N/A | #N/A | #N/A | #N/A | #N/A | #N/A | #N/A | #N/A | #N/A | #N/A | #N/A | #N/A | #N/A | #N/A | #N/A | #N/A | #N/A | #N/A | #N/A | #N/A
[7 empty] | 8 | 16 | 5460 | 12 | 2020-08-16 | Friday | 5 | No | #N/A | #N/A | #N/A | #N/A | #N/A | #N/A | #N/A | #N/A | #N/A | #N/A | #N/A | #N/A | #N/A | #N/A | #N/A | #N/A | #N/A | #N/A | #N/A | #N/A | #N/A | #N/A | #N/A | #N/A | #N/A | #N/A | #N/A | #N/A | #N/A | #N/A | #N/A | #N/A | #N/A | #N/A | #N/A | #N/A
[7 empty] | 8 | 16 | 5461 | 13 | 2020-08-16 | Friday | 5 | No | #N/A | #N/A | #N/A | #N/A | #N/A | #N/A | #N/A | #N/A | #N/A | #N/A | #N/A | #N/A | #N/A | #N/A | #N/A | #N/A | #N/A | #N/A | #N/A | #N/A | #N/A | #N/A | #N/A | #N/A | #N/A | #N/A | #N/A | #N/A | #N/A | #N/A | #N/A | #N/A | #N/A | #N/A | #N/A | #N/A
[7 empty] | 8 | 16 | 5462 | 14 | 2020-08-16 | Friday | 5 | No | #N/A | #N/A | #N/A | #N/A | #N/A | #N/A | #N/A | #N/A | #N/A | #N/A | #N/A | #N/A | #N/A | #N/A | #N/A | #N/A | #N/A | #N/A | #N/A | #N/A | #N/A | #N/A | #N/A | #N/A | #N/A | #N/A | #N/A | #N/A | #N/A | #N/A | #N/A | #N/A | #N/A | #N/A | #N/A | #N/A
[7 empty] | 8 | 16 | 5463 | 15 | 2020-08-16 | Friday | 5 | No | #N/A | #N/A | #N/A | #N/A | #N/A | #N/A | #N/A | #N/A | #N/A | #N/A | #N/A | #N/A | #N/A | #N/A | #N/A | #N/A | #N/A | #N/A | #N/A | #N/A | #N/A | #N/A | #N/A | #N/A | #N/A | #N/A | #N/A | #N/A | #N/A | #N/A | #N/A | #N/A | #N/A | #N/A | #N/A | #N/A
[7 empty] | 8 | 16 | 5464 | 16 | 2020-08-16 | Friday | 5 | No | #N/A | #N/A | #N/A | #N/A | #N/A | #N/A | #N/A | #N/A | #N/A | #N/A | #N/A | #N/A | #N/A | #N/A | #N/A | #N/A | #N/A | #N/A | #N/A | #N/A | #N/A | #N/A | #N/A | #N/A | #N/A | #N/A | #N/A | #N/A | #N/A | #N/A | #N/A | #N/A | #N/A | #N/A | #N/A | #N/A
[7 empty] | 8 | 16 | 5465 | 17 | 2020-08-16 | Friday | 5 | No | #N/A | #N/A | #N/A | #N/A | #N/A | #N/A | #N/A | #N/A | #N/A | #N/A | #N/A | #N/A | #N/A | #N/A | #N/A | #N/A | #N/A | #N/A | #N/A | #N/A | #N/A | #N/A | #N/A | #N/A | #N/A | #N/A | #N/A | #N/A | #N/A | #N/A | #N/A | #N/A | #N/A | #N/A | #N/A | #N/A
[7 empty] | 8 | 16 | 5466 | 18 | 2020-08-16 | Friday | 5 | No | #N/A | #N/A | #N/A | #N/A | #N/A | #N/A | #N/A | #N/A | #N/A | #N/A | #N/A | #N/A | #N/A | #N/A | #N/A | #N/A | #N/A | #N/A | #N/A | #N/A | #N/A | #N/A | #N/A | #N/A | #N/A | #N/A | #N/A | #N/A | #N/A | #N/A | #N/A | #N/A | #N/A | #N/A | #N/A | #N/A
[7 empty] | 8 | 16 | 5467 | 19 | 2020-08-16 | Friday | 5 | No | #N/A | #N/A | #N/A | #N/A | #N/A | #N/A | #N/A | #N/A | #N/A | #N/A | #N/A | #N/A | #N/A | #N/A | #N/A | #N/A | #N/A | #N/A | #N/A | #N/A | #N/A | #N/A | #N/A | #N/A | #N/A | #N/A | #N/A | #N/A | #N/A | #N/A | #N/A | #N/A | #N/A | #N/A | #N/A | #N/A
[7 empty] | 8 | 16 | 5468 | 20 | 2020-08-16 | Friday | 5 | No | #N/A | #N/A | #N/A | #N/A | #N/A | #N/A | #N/A | #N/A | #N/A | #N/A | #N/A | #N/A | #N/A | #N/A | #N/A | #N/A | #N/A | #N/A | #N/A | #N/A | #N/A | #N/A | #N/A | #N/A | #N/A | #N/A | #N/A | #N/A | #N/A | #N/A | #N/A | #N/A | #N/A | #N/A | #N/A | #N/A
[7 empty] | 8 | 16 | 5469 | 21 | 2020-08-16 | Friday | 5 | No | #N/A | #N/A | #N/A | #N/A | #N/A | #N/A | #N/A | #N/A | #N/A | #N/A | #N/A | #N/A | #N/A | #N/A | #N/A | #N/A | #N/A | #N/A | #N/A | #N/A | #N/A | #N/A | #N/A | #N/A | #N/A | #N/A | #N/A | #N/A | #N/A | #N/A | #N/A | #N/A | #N/A | #N/A | #N/A | #N/A
[7 empty] | 8 | 16 | 5470 | 22 | 2020-08-16 | Friday | 5 | No | #N/A | #N/A | #N/A | #N/A | #N/A | #N/A | #N/A | #N/A | #N/A | #N/A | #N/A | #N/A | #N/A | #N/A | #N/A | #N/A | #N/A | #N/A | #N/A | #N/A | #N/A | #N/A | #N/A | #N/A | #N/A | #N/A | #N/A | #N/A | #N/A | #N/A | #N/A | #N/A | #N/A | #N/A | #N/A | #N/A
[7 empty] | 8 | 16 | 5471 | 23 | 2020-08-16 | Friday | 5 | No | #N/A | #N/A | #N/A | #N/A | #N/A | #N/A | #N/A | #N/A | #N/A | #N/A | #N/A | #N/A | #N/A | #N/A | #N/A | #N/A | #N/A | #N/A | #N/A | #N/A | #N/A | #N/A | #N/A | #N/A | #N/A | #N/A | #N/A | #N/A | #N/A | #N/A | #N/A | #N/A | #N/A | #N/A | #N/A | #N/A
[7 empty] | 8 | 16 | 5472 | 24 | 2020-08-16 | Friday | 5 | No | #N/A | #N/A | #N/A | #N/A | #N/A | #N/A | #N/A | #N/A | #N/A | #N/A | #N/A | #N/A | #N/A | #N/A | #N/A | #N/A | #N/A | #N/A | #N/A | #N/A | #N/A | #N/A | #N/A | #N/A | #N/A | #N/A | #N/A | #N/A | #N/A | #N/A | #N/A | #N/A | #N/A | #N/A | #N/A | #N/A
[7 empty] | 8 | 17 | 5473 | 1 | 2020-08-17 | Saturday | 6 | No | #N/A | #N/A | #N/A | #N/A | #N/A | #N/A | #N/A | #N/A | #N/A | #N/A | #N/A | #N/A | #N/A | #N/A | #N/A | #N/A | #N/A | #N/A | #N/A | #N/A | #N/A | #N/A | #N/A | #N/A | #N/A | #N/A | #N/A | #N/A | #N/A | #N/A | #N/A | #N/A | #N/A | #N/A | #N/A | #N/A
[7 empty] | 8 | 17 | 5474 | 2 | 2020-08-17 | Saturday | 6 | No | #N/A | #N/A | #N/A | #N/A | #N/A | #N/A | #N/A | #N/A | #N/A | #N/A | #N/A | #N/A | #N/A | #N/A | #N/A | #N/A | #N/A | #N/A | #N/A | #N/A | #N/A | #N/A | #N/A | #N/A | #N/A | #N/A | #N/A | #N/A | #N/A | #N/A | #N/A | #N/A | #N/A | #N/A | #N/A | #N/A
[7 empty] | 8 | 17 | 5475 | 3 | 2020-08-17 | Saturday | 6 | No | #N/A | #N/A | #N/A | #N/A | #N/A | #N/A | #N/A | #N/A | #N/A | #N/A | #N/A | #N/A | #N/A | #N/A | #N/A | #N/A | #N/A | #N/A | #N/A | #N/A | #N/A | #N/A | #N/A | #N/A | #N/A | #N/A | #N/A | #N/A | #N/A | #N/A | #N/A | #N/A | #N/A | #N/A | #N/A | #N/A
[7 empty] | 8 | 17 | 5476 | 4 | 2020-08-17 | Saturday | 6 | No | #N/A | #N/A | #N/A | #N/A | #N/A | #N/A | #N/A | #N/A | #N/A | #N/A | #N/A | #N/A | #N/A | #N/A | #N/A | #N/A | #N/A | #N/A | #N/A | #N/A | #N/A | #N/A | #N/A | #N/A | #N/A | #N/A | #N/A | #N/A | #N/A | #N/A | #N/A | #N/A | #N/A | #N/A | #N/A | #N/A
[7 empty] | 8 | 17 | 5477 | 5 | 2020-08-17 | Saturday | 6 | No | #N/A | #N/A | #N/A | #N/A | #N/A | #N/A | #N/A | #N/A | #N/A | #N/A | #N/A | #N/A | #N/A | #N/A | #N/A | #N/A | #N/A | #N/A | #N/A | #N/A | #N/A | #N/A | #N/A | #N/A | #N/A | #N/A | #N/A | #N/A | #N/A | #N/A | #N/A | #N/A | #N/A | #N/A | #N/A | #N/A
[7 empty] | 8 | 17 | 5478 | 6 | 2020-08-17 | Saturday | 6 | No | #N/A | #N/A | #N/A | #N/A | #N/A | #N/A | #N/A | #N/A | #N/A | #N/A | #N/A | #N/A | #N/A | #N/A | #N/A | #N/A | #N/A | #N/A | #N/A | #N/A | #N/A | #N/A | #N/A | #N/A | #N/A | #N/A | #N/A | #N/A | #N/A | #N/A | #N/A | #N/A | #N/A | #N/A | #N/A | #N/A
[7 empty] | 8 | 17 | 5479 | 7 | 2020-08-17 | Saturday | 6 | No | #N/A | #N/A | #N/A | #N/A | #N/A | #N/A | #N/A | #N/A | #N/A | #N/A | #N/A | #N/A | #N/A | #N/A | #N/A | #N/A | #N/A | #N/A | #N/A | #N/A | #N/A | #N/A | #N/A | #N/A | #N/A | #N/A | #N/A | #N/A | #N/A | #N/A | #N/A | #N/A | #N/A | #N/A | #N/A | #N/A
[7 empty] | 8 | 17 | 5480 | 8 | 2020-08-17 | Saturday | 6 | No | #N/A | #N/A | #N/A | #N/A | #N/A | #N/A | #N/A | #N/A | #N/A | #N/A | #N/A | #N/A | #N/A | #N/A | #N/A | #N/A | #N/A | #N/A | #N/A | #N/A | #N/A | #N/A | #N/A | #N/A | #N/A | #N/A | #N/A | #N/A | #N/A | #N/A | #N/A | #N/A | #N/A | #N/A | #N/A | #N/A
[7 empty] | 8 | 17 | 5481 | 9 | 2020-08-17 | Saturday | 6 | No | #N/A | #N/A | #N/A | #N/A | #N/A | #N/A | #N/A | #N/A | #N/A | #N/A | #N/A | #N/A | #N/A | #N/A | #N/A | #N/A | #N/A | #N/A | #N/A | #N/A | #N/A | #N/A | #N/A | #N/A | #N/A | #N/A | #N/A | #N/A | #N/A | #N/A | #N/A | #N/A | #N/A | #N/A | #N/A | #N/A
[7 empty] | 8 | 17 | 5482 | 10 | 2020-08-17 | Saturday | 6 | No | #N/A | #N/A | #N/A | #N/A | #N/A | #N/A | #N/A | #N/A | #N/A | #N/A | #N/A | #N/A | #N/A | #N/A | #N/A | #N/A | #N/A | #N/A | #N/A | #N/A | #N/A | #N/A | #N/A | #N/A | #N/A | #N/A | #N/A | #N/A | #N/A | #N/A | #N/A | #N/A | #N/A | #N/A | #N/A | #N/A
[7 empty] | 8 | 17 | 5483 | 11 | 2020-08-17 | Saturday | 6 | No | #N/A | #N/A | #N/A | #N/A | #N/A | #N/A | #N/A | #N/A | #N/A | #N/A | #N/A | #N/A | #N/A | #N/A | #N/A | #N/A | #N/A | #N/A | #N/A | #N/A | #N/A | #N/A | #N/A | #N/A | #N/A | #N/A | #N/A | #N/A | #N/A | #N/A | #N/A | #N/A | #N/A | #N/A | #N/A | #N/A
[7 empty] | 8 | 17 | 5484 | 12 | 2020-08-17 | Saturday | 6 | No | #N/A | #N/A | #N/A | #N/A | #N/A | #N/A | #N/A | #N/A | #N/A | #N/A | #N/A | #N/A | #N/A | #N/A | #N/A | #N/A | #N/A | #N/A | #N/A | #N/A | #N/A | #N/A | #N/A | #N/A | #N/A | #N/A | #N/A | #N/A | #N/A | #N/A | #N/A | #N/A | #N/A | #N/A | #N/A | #N/A
[7 empty] | 8 | 17 | 5485 | 13 | 2020-08-17 | Saturday | 6 | No | #N/A | #N/A | #N/A | #N/A | #N/A | #N/A | #N/A | #N/A | #N/A | #N/A | #N/A | #N/A | #N/A | #N/A | #N/A | #N/A | #N/A | #N/A | #N/A | #N/A | #N/A | #N/A | #N/A | #N/A | #N/A | #N/A | #N/A | #N/A | #N/A | #N/A | #N/A | #N/A | #N/A | #N/A | #N/A | #N/A
[7 empty] | 8 | 17 | 5486 | 14 | 2020-08-17 | Saturday | 6 | No | #N/A | #N/A | #N/A | #N/A | #N/A | #N/A | #N/A | #N/A | #N/A | #N/A | #N/A | #N/A | #N/A | #N/A | #N/A | #N/A | #N/A | #N/A | #N/A | #N/A | #N/A | #N/A | #N/A | #N/A | #N/A | #N/A | #N/A | #N/A | #N/A | #N/A | #N/A | #N/A | #N/A | #N/A | #N/A | #N/A
[7 empty] | 8 | 17 | 5487 | 15 | 2020-08-17 | Saturday | 6 | No | #N/A | #N/A | #N/A | #N/A | #N/A | #N/A | #N/A | #N/A | #N/A | #N/A | #N/A | #N/A | #N/A | #N/A | #N/A | #N/A | #N/A | #N/A | #N/A | #N/A | #N/A | #N/A | #N/A | #N/A | #N/A | #N/A | #N/A | #N/A | #N/A | #N/A | #N/A | #N/A | #N/A | #N/A | #N/A | #N/A
[7 empty] | 8 | 17 | 5488 | 16 | 2020-08-17 | Saturday | 6 | No | #N/A | #N/A | #N/A | #N/A | #N/A | #N/A | #N/A | #N/A | #N/A | #N/A | #N/A | #N/A | #N/A | #N/A | #N/A | #N/A | #N/A | #N/A | #N/A | #N/A | #N/A | #N/A | #N/A | #N/A | #N/A | #N/A | #N/A | #N/A | #N/A | #N/A | #N/A | #N/A | #N/A | #N/A | #N/A | #N/A
[7 empty] | 8 | 17 | 5489 | 17 | 2020-08-17 | Saturday | 6 | No | #N/A | #N/A | #N/A | #N/A | #N/A | #N/A | #N/A | #N/A | #N/A | #N/A | #N/A | #N/A | #N/A | #N/A | #N/A | #N/A | #N/A | #N/A | #N/A | #N/A | #N/A | #N/A | #N/A | #N/A | #N/A | #N/A | #N/A | #N/A | #N/A | #N/A | #N/A | #N/A | #N/A | #N/A | #N/A | #N/A
[7 empty] | 8 | 17 | 5490 | 18 | 2020-08-17 | Saturday | 6 | No | #N/A | #N/A | #N/A | #N/A | #N/A | #N/A | #N/A | #N/A | #N/A | #N/A | #N/A | #N/A | #N/A | #N/A | #N/A | #N/A | #N/A | #N/A | #N/A | #N/A | #N/A | #N/A | #N/A | #N/A | #N/A | #N/A | #N/A | #N/A | #N/A | #N/A | #N/A | #N/A | #N/A | #N/A | #N/A | #N/A
[7 empty] | 8 | 17 | 5491 | 19 | 2020-08-17 | Saturday | 6 | No | #N/A | #N/A | #N/A | #N/A | #N/A | #N/A | #N/A | #N/A | #N/A | #N/A | #N/A | #N/A | #N/A | #N/A | #N/A | #N/A | #N/A | #N/A | #N/A | #N/A | #N/A | #N/A | #N/A | #N/A | #N/A | #N/A | #N/A | #N/A | #N/A | #N/A | #N/A | #N/A | #N/A | #N/A | #N/A | #N/A
[7 empty] | 8 | 17 | 5492 | 20 | 2020-08-17 | Saturday | 6 | No | #N/A | #N/A | #N/A | #N/A | #N/A | #N/A | #N/A | #N/A | #N/A | #N/A | #N/A | #N/A | #N/A | #N/A | #N/A | #N/A | #N/A | #N/A | #N/A | #N/A | #N/A | #N/A | #N/A | #N/A | #N/A | #N/A | #N/A | #N/A | #N/A | #N/A | #N/A | #N/A | #N/A | #N/A | #N/A | #N/A
[7 empty] | 8 | 17 | 5493 | 21 | 2020-08-17 | Saturday | 6 | No | #N/A | #N/A | #N/A | #N/A | #N/A | #N/A | #N/A | #N/A | #N/A | #N/A | #N/A | #N/A | #N/A | #N/A | #N/A | #N/A | #N/A | #N/A | #N/A | #N/A | #N/A | #N/A | #N/A | #N/A | #N/A | #N/A | #N/A | #N/A | #N/A | #N/A | #N/A | #N/A | #N/A | #N/A | #N/A | #N/A
[7 empty] | 8 | 17 | 5494 | 22 | 2020-08-17 | Saturday | 6 | No | #N/A | #N/A | #N/A | #N/A | #N/A | #N/A | #N/A | #N/A | #N/A | #N/A | #N/A | #N/A | #N/A | #N/A | #N/A | #N/A | #N/A | #N/A | #N/A | #N/A | #N/A | #N/A | #N/A | #N/A | #N/A | #N/A | #N/A | #N/A | #N/A | #N/A | #N/A | #N/A | #N/A | #N/A | #N/A | #N/A
[7 empty] | 8 | 17 | 5495 | 23 | 2020-08-17 | Saturday | 6 | No | #N/A | #N/A | #N/A | #N/A | #N/A | #N/A | #N/A | #N/A | #N/A | #N/A | #N/A | #N/A | #N/A | #N/A | #N/A | #N/A | #N/A | #N/A | #N/A | #N/A | #N/A | #N/A | #N/A | #N/A | #N/A | #N/A | #N/A | #N/A | #N/A | #N/A | #N/A | #N/A | #N/A | #N/A | #N/A | #N/A
[7 empty] | 8 | 17 | 5496 | 24 | 2020-08-17 | Saturday | 6 | No | #N/A | #N/A | #N/A | #N/A | #N/A | #N/A | #N/A | #N/A | #N/A | #N/A | #N/A | #N/A | #N/A | #N/A | #N/A | #N/A | #N/A | #N/A | #N/A | #N/A | #N/A | #N/A | #N/A | #N/A | #N/A | #N/A | #N/A | #N/A | #N/A | #N/A | #N/A | #N/A | #N/A | #N/A | #N/A | #N/A
[7 empty] | 8 | 18 | 5497 | 1 | 2020-08-18 | Sunday | 7 | No | #N/A | #N/A | #N/A | #N/A | #N/A | #N/A | #N/A | #N/A | #N/A | #N/A | #N/A | #N/A | #N/A | #N/A | #N/A | #N/A | #N/A | #N/A | #N/A | #N/A | #N/A | #N/A | #N/A | #N/A | #N/A | #N/A | #N/A | #N/A | #N/A | #N/A | #N/A | #N/A | #N/A | #N/A | #N/A | #N/A
[7 empty] | 8 | 18 | 5498 | 2 | 2020-08-18 | Sunday | 7 | No | #N/A | #N/A | #N/A | #N/A | #N/A | #N/A | #N/A | #N/A | #N/A | #N/A | #N/A | #N/A | #N/A | #N/A | #N/A | #N/A | #N/A | #N/A | #N/A | #N/A | #N/A | #N/A | #N/A | #N/A | #N/A | #N/A | #N/A | #N/A | #N/A | #N/A | #N/A | #N/A | #N/A | #N/A | #N/A | #N/A
[7 empty] | 8 | 18 | 5499 | 3 | 2020-08-18 | Sunday | 7 | No | #N/A | #N/A | #N/A | #N/A | #N/A | #N/A | #N/A | #N/A | #N/A | #N/A | #N/A | #N/A | #N/A | #N/A | #N/A | #N/A | #N/A | #N/A | #N/A | #N/A | #N/A | #N/A | #N/A | #N/A | #N/A | #N/A | #N/A | #N/A | #N/A | #N/A | #N/A | #N/A | #N/A | #N/A | #N/A | #N/A
[7 empty] | 8 | 18 | 5500 | 4 | 2020-08-18 | Sunday | 7 | No | #N/A | #N/A | #N/A | #N/A | #N/A | #N/A | #N/A | #N/A | #N/A | #N/A | #N/A | #N/A | #N/A | #N/A | #N/A | #N/A | #N/A | #N/A | #N/A | #N/A | #N/A | #N/A | #N/A | #N/A | #N/A | #N/A | #N/A | #N/A | #N/A | #N/A | #N/A | #N/A | #N/A | #N/A | #N/A | #N/A
[7 empty] | 8 | 18 | 5501 | 5 | 2020-08-18 | Sunday | 7 | No | #N/A | #N/A | #N/A | #N/A | #N/A | #N/A | #N/A | #N/A | #N/A | #N/A | #N/A | #N/A | #N/A | #N/A | #N/A | #N/A | #N/A | #N/A | #N/A | #N/A | #N/A | #N/A | #N/A | #N/A | #N/A | #N/A | #N/A | #N/A | #N/A | #N/A | #N/A | #N/A | #N/A | #N/A | #N/A | #N/A
[7 empty] | 8 | 18 | 5502 | 6 | 2020-08-18 | Sunday | 7 | No | #N/A | #N/A | #N/A | #N/A | #N/A | #N/A | #N/A | #N/A | #N/A | #N/A | #N/A | #N/A | #N/A | #N/A | #N/A | #N/A | #N/A | #N/A | #N/A | #N/A | #N/A | #N/A | #N/A | #N/A | #N/A | #N/A | #N/A | #N/A | #N/A | #N/A | #N/A | #N/A | #N/A | #N/A | #N/A | #N/A
[7 empty] | 8 | 18 | 5503 | 7 | 2020-08-18 | Sunday | 7 | No | #N/A | #N/A | #N/A | #N/A | #N/A | #N/A | #N/A | #N/A | #N/A | #N/A | #N/A | #N/A | #N/A | #N/A | #N/A | #N/A | #N/A | #N/A | #N/A | #N/A | #N/A | #N/A | #N/A | #N/A | #N/A | #N/A | #N/A | #N/A | #N/A | #N/A | #N/A | #N/A | #N/A | #N/A | #N/A | #N/A
[7 empty] | 8 | 18 | 5504 | 8 | 2020-08-18 | Sunday | 7 | No | #N/A | #N/A | #N/A | #N/A | #N/A | #N/A | #N/A | #N/A | #N/A | #N/A | #N/A | #N/A | #N/A | #N/A | #N/A | #N/A | #N/A | #N/A | #N/A | #N/A | #N/A | #N/A | #N/A | #N/A | #N/A | #N/A | #N/A | #N/A | #N/A | #N/A | #N/A | #N/A | #N/A | #N/A | #N/A | #N/A
[7 empty] | 8 | 18 | 5505 | 9 | 2020-08-18 | Sunday | 7 | No | #N/A | #N/A | #N/A | #N/A | #N/A | #N/A | #N/A | #N/A | #N/A | #N/A | #N/A | #N/A | #N/A | #N/A | #N/A | #N/A | #N/A | #N/A | #N/A | #N/A | #N/A | #N/A | #N/A | #N/A | #N/A | #N/A | #N/A | #N/A | #N/A | #N/A | #N/A | #N/A | #N/A | #N/A | #N/A | #N/A
[7 empty] | 8 | 18 | 5506 | 10 | 2020-08-18 | Sunday | 7 | No | #N/A | #N/A | #N/A | #N/A | #N/A | #N/A | #N/A | #N/A | #N/A | #N/A | #N/A | #N/A | #N/A | #N/A | #N/A | #N/A | #N/A | #N/A | #N/A | #N/A | #N/A | #N/A | #N/A | #N/A | #N/A | #N/A | #N/A | #N/A | #N/A | #N/A | #N/A | #N/A | #N/A | #N/A | #N/A | #N/A
[7 empty] | 8 | 18 | 5507 | 11 | 2020-08-18 | Sunday | 7 | No | #N/A | #N/A | #N/A | #N/A | #N/A | #N/A | #N/A | #N/A | #N/A | #N/A | #N/A | #N/A | #N/A | #N/A | #N/A | #N/A | #N/A | #N/A | #N/A | #N/A | #N/A | #N/A | #N/A | #N/A | #N/A | #N/A | #N/A | #N/A | #N/A | #N/A | #N/A | #N/A | #N/A | #N/A | #N/A | #N/A
[7 empty] | 8 | 18 | 5508 | 12 | 2020-08-18 | Sunday | 7 | No | #N/A | #N/A | #N/A | #N/A | #N/A | #N/A | #N/A | #N/A | #N/A | #N/A | #N/A | #N/A | #N/A | #N/A | #N/A | #N/A | #N/A | #N/A | #N/A | #N/A | #N/A | #N/A | #N/A | #N/A | #N/A | #N/A | #N/A | #N/A | #N/A | #N/A | #N/A | #N/A | #N/A | #N/A | #N/A | #N/A
[7 empty] | 8 | 18 | 5509 | 13 | 2020-08-18 | Sunday | 7 | No | #N/A | #N/A | #N/A | #N/A | #N/A | #N/A | #N/A | #N/A | #N/A | #N/A | #N/A | #N/A | #N/A | #N/A | #N/A | #N/A | #N/A | #N/A | #N/A | #N/A | #N/A | #N/A | #N/A | #N/A | #N/A | #N/A | #N/A | #N/A | #N/A | #N/A | #N/A | #N/A | #N/A | #N/A | #N/A | #N/A
[7 empty] | 8 | 18 | 5510 | 14 | 2020-08-18 | Sunday | 7 | No | #N/A | #N/A | #N/A | #N/A | #N/A | #N/A | #N/A | #N/A | #N/A | #N/A | #N/A | #N/A | #N/A | #N/A | #N/A | #N/A | #N/A | #N/A | #N/A | #N/A | #N/A | #N/A | #N/A | #N/A | #N/A | #N/A | #N/A | #N/A | #N/A | #N/A | #N/A | #N/A | #N/A | #N/A | #N/A | #N/A
[7 empty] | 8 | 18 | 5511 | 15 | 2020-08-18 | Sunday | 7 | No | #N/A | #N/A | #N/A | #N/A | #N/A | #N/A | #N/A | #N/A | #N/A | #N/A | #N/A | #N/A | #N/A | #N/A | #N/A | #N/A | #N/A | #N/A | #N/A | #N/A | #N/A | #N/A | #N/A | #N/A | #N/A | #N/A | #N/A | #N/A | #N/A | #N/A | #N/A | #N/A | #N/A | #N/A | #N/A | #N/A
[7 empty] | 8 | 18 | 5512 | 16 | 2020-08-18 | Sunday | 7 | No | #N/A | #N/A | #N/A | #N/A | #N/A | #N/A | #N/A | #N/A | #N/A | #N/A | #N/A | #N/A | #N/A | #N/A | #N/A | #N/A | #N/A | #N/A | #N/A | #N/A | #N/A | #N/A | #N/A | #N/A | #N/A | #N/A | #N/A | #N/A | #N/A | #N/A | #N/A | #N/A | #N/A | #N/A | #N/A | #N/A
[7 empty] | 8 | 18 | 5513 | 17 | 2020-08-18 | Sunday | 7 | No | #N/A | #N/A | #N/A | #N/A | #N/A | #N/A | #N/A | #N/A | #N/A | #N/A | #N/A | #N/A | #N/A | #N/A | #N/A | #N/A | #N/A | #N/A | #N/A | #N/A | #N/A | #N/A | #N/A | #N/A | #N/A | #N/A | #N/A | #N/A | #N/A | #N/A | #N/A | #N/A | #N/A | #N/A | #N/A | #N/A
[7 empty] | 8 | 18 | 5514 | 18 | 2020-08-18 | Sunday | 7 | No | #N/A | #N/A | #N/A | #N/A | #N/A | #N/A | #N/A | #N/A | #N/A | #N/A | #N/A | #N/A | #N/A | #N/A | #N/A | #N/A | #N/A | #N/A | #N/A | #N/A | #N/A | #N/A | #N/A | #N/A | #N/A | #N/A | #N/A | #N/A | #N/A | #N/A | #N/A | #N/A | #N/A | #N/A | #N/A | #N/A
[7 empty] | 8 | 18 | 5515 | 19 | 2020-08-18 | Sunday | 7 | No | #N/A | #N/A | #N/A | #N/A | #N/A | #N/A | #N/A | #N/A | #N/A | #N/A | #N/A | #N/A | #N/A | #N/A | #N/A | #N/A | #N/A | #N/A | #N/A | #N/A | #N/A | #N/A | #N/A | #N/A | #N/A | #N/A | #N/A | #N/A | #N/A | #N/A | #N/A | #N/A | #N/A | #N/A | #N/A | #N/A
[7 empty] | 8 | 18 | 5516 | 20 | 2020-08-18 | Sunday | 7 | No | #N/A | #N/A | #N/A | #N/A | #N/A | #N/A | #N/A | #N/A | #N/A | #N/A | #N/A | #N/A | #N/A | #N/A | #N/A | #N/A | #N/A | #N/A | #N/A | #N/A | #N/A | #N/A | #N/A | #N/A | #N/A | #N/A | #N/A | #N/A | #N/A | #N/A | #N/A | #N/A | #N/A | #N/A | #N/A | #N/A
[7 empty] | 8 | 18 | 5517 | 21 | 2020-08-18 | Sunday | 7 | No | #N/A | #N/A | #N/A | #N/A | #N/A | #N/A | #N/A | #N/A | #N/A | #N/A | #N/A | #N/A | #N/A | #N/A | #N/A | #N/A | #N/A | #N/A | #N/A | #N/A | #N/A | #N/A | #N/A | #N/A | #N/A | #N/A | #N/A | #N/A | #N/A | #N/A | #N/A | #N/A | #N/A | #N/A | #N/A | #N/A
[7 empty] | 8 | 18 | 5518 | 22 | 2020-08-18 | Sunday | 7 | No | #N/A | #N/A | #N/A | #N/A | #N/A | #N/A | #N/A | #N/A | #N/A | #N/A | #N/A | #N/A | #N/A | #N/A | #N/A | #N/A | #N/A | #N/A | #N/A | #N/A | #N/A | #N/A | #N/A | #N/A | #N/A | #N/A | #N/A | #N/A | #N/A | #N/A | #N/A | #N/A | #N/A | #N/A | #N/A | #N/A
[7 empty] | 8 | 18 | 5519 | 23 | 2020-08-18 | Sunday | 7 | No | #N/A | #N/A | #N/A | #N/A | #N/A | #N/A | #N/A | #N/A | #N/A | #N/A | #N/A | #N/A | #N/A | #N/A | #N/A | #N/A | #N/A | #N/A | #N/A | #N/A | #N/A | #N/A | #N/A | #N/A | #N/A | #N/A | #N/A | #N/A | #N/A | #N/A | #N/A | #N/A | #N/A | #N/A | #N/A | #N/A
[7 empty] | 8 | 18 | 5520 | 24 | 2020-08-18 | Sunday | 7 | No | #N/A | #N/A | #N/A | #N/A | #N/A | #N/A | #N/A | #N/A | #N/A | #N/A | #N/A | #N/A | #N/A | #N/A | #N/A | #N/A | #N/A | #N/A | #N/A | #N/A | #N/A | #N/A | #N/A | #N/A | #N/A | #N/A | #N/A | #N/A | #N/A | #N/A | #N/A | #N/A | #N/A | #N/A | #N/A | #N/A
[7 empty] | 8 | 19 | 5521 | 1 | 2020-08-19 | Monday | 1 | No | #N/A | #N/A | #N/A | #N/A | #N/A | #N/A | #N/A | #N/A | #N/A | #N/A | #N/A | #N/A | #N/A | #N/A | #N/A | #N/A | #N/A | #N/A | #N/A | #N/A | #N/A | #N/A | #N/A | #N/A | #N/A | #N/A | #N/A | #N/A | #N/A | #N/A | #N/A | #N/A | #N/A | #N/A | #N/A | #N/A
[7 empty] | 8 | 19 | 5522 | 2 | 2020-08-19 | Monday | 1 | No | #N/A | #N/A | #N/A | #N/A | #N/A | #N/A | #N/A | #N/A | #N/A | #N/A | #N/A | #N/A | #N/A | #N/A | #N/A | #N/A | #N/A | #N/A | #N/A | #N/A | #N/A | #N/A | #N/A | #N/A | #N/A | #N/A | #N/A | #N/A | #N/A | #N/A | #N/A | #N/A | #N/A | #N/A | #N/A | #N/A
[7 empty] | 8 | 19 | 5523 | 3 | 2020-08-19 | Monday | 1 | No | #N/A | #N/A | #N/A | #N/A | #N/A | #N/A | #N/A | #N/A | #N/A | #N/A | #N/A | #N/A | #N/A | #N/A | #N/A | #N/A | #N/A | #N/A | #N/A | #N/A | #N/A | #N/A | #N/A | #N/A | #N/A | #N/A | #N/A | #N/A | #N/A | #N/A | #N/A | #N/A | #N/A | #N/A | #N/A | #N/A
[7 empty] | 8 | 19 | 5524 | 4 | 2020-08-19 | Monday | 1 | No | #N/A | #N/A | #N/A | #N/A | #N/A | #N/A | #N/A | #N/A | #N/A | #N/A | #N/A | #N/A | #N/A | #N/A | #N/A | #N/A | #N/A | #N/A | #N/A | #N/A | #N/A | #N/A | #N/A | #N/A | #N/A | #N/A | #N/A | #N/A | #N/A | #N/A | #N/A | #N/A | #N/A | #N/A | #N/A | #N/A
[7 empty] | 8 | 19 | 5525 | 5 | 2020-08-19 | Monday | 1 | No | #N/A | #N/A | #N/A | #N/A | #N/A | #N/A | #N/A | #N/A | #N/A | #N/A | #N/A | #N/A | #N/A | #N/A | #N/A | #N/A | #N/A | #N/A | #N/A | #N/A | #N/A | #N/A | #N/A | #N/A | #N/A | #N/A | #N/A | #N/A | #N/A | #N/A | #N/A | #N/A | #N/A | #N/A | #N/A | #N/A
[7 empty] | 8 | 19 | 5526 | 6 | 2020-08-19 | Monday | 1 | No | #N/A | #N/A | #N/A | #N/A | #N/A | #N/A | #N/A | #N/A | #N/A | #N/A | #N/A | #N/A | #N/A | #N/A | #N/A | #N/A | #N/A | #N/A | #N/A | #N/A | #N/A | #N/A | #N/A | #N/A | #N/A | #N/A | #N/A | #N/A | #N/A | #N/A | #N/A | #N/A | #N/A | #N/A | #N/A | #N/A
[7 empty] | 8 | 19 | 5527 | 7 | 2020-08-19 | Monday | 1 | No | #N/A | #N/A | #N/A | #N/A | #N/A | #N/A | #N/A | #N/A | #N/A | #N/A | #N/A | #N/A | #N/A | #N/A | #N/A | #N/A | #N/A | #N/A | #N/A | #N/A | #N/A | #N/A | #N/A | #N/A | #N/A | #N/A | #N/A | #N/A | #N/A | #N/A | #N/A | #N/A | #N/A | #N/A | #N/A | #N/A
[7 empty] | 8 | 19 | 5528 | 8 | 2020-08-19 | Monday | 1 | No | #N/A | #N/A | #N/A | #N/A | #N/A | #N/A | #N/A | #N/A | #N/A | #N/A | #N/A | #N/A | #N/A | #N/A | #N/A | #N/A | #N/A | #N/A | #N/A | #N/A | #N/A | #N/A | #N/A | #N/A | #N/A | #N/A | #N/A | #N/A | #N/A | #N/A | #N/A | #N/A | #N/A | #N/A | #N/A | #N/A
[7 empty] | 8 | 19 | 5529 | 9 | 2020-08-19 | Monday | 1 | No | #N/A | #N/A | #N/A | #N/A | #N/A | #N/A | #N/A | #N/A | #N/A | #N/A | #N/A | #N/A | #N/A | #N/A | #N/A | #N/A | #N/A | #N/A | #N/A | #N/A | #N/A | #N/A | #N/A | #N/A | #N/A | #N/A | #N/A | #N/A | #N/A | #N/A | #N/A | #N/A | #N/A | #N/A | #N/A | #N/A
[7 empty] | 8 | 19 | 5530 | 10 | 2020-08-19 | Monday | 1 | No | #N/A | #N/A | #N/A | #N/A | #N/A | #N/A | #N/A | #N/A | #N/A | #N/A | #N/A | #N/A | #N/A | #N/A | #N/A | #N/A | #N/A | #N/A | #N/A | #N/A | #N/A | #N/A | #N/A | #N/A | #N/A | #N/A | #N/A | #N/A | #N/A | #N/A | #N/A | #N/A | #N/A | #N/A | #N/A | #N/A
[7 empty] | 8 | 19 | 5531 | 11 | 2020-08-19 | Monday | 1 | No | #N/A | #N/A | #N/A | #N/A | #N/A | #N/A | #N/A | #N/A | #N/A | #N/A | #N/A | #N/A | #N/A | #N/A | #N/A | #N/A | #N/A | #N/A | #N/A | #N/A | #N/A | #N/A | #N/A | #N/A | #N/A | #N/A | #N/A | #N/A | #N/A | #N/A | #N/A | #N/A | #N/A | #N/A | #N/A | #N/A
[7 empty] | 8 | 19 | 5532 | 12 | 2020-08-19 | Monday | 1 | No | #N/A | #N/A | #N/A | #N/A | #N/A | #N/A | #N/A | #N/A | #N/A | #N/A | #N/A | #N/A | #N/A | #N/A | #N/A | #N/A | #N/A | #N/A | #N/A | #N/A | #N/A | #N/A | #N/A | #N/A | #N/A | #N/A | #N/A | #N/A | #N/A | #N/A | #N/A | #N/A | #N/A | #N/A | #N/A | #N/A
[7 empty] | 8 | 19 | 5533 | 13 | 2020-08-19 | Monday | 1 | No | #N/A | #N/A | #N/A | #N/A | #N/A | #N/A | #N/A | #N/A | #N/A | #N/A | #N/A | #N/A | #N/A | #N/A | #N/A | #N/A | #N/A | #N/A | #N/A | #N/A | #N/A | #N/A | #N/A | #N/A | #N/A | #N/A | #N/A | #N/A | #N/A | #N/A | #N/A | #N/A | #N/A | #N/A | #N/A | #N/A
[7 empty] | 8 | 19 | 5534 | 14 | 2020-08-19 | Monday | 1 | No | #N/A | #N/A | #N/A | #N/A | #N/A | #N/A | #N/A | #N/A | #N/A | #N/A | #N/A | #N/A | #N/A | #N/A | #N/A | #N/A | #N/A | #N/A | #N/A | #N/A | #N/A | #N/A | #N/A | #N/A | #N/A | #N/A | #N/A | #N/A | #N/A | #N/A | #N/A | #N/A | #N/A | #N/A | #N/A | #N/A
[7 empty] | 8 | 19 | 5535 | 15 | 2020-08-19 | Monday | 1 | No | #N/A | #N/A | #N/A | #N/A | #N/A | #N/A | #N/A | #N/A | #N/A | #N/A | #N/A | #N/A | #N/A | #N/A | #N/A | #N/A | #N/A | #N/A | #N/A | #N/A | #N/A | #N/A | #N/A | #N/A | #N/A | #N/A | #N/A | #N/A | #N/A | #N/A | #N/A | #N/A | #N/A | #N/A | #N/A | #N/A
[7 empty] | 8 | 19 | 5536 | 16 | 2020-08-19 | Monday | 1 | No | #N/A | #N/A | #N/A | #N/A | #N/A | #N/A | #N/A | #N/A | #N/A | #N/A | #N/A | #N/A | #N/A | #N/A | #N/A | #N/A | #N/A | #N/A | #N/A | #N/A | #N/A | #N/A | #N/A | #N/A | #N/A | #N/A | #N/A | #N/A | #N/A | #N/A | #N/A | #N/A | #N/A | #N/A | #N/A | #N/A
[7 empty] | 8 | 19 | 5537 | 17 | 2020-08-19 | Monday | 1 | No | #N/A | #N/A | #N/A | #N/A | #N/A | #N/A | #N/A | #N/A | #N/A | #N/A | #N/A | #N/A | #N/A | #N/A | #N/A | #N/A | #N/A | #N/A | #N/A | #N/A | #N/A | #N/A | #N/A | #N/A | #N/A | #N/A | #N/A | #N/A | #N/A | #N/A | #N/A | #N/A | #N/A | #N/A | #N/A | #N/A
[7 empty] | 8 | 19 | 5538 | 18 | 2020-08-19 | Monday | 1 | No | #N/A | #N/A | #N/A | #N/A | #N/A | #N/A | #N/A | #N/A | #N/A | #N/A | #N/A | #N/A | #N/A | #N/A | #N/A | #N/A | #N/A | #N/A | #N/A | #N/A | #N/A | #N/A | #N/A | #N/A | #N/A | #N/A | #N/A | #N/A | #N/A | #N/A | #N/A | #N/A | #N/A | #N/A | #N/A | #N/A
[7 empty] | 8 | 19 | 5539 | 19 | 2020-08-19 | Monday | 1 | No | #N/A | #N/A | #N/A | #N/A | #N/A | #N/A | #N/A | #N/A | #N/A | #N/A | #N/A | #N/A | #N/A | #N/A | #N/A | #N/A | #N/A | #N/A | #N/A | #N/A | #N/A | #N/A | #N/A | #N/A | #N/A | #N/A | #N/A | #N/A | #N/A | #N/A | #N/A | #N/A | #N/A | #N/A | #N/A | #N/A
[7 empty] | 8 | 19 | 5540 | 20 | 2020-08-19 | Monday | 1 | No | #N/A | #N/A | #N/A | #N/A | #N/A | #N/A | #N/A | #N/A | #N/A | #N/A | #N/A | #N/A | #N/A | #N/A | #N/A | #N/A | #N/A | #N/A | #N/A | #N/A | #N/A | #N/A | #N/A | #N/A | #N/A | #N/A | #N/A | #N/A | #N/A | #N/A | #N/A | #N/A | #N/A | #N/A | #N/A | #N/A
[7 empty] | 8 | 19 | 5541 | 21 | 2020-08-19 | Monday | 1 | No | #N/A | #N/A | #N/A | #N/A | #N/A | #N/A | #N/A | #N/A | #N/A | #N/A | #N/A | #N/A | #N/A | #N/A | #N/A | #N/A | #N/A | #N/A | #N/A | #N/A | #N/A | #N/A | #N/A | #N/A | #N/A | #N/A | #N/A | #N/A | #N/A | #N/A | #N/A | #N/A | #N/A | #N/A | #N/A | #N/A
[7 empty] | 8 | 19 | 5542 | 22 | 2020-08-19 | Monday | 1 | No | #N/A | #N/A | #N/A | #N/A | #N/A | #N/A | #N/A | #N/A | #N/A | #N/A | #N/A | #N/A | #N/A | #N/A | #N/A | #N/A | #N/A | #N/A | #N/A | #N/A | #N/A | #N/A | #N/A | #N/A | #N/A | #N/A | #N/A | #N/A | #N/A | #N/A | #N/A | #N/A | #N/A | #N/A | #N/A | #N/A
[7 empty] | 8 | 19 | 5543 | 23 | 2020-08-19 | Monday | 1 | No | #N/A | #N/A | #N/A | #N/A | #N/A | #N/A | #N/A | #N/A | #N/A | #N/A | #N/A | #N/A | #N/A | #N/A | #N/A | #N/A | #N/A | #N/A | #N/A | #N/A | #N/A | #N/A | #N/A | #N/A | #N/A | #N/A | #N/A | #N/A | #N/A | #N/A | #N/A | #N/A | #N/A | #N/A | #N/A | #N/A
[7 empty] | 8 | 19 | 5544 | 24 | 2020-08-19 | Monday | 1 | No | #N/A | #N/A | #N/A | #N/A | #N/A | #N/A | #N/A | #N/A | #N/A | #N/A | #N/A | #N/A | #N/A | #N/A | #N/A | #N/A | #N/A | #N/A | #N/A | #N/A | #N/A | #N/A | #N/A | #N/A | #N/A | #N/A | #N/A | #N/A | #N/A | #N/A | #N/A | #N/A | #N/A | #N/A | #N/A | #N/A
[7 empty] | 8 | 20 | 5545 | 1 | 2020-08-20 | Tuesday | 2 | No | #N/A | #N/A | #N/A | #N/A | #N/A | #N/A | #N/A | #N/A | #N/A | #N/A | #N/A | #N/A | #N/A | #N/A | #N/A | #N/A | #N/A | #N/A | #N/A | #N/A | #N/A | #N/A | #N/A | #N/A | #N/A | #N/A | #N/A | #N/A | #N/A | #N/A | #N/A | #N/A | #N/A | #N/A | #N/A | #N/A
[7 empty] | 8 | 20 | 5546 | 2 | 2020-08-20 | Tuesday | 2 | No | #N/A | #N/A | #N/A | #N/A | #N/A | #N/A | #N/A | #N/A | #N/A | #N/A | #N/A | #N/A | #N/A | #N/A | #N/A | #N/A | #N/A | #N/A | #N/A | #N/A | #N/A | #N/A | #N/A | #N/A | #N/A | #N/A | #N/A | #N/A | #N/A | #N/A | #N/A | #N/A | #N/A | #N/A | #N/A | #N/A
[7 empty] | 8 | 20 | 5547 | 3 | 2020-08-20 | Tuesday | 2 | No | #N/A | #N/A | #N/A | #N/A | #N/A | #N/A | #N/A | #N/A | #N/A | #N/A | #N/A | #N/A | #N/A | #N/A | #N/A | #N/A | #N/A | #N/A | #N/A | #N/A | #N/A | #N/A | #N/A | #N/A | #N/A | #N/A | #N/A | #N/A | #N/A | #N/A | #N/A | #N/A | #N/A | #N/A | #N/A | #N/A
[7 empty] | 8 | 20 | 5548 | 4 | 2020-08-20 | Tuesday | 2 | No | #N/A | #N/A | #N/A | #N/A | #N/A | #N/A | #N/A | #N/A | #N/A | #N/A | #N/A | #N/A | #N/A | #N/A | #N/A | #N/A | #N/A | #N/A | #N/A | #N/A | #N/A | #N/A | #N/A | #N/A | #N/A | #N/A | #N/A | #N/A | #N/A | #N/A | #N/A | #N/A | #N/A | #N/A | #N/A | #N/A
[7 empty] | 8 | 20 | 5549 | 5 | 2020-08-20 | Tuesday | 2 | No | #N/A | #N/A | #N/A | #N/A | #N/A | #N/A | #N/A | #N/A | #N/A | #N/A | #N/A | #N/A | #N/A | #N/A | #N/A | #N/A | #N/A | #N/A | #N/A | #N/A | #N/A | #N/A | #N/A | #N/A | #N/A | #N/A | #N/A | #N/A | #N/A | #N/A | #N/A | #N/A | #N/A | #N/A | #N/A | #N/A
[7 empty] | 8 | 20 | 5550 | 6 | 2020-08-20 | Tuesday | 2 | No | #N/A | #N/A | #N/A | #N/A | #N/A | #N/A | #N/A | #N/A | #N/A | #N/A | #N/A | #N/A | #N/A | #N/A | #N/A | #N/A | #N/A | #N/A | #N/A | #N/A | #N/A | #N/A | #N/A | #N/A | #N/A | #N/A | #N/A | #N/A | #N/A | #N/A | #N/A | #N/A | #N/A | #N/A | #N/A | #N/A
[7 empty] | 8 | 20 | 5551 | 7 | 2020-08-20 | Tuesday | 2 | No | #N/A | #N/A | #N/A | #N/A | #N/A | #N/A | #N/A | #N/A | #N/A | #N/A | #N/A | #N/A | #N/A | #N/A | #N/A | #N/A | #N/A | #N/A | #N/A | #N/A | #N/A | #N/A | #N/A | #N/A | #N/A | #N/A | #N/A | #N/A | #N/A | #N/A | #N/A | #N/A | #N/A | #N/A | #N/A | #N/A
[7 empty] | 8 | 20 | 5552 | 8 | 2020-08-20 | Tuesday | 2 | No | #N/A | #N/A | #N/A | #N/A | #N/A | #N/A | #N/A | #N/A | #N/A | #N/A | #N/A | #N/A | #N/A | #N/A | #N/A | #N/A | #N/A | #N/A | #N/A | #N/A | #N/A | #N/A | #N/A | #N/A | #N/A | #N/A | #N/A | #N/A | #N/A | #N/A | #N/A | #N/A | #N/A | #N/A | #N/A | #N/A
[7 empty] | 8 | 20 | 5553 | 9 | 2020-08-20 | Tuesday | 2 | No | #N/A | #N/A | #N/A | #N/A | #N/A | #N/A | #N/A | #N/A | #N/A | #N/A | #N/A | #N/A | #N/A | #N/A | #N/A | #N/A | #N/A | #N/A | #N/A | #N/A | #N/A | #N/A | #N/A | #N/A | #N/A | #N/A | #N/A | #N/A | #N/A | #N/A | #N/A | #N/A | #N/A | #N/A | #N/A | #N/A
[7 empty] | 8 | 20 | 5554 | 10 | 2020-08-20 | Tuesday | 2 | No | #N/A | #N/A | #N/A | #N/A | #N/A | #N/A | #N/A | #N/A | #N/A | #N/A | #N/A | #N/A | #N/A | #N/A | #N/A | #N/A | #N/A | #N/A | #N/A | #N/A | #N/A | #N/A | #N/A | #N/A | #N/A | #N/A | #N/A | #N/A | #N/A | #N/A | #N/A | #N/A | #N/A | #N/A | #N/A | #N/A
[7 empty] | 8 | 20 | 5555 | 11 | 2020-08-20 | Tuesday | 2 | No | #N/A | #N/A | #N/A | #N/A | #N/A | #N/A | #N/A | #N/A | #N/A | #N/A | #N/A | #N/A | #N/A | #N/A | #N/A | #N/A | #N/A | #N/A | #N/A | #N/A | #N/A | #N/A | #N/A | #N/A | #N/A | #N/A | #N/A | #N/A | #N/A | #N/A | #N/A | #N/A | #N/A | #N/A | #N/A | #N/A
[7 empty] | 8 | 20 | 5556 | 12 | 2020-08-20 | Tuesday | 2 | No | #N/A | #N/A | #N/A | #N/A | #N/A | #N/A | #N/A | #N/A | #N/A | #N/A | #N/A | #N/A | #N/A | #N/A | #N/A | #N/A | #N/A | #N/A | #N/A | #N/A | #N/A | #N/A | #N/A | #N/A | #N/A | #N/A | #N/A | #N/A | #N/A | #N/A | #N/A | #N/A | #N/A | #N/A | #N/A | #N/A
[7 empty] | 8 | 20 | 5557 | 13 | 2020-08-20 | Tuesday | 2 | No | #N/A | #N/A | #N/A | #N/A | #N/A | #N/A | #N/A | #N/A | #N/A | #N/A | #N/A | #N/A | #N/A | #N/A | #N/A | #N/A | #N/A | #N/A | #N/A | #N/A | #N/A | #N/A | #N/A | #N/A | #N/A | #N/A | #N/A | #N/A | #N/A | #N/A | #N/A | #N/A | #N/A | #N/A | #N/A | #N/A
[7 empty] | 8 | 20 | 5558 | 14 | 2020-08-20 | Tuesday | 2 | No | #N/A | #N/A | #N/A | #N/A | #N/A | #N/A | #N/A | #N/A | #N/A | #N/A | #N/A | #N/A | #N/A | #N/A | #N/A | #N/A | #N/A | #N/A | #N/A | #N/A | #N/A | #N/A | #N/A | #N/A | #N/A | #N/A | #N/A | #N/A | #N/A | #N/A | #N/A | #N/A | #N/A | #N/A | #N/A | #N/A
[7 empty] | 8 | 20 | 5559 | 15 | 2020-08-20 | Tuesday | 2 | No | #N/A | #N/A | #N/A | #N/A | #N/A | #N/A | #N/A | #N/A | #N/A | #N/A | #N/A | #N/A | #N/A | #N/A | #N/A | #N/A | #N/A | #N/A | #N/A | #N/A | #N/A | #N/A | #N/A | #N/A | #N/A | #N/A | #N/A | #N/A | #N/A | #N/A | #N/A | #N/A | #N/A | #N/A | #N/A | #N/A
[7 empty] | 8 | 20 | 5560 | 16 | 2020-08-20 | Tuesday | 2 | No | #N/A | #N/A | #N/A | #N/A | #N/A | #N/A | #N/A | #N/A | #N/A | #N/A | #N/A | #N/A | #N/A | #N/A | #N/A | #N/A | #N/A | #N/A | #N/A | #N/A | #N/A | #N/A | #N/A | #N/A | #N/A | #N/A | #N/A | #N/A | #N/A | #N/A | #N/A | #N/A | #N/A | #N/A | #N/A | #N/A
[7 empty] | 8 | 20 | 5561 | 17 | 2020-08-20 | Tuesday | 2 | No | #N/A | #N/A | #N/A | #N/A | #N/A | #N/A | #N/A | #N/A | #N/A | #N/A | #N/A | #N/A | #N/A | #N/A | #N/A | #N/A | #N/A | #N/A | #N/A | #N/A | #N/A | #N/A | #N/A | #N/A | #N/A | #N/A | #N/A | #N/A | #N/A | #N/A | #N/A | #N/A | #N/A | #N/A | #N/A | #N/A
[7 empty] | 8 | 20 | 5562 | 18 | 2020-08-20 | Tuesday | 2 | No | #N/A | #N/A | #N/A | #N/A | #N/A | #N/A | #N/A | #N/A | #N/A | #N/A | #N/A | #N/A | #N/A | #N/A | #N/A | #N/A | #N/A | #N/A | #N/A | #N/A | #N/A | #N/A | #N/A | #N/A | #N/A | #N/A | #N/A | #N/A | #N/A | #N/A | #N/A | #N/A | #N/A | #N/A | #N/A | #N/A
[7 empty] | 8 | 20 | 5563 | 19 | 2020-08-20 | Tuesday | 2 | No | #N/A | #N/A | #N/A | #N/A | #N/A | #N/A | #N/A | #N/A | #N/A | #N/A | #N/A | #N/A | #N/A | #N/A | #N/A | #N/A | #N/A | #N/A | #N/A | #N/A | #N/A | #N/A | #N/A | #N/A | #N/A | #N/A | #N/A | #N/A | #N/A | #N/A | #N/A | #N/A | #N/A | #N/A | #N/A | #N/A
[7 empty] | 8 | 20 | 5564 | 20 | 2020-08-20 | Tuesday | 2 | No | #N/A | #N/A | #N/A | #N/A | #N/A | #N/A | #N/A | #N/A | #N/A | #N/A | #N/A | #N/A | #N/A | #N/A | #N/A | #N/A | #N/A | #N/A | #N/A | #N/A | #N/A | #N/A | #N/A | #N/A | #N/A | #N/A | #N/A | #N/A | #N/A | #N/A | #N/A | #N/A | #N/A | #N/A | #N/A | #N/A
[7 empty] | 8 | 20 | 5565 | 21 | 2020-08-20 | Tuesday | 2 | No | #N/A | #N/A | #N/A | #N/A | #N/A | #N/A | #N/A | #N/A | #N/A | #N/A | #N/A | #N/A | #N/A | #N/A | #N/A | #N/A | #N/A | #N/A | #N/A | #N/A | #N/A | #N/A | #N/A | #N/A | #N/A | #N/A | #N/A | #N/A | #N/A | #N/A | #N/A | #N/A | #N/A | #N/A | #N/A | #N/A
[7 empty] | 8 | 20 | 5566 | 22 | 2020-08-20 | Tuesday | 2 | No | #N/A | #N/A | #N/A | #N/A | #N/A | #N/A | #N/A | #N/A | #N/A | #N/A | #N/A | #N/A | #N/A | #N/A | #N/A | #N/A | #N/A | #N/A | #N/A | #N/A | #N/A | #N/A | #N/A | #N/A | #N/A | #N/A | #N/A | #N/A | #N/A | #N/A | #N/A | #N/A | #N/A | #N/A | #N/A | #N/A
[7 empty] | 8 | 20 | 5567 | 23 | 2020-08-20 | Tuesday | 2 | No | #N/A | #N/A | #N/A | #N/A | #N/A | #N/A | #N/A | #N/A | #N/A | #N/A | #N/A | #N/A | #N/A | #N/A | #N/A | #N/A | #N/A | #N/A | #N/A | #N/A | #N/A | #N/A | #N/A | #N/A | #N/A | #N/A | #N/A | #N/A | #N/A | #N/A | #N/A | #N/A | #N/A | #N/A | #N/A | #N/A
[7 empty] | 8 | 20 | 5568 | 24 | 2020-08-20 | Tuesday | 2 | No | #N/A | #N/A | #N/A | #N/A | #N/A | #N/A | #N/A | #N/A | #N/A | #N/A | #N/A | #N/A | #N/A | #N/A | #N/A | #N/A | #N/A | #N/A | #N/A | #N/A | #N/A | #N/A | #N/A | #N/A | #N/A | #N/A | #N/A | #N/A | #N/A | #N/A | #N/A | #N/A | #N/A | #N/A | #N/A | #N/A
[7 empty] | 8 | 21 | 5569 | 1 | 2020-08-21 | Wednesday | 3 | No | #N/A | #N/A | #N/A | #N/A | #N/A | #N/A | #N/A | #N/A | #N/A | #N/A | #N/A | #N/A | #N/A | #N/A | #N/A | #N/A | #N/A | #N/A | #N/A | #N/A | #N/A | #N/A | #N/A | #N/A | #N/A | #N/A | #N/A | #N/A | #N/A | #N/A | #N/A | #N/A | #N/A | #N/A | #N/A | #N/A
[7 empty] | 8 | 21 | 5570 | 2 | 2020-08-21 | Wednesday | 3 | No | #N/A | #N/A | #N/A | #N/A | #N/A | #N/A | #N/A | #N/A | #N/A | #N/A | #N/A | #N/A | #N/A | #N/A | #N/A | #N/A | #N/A | #N/A | #N/A | #N/A | #N/A | #N/A | #N/A | #N/A | #N/A | #N/A | #N/A | #N/A | #N/A | #N/A | #N/A | #N/A | #N/A | #N/A | #N/A | #N/A
[7 empty] | 8 | 21 | 5571 | 3 | 2020-08-21 | Wednesday | 3 | No | #N/A | #N/A | #N/A | #N/A | #N/A | #N/A | #N/A | #N/A | #N/A | #N/A | #N/A | #N/A | #N/A | #N/A | #N/A | #N/A | #N/A | #N/A | #N/A | #N/A | #N/A | #N/A | #N/A | #N/A | #N/A | #N/A | #N/A | #N/A | #N/A | #N/A | #N/A | #N/A | #N/A | #N/A | #N/A | #N/A
[7 empty] | 8 | 21 | 5572 | 4 | 2020-08-21 | Wednesday | 3 | No | #N/A | #N/A | #N/A | #N/A | #N/A | #N/A | #N/A | #N/A | #N/A | #N/A | #N/A | #N/A | #N/A | #N/A | #N/A | #N/A | #N/A | #N/A | #N/A | #N/A | #N/A | #N/A | #N/A | #N/A | #N/A | #N/A | #N/A | #N/A | #N/A | #N/A | #N/A | #N/A | #N/A | #N/A | #N/A | #N/A
[7 empty] | 8 | 21 | 5573 | 5 | 2020-08-21 | Wednesday | 3 | No | #N/A | #N/A | #N/A | #N/A | #N/A | #N/A | #N/A | #N/A | #N/A | #N/A | #N/A | #N/A | #N/A | #N/A | #N/A | #N/A | #N/A | #N/A | #N/A | #N/A | #N/A | #N/A | #N/A | #N/A | #N/A | #N/A | #N/A | #N/A | #N/A | #N/A | #N/A | #N/A | #N/A | #N/A | #N/A | #N/A
[7 empty] | 8 | 21 | 5574 | 6 | 2020-08-21 | Wednesday | 3 | No | #N/A | #N/A | #N/A | #N/A | #N/A | #N/A | #N/A | #N/A | #N/A | #N/A | #N/A | #N/A | #N/A | #N/A | #N/A | #N/A | #N/A | #N/A | #N/A | #N/A | #N/A | #N/A | #N/A | #N/A | #N/A | #N/A | #N/A | #N/A | #N/A | #N/A | #N/A | #N/A | #N/A | #N/A | #N/A | #N/A
[7 empty] | 8 | 21 | 5575 | 7 | 2020-08-21 | Wednesday | 3 | No | #N/A | #N/A | #N/A | #N/A | #N/A | #N/A | #N/A | #N/A | #N/A | #N/A | #N/A | #N/A | #N/A | #N/A | #N/A | #N/A | #N/A | #N/A | #N/A | #N/A | #N/A | #N/A | #N/A | #N/A | #N/A | #N/A | #N/A | #N/A | #N/A | #N/A | #N/A | #N/A | #N/A | #N/A | #N/A | #N/A
[7 empty] | 8 | 21 | 5576 | 8 | 2020-08-21 | Wednesday | 3 | No | #N/A | #N/A | #N/A | #N/A | #N/A | #N/A | #N/A | #N/A | #N/A | #N/A | #N/A | #N/A | #N/A | #N/A | #N/A | #N/A | #N/A | #N/A | #N/A | #N/A | #N/A | #N/A | #N/A | #N/A | #N/A | #N/A | #N/A | #N/A | #N/A | #N/A | #N/A | #N/A | #N/A | #N/A | #N/A | #N/A
[7 empty] | 8 | 21 | 5577 | 9 | 2020-08-21 | Wednesday | 3 | No | #N/A | #N/A | #N/A | #N/A | #N/A | #N/A | #N/A | #N/A | #N/A | #N/A | #N/A | #N/A | #N/A | #N/A | #N/A | #N/A | #N/A | #N/A | #N/A | #N/A | #N/A | #N/A | #N/A | #N/A | #N/A | #N/A | #N/A | #N/A | #N/A | #N/A | #N/A | #N/A | #N/A | #N/A | #N/A | #N/A
[7 empty] | 8 | 21 | 5578 | 10 | 2020-08-21 | Wednesday | 3 | No | #N/A | #N/A | #N/A | #N/A | #N/A | #N/A | #N/A | #N/A | #N/A | #N/A | #N/A | #N/A | #N/A | #N/A | #N/A | #N/A | #N/A | #N/A | #N/A | #N/A | #N/A | #N/A | #N/A | #N/A | #N/A | #N/A | #N/A | #N/A | #N/A | #N/A | #N/A | #N/A | #N/A | #N/A | #N/A | #N/A
[7 empty] | 8 | 21 | 5579 | 11 | 2020-08-21 | Wednesday | 3 | No | #N/A | #N/A | #N/A | #N/A | #N/A | #N/A | #N/A | #N/A | #N/A | #N/A | #N/A | #N/A | #N/A | #N/A | #N/A | #N/A | #N/A | #N/A | #N/A | #N/A | #N/A | #N/A | #N/A | #N/A | #N/A | #N/A | #N/A | #N/A | #N/A | #N/A | #N/A | #N/A | #N/A | #N/A | #N/A | #N/A
[7 empty] | 8 | 21 | 5580 | 12 | 2020-08-21 | Wednesday | 3 | No | #N/A | #N/A | #N/A | #N/A | #N/A | #N/A | #N/A | #N/A | #N/A | #N/A | #N/A | #N/A | #N/A | #N/A | #N/A | #N/A | #N/A | #N/A | #N/A | #N/A | #N/A | #N/A | #N/A | #N/A | #N/A | #N/A | #N/A | #N/A | #N/A | #N/A | #N/A | #N/A | #N/A | #N/A | #N/A | #N/A
[7 empty] | 8 | 21 | 5581 | 13 | 2020-08-21 | Wednesday | 3 | No | #N/A | #N/A | #N/A | #N/A | #N/A | #N/A | #N/A | #N/A | #N/A | #N/A | #N/A | #N/A | #N/A | #N/A | #N/A | #N/A | #N/A | #N/A | #N/A | #N/A | #N/A | #N/A | #N/A | #N/A | #N/A | #N/A | #N/A | #N/A | #N/A | #N/A | #N/A | #N/A | #N/A | #N/A | #N/A | #N/A
[7 empty] | 8 | 21 | 5582 | 14 | 2020-08-21 | Wednesday | 3 | No | #N/A | #N/A | #N/A | #N/A | #N/A | #N/A | #N/A | #N/A | #N/A | #N/A | #N/A | #N/A | #N/A | #N/A | #N/A | #N/A | #N/A | #N/A | #N/A | #N/A | #N/A | #N/A | #N/A | #N/A | #N/A | #N/A | #N/A | #N/A | #N/A | #N/A | #N/A | #N/A | #N/A | #N/A | #N/A | #N/A
[7 empty] | 8 | 21 | 5583 | 15 | 2020-08-21 | Wednesday | 3 | No | #N/A | #N/A | #N/A | #N/A | #N/A | #N/A | #N/A | #N/A | #N/A | #N/A | #N/A | #N/A | #N/A | #N/A | #N/A | #N/A | #N/A | #N/A | #N/A | #N/A | #N/A | #N/A | #N/A | #N/A | #N/A | #N/A | #N/A | #N/A | #N/A | #N/A | #N/A | #N/A | #N/A | #N/A | #N/A | #N/A
[7 empty] | 8 | 21 | 5584 | 16 | 2020-08-21 | Wednesday | 3 | No | #N/A | #N/A | #N/A | #N/A | #N/A | #N/A | #N/A | #N/A | #N/A | #N/A | #N/A | #N/A | #N/A | #N/A | #N/A | #N/A | #N/A | #N/A | #N/A | #N/A | #N/A | #N/A | #N/A | #N/A | #N/A | #N/A | #N/A | #N/A | #N/A | #N/A | #N/A | #N/A | #N/A | #N/A | #N/A | #N/A
[7 empty] | 8 | 21 | 5585 | 17 | 2020-08-21 | Wednesday | 3 | No | #N/A | #N/A | #N/A | #N/A | #N/A | #N/A | #N/A | #N/A | #N/A | #N/A | #N/A | #N/A | #N/A | #N/A | #N/A | #N/A | #N/A | #N/A | #N/A | #N/A | #N/A | #N/A | #N/A | #N/A | #N/A | #N/A | #N/A | #N/A | #N/A | #N/A | #N/A | #N/A | #N/A | #N/A | #N/A | #N/A
[7 empty] | 8 | 21 | 5586 | 18 | 2020-08-21 | Wednesday | 3 | No | #N/A | #N/A | #N/A | #N/A | #N/A | #N/A | #N/A | #N/A | #N/A | #N/A | #N/A | #N/A | #N/A | #N/A | #N/A | #N/A | #N/A | #N/A | #N/A | #N/A | #N/A | #N/A | #N/A | #N/A | #N/A | #N/A | #N/A | #N/A | #N/A | #N/A | #N/A | #N/A | #N/A | #N/A | #N/A | #N/A
[7 empty] | 8 | 21 | 5587 | 19 | 2020-08-21 | Wednesday | 3 | No | #N/A | #N/A | #N/A | #N/A | #N/A | #N/A | #N/A | #N/A | #N/A | #N/A | #N/A | #N/A | #N/A | #N/A | #N/A | #N/A | #N/A | #N/A | #N/A | #N/A | #N/A | #N/A | #N/A | #N/A | #N/A | #N/A | #N/A | #N/A | #N/A | #N/A | #N/A | #N/A | #N/A | #N/A | #N/A | #N/A
[7 empty] | 8 | 21 | 5588 | 20 | 2020-08-21 | Wednesday | 3 | No | #N/A | #N/A | #N/A | #N/A | #N/A | #N/A | #N/A | #N/A | #N/A | #N/A | #N/A | #N/A | #N/A | #N/A | #N/A | #N/A | #N/A | #N/A | #N/A | #N/A | #N/A | #N/A | #N/A | #N/A | #N/A | #N/A | #N/A | #N/A | #N/A | #N/A | #N/A | #N/A | #N/A | #N/A | #N/A | #N/A
[7 empty] | 8 | 21 | 5589 | 21 | 2020-08-21 | Wednesday | 3 | No | #N/A | #N/A | #N/A | #N/A | #N/A | #N/A | #N/A | #N/A | #N/A | #N/A | #N/A | #N/A | #N/A | #N/A | #N/A | #N/A | #N/A | #N/A | #N/A | #N/A | #N/A | #N/A | #N/A | #N/A | #N/A | #N/A | #N/A | #N/A | #N/A | #N/A | #N/A | #N/A | #N/A | #N/A | #N/A | #N/A
[7 empty] | 8 | 21 | 5590 | 22 | 2020-08-21 | Wednesday | 3 | No | #N/A | #N/A | #N/A | #N/A | #N/A | #N/A | #N/A | #N/A | #N/A | #N/A | #N/A | #N/A | #N/A | #N/A | #N/A | #N/A | #N/A | #N/A | #N/A | #N/A | #N/A | #N/A | #N/A | #N/A | #N/A | #N/A | #N/A | #N/A | #N/A | #N/A | #N/A | #N/A | #N/A | #N/A | #N/A | #N/A
[7 empty] | 8 | 21 | 5591 | 23 | 2020-08-21 | Wednesday | 3 | No | #N/A | #N/A | #N/A | #N/A | #N/A | #N/A | #N/A | #N/A | #N/A | #N/A | #N/A | #N/A | #N/A | #N/A | #N/A | #N/A | #N/A | #N/A | #N/A | #N/A | #N/A | #N/A | #N/A | #N/A | #N/A | #N/A | #N/A | #N/A | #N/A | #N/A | #N/A | #N/A | #N/A | #N/A | #N/A | #N/A
[7 empty] | 8 | 21 | 5592 | 24 | 2020-08-21 | Wednesday | 3 | No | #N/A | #N/A | #N/A | #N/A | #N/A | #N/A | #N/A | #N/A | #N/A | #N/A | #N/A | #N/A | #N/A | #N/A | #N/A | #N/A | #N/A | #N/A | #N/A | #N/A | #N/A | #N/A | #N/A | #N/A | #N/A | #N/A | #N/A | #N/A | #N/A | #N/A | #N/A | #N/A | #N/A | #N/A | #N/A | #N/A
[7 empty] | 8 | 22 | 5593 | 1 | 2020-08-22 | Thursday | 4 | No | #N/A | #N/A | #N/A | #N/A | #N/A | #N/A | #N/A | #N/A | #N/A | #N/A | #N/A | #N/A | #N/A | #N/A | #N/A | #N/A | #N/A | #N/A | #N/A | #N/A | #N/A | #N/A | #N/A | #N/A | #N/A | #N/A | #N/A | #N/A | #N/A | #N/A | #N/A | #N/A | #N/A | #N/A | #N/A | #N/A
[7 empty] | 8 | 22 | 5594 | 2 | 2020-08-22 | Thursday | 4 | No | #N/A | #N/A | #N/A | #N/A | #N/A | #N/A | #N/A | #N/A | #N/A | #N/A | #N/A | #N/A | #N/A | #N/A | #N/A | #N/A | #N/A | #N/A | #N/A | #N/A | #N/A | #N/A | #N/A | #N/A | #N/A | #N/A | #N/A | #N/A | #N/A | #N/A | #N/A | #N/A | #N/A | #N/A | #N/A | #N/A
[7 empty] | 8 | 22 | 5595 | 3 | 2020-08-22 | Thursday | 4 | No | #N/A | #N/A | #N/A | #N/A | #N/A | #N/A | #N/A | #N/A | #N/A | #N/A | #N/A | #N/A | #N/A | #N/A | #N/A | #N/A | #N/A | #N/A | #N/A | #N/A | #N/A | #N/A | #N/A | #N/A | #N/A | #N/A | #N/A | #N/A | #N/A | #N/A | #N/A | #N/A | #N/A | #N/A | #N/A | #N/A
[7 empty] | 8 | 22 | 5596 | 4 | 2020-08-22 | Thursday | 4 | No | #N/A | #N/A | #N/A | #N/A | #N/A | #N/A | #N/A | #N/A | #N/A | #N/A | #N/A | #N/A | #N/A | #N/A | #N/A | #N/A | #N/A | #N/A | #N/A | #N/A | #N/A | #N/A | #N/A | #N/A | #N/A | #N/A | #N/A | #N/A | #N/A | #N/A | #N/A | #N/A | #N/A | #N/A | #N/A | #N/A
[7 empty] | 8 | 22 | 5597 | 5 | 2020-08-22 | Thursday | 4 | No | #N/A | #N/A | #N/A | #N/A | #N/A | #N/A | #N/A | #N/A | #N/A | #N/A | #N/A | #N/A | #N/A | #N/A | #N/A | #N/A | #N/A | #N/A | #N/A | #N/A | #N/A | #N/A | #N/A | #N/A | #N/A | #N/A | #N/A | #N/A | #N/A | #N/A | #N/A | #N/A | #N/A | #N/A | #N/A | #N/A
[7 empty] | 8 | 22 | 5598 | 6 | 2020-08-22 | Thursday | 4 | No | #N/A | #N/A | #N/A | #N/A | #N/A | #N/A | #N/A | #N/A | #N/A | #N/A | #N/A | #N/A | #N/A | #N/A | #N/A | #N/A | #N/A | #N/A | #N/A | #N/A | #N/A | #N/A | #N/A | #N/A | #N/A | #N/A | #N/A | #N/A | #N/A | #N/A | #N/A | #N/A | #N/A | #N/A | #N/A | #N/A
[7 empty] | 8 | 22 | 5599 | 7 | 2020-08-22 | Thursday | 4 | No | #N/A | #N/A | #N/A | #N/A | #N/A | #N/A | #N/A | #N/A | #N/A | #N/A | #N/A | #N/A | #N/A | #N/A | #N/A | #N/A | #N/A | #N/A | #N/A | #N/A | #N/A | #N/A | #N/A | #N/A | #N/A | #N/A | #N/A | #N/A | #N/A | #N/A | #N/A | #N/A | #N/A | #N/A | #N/A | #N/A
[7 empty] | 8 | 22 | 5600 | 8 | 2020-08-22 | Thursday | 4 | No | #N/A | #N/A | #N/A | #N/A | #N/A | #N/A | #N/A | #N/A | #N/A | #N/A | #N/A | #N/A | #N/A | #N/A | #N/A | #N/A | #N/A | #N/A | #N/A | #N/A | #N/A | #N/A | #N/A | #N/A | #N/A | #N/A | #N/A | #N/A | #N/A | #N/A | #N/A | #N/A | #N/A | #N/A | #N/A | #N/A
[7 empty] | 8 | 22 | 5601 | 9 | 2020-08-22 | Thursday | 4 | No | #N/A | #N/A | #N/A | #N/A | #N/A | #N/A | #N/A | #N/A | #N/A | #N/A | #N/A | #N/A | #N/A | #N/A | #N/A | #N/A | #N/A | #N/A | #N/A | #N/A | #N/A | #N/A | #N/A | #N/A | #N/A | #N/A | #N/A | #N/A | #N/A | #N/A | #N/A | #N/A | #N/A | #N/A | #N/A | #N/A
[7 empty] | 8 | 22 | 5602 | 10 | 2020-08-22 | Thursday | 4 | No | #N/A | #N/A | #N/A | #N/A | #N/A | #N/A | #N/A | #N/A | #N/A | #N/A | #N/A | #N/A | #N/A | #N/A | #N/A | #N/A | #N/A | #N/A | #N/A | #N/A | #N/A | #N/A | #N/A | #N/A | #N/A | #N/A | #N/A | #N/A | #N/A | #N/A | #N/A | #N/A | #N/A | #N/A | #N/A | #N/A
[7 empty] | 8 | 22 | 5603 | 11 | 2020-08-22 | Thursday | 4 | No | #N/A | #N/A | #N/A | #N/A | #N/A | #N/A | #N/A | #N/A | #N/A | #N/A | #N/A | #N/A | #N/A | #N/A | #N/A | #N/A | #N/A | #N/A | #N/A | #N/A | #N/A | #N/A | #N/A | #N/A | #N/A | #N/A | #N/A | #N/A | #N/A | #N/A | #N/A | #N/A | #N/A | #N/A | #N/A | #N/A
[7 empty] | 8 | 22 | 5604 | 12 | 2020-08-22 | Thursday | 4 | No | #N/A | #N/A | #N/A | #N/A | #N/A | #N/A | #N/A | #N/A | #N/A | #N/A | #N/A | #N/A | #N/A | #N/A | #N/A | #N/A | #N/A | #N/A | #N/A | #N/A | #N/A | #N/A | #N/A | #N/A | #N/A | #N/A | #N/A | #N/A | #N/A | #N/A | #N/A | #N/A | #N/A | #N/A | #N/A | #N/A
[7 empty] | 8 | 22 | 5605 | 13 | 2020-08-22 | Thursday | 4 | No | #N/A | #N/A | #N/A | #N/A | #N/A | #N/A | #N/A | #N/A | #N/A | #N/A | #N/A | #N/A | #N/A | #N/A | #N/A | #N/A | #N/A | #N/A | #N/A | #N/A | #N/A | #N/A | #N/A | #N/A | #N/A | #N/A | #N/A | #N/A | #N/A | #N/A | #N/A | #N/A | #N/A | #N/A | #N/A | #N/A
[7 empty] | 8 | 22 | 5606 | 14 | 2020-08-22 | Thursday | 4 | No | #N/A | #N/A | #N/A | #N/A | #N/A | #N/A | #N/A | #N/A | #N/A | #N/A | #N/A | #N/A | #N/A | #N/A | #N/A | #N/A | #N/A | #N/A | #N/A | #N/A | #N/A | #N/A | #N/A | #N/A | #N/A | #N/A | #N/A | #N/A | #N/A | #N/A | #N/A | #N/A | #N/A | #N/A | #N/A | #N/A
[7 empty] | 8 | 22 | 5607 | 15 | 2020-08-22 | Thursday | 4 | No | #N/A | #N/A | #N/A | #N/A | #N/A | #N/A | #N/A | #N/A | #N/A | #N/A | #N/A | #N/A | #N/A | #N/A | #N/A | #N/A | #N/A | #N/A | #N/A | #N/A | #N/A | #N/A | #N/A | #N/A | #N/A | #N/A | #N/A | #N/A | #N/A | #N/A | #N/A | #N/A | #N/A | #N/A | #N/A | #N/A
[7 empty] | 8 | 22 | 5608 | 16 | 2020-08-22 | Thursday | 4 | No | #N/A | #N/A | #N/A | #N/A | #N/A | #N/A | #N/A | #N/A | #N/A | #N/A | #N/A | #N/A | #N/A | #N/A | #N/A | #N/A | #N/A | #N/A | #N/A | #N/A | #N/A | #N/A | #N/A | #N/A | #N/A | #N/A | #N/A | #N/A | #N/A | #N/A | #N/A | #N/A | #N/A | #N/A | #N/A | #N/A
[7 empty] | 8 | 22 | 5609 | 17 | 2020-08-22 | Thursday | 4 | No | #N/A | #N/A | #N/A | #N/A | #N/A | #N/A | #N/A | #N/A | #N/A | #N/A | #N/A | #N/A | #N/A | #N/A | #N/A | #N/A | #N/A | #N/A | #N/A | #N/A | #N/A | #N/A | #N/A | #N/A | #N/A | #N/A | #N/A | #N/A | #N/A | #N/A | #N/A | #N/A | #N/A | #N/A | #N/A | #N/A
[7 empty] | 8 | 22 | 5610 | 18 | 2020-08-22 | Thursday | 4 | No | #N/A | #N/A | #N/A | #N/A | #N/A | #N/A | #N/A | #N/A | #N/A | #N/A | #N/A | #N/A | #N/A | #N/A | #N/A | #N/A | #N/A | #N/A | #N/A | #N/A | #N/A | #N/A | #N/A | #N/A | #N/A | #N/A | #N/A | #N/A | #N/A | #N/A | #N/A | #N/A | #N/A | #N/A | #N/A | #N/A
[7 empty] | 8 | 22 | 5611 | 19 | 2020-08-22 | Thursday | 4 | No | #N/A | #N/A | #N/A | #N/A | #N/A | #N/A | #N/A | #N/A | #N/A | #N/A | #N/A | #N/A | #N/A | #N/A | #N/A | #N/A | #N/A | #N/A | #N/A | #N/A | #N/A | #N/A | #N/A | #N/A | #N/A | #N/A | #N/A | #N/A | #N/A | #N/A | #N/A | #N/A | #N/A | #N/A | #N/A | #N/A
[7 empty] | 8 | 22 | 5612 | 20 | 2020-08-22 | Thursday | 4 | No | #N/A | #N/A | #N/A | #N/A | #N/A | #N/A | #N/A | #N/A | #N/A | #N/A | #N/A | #N/A | #N/A | #N/A | #N/A | #N/A | #N/A | #N/A | #N/A | #N/A | #N/A | #N/A | #N/A | #N/A | #N/A | #N/A | #N/A | #N/A | #N/A | #N/A | #N/A | #N/A | #N/A | #N/A | #N/A | #N/A
[7 empty] | 8 | 22 | 5613 | 21 | 2020-08-22 | Thursday | 4 | No | #N/A | #N/A | #N/A | #N/A | #N/A | #N/A | #N/A | #N/A | #N/A | #N/A | #N/A | #N/A | #N/A | #N/A | #N/A | #N/A | #N/A | #N/A | #N/A | #N/A | #N/A | #N/A | #N/A | #N/A | #N/A | #N/A | #N/A | #N/A | #N/A | #N/A | #N/A | #N/A | #N/A | #N/A | #N/A | #N/A
[7 empty] | 8 | 22 | 5614 | 22 | 2020-08-22 | Thursday | 4 | No | #N/A | #N/A | #N/A | #N/A | #N/A | #N/A | #N/A | #N/A | #N/A | #N/A | #N/A | #N/A | #N/A | #N/A | #N/A | #N/A | #N/A | #N/A | #N/A | #N/A | #N/A | #N/A | #N/A | #N/A | #N/A | #N/A | #N/A | #N/A | #N/A | #N/A | #N/A | #N/A | #N/A | #N/A | #N/A | #N/A
[7 empty] | 8 | 22 | 5615 | 23 | 2020-08-22 | Thursday | 4 | No | #N/A | #N/A | #N/A | #N/A | #N/A | #N/A | #N/A | #N/A | #N/A | #N/A | #N/A | #N/A | #N/A | #N/A | #N/A | #N/A | #N/A | #N/A | #N/A | #N/A | #N/A | #N/A | #N/A | #N/A | #N/A | #N/A | #N/A | #N/A | #N/A | #N/A | #N/A | #N/A | #N/A | #N/A | #N/A | #N/A
[7 empty] | 8 | 22 | 5616 | 24 | 2020-08-22 | Thursday | 4 | No | #N/A | #N/A | #N/A | #N/A | #N/A | #N/A | #N/A | #N/A | #N/A | #N/A | #N/A | #N/A | #N/A | #N/A | #N/A | #N/A | #N/A | #N/A | #N/A | #N/A | #N/A | #N/A | #N/A | #N/A | #N/A | #N/A | #N/A | #N/A | #N/A | #N/A | #N/A | #N/A | #N/A | #N/A | #N/A | #N/A
[7 empty] | 8 | 23 | 5617 | 1 | 2020-08-23 | Friday | 5 | No | #N/A | #N/A | #N/A | #N/A | #N/A | #N/A | #N/A | #N/A | #N/A | #N/A | #N/A | #N/A | #N/A | #N/A | #N/A | #N/A | #N/A | #N/A | #N/A | #N/A | #N/A | #N/A | #N/A | #N/A | #N/A | #N/A | #N/A | #N/A | #N/A | #N/A | #N/A | #N/A | #N/A | #N/A | #N/A | #N/A
[7 empty] | 8 | 23 | 5618 | 2 | 2020-08-23 | Friday | 5 | No | #N/A | #N/A | #N/A | #N/A | #N/A | #N/A | #N/A | #N/A | #N/A | #N/A | #N/A | #N/A | #N/A | #N/A | #N/A | #N/A | #N/A | #N/A | #N/A | #N/A | #N/A | #N/A | #N/A | #N/A | #N/A | #N/A | #N/A | #N/A | #N/A | #N/A | #N/A | #N/A | #N/A | #N/A | #N/A | #N/A
[7 empty] | 8 | 23 | 5619 | 3 | 2020-08-23 | Friday | 5 | No | #N/A | #N/A | #N/A | #N/A | #N/A | #N/A | #N/A | #N/A | #N/A | #N/A | #N/A | #N/A | #N/A | #N/A | #N/A | #N/A | #N/A | #N/A | #N/A | #N/A | #N/A | #N/A | #N/A | #N/A | #N/A | #N/A | #N/A | #N/A | #N/A | #N/A | #N/A | #N/A | #N/A | #N/A | #N/A | #N/A
[7 empty] | 8 | 23 | 5620 | 4 | 2020-08-23 | Friday | 5 | No | #N/A | #N/A | #N/A | #N/A | #N/A | #N/A | #N/A | #N/A | #N/A | #N/A | #N/A | #N/A | #N/A | #N/A | #N/A | #N/A | #N/A | #N/A | #N/A | #N/A | #N/A | #N/A | #N/A | #N/A | #N/A | #N/A | #N/A | #N/A | #N/A | #N/A | #N/A | #N/A | #N/A | #N/A | #N/A | #N/A
[7 empty] | 8 | 23 | 5621 | 5 | 2020-08-23 | Friday | 5 | No | #N/A | #N/A | #N/A | #N/A | #N/A | #N/A | #N/A | #N/A | #N/A | #N/A | #N/A | #N/A | #N/A | #N/A | #N/A | #N/A | #N/A | #N/A | #N/A | #N/A | #N/A | #N/A | #N/A | #N/A | #N/A | #N/A | #N/A | #N/A | #N/A | #N/A | #N/A | #N/A | #N/A | #N/A | #N/A | #N/A
[7 empty] | 8 | 23 | 5622 | 6 | 2020-08-23 | Friday | 5 | No | #N/A | #N/A | #N/A | #N/A | #N/A | #N/A | #N/A | #N/A | #N/A | #N/A | #N/A | #N/A | #N/A | #N/A | #N/A | #N/A | #N/A | #N/A | #N/A | #N/A | #N/A | #N/A | #N/A | #N/A | #N/A | #N/A | #N/A | #N/A | #N/A | #N/A | #N/A | #N/A | #N/A | #N/A | #N/A | #N/A
[7 empty] | 8 | 23 | 5623 | 7 | 2020-08-23 | Friday | 5 | No | #N/A | #N/A | #N/A | #N/A | #N/A | #N/A | #N/A | #N/A | #N/A | #N/A | #N/A | #N/A | #N/A | #N/A | #N/A | #N/A | #N/A | #N/A | #N/A | #N/A | #N/A | #N/A | #N/A | #N/A | #N/A | #N/A | #N/A | #N/A | #N/A | #N/A | #N/A | #N/A | #N/A | #N/A | #N/A | #N/A
[7 empty] | 8 | 23 | 5624 | 8 | 2020-08-23 | Friday | 5 | No | #N/A | #N/A | #N/A | #N/A | #N/A | #N/A | #N/A | #N/A | #N/A | #N/A | #N/A | #N/A | #N/A | #N/A | #N/A | #N/A | #N/A | #N/A | #N/A | #N/A | #N/A | #N/A | #N/A | #N/A | #N/A | #N/A | #N/A | #N/A | #N/A | #N/A | #N/A | #N/A | #N/A | #N/A | #N/A | #N/A
[7 empty] | 8 | 23 | 5625 | 9 | 2020-08-23 | Friday | 5 | No | #N/A | #N/A | #N/A | #N/A | #N/A | #N/A | #N/A | #N/A | #N/A | #N/A | #N/A | #N/A | #N/A | #N/A | #N/A | #N/A | #N/A | #N/A | #N/A | #N/A | #N/A | #N/A | #N/A | #N/A | #N/A | #N/A | #N/A | #N/A | #N/A | #N/A | #N/A | #N/A | #N/A | #N/A | #N/A | #N/A
[7 empty] | 8 | 23 | 5626 | 10 | 2020-08-23 | Friday | 5 | No | #N/A | #N/A | #N/A | #N/A | #N/A | #N/A | #N/A | #N/A | #N/A | #N/A | #N/A | #N/A | #N/A | #N/A | #N/A | #N/A | #N/A | #N/A | #N/A | #N/A | #N/A | #N/A | #N/A | #N/A | #N/A | #N/A | #N/A | #N/A | #N/A | #N/A | #N/A | #N/A | #N/A | #N/A | #N/A | #N/A
[7 empty] | 8 | 23 | 5627 | 11 | 2020-08-23 | Friday | 5 | No | #N/A | #N/A | #N/A | #N/A | #N/A | #N/A | #N/A | #N/A | #N/A | #N/A | #N/A | #N/A | #N/A | #N/A | #N/A | #N/A | #N/A | #N/A | #N/A | #N/A | #N/A | #N/A | #N/A | #N/A | #N/A | #N/A | #N/A | #N/A | #N/A | #N/A | #N/A | #N/A | #N/A | #N/A | #N/A | #N/A
[7 empty] | 8 | 23 | 5628 | 12 | 2020-08-23 | Friday | 5 | No | #N/A | #N/A | #N/A | #N/A | #N/A | #N/A | #N/A | #N/A | #N/A | #N/A | #N/A | #N/A | #N/A | #N/A | #N/A | #N/A | #N/A | #N/A | #N/A | #N/A | #N/A | #N/A | #N/A | #N/A | #N/A | #N/A | #N/A | #N/A | #N/A | #N/A | #N/A | #N/A | #N/A | #N/A | #N/A | #N/A
[7 empty] | 8 | 23 | 5629 | 13 | 2020-08-23 | Friday | 5 | No | #N/A | #N/A | #N/A | #N/A | #N/A | #N/A | #N/A | #N/A | #N/A | #N/A | #N/A | #N/A | #N/A | #N/A | #N/A | #N/A | #N/A | #N/A | #N/A | #N/A | #N/A | #N/A | #N/A | #N/A | #N/A | #N/A | #N/A | #N/A | #N/A | #N/A | #N/A | #N/A | #N/A | #N/A | #N/A | #N/A
[7 empty] | 8 | 23 | 5630 | 14 | 2020-08-23 | Friday | 5 | No | #N/A | #N/A | #N/A | #N/A | #N/A | #N/A | #N/A | #N/A | #N/A | #N/A | #N/A | #N/A | #N/A | #N/A | #N/A | #N/A | #N/A | #N/A | #N/A | #N/A | #N/A | #N/A | #N/A | #N/A | #N/A | #N/A | #N/A | #N/A | #N/A | #N/A | #N/A | #N/A | #N/A | #N/A | #N/A | #N/A
[7 empty] | 8 | 23 | 5631 | 15 | 2020-08-23 | Friday | 5 | No | #N/A | #N/A | #N/A | #N/A | #N/A | #N/A | #N/A | #N/A | #N/A | #N/A | #N/A | #N/A | #N/A | #N/A | #N/A | #N/A | #N/A | #N/A | #N/A | #N/A | #N/A | #N/A | #N/A | #N/A | #N/A | #N/A | #N/A | #N/A | #N/A | #N/A | #N/A | #N/A | #N/A | #N/A | #N/A | #N/A
[7 empty] | 8 | 23 | 5632 | 16 | 2020-08-23 | Friday | 5 | No | #N/A | #N/A | #N/A | #N/A | #N/A | #N/A | #N/A | #N/A | #N/A | #N/A | #N/A | #N/A | #N/A | #N/A | #N/A | #N/A | #N/A | #N/A | #N/A | #N/A | #N/A | #N/A | #N/A | #N/A | #N/A | #N/A | #N/A | #N/A | #N/A | #N/A | #N/A | #N/A | #N/A | #N/A | #N/A | #N/A
[7 empty] | 8 | 23 | 5633 | 17 | 2020-08-23 | Friday | 5 | No | #N/A | #N/A | #N/A | #N/A | #N/A | #N/A | #N/A | #N/A | #N/A | #N/A | #N/A | #N/A | #N/A | #N/A | #N/A | #N/A | #N/A | #N/A | #N/A | #N/A | #N/A | #N/A | #N/A | #N/A | #N/A | #N/A | #N/A | #N/A | #N/A | #N/A | #N/A | #N/A | #N/A | #N/A | #N/A | #N/A
[7 empty] | 8 | 23 | 5634 | 18 | 2020-08-23 | Friday | 5 | No | #N/A | #N/A | #N/A | #N/A | #N/A | #N/A | #N/A | #N/A | #N/A | #N/A | #N/A | #N/A | #N/A | #N/A | #N/A | #N/A | #N/A | #N/A | #N/A | #N/A | #N/A | #N/A | #N/A | #N/A | #N/A | #N/A | #N/A | #N/A | #N/A | #N/A | #N/A | #N/A | #N/A | #N/A | #N/A | #N/A
[7 empty] | 8 | 23 | 5635 | 19 | 2020-08-23 | Friday | 5 | No | #N/A | #N/A | #N/A | #N/A | #N/A | #N/A | #N/A | #N/A | #N/A | #N/A | #N/A | #N/A | #N/A | #N/A | #N/A | #N/A | #N/A | #N/A | #N/A | #N/A | #N/A | #N/A | #N/A | #N/A | #N/A | #N/A | #N/A | #N/A | #N/A | #N/A | #N/A | #N/A | #N/A | #N/A | #N/A | #N/A
[7 empty] | 8 | 23 | 5636 | 20 | 2020-08-23 | Friday | 5 | No | #N/A | #N/A | #N/A | #N/A | #N/A | #N/A | #N/A | #N/A | #N/A | #N/A | #N/A | #N/A | #N/A | #N/A | #N/A | #N/A | #N/A | #N/A | #N/A | #N/A | #N/A | #N/A | #N/A | #N/A | #N/A | #N/A | #N/A | #N/A | #N/A | #N/A | #N/A | #N/A | #N/A | #N/A | #N/A | #N/A
[7 empty] | 8 | 23 | 5637 | 21 | 2020-08-23 | Friday | 5 | No | #N/A | #N/A | #N/A | #N/A | #N/A | #N/A | #N/A | #N/A | #N/A | #N/A | #N/A | #N/A | #N/A | #N/A | #N/A | #N/A | #N/A | #N/A | #N/A | #N/A | #N/A | #N/A | #N/A | #N/A | #N/A | #N/A | #N/A | #N/A | #N/A | #N/A | #N/A | #N/A | #N/A | #N/A | #N/A | #N/A
[7 empty] | 8 | 23 | 5638 | 22 | 2020-08-23 | Friday | 5 | No | #N/A | #N/A | #N/A | #N/A | #N/A | #N/A | #N/A | #N/A | #N/A | #N/A | #N/A | #N/A | #N/A | #N/A | #N/A | #N/A | #N/A | #N/A | #N/A | #N/A | #N/A | #N/A | #N/A | #N/A | #N/A | #N/A | #N/A | #N/A | #N/A | #N/A | #N/A | #N/A | #N/A | #N/A | #N/A | #N/A
[7 empty] | 8 | 23 | 5639 | 23 | 2020-08-23 | Friday | 5 | No | #N/A | #N/A | #N/A | #N/A | #N/A | #N/A | #N/A | #N/A | #N/A | #N/A | #N/A | #N/A | #N/A | #N/A | #N/A | #N/A | #N/A | #N/A | #N/A | #N/A | #N/A | #N/A | #N/A | #N/A | #N/A | #N/A | #N/A | #N/A | #N/A | #N/A | #N/A | #N/A | #N/A | #N/A | #N/A | #N/A
[7 empty] | 8 | 23 | 5640 | 24 | 2020-08-23 | Friday | 5 | No | #N/A | #N/A | #N/A | #N/A | #N/A | #N/A | #N/A | #N/A | #N/A | #N/A | #N/A | #N/A | #N/A | #N/A | #N/A | #N/A | #N/A | #N/A | #N/A | #N/A | #N/A | #N/A | #N/A | #N/A | #N/A | #N/A | #N/A | #N/A | #N/A | #N/A | #N/A | #N/A | #N/A | #N/A | #N/A | #N/A
[7 empty] | 8 | 24 | 5641 | 1 | 2020-08-24 | Saturday | 6 | No | #N/A | #N/A | #N/A | #N/A | #N/A | #N/A | #N/A | #N/A | #N/A | #N/A | #N/A | #N/A | #N/A | #N/A | #N/A | #N/A | #N/A | #N/A | #N/A | #N/A | #N/A | #N/A | #N/A | #N/A | #N/A | #N/A | #N/A | #N/A | #N/A | #N/A | #N/A | #N/A | #N/A | #N/A | #N/A | #N/A
[7 empty] | 8 | 24 | 5642 | 2 | 2020-08-24 | Saturday | 6 | No | #N/A | #N/A | #N/A | #N/A | #N/A | #N/A | #N/A | #N/A | #N/A | #N/A | #N/A | #N/A | #N/A | #N/A | #N/A | #N/A | #N/A | #N/A | #N/A | #N/A | #N/A | #N/A | #N/A | #N/A | #N/A | #N/A | #N/A | #N/A | #N/A | #N/A | #N/A | #N/A | #N/A | #N/A | #N/A | #N/A
[7 empty] | 8 | 24 | 5643 | 3 | 2020-08-24 | Saturday | 6 | No | #N/A | #N/A | #N/A | #N/A | #N/A | #N/A | #N/A | #N/A | #N/A | #N/A | #N/A | #N/A | #N/A | #N/A | #N/A | #N/A | #N/A | #N/A | #N/A | #N/A | #N/A | #N/A | #N/A | #N/A | #N/A | #N/A | #N/A | #N/A | #N/A | #N/A | #N/A | #N/A | #N/A | #N/A | #N/A | #N/A
[7 empty] | 8 | 24 | 5644 | 4 | 2020-08-24 | Saturday | 6 | No | #N/A | #N/A | #N/A | #N/A | #N/A | #N/A | #N/A | #N/A | #N/A | #N/A | #N/A | #N/A | #N/A | #N/A | #N/A | #N/A | #N/A | #N/A | #N/A | #N/A | #N/A | #N/A | #N/A | #N/A | #N/A | #N/A | #N/A | #N/A | #N/A | #N/A | #N/A | #N/A | #N/A | #N/A | #N/A | #N/A
[7 empty] | 8 | 24 | 5645 | 5 | 2020-08-24 | Saturday | 6 | No | #N/A | #N/A | #N/A | #N/A | #N/A | #N/A | #N/A | #N/A | #N/A | #N/A | #N/A | #N/A | #N/A | #N/A | #N/A | #N/A | #N/A | #N/A | #N/A | #N/A | #N/A | #N/A | #N/A | #N/A | #N/A | #N/A | #N/A | #N/A | #N/A | #N/A | #N/A | #N/A | #N/A | #N/A | #N/A | #N/A
[7 empty] | 8 | 24 | 5646 | 6 | 2020-08-24 | Saturday | 6 | No | #N/A | #N/A | #N/A | #N/A | #N/A | #N/A | #N/A | #N/A | #N/A | #N/A | #N/A | #N/A | #N/A | #N/A | #N/A | #N/A | #N/A | #N/A | #N/A | #N/A | #N/A | #N/A | #N/A | #N/A | #N/A | #N/A | #N/A | #N/A | #N/A | #N/A | #N/A | #N/A | #N/A | #N/A | #N/A | #N/A
[7 empty] | 8 | 24 | 5647 | 7 | 2020-08-24 | Saturday | 6 | No | #N/A | #N/A | #N/A | #N/A | #N/A | #N/A | #N/A | #N/A | #N/A | #N/A | #N/A | #N/A | #N/A | #N/A | #N/A | #N/A | #N/A | #N/A | #N/A | #N/A | #N/A | #N/A | #N/A | #N/A | #N/A | #N/A | #N/A | #N/A | #N/A | #N/A | #N/A | #N/A | #N/A | #N/A | #N/A | #N/A
[7 empty] | 8 | 24 | 5648 | 8 | 2020-08-24 | Saturday | 6 | No | #N/A | #N/A | #N/A | #N/A | #N/A | #N/A | #N/A | #N/A | #N/A | #N/A | #N/A | #N/A | #N/A | #N/A | #N/A | #N/A | #N/A | #N/A | #N/A | #N/A | #N/A | #N/A | #N/A | #N/A | #N/A | #N/A | #N/A | #N/A | #N/A | #N/A | #N/A | #N/A | #N/A | #N/A | #N/A | #N/A
[7 empty] | 8 | 24 | 5649 | 9 | 2020-08-24 | Saturday | 6 | No | #N/A | #N/A | #N/A | #N/A | #N/A | #N/A | #N/A | #N/A | #N/A | #N/A | #N/A | #N/A | #N/A | #N/A | #N/A | #N/A | #N/A | #N/A | #N/A | #N/A | #N/A | #N/A | #N/A | #N/A | #N/A | #N/A | #N/A | #N/A | #N/A | #N/A | #N/A | #N/A | #N/A | #N/A | #N/A | #N/A
[7 empty] | 8 | 24 | 5650 | 10 | 2020-08-24 | Saturday | 6 | No | #N/A | #N/A | #N/A | #N/A | #N/A | #N/A | #N/A | #N/A | #N/A | #N/A | #N/A | #N/A | #N/A | #N/A | #N/A | #N/A | #N/A | #N/A | #N/A | #N/A | #N/A | #N/A | #N/A | #N/A | #N/A | #N/A | #N/A | #N/A | #N/A | #N/A | #N/A | #N/A | #N/A | #N/A | #N/A | #N/A
[7 empty] | 8 | 24 | 5651 | 11 | 2020-08-24 | Saturday | 6 | No | #N/A | #N/A | #N/A | #N/A | #N/A | #N/A | #N/A | #N/A | #N/A | #N/A | #N/A | #N/A | #N/A | #N/A | #N/A | #N/A | #N/A | #N/A | #N/A | #N/A | #N/A | #N/A | #N/A | #N/A | #N/A | #N/A | #N/A | #N/A | #N/A | #N/A | #N/A | #N/A | #N/A | #N/A | #N/A | #N/A
[7 empty] | 8 | 24 | 5652 | 12 | 2020-08-24 | Saturday | 6 | No | #N/A | #N/A | #N/A | #N/A | #N/A | #N/A | #N/A | #N/A | #N/A | #N/A | #N/A | #N/A | #N/A | #N/A | #N/A | #N/A | #N/A | #N/A | #N/A | #N/A | #N/A | #N/A | #N/A | #N/A | #N/A | #N/A | #N/A | #N/A | #N/A | #N/A | #N/A | #N/A | #N/A | #N/A | #N/A | #N/A
[7 empty] | 8 | 24 | 5653 | 13 | 2020-08-24 | Saturday | 6 | No | #N/A | #N/A | #N/A | #N/A | #N/A | #N/A | #N/A | #N/A | #N/A | #N/A | #N/A | #N/A | #N/A | #N/A | #N/A | #N/A | #N/A | #N/A | #N/A | #N/A | #N/A | #N/A | #N/A | #N/A | #N/A | #N/A | #N/A | #N/A | #N/A | #N/A | #N/A | #N/A | #N/A | #N/A | #N/A | #N/A
[7 empty] | 8 | 24 | 5654 | 14 | 2020-08-24 | Saturday | 6 | No | #N/A | #N/A | #N/A | #N/A | #N/A | #N/A | #N/A | #N/A | #N/A | #N/A | #N/A | #N/A | #N/A | #N/A | #N/A | #N/A | #N/A | #N/A | #N/A | #N/A | #N/A | #N/A | #N/A | #N/A | #N/A | #N/A | #N/A | #N/A | #N/A | #N/A | #N/A | #N/A | #N/A | #N/A | #N/A | #N/A
[7 empty] | 8 | 24 | 5655 | 15 | 2020-08-24 | Saturday | 6 | No | #N/A | #N/A | #N/A | #N/A | #N/A | #N/A | #N/A | #N/A | #N/A | #N/A | #N/A | #N/A | #N/A | #N/A | #N/A | #N/A | #N/A | #N/A | #N/A | #N/A | #N/A | #N/A | #N/A | #N/A | #N/A | #N/A | #N/A | #N/A | #N/A | #N/A | #N/A | #N/A | #N/A | #N/A | #N/A | #N/A
[7 empty] | 8 | 24 | 5656 | 16 | 2020-08-24 | Saturday | 6 | No | #N/A | #N/A | #N/A | #N/A | #N/A | #N/A | #N/A | #N/A | #N/A | #N/A | #N/A | #N/A | #N/A | #N/A | #N/A | #N/A | #N/A | #N/A | #N/A | #N/A | #N/A | #N/A | #N/A | #N/A | #N/A | #N/A | #N/A | #N/A | #N/A | #N/A | #N/A | #N/A | #N/A | #N/A | #N/A | #N/A
[7 empty] | 8 | 24 | 5657 | 17 | 2020-08-24 | Saturday | 6 | No | #N/A | #N/A | #N/A | #N/A | #N/A | #N/A | #N/A | #N/A | #N/A | #N/A | #N/A | #N/A | #N/A | #N/A | #N/A | #N/A | #N/A | #N/A | #N/A | #N/A | #N/A | #N/A | #N/A | #N/A | #N/A | #N/A | #N/A | #N/A | #N/A | #N/A | #N/A | #N/A | #N/A | #N/A | #N/A | #N/A
[7 empty] | 8 | 24 | 5658 | 18 | 2020-08-24 | Saturday | 6 | No | #N/A | #N/A | #N/A | #N/A | #N/A | #N/A | #N/A | #N/A | #N/A | #N/A | #N/A | #N/A | #N/A | #N/A | #N/A | #N/A | #N/A | #N/A | #N/A | #N/A | #N/A | #N/A | #N/A | #N/A | #N/A | #N/A | #N/A | #N/A | #N/A | #N/A | #N/A | #N/A | #N/A | #N/A | #N/A | #N/A
[7 empty] | 8 | 24 | 5659 | 19 | 2020-08-24 | Saturday | 6 | No | #N/A | #N/A | #N/A | #N/A | #N/A | #N/A | #N/A | #N/A | #N/A | #N/A | #N/A | #N/A | #N/A | #N/A | #N/A | #N/A | #N/A | #N/A | #N/A | #N/A | #N/A | #N/A | #N/A | #N/A | #N/A | #N/A | #N/A | #N/A | #N/A | #N/A | #N/A | #N/A | #N/A | #N/A | #N/A | #N/A
[7 empty] | 8 | 24 | 5660 | 20 | 2020-08-24 | Saturday | 6 | No | #N/A | #N/A | #N/A | #N/A | #N/A | #N/A | #N/A | #N/A | #N/A | #N/A | #N/A | #N/A | #N/A | #N/A | #N/A | #N/A | #N/A | #N/A | #N/A | #N/A | #N/A | #N/A | #N/A | #N/A | #N/A | #N/A | #N/A | #N/A | #N/A | #N/A | #N/A | #N/A | #N/A | #N/A | #N/A | #N/A
[7 empty] | 8 | 24 | 5661 | 21 | 2020-08-24 | Saturday | 6 | No | #N/A | #N/A | #N/A | #N/A | #N/A | #N/A | #N/A | #N/A | #N/A | #N/A | #N/A | #N/A | #N/A | #N/A | #N/A | #N/A | #N/A | #N/A | #N/A | #N/A | #N/A | #N/A | #N/A | #N/A | #N/A | #N/A | #N/A | #N/A | #N/A | #N/A | #N/A | #N/A | #N/A | #N/A | #N/A | #N/A
[7 empty] | 8 | 24 | 5662 | 22 | 2020-08-24 | Saturday | 6 | No | #N/A | #N/A | #N/A | #N/A | #N/A | #N/A | #N/A | #N/A | #N/A | #N/A | #N/A | #N/A | #N/A | #N/A | #N/A | #N/A | #N/A | #N/A | #N/A | #N/A | #N/A | #N/A | #N/A | #N/A | #N/A | #N/A | #N/A | #N/A | #N/A | #N/A | #N/A | #N/A | #N/A | #N/A | #N/A | #N/A
[7 empty] | 8 | 24 | 5663 | 23 | 2020-08-24 | Saturday | 6 | No | #N/A | #N/A | #N/A | #N/A | #N/A | #N/A | #N/A | #N/A | #N/A | #N/A | #N/A | #N/A | #N/A | #N/A | #N/A | #N/A | #N/A | #N/A | #N/A | #N/A | #N/A | #N/A | #N/A | #N/A | #N/A | #N/A | #N/A | #N/A | #N/A | #N/A | #N/A | #N/A | #N/A | #N/A | #N/A | #N/A
[7 empty] | 8 | 24 | 5664 | 24 | 2020-08-24 | Saturday | 6 | No | #N/A | #N/A | #N/A | #N/A | #N/A | #N/A | #N/A | #N/A | #N/A | #N/A | #N/A | #N/A | #N/A | #N/A | #N/A | #N/A | #N/A | #N/A | #N/A | #N/A | #N/A | #N/A | #N/A | #N/A | #N/A | #N/A | #N/A | #N/A | #N/A | #N/A | #N/A | #N/A | #N/A | #N/A | #N/A | #N/A
[7 empty] | 8 | 25 | 5665 | 1 | 2020-08-25 | Sunday | 7 | No | #N/A | #N/A | #N/A | #N/A | #N/A | #N/A | #N/A | #N/A | #N/A | #N/A | #N/A | #N/A | #N/A | #N/A | #N/A | #N/A | #N/A | #N/A | #N/A | #N/A | #N/A | #N/A | #N/A | #N/A | #N/A | #N/A | #N/A | #N/A | #N/A | #N/A | #N/A | #N/A | #N/A | #N/A | #N/A | #N/A
[7 empty] | 8 | 25 | 5666 | 2 | 2020-08-25 | Sunday | 7 | No | #N/A | #N/A | #N/A | #N/A | #N/A | #N/A | #N/A | #N/A | #N/A | #N/A | #N/A | #N/A | #N/A | #N/A | #N/A | #N/A | #N/A | #N/A | #N/A | #N/A | #N/A | #N/A | #N/A | #N/A | #N/A | #N/A | #N/A | #N/A | #N/A | #N/A | #N/A | #N/A | #N/A | #N/A | #N/A | #N/A
[7 empty] | 8 | 25 | 5667 | 3 | 2020-08-25 | Sunday | 7 | No | #N/A | #N/A | #N/A | #N/A | #N/A | #N/A | #N/A | #N/A | #N/A | #N/A | #N/A | #N/A | #N/A | #N/A | #N/A | #N/A | #N/A | #N/A | #N/A | #N/A | #N/A | #N/A | #N/A | #N/A | #N/A | #N/A | #N/A | #N/A | #N/A | #N/A | #N/A | #N/A | #N/A | #N/A | #N/A | #N/A
[7 empty] | 8 | 25 | 5668 | 4 | 2020-08-25 | Sunday | 7 | No | #N/A | #N/A | #N/A | #N/A | #N/A | #N/A | #N/A | #N/A | #N/A | #N/A | #N/A | #N/A | #N/A | #N/A | #N/A | #N/A | #N/A | #N/A | #N/A | #N/A | #N/A | #N/A | #N/A | #N/A | #N/A | #N/A | #N/A | #N/A | #N/A | #N/A | #N/A | #N/A | #N/A | #N/A | #N/A | #N/A
[7 empty] | 8 | 25 | 5669 | 5 | 2020-08-25 | Sunday | 7 | No | #N/A | #N/A | #N/A | #N/A | #N/A | #N/A | #N/A | #N/A | #N/A | #N/A | #N/A | #N/A | #N/A | #N/A | #N/A | #N/A | #N/A | #N/A | #N/A | #N/A | #N/A | #N/A | #N/A | #N/A | #N/A | #N/A | #N/A | #N/A | #N/A | #N/A | #N/A | #N/A | #N/A | #N/A | #N/A | #N/A
[7 empty] | 8 | 25 | 5670 | 6 | 2020-08-25 | Sunday | 7 | No | #N/A | #N/A | #N/A | #N/A | #N/A | #N/A | #N/A | #N/A | #N/A | #N/A | #N/A | #N/A | #N/A | #N/A | #N/A | #N/A | #N/A | #N/A | #N/A | #N/A | #N/A | #N/A | #N/A | #N/A | #N/A | #N/A | #N/A | #N/A | #N/A | #N/A | #N/A | #N/A | #N/A | #N/A | #N/A | #N/A
[7 empty] | 8 | 25 | 5671 | 7 | 2020-08-25 | Sunday | 7 | No | #N/A | #N/A | #N/A | #N/A | #N/A | #N/A | #N/A | #N/A | #N/A | #N/A | #N/A | #N/A | #N/A | #N/A | #N/A | #N/A | #N/A | #N/A | #N/A | #N/A | #N/A | #N/A | #N/A | #N/A | #N/A | #N/A | #N/A | #N/A | #N/A | #N/A | #N/A | #N/A | #N/A | #N/A | #N/A | #N/A
[7 empty] | 8 | 25 | 5672 | 8 | 2020-08-25 | Sunday | 7 | No | #N/A | #N/A | #N/A | #N/A | #N/A | #N/A | #N/A | #N/A | #N/A | #N/A | #N/A | #N/A | #N/A | #N/A | #N/A | #N/A | #N/A | #N/A | #N/A | #N/A | #N/A | #N/A | #N/A | #N/A | #N/A | #N/A | #N/A | #N/A | #N/A | #N/A | #N/A | #N/A | #N/A | #N/A | #N/A | #N/A
[7 empty] | 8 | 25 | 5673 | 9 | 2020-08-25 | Sunday | 7 | No | #N/A | #N/A | #N/A | #N/A | #N/A | #N/A | #N/A | #N/A | #N/A | #N/A | #N/A | #N/A | #N/A | #N/A | #N/A | #N/A | #N/A | #N/A | #N/A | #N/A | #N/A | #N/A | #N/A | #N/A | #N/A | #N/A | #N/A | #N/A | #N/A | #N/A | #N/A | #N/A | #N/A | #N/A | #N/A | #N/A
[7 empty] | 8 | 25 | 5674 | 10 | 2020-08-25 | Sunday | 7 | No | #N/A | #N/A | #N/A | #N/A | #N/A | #N/A | #N/A | #N/A | #N/A | #N/A | #N/A | #N/A | #N/A | #N/A | #N/A | #N/A | #N/A | #N/A | #N/A | #N/A | #N/A | #N/A | #N/A | #N/A | #N/A | #N/A | #N/A | #N/A | #N/A | #N/A | #N/A | #N/A | #N/A | #N/A | #N/A | #N/A
[7 empty] | 8 | 25 | 5675 | 11 | 2020-08-25 | Sunday | 7 | No | #N/A | #N/A | #N/A | #N/A | #N/A | #N/A | #N/A | #N/A | #N/A | #N/A | #N/A | #N/A | #N/A | #N/A | #N/A | #N/A | #N/A | #N/A | #N/A | #N/A | #N/A | #N/A | #N/A | #N/A | #N/A | #N/A | #N/A | #N/A | #N/A | #N/A | #N/A | #N/A | #N/A | #N/A | #N/A | #N/A
[7 empty] | 8 | 25 | 5676 | 12 | 2020-08-25 | Sunday | 7 | No | #N/A | #N/A | #N/A | #N/A | #N/A | #N/A | #N/A | #N/A | #N/A | #N/A | #N/A | #N/A | #N/A | #N/A | #N/A | #N/A | #N/A | #N/A | #N/A | #N/A | #N/A | #N/A | #N/A | #N/A | #N/A | #N/A | #N/A | #N/A | #N/A | #N/A | #N/A | #N/A | #N/A | #N/A | #N/A | #N/A
[7 empty] | 8 | 25 | 5677 | 13 | 2020-08-25 | Sunday | 7 | No | #N/A | #N/A | #N/A | #N/A | #N/A | #N/A | #N/A | #N/A | #N/A | #N/A | #N/A | #N/A | #N/A | #N/A | #N/A | #N/A | #N/A | #N/A | #N/A | #N/A | #N/A | #N/A | #N/A | #N/A | #N/A | #N/A | #N/A | #N/A | #N/A | #N/A | #N/A | #N/A | #N/A | #N/A | #N/A | #N/A
[7 empty] | 8 | 25 | 5678 | 14 | 2020-08-25 | Sunday | 7 | No | #N/A | #N/A | #N/A | #N/A | #N/A | #N/A | #N/A | #N/A | #N/A | #N/A | #N/A | #N/A | #N/A | #N/A | #N/A | #N/A | #N/A | #N/A | #N/A | #N/A | #N/A | #N/A | #N/A | #N/A | #N/A | #N/A | #N/A | #N/A | #N/A | #N/A | #N/A | #N/A | #N/A | #N/A | #N/A | #N/A
[7 empty] | 8 | 25 | 5679 | 15 | 2020-08-25 | Sunday | 7 | No | #N/A | #N/A | #N/A | #N/A | #N/A | #N/A | #N/A | #N/A | #N/A | #N/A | #N/A | #N/A | #N/A | #N/A | #N/A | #N/A | #N/A | #N/A | #N/A | #N/A | #N/A | #N/A | #N/A | #N/A | #N/A | #N/A | #N/A | #N/A | #N/A | #N/A | #N/A | #N/A | #N/A | #N/A | #N/A | #N/A
[7 empty] | 8 | 25 | 5680 | 16 | 2020-08-25 | Sunday | 7 | No | #N/A | #N/A | #N/A | #N/A | #N/A | #N/A | #N/A | #N/A | #N/A | #N/A | #N/A | #N/A | #N/A | #N/A | #N/A | #N/A | #N/A | #N/A | #N/A | #N/A | #N/A | #N/A | #N/A | #N/A | #N/A | #N/A | #N/A | #N/A | #N/A | #N/A | #N/A | #N/A | #N/A | #N/A | #N/A | #N/A
[7 empty] | 8 | 25 | 5681 | 17 | 2020-08-25 | Sunday | 7 | No | #N/A | #N/A | #N/A | #N/A | #N/A | #N/A | #N/A | #N/A | #N/A | #N/A | #N/A | #N/A | #N/A | #N/A | #N/A | #N/A | #N/A | #N/A | #N/A | #N/A | #N/A | #N/A | #N/A | #N/A | #N/A | #N/A | #N/A | #N/A | #N/A | #N/A | #N/A | #N/A | #N/A | #N/A | #N/A | #N/A
[7 empty] | 8 | 25 | 5682 | 18 | 2020-08-25 | Sunday | 7 | No | #N/A | #N/A | #N/A | #N/A | #N/A | #N/A | #N/A | #N/A | #N/A | #N/A | #N/A | #N/A | #N/A | #N/A | #N/A | #N/A | #N/A | #N/A | #N/A | #N/A | #N/A | #N/A | #N/A | #N/A | #N/A | #N/A | #N/A | #N/A | #N/A | #N/A | #N/A | #N/A | #N/A | #N/A | #N/A | #N/A
[7 empty] | 8 | 25 | 5683 | 19 | 2020-08-25 | Sunday | 7 | No | #N/A | #N/A | #N/A | #N/A | #N/A | #N/A | #N/A | #N/A | #N/A | #N/A | #N/A | #N/A | #N/A | #N/A | #N/A | #N/A | #N/A | #N/A | #N/A | #N/A | #N/A | #N/A | #N/A | #N/A | #N/A | #N/A | #N/A | #N/A | #N/A | #N/A | #N/A | #N/A | #N/A | #N/A | #N/A | #N/A
[7 empty] | 8 | 25 | 5684 | 20 | 2020-08-25 | Sunday | 7 | No | #N/A | #N/A | #N/A | #N/A | #N/A | #N/A | #N/A | #N/A | #N/A | #N/A | #N/A | #N/A | #N/A | #N/A | #N/A | #N/A | #N/A | #N/A | #N/A | #N/A | #N/A | #N/A | #N/A | #N/A | #N/A | #N/A | #N/A | #N/A | #N/A | #N/A | #N/A | #N/A | #N/A | #N/A | #N/A | #N/A
[7 empty] | 8 | 25 | 5685 | 21 | 2020-08-25 | Sunday | 7 | No | #N/A | #N/A | #N/A | #N/A | #N/A | #N/A | #N/A | #N/A | #N/A | #N/A | #N/A | #N/A | #N/A | #N/A | #N/A | #N/A | #N/A | #N/A | #N/A | #N/A | #N/A | #N/A | #N/A | #N/A | #N/A | #N/A | #N/A | #N/A | #N/A | #N/A | #N/A | #N/A | #N/A | #N/A | #N/A | #N/A
[7 empty] | 8 | 25 | 5686 | 22 | 2020-08-25 | Sunday | 7 | No | #N/A | #N/A | #N/A | #N/A | #N/A | #N/A | #N/A | #N/A | #N/A | #N/A | #N/A | #N/A | #N/A | #N/A | #N/A | #N/A | #N/A | #N/A | #N/A | #N/A | #N/A | #N/A | #N/A | #N/A | #N/A | #N/A | #N/A | #N/A | #N/A | #N/A | #N/A | #N/A | #N/A | #N/A | #N/A | #N/A
[7 empty] | 8 | 25 | 5687 | 23 | 2020-08-25 | Sunday | 7 | No | #N/A | #N/A | #N/A | #N/A | #N/A | #N/A | #N/A | #N/A | #N/A | #N/A | #N/A | #N/A | #N/A | #N/A | #N/A | #N/A | #N/A | #N/A | #N/A | #N/A | #N/A | #N/A | #N/A | #N/A | #N/A | #N/A | #N/A | #N/A | #N/A | #N/A | #N/A | #N/A | #N/A | #N/A | #N/A | #N/A
[7 empty] | 8 | 25 | 5688 | 24 | 2020-08-25 | Sunday | 7 | No | #N/A | #N/A | #N/A | #N/A | #N/A | #N/A | #N/A | #N/A | #N/A | #N/A | #N/A | #N/A | #N/A | #N/A | #N/A | #N/A | #N/A | #N/A | #N/A | #N/A | #N/A | #N/A | #N/A | #N/A | #N/A | #N/A | #N/A | #N/A | #N/A | #N/A | #N/A | #N/A | #N/A | #N/A | #N/A | #N/A
[7 empty] | 8 | 26 | 5689 | 1 | 2020-08-26 | Monday | 1 | No | #N/A | #N/A | #N/A | #N/A | #N/A | #N/A | #N/A | #N/A | #N/A | #N/A | #N/A | #N/A | #N/A | #N/A | #N/A | #N/A | #N/A | #N/A | #N/A | #N/A | #N/A | #N/A | #N/A | #N/A | #N/A | #N/A | #N/A | #N/A | #N/A | #N/A | #N/A | #N/A | #N/A | #N/A | #N/A | #N/A
[7 empty] | 8 | 26 | 5690 | 2 | 2020-08-26 | Monday | 1 | No | #N/A | #N/A | #N/A | #N/A | #N/A | #N/A | #N/A | #N/A | #N/A | #N/A | #N/A | #N/A | #N/A | #N/A | #N/A | #N/A | #N/A | #N/A | #N/A | #N/A | #N/A | #N/A | #N/A | #N/A | #N/A | #N/A | #N/A | #N/A | #N/A | #N/A | #N/A | #N/A | #N/A | #N/A | #N/A | #N/A
[7 empty] | 8 | 26 | 5691 | 3 | 2020-08-26 | Monday | 1 | No | #N/A | #N/A | #N/A | #N/A | #N/A | #N/A | #N/A | #N/A | #N/A | #N/A | #N/A | #N/A | #N/A | #N/A | #N/A | #N/A | #N/A | #N/A | #N/A | #N/A | #N/A | #N/A | #N/A | #N/A | #N/A | #N/A | #N/A | #N/A | #N/A | #N/A | #N/A | #N/A | #N/A | #N/A | #N/A | #N/A
[7 empty] | 8 | 26 | 5692 | 4 | 2020-08-26 | Monday | 1 | No | #N/A | #N/A | #N/A | #N/A | #N/A | #N/A | #N/A | #N/A | #N/A | #N/A | #N/A | #N/A | #N/A | #N/A | #N/A | #N/A | #N/A | #N/A | #N/A | #N/A | #N/A | #N/A | #N/A | #N/A | #N/A | #N/A | #N/A | #N/A | #N/A | #N/A | #N/A | #N/A | #N/A | #N/A | #N/A | #N/A
[7 empty] | 8 | 26 | 5693 | 5 | 2020-08-26 | Monday | 1 | No | #N/A | #N/A | #N/A | #N/A | #N/A | #N/A | #N/A | #N/A | #N/A | #N/A | #N/A | #N/A | #N/A | #N/A | #N/A | #N/A | #N/A | #N/A | #N/A | #N/A | #N/A | #N/A | #N/A | #N/A | #N/A | #N/A | #N/A | #N/A | #N/A | #N/A | #N/A | #N/A | #N/A | #N/A | #N/A | #N/A
[7 empty] | 8 | 26 | 5694 | 6 | 2020-08-26 | Monday | 1 | No | #N/A | #N/A | #N/A | #N/A | #N/A | #N/A | #N/A | #N/A | #N/A | #N/A | #N/A | #N/A | #N/A | #N/A | #N/A | #N/A | #N/A | #N/A | #N/A | #N/A | #N/A | #N/A | #N/A | #N/A | #N/A | #N/A | #N/A | #N/A | #N/A | #N/A | #N/A | #N/A | #N/A | #N/A | #N/A | #N/A
[7 empty] | 8 | 26 | 5695 | 7 | 2020-08-26 | Monday | 1 | No | #N/A | #N/A | #N/A | #N/A | #N/A | #N/A | #N/A | #N/A | #N/A | #N/A | #N/A | #N/A | #N/A | #N/A | #N/A | #N/A | #N/A | #N/A | #N/A | #N/A | #N/A | #N/A | #N/A | #N/A | #N/A | #N/A | #N/A | #N/A | #N/A | #N/A | #N/A | #N/A | #N/A | #N/A | #N/A | #N/A
[7 empty] | 8 | 26 | 5696 | 8 | 2020-08-26 | Monday | 1 | No | #N/A | #N/A | #N/A | #N/A | #N/A | #N/A | #N/A | #N/A | #N/A | #N/A | #N/A | #N/A | #N/A | #N/A | #N/A | #N/A | #N/A | #N/A | #N/A | #N/A | #N/A | #N/A | #N/A | #N/A | #N/A | #N/A | #N/A | #N/A | #N/A | #N/A | #N/A | #N/A | #N/A | #N/A | #N/A | #N/A
[7 empty] | 8 | 26 | 5697 | 9 | 2020-08-26 | Monday | 1 | No | #N/A | #N/A | #N/A | #N/A | #N/A | #N/A | #N/A | #N/A | #N/A | #N/A | #N/A | #N/A | #N/A | #N/A | #N/A | #N/A | #N/A | #N/A | #N/A | #N/A | #N/A | #N/A | #N/A | #N/A | #N/A | #N/A | #N/A | #N/A | #N/A | #N/A | #N/A | #N/A | #N/A | #N/A | #N/A | #N/A
[7 empty] | 8 | 26 | 5698 | 10 | 2020-08-26 | Monday | 1 | No | #N/A | #N/A | #N/A | #N/A | #N/A | #N/A | #N/A | #N/A | #N/A | #N/A | #N/A | #N/A | #N/A | #N/A | #N/A | #N/A | #N/A | #N/A | #N/A | #N/A | #N/A | #N/A | #N/A | #N/A | #N/A | #N/A | #N/A | #N/A | #N/A | #N/A | #N/A | #N/A | #N/A | #N/A | #N/A | #N/A
[7 empty] | 8 | 26 | 5699 | 11 | 2020-08-26 | Monday | 1 | No | #N/A | #N/A | #N/A | #N/A | #N/A | #N/A | #N/A | #N/A | #N/A | #N/A | #N/A | #N/A | #N/A | #N/A | #N/A | #N/A | #N/A | #N/A | #N/A | #N/A | #N/A | #N/A | #N/A | #N/A | #N/A | #N/A | #N/A | #N/A | #N/A | #N/A | #N/A | #N/A | #N/A | #N/A | #N/A | #N/A
[7 empty] | 8 | 26 | 5700 | 12 | 2020-08-26 | Monday | 1 | No | #N/A | #N/A | #N/A | #N/A | #N/A | #N/A | #N/A | #N/A | #N/A | #N/A | #N/A | #N/A | #N/A | #N/A | #N/A | #N/A | #N/A | #N/A | #N/A | #N/A | #N/A | #N/A | #N/A | #N/A | #N/A | #N/A | #N/A | #N/A | #N/A | #N/A | #N/A | #N/A | #N/A | #N/A | #N/A | #N/A
[7 empty] | 8 | 26 | 5701 | 13 | 2020-08-26 | Monday | 1 | No | #N/A | #N/A | #N/A | #N/A | #N/A | #N/A | #N/A | #N/A | #N/A | #N/A | #N/A | #N/A | #N/A | #N/A | #N/A | #N/A | #N/A | #N/A | #N/A | #N/A | #N/A | #N/A | #N/A | #N/A | #N/A | #N/A | #N/A | #N/A | #N/A | #N/A | #N/A | #N/A | #N/A | #N/A | #N/A | #N/A
[7 empty] | 8 | 26 | 5702 | 14 | 2020-08-26 | Monday | 1 | No | #N/A | #N/A | #N/A | #N/A | #N/A | #N/A | #N/A | #N/A | #N/A | #N/A | #N/A | #N/A | #N/A | #N/A | #N/A | #N/A | #N/A | #N/A | #N/A | #N/A | #N/A | #N/A | #N/A | #N/A | #N/A | #N/A | #N/A | #N/A | #N/A | #N/A | #N/A | #N/A | #N/A | #N/A | #N/A | #N/A
[7 empty] | 8 | 26 | 5703 | 15 | 2020-08-26 | Monday | 1 | No | #N/A | #N/A | #N/A | #N/A | #N/A | #N/A | #N/A | #N/A | #N/A | #N/A | #N/A | #N/A | #N/A | #N/A | #N/A | #N/A | #N/A | #N/A | #N/A | #N/A | #N/A | #N/A | #N/A | #N/A | #N/A | #N/A | #N/A | #N/A | #N/A | #N/A | #N/A | #N/A | #N/A | #N/A | #N/A | #N/A
[7 empty] | 8 | 26 | 5704 | 16 | 2020-08-26 | Monday | 1 | No | #N/A | #N/A | #N/A | #N/A | #N/A | #N/A | #N/A | #N/A | #N/A | #N/A | #N/A | #N/A | #N/A | #N/A | #N/A | #N/A | #N/A | #N/A | #N/A | #N/A | #N/A | #N/A | #N/A | #N/A | #N/A | #N/A | #N/A | #N/A | #N/A | #N/A | #N/A | #N/A | #N/A | #N/A | #N/A | #N/A
[7 empty] | 8 | 26 | 5705 | 17 | 2020-08-26 | Monday | 1 | No | #N/A | #N/A | #N/A | #N/A | #N/A | #N/A | #N/A | #N/A | #N/A | #N/A | #N/A | #N/A | #N/A | #N/A | #N/A | #N/A | #N/A | #N/A | #N/A | #N/A | #N/A | #N/A | #N/A | #N/A | #N/A | #N/A | #N/A | #N/A | #N/A | #N/A | #N/A | #N/A | #N/A | #N/A | #N/A | #N/A
[7 empty] | 8 | 26 | 5706 | 18 | 2020-08-26 | Monday | 1 | No | #N/A | #N/A | #N/A | #N/A | #N/A | #N/A | #N/A | #N/A | #N/A | #N/A | #N/A | #N/A | #N/A | #N/A | #N/A | #N/A | #N/A | #N/A | #N/A | #N/A | #N/A | #N/A | #N/A | #N/A | #N/A | #N/A | #N/A | #N/A | #N/A | #N/A | #N/A | #N/A | #N/A | #N/A | #N/A | #N/A
[7 empty] | 8 | 26 | 5707 | 19 | 2020-08-26 | Monday | 1 | No | #N/A | #N/A | #N/A | #N/A | #N/A | #N/A | #N/A | #N/A | #N/A | #N/A | #N/A | #N/A | #N/A | #N/A | #N/A | #N/A | #N/A | #N/A | #N/A | #N/A | #N/A | #N/A | #N/A | #N/A | #N/A | #N/A | #N/A | #N/A | #N/A | #N/A | #N/A | #N/A | #N/A | #N/A | #N/A | #N/A
[7 empty] | 8 | 26 | 5708 | 20 | 2020-08-26 | Monday | 1 | No | #N/A | #N/A | #N/A | #N/A | #N/A | #N/A | #N/A | #N/A | #N/A | #N/A | #N/A | #N/A | #N/A | #N/A | #N/A | #N/A | #N/A | #N/A | #N/A | #N/A | #N/A | #N/A | #N/A | #N/A | #N/A | #N/A | #N/A | #N/A | #N/A | #N/A | #N/A | #N/A | #N/A | #N/A | #N/A | #N/A
[7 empty] | 8 | 26 | 5709 | 21 | 2020-08-26 | Monday | 1 | No | #N/A | #N/A | #N/A | #N/A | #N/A | #N/A | #N/A | #N/A | #N/A | #N/A | #N/A | #N/A | #N/A | #N/A | #N/A | #N/A | #N/A | #N/A | #N/A | #N/A | #N/A | #N/A | #N/A | #N/A | #N/A | #N/A | #N/A | #N/A | #N/A | #N/A | #N/A | #N/A | #N/A | #N/A | #N/A | #N/A
[7 empty] | 8 | 26 | 5710 | 22 | 2020-08-26 | Monday | 1 | No | #N/A | #N/A | #N/A | #N/A | #N/A | #N/A | #N/A | #N/A | #N/A | #N/A | #N/A | #N/A | #N/A | #N/A | #N/A | #N/A | #N/A | #N/A | #N/A | #N/A | #N/A | #N/A | #N/A | #N/A | #N/A | #N/A | #N/A | #N/A | #N/A | #N/A | #N/A | #N/A | #N/A | #N/A | #N/A | #N/A
[7 empty] | 8 | 26 | 5711 | 23 | 2020-08-26 | Monday | 1 | No | #N/A | #N/A | #N/A | #N/A | #N/A | #N/A | #N/A | #N/A | #N/A | #N/A | #N/A | #N/A | #N/A | #N/A | #N/A | #N/A | #N/A | #N/A | #N/A | #N/A | #N/A | #N/A | #N/A | #N/A | #N/A | #N/A | #N/A | #N/A | #N/A | #N/A | #N/A | #N/A | #N/A | #N/A | #N/A | #N/A
[7 empty] | 8 | 26 | 5712 | 24 | 2020-08-26 | Monday | 1 | No | #N/A | #N/A | #N/A | #N/A | #N/A | #N/A | #N/A | #N/A | #N/A | #N/A | #N/A | #N/A | #N/A | #N/A | #N/A | #N/A | #N/A | #N/A | #N/A | #N/A | #N/A | #N/A | #N/A | #N/A | #N/A | #N/A | #N/A | #N/A | #N/A | #N/A | #N/A | #N/A | #N/A | #N/A | #N/A | #N/A
[7 empty] | 8 | 27 | 5713 | 1 | 2020-08-27 | Tuesday | 2 | No | #N/A | #N/A | #N/A | #N/A | #N/A | #N/A | #N/A | #N/A | #N/A | #N/A | #N/A | #N/A | #N/A | #N/A | #N/A | #N/A | #N/A | #N/A | #N/A | #N/A | #N/A | #N/A | #N/A | #N/A | #N/A | #N/A | #N/A | #N/A | #N/A | #N/A | #N/A | #N/A | #N/A | #N/A | #N/A | #N/A
[7 empty] | 8 | 27 | 5714 | 2 | 2020-08-27 | Tuesday | 2 | No | #N/A | #N/A | #N/A | #N/A | #N/A | #N/A | #N/A | #N/A | #N/A | #N/A | #N/A | #N/A | #N/A | #N/A | #N/A | #N/A | #N/A | #N/A | #N/A | #N/A | #N/A | #N/A | #N/A | #N/A | #N/A | #N/A | #N/A | #N/A | #N/A | #N/A | #N/A | #N/A | #N/A | #N/A | #N/A | #N/A
[7 empty] | 8 | 27 | 5715 | 3 | 2020-08-27 | Tuesday | 2 | No | #N/A | #N/A | #N/A | #N/A | #N/A | #N/A | #N/A | #N/A | #N/A | #N/A | #N/A | #N/A | #N/A | #N/A | #N/A | #N/A | #N/A | #N/A | #N/A | #N/A | #N/A | #N/A | #N/A | #N/A | #N/A | #N/A | #N/A | #N/A | #N/A | #N/A | #N/A | #N/A | #N/A | #N/A | #N/A | #N/A
[7 empty] | 8 | 27 | 5716 | 4 | 2020-08-27 | Tuesday | 2 | No | #N/A | #N/A | #N/A | #N/A | #N/A | #N/A | #N/A | #N/A | #N/A | #N/A | #N/A | #N/A | #N/A | #N/A | #N/A | #N/A | #N/A | #N/A | #N/A | #N/A | #N/A | #N/A | #N/A | #N/A | #N/A | #N/A | #N/A | #N/A | #N/A | #N/A | #N/A | #N/A | #N/A | #N/A | #N/A | #N/A
[7 empty] | 8 | 27 | 5717 | 5 | 2020-08-27 | Tuesday | 2 | No | #N/A | #N/A | #N/A | #N/A | #N/A | #N/A | #N/A | #N/A | #N/A | #N/A | #N/A | #N/A | #N/A | #N/A | #N/A | #N/A | #N/A | #N/A | #N/A | #N/A | #N/A | #N/A | #N/A | #N/A | #N/A | #N/A | #N/A | #N/A | #N/A | #N/A | #N/A | #N/A | #N/A | #N/A | #N/A | #N/A
[7 empty] | 8 | 27 | 5718 | 6 | 2020-08-27 | Tuesday | 2 | No | #N/A | #N/A | #N/A | #N/A | #N/A | #N/A | #N/A | #N/A | #N/A | #N/A | #N/A | #N/A | #N/A | #N/A | #N/A | #N/A | #N/A | #N/A | #N/A | #N/A | #N/A | #N/A | #N/A | #N/A | #N/A | #N/A | #N/A | #N/A | #N/A | #N/A | #N/A | #N/A | #N/A | #N/A | #N/A | #N/A
[7 empty] | 8 | 27 | 5719 | 7 | 2020-08-27 | Tuesday | 2 | No | #N/A | #N/A | #N/A | #N/A | #N/A | #N/A | #N/A | #N/A | #N/A | #N/A | #N/A | #N/A | #N/A | #N/A | #N/A | #N/A | #N/A | #N/A | #N/A | #N/A | #N/A | #N/A | #N/A | #N/A | #N/A | #N/A | #N/A | #N/A | #N/A | #N/A | #N/A | #N/A | #N/A | #N/A | #N/A | #N/A
[7 empty] | 8 | 27 | 5720 | 8 | 2020-08-27 | Tuesday | 2 | No | #N/A | #N/A | #N/A | #N/A | #N/A | #N/A | #N/A | #N/A | #N/A | #N/A | #N/A | #N/A | #N/A | #N/A | #N/A | #N/A | #N/A | #N/A | #N/A | #N/A | #N/A | #N/A | #N/A | #N/A | #N/A | #N/A | #N/A | #N/A | #N/A | #N/A | #N/A | #N/A | #N/A | #N/A | #N/A | #N/A
[7 empty] | 8 | 27 | 5721 | 9 | 2020-08-27 | Tuesday | 2 | No | #N/A | #N/A | #N/A | #N/A | #N/A | #N/A | #N/A | #N/A | #N/A | #N/A | #N/A | #N/A | #N/A | #N/A | #N/A | #N/A | #N/A | #N/A | #N/A | #N/A | #N/A | #N/A | #N/A | #N/A | #N/A | #N/A | #N/A | #N/A | #N/A | #N/A | #N/A | #N/A | #N/A | #N/A | #N/A | #N/A
[7 empty] | 8 | 27 | 5722 | 10 | 2020-08-27 | Tuesday | 2 | No | #N/A | #N/A | #N/A | #N/A | #N/A | #N/A | #N/A | #N/A | #N/A | #N/A | #N/A | #N/A | #N/A | #N/A | #N/A | #N/A | #N/A | #N/A | #N/A | #N/A | #N/A | #N/A | #N/A | #N/A | #N/A | #N/A | #N/A | #N/A | #N/A | #N/A | #N/A | #N/A | #N/A | #N/A | #N/A | #N/A
[7 empty] | 8 | 27 | 5723 | 11 | 2020-08-27 | Tuesday | 2 | No | #N/A | #N/A | #N/A | #N/A | #N/A | #N/A | #N/A | #N/A | #N/A | #N/A | #N/A | #N/A | #N/A | #N/A | #N/A | #N/A | #N/A | #N/A | #N/A | #N/A | #N/A | #N/A | #N/A | #N/A | #N/A | #N/A | #N/A | #N/A | #N/A | #N/A | #N/A | #N/A | #N/A | #N/A | #N/A | #N/A
[7 empty] | 8 | 27 | 5724 | 12 | 2020-08-27 | Tuesday | 2 | No | #N/A | #N/A | #N/A | #N/A | #N/A | #N/A | #N/A | #N/A | #N/A | #N/A | #N/A | #N/A | #N/A | #N/A | #N/A | #N/A | #N/A | #N/A | #N/A | #N/A | #N/A | #N/A | #N/A | #N/A | #N/A | #N/A | #N/A | #N/A | #N/A | #N/A | #N/A | #N/A | #N/A | #N/A | #N/A | #N/A
[7 empty] | 8 | 27 | 5725 | 13 | 2020-08-27 | Tuesday | 2 | No | #N/A | #N/A | #N/A | #N/A | #N/A | #N/A | #N/A | #N/A | #N/A | #N/A | #N/A | #N/A | #N/A | #N/A | #N/A | #N/A | #N/A | #N/A | #N/A | #N/A | #N/A | #N/A | #N/A | #N/A | #N/A | #N/A | #N/A | #N/A | #N/A | #N/A | #N/A | #N/A | #N/A | #N/A | #N/A | #N/A
[7 empty] | 8 | 27 | 5726 | 14 | 2020-08-27 | Tuesday | 2 | No | #N/A | #N/A | #N/A | #N/A | #N/A | #N/A | #N/A | #N/A | #N/A | #N/A | #N/A | #N/A | #N/A | #N/A | #N/A | #N/A | #N/A | #N/A | #N/A | #N/A | #N/A | #N/A | #N/A | #N/A | #N/A | #N/A | #N/A | #N/A | #N/A | #N/A | #N/A | #N/A | #N/A | #N/A | #N/A | #N/A
[7 empty] | 8 | 27 | 5727 | 15 | 2020-08-27 | Tuesday | 2 | No | #N/A | #N/A | #N/A | #N/A | #N/A | #N/A | #N/A | #N/A | #N/A | #N/A | #N/A | #N/A | #N/A | #N/A | #N/A | #N/A | #N/A | #N/A | #N/A | #N/A | #N/A | #N/A | #N/A | #N/A | #N/A | #N/A | #N/A | #N/A | #N/A | #N/A | #N/A | #N/A | #N/A | #N/A | #N/A | #N/A
[7 empty] | 8 | 27 | 5728 | 16 | 2020-08-27 | Tuesday | 2 | No | #N/A | #N/A | #N/A | #N/A | #N/A | #N/A | #N/A | #N/A | #N/A | #N/A | #N/A | #N/A | #N/A | #N/A | #N/A | #N/A | #N/A | #N/A | #N/A | #N/A | #N/A | #N/A | #N/A | #N/A | #N/A | #N/A | #N/A | #N/A | #N/A | #N/A | #N/A | #N/A | #N/A | #N/A | #N/A | #N/A
[7 empty] | 8 | 27 | 5729 | 17 | 2020-08-27 | Tuesday | 2 | No | #N/A | #N/A | #N/A | #N/A | #N/A | #N/A | #N/A | #N/A | #N/A | #N/A | #N/A | #N/A | #N/A | #N/A | #N/A | #N/A | #N/A | #N/A | #N/A | #N/A | #N/A | #N/A | #N/A | #N/A | #N/A | #N/A | #N/A | #N/A | #N/A | #N/A | #N/A | #N/A | #N/A | #N/A | #N/A | #N/A
[7 empty] | 8 | 27 | 5730 | 18 | 2020-08-27 | Tuesday | 2 | No | #N/A | #N/A | #N/A | #N/A | #N/A | #N/A | #N/A | #N/A | #N/A | #N/A | #N/A | #N/A | #N/A | #N/A | #N/A | #N/A | #N/A | #N/A | #N/A | #N/A | #N/A | #N/A | #N/A | #N/A | #N/A | #N/A | #N/A | #N/A | #N/A | #N/A | #N/A | #N/A | #N/A | #N/A | #N/A | #N/A
[7 empty] | 8 | 27 | 5731 | 19 | 2020-08-27 | Tuesday | 2 | No | #N/A | #N/A | #N/A | #N/A | #N/A | #N/A | #N/A | #N/A | #N/A | #N/A | #N/A | #N/A | #N/A | #N/A | #N/A | #N/A | #N/A | #N/A | #N/A | #N/A | #N/A | #N/A | #N/A | #N/A | #N/A | #N/A | #N/A | #N/A | #N/A | #N/A | #N/A | #N/A | #N/A | #N/A | #N/A | #N/A
[7 empty] | 8 | 27 | 5732 | 20 | 2020-08-27 | Tuesday | 2 | No | #N/A | #N/A | #N/A | #N/A | #N/A | #N/A | #N/A | #N/A | #N/A | #N/A | #N/A | #N/A | #N/A | #N/A | #N/A | #N/A | #N/A | #N/A | #N/A | #N/A | #N/A | #N/A | #N/A | #N/A | #N/A | #N/A | #N/A | #N/A | #N/A | #N/A | #N/A | #N/A | #N/A | #N/A | #N/A | #N/A
[7 empty] | 8 | 27 | 5733 | 21 | 2020-08-27 | Tuesday | 2 | No | #N/A | #N/A | #N/A | #N/A | #N/A | #N/A | #N/A | #N/A | #N/A | #N/A | #N/A | #N/A | #N/A | #N/A | #N/A | #N/A | #N/A | #N/A | #N/A | #N/A | #N/A | #N/A | #N/A | #N/A | #N/A | #N/A | #N/A | #N/A | #N/A | #N/A | #N/A | #N/A | #N/A | #N/A | #N/A | #N/A
[7 empty] | 8 | 27 | 5734 | 22 | 2020-08-27 | Tuesday | 2 | No | #N/A | #N/A | #N/A | #N/A | #N/A | #N/A | #N/A | #N/A | #N/A | #N/A | #N/A | #N/A | #N/A | #N/A | #N/A | #N/A | #N/A | #N/A | #N/A | #N/A | #N/A | #N/A | #N/A | #N/A | #N/A | #N/A | #N/A | #N/A | #N/A | #N/A | #N/A | #N/A | #N/A | #N/A | #N/A | #N/A
[7 empty] | 8 | 27 | 5735 | 23 | 2020-08-27 | Tuesday | 2 | No | #N/A | #N/A | #N/A | #N/A | #N/A | #N/A | #N/A | #N/A | #N/A | #N/A | #N/A | #N/A | #N/A | #N/A | #N/A | #N/A | #N/A | #N/A | #N/A | #N/A | #N/A | #N/A | #N/A | #N/A | #N/A | #N/A | #N/A | #N/A | #N/A | #N/A | #N/A | #N/A | #N/A | #N/A | #N/A | #N/A
[7 empty] | 8 | 27 | 5736 | 24 | 2020-08-27 | Tuesday | 2 | No | #N/A | #N/A | #N/A | #N/A | #N/A | #N/A | #N/A | #N/A | #N/A | #N/A | #N/A | #N/A | #N/A | #N/A | #N/A | #N/A | #N/A | #N/A | #N/A | #N/A | #N/A | #N/A | #N/A | #N/A | #N/A | #N/A | #N/A | #N/A | #N/A | #N/A | #N/A | #N/A | #N/A | #N/A | #N/A | #N/A
[7 empty] | 8 | 28 | 5737 | 1 | 2020-08-28 | Wednesday | 3 | No | #N/A | #N/A | #N/A | #N/A | #N/A | #N/A | #N/A | #N/A | #N/A | #N/A | #N/A | #N/A | #N/A | #N/A | #N/A | #N/A | #N/A | #N/A | #N/A | #N/A | #N/A | #N/A | #N/A | #N/A | #N/A | #N/A | #N/A | #N/A | #N/A | #N/A | #N/A | #N/A | #N/A | #N/A | #N/A | #N/A
[7 empty] | 8 | 28 | 5738 | 2 | 2020-08-28 | Wednesday | 3 | No | #N/A | #N/A | #N/A | #N/A | #N/A | #N/A | #N/A | #N/A | #N/A | #N/A | #N/A | #N/A | #N/A | #N/A | #N/A | #N/A | #N/A | #N/A | #N/A | #N/A | #N/A | #N/A | #N/A | #N/A | #N/A | #N/A | #N/A | #N/A | #N/A | #N/A | #N/A | #N/A | #N/A | #N/A | #N/A | #N/A
[7 empty] | 8 | 28 | 5739 | 3 | 2020-08-28 | Wednesday | 3 | No | #N/A | #N/A | #N/A | #N/A | #N/A | #N/A | #N/A | #N/A | #N/A | #N/A | #N/A | #N/A | #N/A | #N/A | #N/A | #N/A | #N/A | #N/A | #N/A | #N/A | #N/A | #N/A | #N/A | #N/A | #N/A | #N/A | #N/A | #N/A | #N/A | #N/A | #N/A | #N/A | #N/A | #N/A | #N/A | #N/A
[7 empty] | 8 | 28 | 5740 | 4 | 2020-08-28 | Wednesday | 3 | No | #N/A | #N/A | #N/A | #N/A | #N/A | #N/A | #N/A | #N/A | #N/A | #N/A | #N/A | #N/A | #N/A | #N/A | #N/A | #N/A | #N/A | #N/A | #N/A | #N/A | #N/A | #N/A | #N/A | #N/A | #N/A | #N/A | #N/A | #N/A | #N/A | #N/A | #N/A | #N/A | #N/A | #N/A | #N/A | #N/A
[7 empty] | 8 | 28 | 5741 | 5 | 2020-08-28 | Wednesday | 3 | No | #N/A | #N/A | #N/A | #N/A | #N/A | #N/A | #N/A | #N/A | #N/A | #N/A | #N/A | #N/A | #N/A | #N/A | #N/A | #N/A | #N/A | #N/A | #N/A | #N/A | #N/A | #N/A | #N/A | #N/A | #N/A | #N/A | #N/A | #N/A | #N/A | #N/A | #N/A | #N/A | #N/A | #N/A | #N/A | #N/A
[7 empty] | 8 | 28 | 5742 | 6 | 2020-08-28 | Wednesday | 3 | No | #N/A | #N/A | #N/A | #N/A | #N/A | #N/A | #N/A | #N/A | #N/A | #N/A | #N/A | #N/A | #N/A | #N/A | #N/A | #N/A | #N/A | #N/A | #N/A | #N/A | #N/A | #N/A | #N/A | #N/A | #N/A | #N/A | #N/A | #N/A | #N/A | #N/A | #N/A | #N/A | #N/A | #N/A | #N/A | #N/A
[7 empty] | 8 | 28 | 5743 | 7 | 2020-08-28 | Wednesday | 3 | No | #N/A | #N/A | #N/A | #N/A | #N/A | #N/A | #N/A | #N/A | #N/A | #N/A | #N/A | #N/A | #N/A | #N/A | #N/A | #N/A | #N/A | #N/A | #N/A | #N/A | #N/A | #N/A | #N/A | #N/A | #N/A | #N/A | #N/A | #N/A | #N/A | #N/A | #N/A | #N/A | #N/A | #N/A | #N/A | #N/A
[7 empty] | 8 | 28 | 5744 | 8 | 2020-08-28 | Wednesday | 3 | No | #N/A | #N/A | #N/A | #N/A | #N/A | #N/A | #N/A | #N/A | #N/A | #N/A | #N/A | #N/A | #N/A | #N/A | #N/A | #N/A | #N/A | #N/A | #N/A | #N/A | #N/A | #N/A | #N/A | #N/A | #N/A | #N/A | #N/A | #N/A | #N/A | #N/A | #N/A | #N/A | #N/A | #N/A | #N/A | #N/A
[7 empty] | 8 | 28 | 5745 | 9 | 2020-08-28 | Wednesday | 3 | No | #N/A | #N/A | #N/A | #N/A | #N/A | #N/A | #N/A | #N/A | #N/A | #N/A | #N/A | #N/A | #N/A | #N/A | #N/A | #N/A | #N/A | #N/A | #N/A | #N/A | #N/A | #N/A | #N/A | #N/A | #N/A | #N/A | #N/A | #N/A | #N/A | #N/A | #N/A | #N/A | #N/A | #N/A | #N/A | #N/A
[7 empty] | 8 | 28 | 5746 | 10 | 2020-08-28 | Wednesday | 3 | No | #N/A | #N/A | #N/A | #N/A | #N/A | #N/A | #N/A | #N/A | #N/A | #N/A | #N/A | #N/A | #N/A | #N/A | #N/A | #N/A | #N/A | #N/A | #N/A | #N/A | #N/A | #N/A | #N/A | #N/A | #N/A | #N/A | #N/A | #N/A | #N/A | #N/A | #N/A | #N/A | #N/A | #N/A | #N/A | #N/A
[7 empty] | 8 | 28 | 5747 | 11 | 2020-08-28 | Wednesday | 3 | No | #N/A | #N/A | #N/A | #N/A | #N/A | #N/A | #N/A | #N/A | #N/A | #N/A | #N/A | #N/A | #N/A | #N/A | #N/A | #N/A | #N/A | #N/A | #N/A | #N/A | #N/A | #N/A | #N/A | #N/A | #N/A | #N/A | #N/A | #N/A | #N/A | #N/A | #N/A | #N/A | #N/A | #N/A | #N/A | #N/A
[7 empty] | 8 | 28 | 5748 | 12 | 2020-08-28 | Wednesday | 3 | No | #N/A | #N/A | #N/A | #N/A | #N/A | #N/A | #N/A | #N/A | #N/A | #N/A | #N/A | #N/A | #N/A | #N/A | #N/A | #N/A | #N/A | #N/A | #N/A | #N/A | #N/A | #N/A | #N/A | #N/A | #N/A | #N/A | #N/A | #N/A | #N/A | #N/A | #N/A | #N/A | #N/A | #N/A | #N/A | #N/A
[7 empty] | 8 | 28 | 5749 | 13 | 2020-08-28 | Wednesday | 3 | No | #N/A | #N/A | #N/A | #N/A | #N/A | #N/A | #N/A | #N/A | #N/A | #N/A | #N/A | #N/A | #N/A | #N/A | #N/A | #N/A | #N/A | #N/A | #N/A | #N/A | #N/A | #N/A | #N/A | #N/A | #N/A | #N/A | #N/A | #N/A | #N/A | #N/A | #N/A | #N/A | #N/A | #N/A | #N/A | #N/A
[7 empty] | 8 | 28 | 5750 | 14 | 2020-08-28 | Wednesday | 3 | No | #N/A | #N/A | #N/A | #N/A | #N/A | #N/A | #N/A | #N/A | #N/A | #N/A | #N/A | #N/A | #N/A | #N/A | #N/A | #N/A | #N/A | #N/A | #N/A | #N/A | #N/A | #N/A | #N/A | #N/A | #N/A | #N/A | #N/A | #N/A | #N/A | #N/A | #N/A | #N/A | #N/A | #N/A | #N/A | #N/A
[7 empty] | 8 | 28 | 5751 | 15 | 2020-08-28 | Wednesday | 3 | No | #N/A | #N/A | #N/A | #N/A | #N/A | #N/A | #N/A | #N/A | #N/A | #N/A | #N/A | #N/A | #N/A | #N/A | #N/A | #N/A | #N/A | #N/A | #N/A | #N/A | #N/A | #N/A | #N/A | #N/A | #N/A | #N/A | #N/A | #N/A | #N/A | #N/A | #N/A | #N/A | #N/A | #N/A | #N/A | #N/A
[7 empty] | 8 | 28 | 5752 | 16 | 2020-08-28 | Wednesday | 3 | No | #N/A | #N/A | #N/A | #N/A | #N/A | #N/A | #N/A | #N/A | #N/A | #N/A | #N/A | #N/A | #N/A | #N/A | #N/A | #N/A | #N/A | #N/A | #N/A | #N/A | #N/A | #N/A | #N/A | #N/A | #N/A | #N/A | #N/A | #N/A | #N/A | #N/A | #N/A | #N/A | #N/A | #N/A | #N/A | #N/A
[7 empty] | 8 | 28 | 5753 | 17 | 2020-08-28 | Wednesday | 3 | No | #N/A | #N/A | #N/A | #N/A | #N/A | #N/A | #N/A | #N/A | #N/A | #N/A | #N/A | #N/A | #N/A | #N/A | #N/A | #N/A | #N/A | #N/A | #N/A | #N/A | #N/A | #N/A | #N/A | #N/A | #N/A | #N/A | #N/A | #N/A | #N/A | #N/A | #N/A | #N/A | #N/A | #N/A | #N/A | #N/A
[7 empty] | 8 | 28 | 5754 | 18 | 2020-08-28 | Wednesday | 3 | No | #N/A | #N/A | #N/A | #N/A | #N/A | #N/A | #N/A | #N/A | #N/A | #N/A | #N/A | #N/A | #N/A | #N/A | #N/A | #N/A | #N/A | #N/A | #N/A | #N/A | #N/A | #N/A | #N/A | #N/A | #N/A | #N/A | #N/A | #N/A | #N/A | #N/A | #N/A | #N/A | #N/A | #N/A | #N/A | #N/A
[7 empty] | 8 | 28 | 5755 | 19 | 2020-08-28 | Wednesday | 3 | No | #N/A | #N/A | #N/A | #N/A | #N/A | #N/A | #N/A | #N/A | #N/A | #N/A | #N/A | #N/A | #N/A | #N/A | #N/A | #N/A | #N/A | #N/A | #N/A | #N/A | #N/A | #N/A | #N/A | #N/A | #N/A | #N/A | #N/A | #N/A | #N/A | #N/A | #N/A | #N/A | #N/A | #N/A | #N/A | #N/A
[7 empty] | 8 | 28 | 5756 | 20 | 2020-08-28 | Wednesday | 3 | No | #N/A | #N/A | #N/A | #N/A | #N/A | #N/A | #N/A | #N/A | #N/A | #N/A | #N/A | #N/A | #N/A | #N/A | #N/A | #N/A | #N/A | #N/A | #N/A | #N/A | #N/A | #N/A | #N/A | #N/A | #N/A | #N/A | #N/A | #N/A | #N/A | #N/A | #N/A | #N/A | #N/A | #N/A | #N/A | #N/A
[7 empty] | 8 | 28 | 5757 | 21 | 2020-08-28 | Wednesday | 3 | No | #N/A | #N/A | #N/A | #N/A | #N/A | #N/A | #N/A | #N/A | #N/A | #N/A | #N/A | #N/A | #N/A | #N/A | #N/A | #N/A | #N/A | #N/A | #N/A | #N/A | #N/A | #N/A | #N/A | #N/A | #N/A | #N/A | #N/A | #N/A | #N/A | #N/A | #N/A | #N/A | #N/A | #N/A | #N/A | #N/A
[7 empty] | 8 | 28 | 5758 | 22 | 2020-08-28 | Wednesday | 3 | No | #N/A | #N/A | #N/A | #N/A | #N/A | #N/A | #N/A | #N/A | #N/A | #N/A | #N/A | #N/A | #N/A | #N/A | #N/A | #N/A | #N/A | #N/A | #N/A | #N/A | #N/A | #N/A | #N/A | #N/A | #N/A | #N/A | #N/A | #N/A | #N/A | #N/A | #N/A | #N/A | #N/A | #N/A | #N/A | #N/A
[7 empty] | 8 | 28 | 5759 | 23 | 2020-08-28 | Wednesday | 3 | No | #N/A | #N/A | #N/A | #N/A | #N/A | #N/A | #N/A | #N/A | #N/A | #N/A | #N/A | #N/A | #N/A | #N/A | #N/A | #N/A | #N/A | #N/A | #N/A | #N/A | #N/A | #N/A | #N/A | #N/A | #N/A | #N/A | #N/A | #N/A | #N/A | #N/A | #N/A | #N/A | #N/A | #N/A | #N/A | #N/A
[7 empty] | 8 | 28 | 5760 | 24 | 2020-08-28 | Wednesday | 3 | No | #N/A | #N/A | #N/A | #N/A | #N/A | #N/A | #N/A | #N/A | #N/A | #N/A | #N/A | #N/A | #N/A | #N/A | #N/A | #N/A | #N/A | #N/A | #N/A | #N/A | #N/A | #N/A | #N/A | #N/A | #N/A | #N/A | #N/A | #N/A | #N/A | #N/A | #N/A | #N/A | #N/A | #N/A | #N/A | #N/A
[7 empty] | 8 | 29 | 5761 | 1 | 2020-08-29 | Thursday | 4 | No | #N/A | #N/A | #N/A | #N/A | #N/A | #N/A | #N/A | #N/A | #N/A | #N/A | #N/A | #N/A | #N/A | #N/A | #N/A | #N/A | #N/A | #N/A | #N/A | #N/A | #N/A | #N/A | #N/A | #N/A | #N/A | #N/A | #N/A | #N/A | #N/A | #N/A | #N/A | #N/A | #N/A | #N/A | #N/A | #N/A
[7 empty] | 8 | 29 | 5762 | 2 | 2020-08-29 | Thursday | 4 | No | #N/A | #N/A | #N/A | #N/A | #N/A | #N/A | #N/A | #N/A | #N/A | #N/A | #N/A | #N/A | #N/A | #N/A | #N/A | #N/A | #N/A | #N/A | #N/A | #N/A | #N/A | #N/A | #N/A | #N/A | #N/A | #N/A | #N/A | #N/A | #N/A | #N/A | #N/A | #N/A | #N/A | #N/A | #N/A | #N/A
[7 empty] | 8 | 29 | 5763 | 3 | 2020-08-29 | Thursday | 4 | No | #N/A | #N/A | #N/A | #N/A | #N/A | #N/A | #N/A | #N/A | #N/A | #N/A | #N/A | #N/A | #N/A | #N/A | #N/A | #N/A | #N/A | #N/A | #N/A | #N/A | #N/A | #N/A | #N/A | #N/A | #N/A | #N/A | #N/A | #N/A | #N/A | #N/A | #N/A | #N/A | #N/A | #N/A | #N/A | #N/A
[7 empty] | 8 | 29 | 5764 | 4 | 2020-08-29 | Thursday | 4 | No | #N/A | #N/A | #N/A | #N/A | #N/A | #N/A | #N/A | #N/A | #N/A | #N/A | #N/A | #N/A | #N/A | #N/A | #N/A | #N/A | #N/A | #N/A | #N/A | #N/A | #N/A | #N/A | #N/A | #N/A | #N/A | #N/A | #N/A | #N/A | #N/A | #N/A | #N/A | #N/A | #N/A | #N/A | #N/A | #N/A
[7 empty] | 8 | 29 | 5765 | 5 | 2020-08-29 | Thursday | 4 | No | #N/A | #N/A | #N/A | #N/A | #N/A | #N/A | #N/A | #N/A | #N/A | #N/A | #N/A | #N/A | #N/A | #N/A | #N/A | #N/A | #N/A | #N/A | #N/A | #N/A | #N/A | #N/A | #N/A | #N/A | #N/A | #N/A | #N/A | #N/A | #N/A | #N/A | #N/A | #N/A | #N/A | #N/A | #N/A | #N/A
[7 empty] | 8 | 29 | 5766 | 6 | 2020-08-29 | Thursday | 4 | No | #N/A | #N/A | #N/A | #N/A | #N/A | #N/A | #N/A | #N/A | #N/A | #N/A | #N/A | #N/A | #N/A | #N/A | #N/A | #N/A | #N/A | #N/A | #N/A | #N/A | #N/A | #N/A | #N/A | #N/A | #N/A | #N/A | #N/A | #N/A | #N/A | #N/A | #N/A | #N/A | #N/A | #N/A | #N/A | #N/A
[7 empty] | 8 | 29 | 5767 | 7 | 2020-08-29 | Thursday | 4 | No | #N/A | #N/A | #N/A | #N/A | #N/A | #N/A | #N/A | #N/A | #N/A | #N/A | #N/A | #N/A | #N/A | #N/A | #N/A | #N/A | #N/A | #N/A | #N/A | #N/A | #N/A | #N/A | #N/A | #N/A | #N/A | #N/A | #N/A | #N/A | #N/A | #N/A | #N/A | #N/A | #N/A | #N/A | #N/A | #N/A
[7 empty] | 8 | 29 | 5768 | 8 | 2020-08-29 | Thursday | 4 | No | #N/A | #N/A | #N/A | #N/A | #N/A | #N/A | #N/A | #N/A | #N/A | #N/A | #N/A | #N/A | #N/A | #N/A | #N/A | #N/A | #N/A | #N/A | #N/A | #N/A | #N/A | #N/A | #N/A | #N/A | #N/A | #N/A | #N/A | #N/A | #N/A | #N/A | #N/A | #N/A | #N/A | #N/A | #N/A | #N/A
[7 empty] | 8 | 29 | 5769 | 9 | 2020-08-29 | Thursday | 4 | No | #N/A | #N/A | #N/A | #N/A | #N/A | #N/A | #N/A | #N/A | #N/A | #N/A | #N/A | #N/A | #N/A | #N/A | #N/A | #N/A | #N/A | #N/A | #N/A | #N/A | #N/A | #N/A | #N/A | #N/A | #N/A | #N/A | #N/A | #N/A | #N/A | #N/A | #N/A | #N/A | #N/A | #N/A | #N/A | #N/A
[7 empty] | 8 | 29 | 5770 | 10 | 2020-08-29 | Thursday | 4 | No | #N/A | #N/A | #N/A | #N/A | #N/A | #N/A | #N/A | #N/A | #N/A | #N/A | #N/A | #N/A | #N/A | #N/A | #N/A | #N/A | #N/A | #N/A | #N/A | #N/A | #N/A | #N/A | #N/A | #N/A | #N/A | #N/A | #N/A | #N/A | #N/A | #N/A | #N/A | #N/A | #N/A | #N/A | #N/A | #N/A
[7 empty] | 8 | 29 | 5771 | 11 | 2020-08-29 | Thursday | 4 | No | #N/A | #N/A | #N/A | #N/A | #N/A | #N/A | #N/A | #N/A | #N/A | #N/A | #N/A | #N/A | #N/A | #N/A | #N/A | #N/A | #N/A | #N/A | #N/A | #N/A | #N/A | #N/A | #N/A | #N/A | #N/A | #N/A | #N/A | #N/A | #N/A | #N/A | #N/A | #N/A | #N/A | #N/A | #N/A | #N/A
[7 empty] | 8 | 29 | 5772 | 12 | 2020-08-29 | Thursday | 4 | No | #N/A | #N/A | #N/A | #N/A | #N/A | #N/A | #N/A | #N/A | #N/A | #N/A | #N/A | #N/A | #N/A | #N/A | #N/A | #N/A | #N/A | #N/A | #N/A | #N/A | #N/A | #N/A | #N/A | #N/A | #N/A | #N/A | #N/A | #N/A | #N/A | #N/A | #N/A | #N/A | #N/A | #N/A | #N/A | #N/A
[7 empty] | 8 | 29 | 5773 | 13 | 2020-08-29 | Thursday | 4 | No | #N/A | #N/A | #N/A | #N/A | #N/A | #N/A | #N/A | #N/A | #N/A | #N/A | #N/A | #N/A | #N/A | #N/A | #N/A | #N/A | #N/A | #N/A | #N/A | #N/A | #N/A | #N/A | #N/A | #N/A | #N/A | #N/A | #N/A | #N/A | #N/A | #N/A | #N/A | #N/A | #N/A | #N/A | #N/A | #N/A
[7 empty] | 8 | 29 | 5774 | 14 | 2020-08-29 | Thursday | 4 | No | #N/A | #N/A | #N/A | #N/A | #N/A | #N/A | #N/A | #N/A | #N/A | #N/A | #N/A | #N/A | #N/A | #N/A | #N/A | #N/A | #N/A | #N/A | #N/A | #N/A | #N/A | #N/A | #N/A | #N/A | #N/A | #N/A | #N/A | #N/A | #N/A | #N/A | #N/A | #N/A | #N/A | #N/A | #N/A | #N/A
[7 empty] | 8 | 29 | 5775 | 15 | 2020-08-29 | Thursday | 4 | No | #N/A | #N/A | #N/A | #N/A | #N/A | #N/A | #N/A | #N/A | #N/A | #N/A | #N/A | #N/A | #N/A | #N/A | #N/A | #N/A | #N/A | #N/A | #N/A | #N/A | #N/A | #N/A | #N/A | #N/A | #N/A | #N/A | #N/A | #N/A | #N/A | #N/A | #N/A | #N/A | #N/A | #N/A | #N/A | #N/A
[7 empty] | 8 | 29 | 5776 | 16 | 2020-08-29 | Thursday | 4 | No | #N/A | #N/A | #N/A | #N/A | #N/A | #N/A | #N/A | #N/A | #N/A | #N/A | #N/A | #N/A | #N/A | #N/A | #N/A | #N/A | #N/A | #N/A | #N/A | #N/A | #N/A | #N/A | #N/A | #N/A | #N/A | #N/A | #N/A | #N/A | #N/A | #N/A | #N/A | #N/A | #N/A | #N/A | #N/A | #N/A
[7 empty] | 8 | 29 | 5777 | 17 | 2020-08-29 | Thursday | 4 | No | #N/A | #N/A | #N/A | #N/A | #N/A | #N/A | #N/A | #N/A | #N/A | #N/A | #N/A | #N/A | #N/A | #N/A | #N/A | #N/A | #N/A | #N/A | #N/A | #N/A | #N/A | #N/A | #N/A | #N/A | #N/A | #N/A | #N/A | #N/A | #N/A | #N/A | #N/A | #N/A | #N/A | #N/A | #N/A | #N/A
[7 empty] | 8 | 29 | 5778 | 18 | 2020-08-29 | Thursday | 4 | No | #N/A | #N/A | #N/A | #N/A | #N/A | #N/A | #N/A | #N/A | #N/A | #N/A | #N/A | #N/A | #N/A | #N/A | #N/A | #N/A | #N/A | #N/A | #N/A | #N/A | #N/A | #N/A | #N/A | #N/A | #N/A | #N/A | #N/A | #N/A | #N/A | #N/A | #N/A | #N/A | #N/A | #N/A | #N/A | #N/A
[7 empty] | 8 | 29 | 5779 | 19 | 2020-08-29 | Thursday | 4 | No | #N/A | #N/A | #N/A | #N/A | #N/A | #N/A | #N/A | #N/A | #N/A | #N/A | #N/A | #N/A | #N/A | #N/A | #N/A | #N/A | #N/A | #N/A | #N/A | #N/A | #N/A | #N/A | #N/A | #N/A | #N/A | #N/A | #N/A | #N/A | #N/A | #N/A | #N/A | #N/A | #N/A | #N/A | #N/A | #N/A
[7 empty] | 8 | 29 | 5780 | 20 | 2020-08-29 | Thursday | 4 | No | #N/A | #N/A | #N/A | #N/A | #N/A | #N/A | #N/A | #N/A | #N/A | #N/A | #N/A | #N/A | #N/A | #N/A | #N/A | #N/A | #N/A | #N/A | #N/A | #N/A | #N/A | #N/A | #N/A | #N/A | #N/A | #N/A | #N/A | #N/A | #N/A | #N/A | #N/A | #N/A | #N/A | #N/A | #N/A | #N/A
[7 empty] | 8 | 29 | 5781 | 21 | 2020-08-29 | Thursday | 4 | No | #N/A | #N/A | #N/A | #N/A | #N/A | #N/A | #N/A | #N/A | #N/A | #N/A | #N/A | #N/A | #N/A | #N/A | #N/A | #N/A | #N/A | #N/A | #N/A | #N/A | #N/A | #N/A | #N/A | #N/A | #N/A | #N/A | #N/A | #N/A | #N/A | #N/A | #N/A | #N/A | #N/A | #N/A | #N/A | #N/A
[7 empty] | 8 | 29 | 5782 | 22 | 2020-08-29 | Thursday | 4 | No | #N/A | #N/A | #N/A | #N/A | #N/A | #N/A | #N/A | #N/A | #N/A | #N/A | #N/A | #N/A | #N/A | #N/A | #N/A | #N/A | #N/A | #N/A | #N/A | #N/A | #N/A | #N/A | #N/A | #N/A | #N/A | #N/A | #N/A | #N/A | #N/A | #N/A | #N/A | #N/A | #N/A | #N/A | #N/A | #N/A
[7 empty] | 8 | 29 | 5783 | 23 | 2020-08-29 | Thursday | 4 | No | #N/A | #N/A | #N/A | #N/A | #N/A | #N/A | #N/A | #N/A | #N/A | #N/A | #N/A | #N/A | #N/A | #N/A | #N/A | #N/A | #N/A | #N/A | #N/A | #N/A | #N/A | #N/A | #N/A | #N/A | #N/A | #N/A | #N/A | #N/A | #N/A | #N/A | #N/A | #N/A | #N/A | #N/A | #N/A | #N/A
[7 empty] | 8 | 29 | 5784 | 24 | 2020-08-29 | Thursday | 4 | No | #N/A | #N/A | #N/A | #N/A | #N/A | #N/A | #N/A | #N/A | #N/A | #N/A | #N/A | #N/A | #N/A | #N/A | #N/A | #N/A | #N/A | #N/A | #N/A | #N/A | #N/A | #N/A | #N/A | #N/A | #N/A | #N/A | #N/A | #N/A | #N/A | #N/A | #N/A | #N/A | #N/A | #N/A | #N/A | #N/A
[7 empty] | 8 | 30 | 5785 | 1 | 2020-08-30 | Friday | 5 | No | #N/A | #N/A | #N/A | #N/A | #N/A | #N/A | #N/A | #N/A | #N/A | #N/A | #N/A | #N/A | #N/A | #N/A | #N/A | #N/A | #N/A | #N/A | #N/A | #N/A | #N/A | #N/A | #N/A | #N/A | #N/A | #N/A | #N/A | #N/A | #N/A | #N/A | #N/A | #N/A | #N/A | #N/A | #N/A | #N/A
[7 empty] | 8 | 30 | 5786 | 2 | 2020-08-30 | Friday | 5 | No | #N/A | #N/A | #N/A | #N/A | #N/A | #N/A | #N/A | #N/A | #N/A | #N/A | #N/A | #N/A | #N/A | #N/A | #N/A | #N/A | #N/A | #N/A | #N/A | #N/A | #N/A | #N/A | #N/A | #N/A | #N/A | #N/A | #N/A | #N/A | #N/A | #N/A | #N/A | #N/A | #N/A | #N/A | #N/A | #N/A
[7 empty] | 8 | 30 | 5787 | 3 | 2020-08-30 | Friday | 5 | No | #N/A | #N/A | #N/A | #N/A | #N/A | #N/A | #N/A | #N/A | #N/A | #N/A | #N/A | #N/A | #N/A | #N/A | #N/A | #N/A | #N/A | #N/A | #N/A | #N/A | #N/A | #N/A | #N/A | #N/A | #N/A | #N/A | #N/A | #N/A | #N/A | #N/A | #N/A | #N/A | #N/A | #N/A | #N/A | #N/A
[7 empty] | 8 | 30 | 5788 | 4 | 2020-08-30 | Friday | 5 | No | #N/A | #N/A | #N/A | #N/A | #N/A | #N/A | #N/A | #N/A | #N/A | #N/A | #N/A | #N/A | #N/A | #N/A | #N/A | #N/A | #N/A | #N/A | #N/A | #N/A | #N/A | #N/A | #N/A | #N/A | #N/A | #N/A | #N/A | #N/A | #N/A | #N/A | #N/A | #N/A | #N/A | #N/A | #N/A | #N/A
[7 empty] | 8 | 30 | 5789 | 5 | 2020-08-30 | Friday | 5 | No | #N/A | #N/A | #N/A | #N/A | #N/A | #N/A | #N/A | #N/A | #N/A | #N/A | #N/A | #N/A | #N/A | #N/A | #N/A | #N/A | #N/A | #N/A | #N/A | #N/A | #N/A | #N/A | #N/A | #N/A | #N/A | #N/A | #N/A | #N/A | #N/A | #N/A | #N/A | #N/A | #N/A | #N/A | #N/A | #N/A
[7 empty] | 8 | 30 | 5790 | 6 | 2020-08-30 | Friday | 5 | No | #N/A | #N/A | #N/A | #N/A | #N/A | #N/A | #N/A | #N/A | #N/A | #N/A | #N/A | #N/A | #N/A | #N/A | #N/A | #N/A | #N/A | #N/A | #N/A | #N/A | #N/A | #N/A | #N/A | #N/A | #N/A | #N/A | #N/A | #N/A | #N/A | #N/A | #N/A | #N/A | #N/A | #N/A | #N/A | #N/A
[7 empty] | 8 | 30 | 5791 | 7 | 2020-08-30 | Friday | 5 | No | #N/A | #N/A | #N/A | #N/A | #N/A | #N/A | #N/A | #N/A | #N/A | #N/A | #N/A | #N/A | #N/A | #N/A | #N/A | #N/A | #N/A | #N/A | #N/A | #N/A | #N/A | #N/A | #N/A | #N/A | #N/A | #N/A | #N/A | #N/A | #N/A | #N/A | #N/A | #N/A | #N/A | #N/A | #N/A | #N/A
[7 empty] | 8 | 30 | 5792 | 8 | 2020-08-30 | Friday | 5 | No | #N/A | #N/A | #N/A | #N/A | #N/A | #N/A | #N/A | #N/A | #N/A | #N/A | #N/A | #N/A | #N/A | #N/A | #N/A | #N/A | #N/A | #N/A | #N/A | #N/A | #N/A | #N/A | #N/A | #N/A | #N/A | #N/A | #N/A | #N/A | #N/A | #N/A | #N/A | #N/A | #N/A | #N/A | #N/A | #N/A
[7 empty] | 8 | 30 | 5793 | 9 | 2020-08-30 | Friday | 5 | No | #N/A | #N/A | #N/A | #N/A | #N/A | #N/A | #N/A | #N/A | #N/A | #N/A | #N/A | #N/A | #N/A | #N/A | #N/A | #N/A | #N/A | #N/A | #N/A | #N/A | #N/A | #N/A | #N/A | #N/A | #N/A | #N/A | #N/A | #N/A | #N/A | #N/A | #N/A | #N/A | #N/A | #N/A | #N/A | #N/A
[7 empty] | 8 | 30 | 5794 | 10 | 2020-08-30 | Friday | 5 | No | #N/A | #N/A | #N/A | #N/A | #N/A | #N/A | #N/A | #N/A | #N/A | #N/A | #N/A | #N/A | #N/A | #N/A | #N/A | #N/A | #N/A | #N/A | #N/A | #N/A | #N/A | #N/A | #N/A | #N/A | #N/A | #N/A | #N/A | #N/A | #N/A | #N/A | #N/A | #N/A | #N/A | #N/A | #N/A | #N/A
[7 empty] | 8 | 30 | 5795 | 11 | 2020-08-30 | Friday | 5 | No | #N/A | #N/A | #N/A | #N/A | #N/A | #N/A | #N/A | #N/A | #N/A | #N/A | #N/A | #N/A | #N/A | #N/A | #N/A | #N/A | #N/A | #N/A | #N/A | #N/A | #N/A | #N/A | #N/A | #N/A | #N/A | #N/A | #N/A | #N/A | #N/A | #N/A | #N/A | #N/A | #N/A | #N/A | #N/A | #N/A
[7 empty] | 8 | 30 | 5796 | 12 | 2020-08-30 | Friday | 5 | No | #N/A | #N/A | #N/A | #N/A | #N/A | #N/A | #N/A | #N/A | #N/A | #N/A | #N/A | #N/A | #N/A | #N/A | #N/A | #N/A | #N/A | #N/A | #N/A | #N/A | #N/A | #N/A | #N/A | #N/A | #N/A | #N/A | #N/A | #N/A | #N/A | #N/A | #N/A | #N/A | #N/A | #N/A | #N/A | #N/A
[7 empty] | 8 | 30 | 5797 | 13 | 2020-08-30 | Friday | 5 | No | #N/A | #N/A | #N/A | #N/A | #N/A | #N/A | #N/A | #N/A | #N/A | #N/A | #N/A | #N/A | #N/A | #N/A | #N/A | #N/A | #N/A | #N/A | #N/A | #N/A | #N/A | #N/A | #N/A | #N/A | #N/A | #N/A | #N/A | #N/A | #N/A | #N/A | #N/A | #N/A | #N/A | #N/A | #N/A | #N/A
[7 empty] | 8 | 30 | 5798 | 14 | 2020-08-30 | Friday | 5 | No | #N/A | #N/A | #N/A | #N/A | #N/A | #N/A | #N/A | #N/A | #N/A | #N/A | #N/A | #N/A | #N/A | #N/A | #N/A | #N/A | #N/A | #N/A | #N/A | #N/A | #N/A | #N/A | #N/A | #N/A | #N/A | #N/A | #N/A | #N/A | #N/A | #N/A | #N/A | #N/A | #N/A | #N/A | #N/A | #N/A
[7 empty] | 8 | 30 | 5799 | 15 | 2020-08-30 | Friday | 5 | No | #N/A | #N/A | #N/A | #N/A | #N/A | #N/A | #N/A | #N/A | #N/A | #N/A | #N/A | #N/A | #N/A | #N/A | #N/A | #N/A | #N/A | #N/A | #N/A | #N/A | #N/A | #N/A | #N/A | #N/A | #N/A | #N/A | #N/A | #N/A | #N/A | #N/A | #N/A | #N/A | #N/A | #N/A | #N/A | #N/A
[7 empty] | 8 | 30 | 5800 | 16 | 2020-08-30 | Friday | 5 | No | #N/A | #N/A | #N/A | #N/A | #N/A | #N/A | #N/A | #N/A | #N/A | #N/A | #N/A | #N/A | #N/A | #N/A | #N/A | #N/A | #N/A | #N/A | #N/A | #N/A | #N/A | #N/A | #N/A | #N/A | #N/A | #N/A | #N/A | #N/A | #N/A | #N/A | #N/A | #N/A | #N/A | #N/A | #N/A | #N/A
[7 empty] | 8 | 30 | 5801 | 17 | 2020-08-30 | Friday | 5 | No | #N/A | #N/A | #N/A | #N/A | #N/A | #N/A | #N/A | #N/A | #N/A | #N/A | #N/A | #N/A | #N/A | #N/A | #N/A | #N/A | #N/A | #N/A | #N/A | #N/A | #N/A | #N/A | #N/A | #N/A | #N/A | #N/A | #N/A | #N/A | #N/A | #N/A | #N/A | #N/A | #N/A | #N/A | #N/A | #N/A
[7 empty] | 8 | 30 | 5802 | 18 | 2020-08-30 | Friday | 5 | No | #N/A | #N/A | #N/A | #N/A | #N/A | #N/A | #N/A | #N/A | #N/A | #N/A | #N/A | #N/A | #N/A | #N/A | #N/A | #N/A | #N/A | #N/A | #N/A | #N/A | #N/A | #N/A | #N/A | #N/A | #N/A | #N/A | #N/A | #N/A | #N/A | #N/A | #N/A | #N/A | #N/A | #N/A | #N/A | #N/A
[7 empty] | 8 | 30 | 5803 | 19 | 2020-08-30 | Friday | 5 | No | #N/A | #N/A | #N/A | #N/A | #N/A | #N/A | #N/A | #N/A | #N/A | #N/A | #N/A | #N/A | #N/A | #N/A | #N/A | #N/A | #N/A | #N/A | #N/A | #N/A | #N/A | #N/A | #N/A | #N/A | #N/A | #N/A | #N/A | #N/A | #N/A | #N/A | #N/A | #N/A | #N/A | #N/A | #N/A | #N/A
[7 empty] | 8 | 30 | 5804 | 20 | 2020-08-30 | Friday | 5 | No | #N/A | #N/A | #N/A | #N/A | #N/A | #N/A | #N/A | #N/A | #N/A | #N/A | #N/A | #N/A | #N/A | #N/A | #N/A | #N/A | #N/A | #N/A | #N/A | #N/A | #N/A | #N/A | #N/A | #N/A | #N/A | #N/A | #N/A | #N/A | #N/A | #N/A | #N/A | #N/A | #N/A | #N/A | #N/A | #N/A
[7 empty] | 8 | 30 | 5805 | 21 | 2020-08-30 | Friday | 5 | No | #N/A | #N/A | #N/A | #N/A | #N/A | #N/A | #N/A | #N/A | #N/A | #N/A | #N/A | #N/A | #N/A | #N/A | #N/A | #N/A | #N/A | #N/A | #N/A | #N/A | #N/A | #N/A | #N/A | #N/A | #N/A | #N/A | #N/A | #N/A | #N/A | #N/A | #N/A | #N/A | #N/A | #N/A | #N/A | #N/A
[7 empty] | 8 | 30 | 5806 | 22 | 2020-08-30 | Friday | 5 | No | #N/A | #N/A | #N/A | #N/A | #N/A | #N/A | #N/A | #N/A | #N/A | #N/A | #N/A | #N/A | #N/A | #N/A | #N/A | #N/A | #N/A | #N/A | #N/A | #N/A | #N/A | #N/A | #N/A | #N/A | #N/A | #N/A | #N/A | #N/A | #N/A | #N/A | #N/A | #N/A | #N/A | #N/A | #N/A | #N/A
[7 empty] | 8 | 30 | 5807 | 23 | 2020-08-30 | Friday | 5 | No | #N/A | #N/A | #N/A | #N/A | #N/A | #N/A | #N/A | #N/A | #N/A | #N/A | #N/A | #N/A | #N/A | #N/A | #N/A | #N/A | #N/A | #N/A | #N/A | #N/A | #N/A | #N/A | #N/A | #N/A | #N/A | #N/A | #N/A | #N/A | #N/A | #N/A | #N/A | #N/A | #N/A | #N/A | #N/A | #N/A
[7 empty] | 8 | 30 | 5808 | 24 | 2020-08-30 | Friday | 5 | No | #N/A | #N/A | #N/A | #N/A | #N/A | #N/A | #N/A | #N/A | #N/A | #N/A | #N/A | #N/A | #N/A | #N/A | #N/A | #N/A | #N/A | #N/A | #N/A | #N/A | #N/A | #N/A | #N/A | #N/A | #N/A | #N/A | #N/A | #N/A | #N/A | #N/A | #N/A | #N/A | #N/A | #N/A | #N/A | #N/A
[7 empty] | 8 | 31 | 5809 | 1 | 2020-08-31 | Saturday | 6 | No | #N/A | #N/A | #N/A | #N/A | #N/A | #N/A | #N/A | #N/A | #N/A | #N/A | #N/A | #N/A | #N/A | #N/A | #N/A | #N/A | #N/A | #N/A | #N/A | #N/A | #N/A | #N/A | #N/A | #N/A | #N/A | #N/A | #N/A | #N/A | #N/A | #N/A | #N/A | #N/A | #N/A | #N/A | #N/A | #N/A
[7 empty] | 8 | 31 | 5810 | 2 | 2020-08-31 | Saturday | 6 | No | #N/A | #N/A | #N/A | #N/A | #N/A | #N/A | #N/A | #N/A | #N/A | #N/A | #N/A | #N/A | #N/A | #N/A | #N/A | #N/A | #N/A | #N/A | #N/A | #N/A | #N/A | #N/A | #N/A | #N/A | #N/A | #N/A | #N/A | #N/A | #N/A | #N/A | #N/A | #N/A | #N/A | #N/A | #N/A | #N/A
[7 empty] | 8 | 31 | 5811 | 3 | 2020-08-31 | Saturday | 6 | No | #N/A | #N/A | #N/A | #N/A | #N/A | #N/A | #N/A | #N/A | #N/A | #N/A | #N/A | #N/A | #N/A | #N/A | #N/A | #N/A | #N/A | #N/A | #N/A | #N/A | #N/A | #N/A | #N/A | #N/A | #N/A | #N/A | #N/A | #N/A | #N/A | #N/A | #N/A | #N/A | #N/A | #N/A | #N/A | #N/A
[7 empty] | 8 | 31 | 5812 | 4 | 2020-08-31 | Saturday | 6 | No | #N/A | #N/A | #N/A | #N/A | #N/A | #N/A | #N/A | #N/A | #N/A | #N/A | #N/A | #N/A | #N/A | #N/A | #N/A | #N/A | #N/A | #N/A | #N/A | #N/A | #N/A | #N/A | #N/A | #N/A | #N/A | #N/A | #N/A | #N/A | #N/A | #N/A | #N/A | #N/A | #N/A | #N/A | #N/A | #N/A
[7 empty] | 8 | 31 | 5813 | 5 | 2020-08-31 | Saturday | 6 | No | #N/A | #N/A | #N/A | #N/A | #N/A | #N/A | #N/A | #N/A | #N/A | #N/A | #N/A | #N/A | #N/A | #N/A | #N/A | #N/A | #N/A | #N/A | #N/A | #N/A | #N/A | #N/A | #N/A | #N/A | #N/A | #N/A | #N/A | #N/A | #N/A | #N/A | #N/A | #N/A | #N/A | #N/A | #N/A | #N/A
[7 empty] | 8 | 31 | 5814 | 6 | 2020-08-31 | Saturday | 6 | No | #N/A | #N/A | #N/A | #N/A | #N/A | #N/A | #N/A | #N/A | #N/A | #N/A | #N/A | #N/A | #N/A | #N/A | #N/A | #N/A | #N/A | #N/A | #N/A | #N/A | #N/A | #N/A | #N/A | #N/A | #N/A | #N/A | #N/A | #N/A | #N/A | #N/A | #N/A | #N/A | #N/A | #N/A | #N/A | #N/A
[7 empty] | 8 | 31 | 5815 | 7 | 2020-08-31 | Saturday | 6 | No | #N/A | #N/A | #N/A | #N/A | #N/A | #N/A | #N/A | #N/A | #N/A | #N/A | #N/A | #N/A | #N/A | #N/A | #N/A | #N/A | #N/A | #N/A | #N/A | #N/A | #N/A | #N/A | #N/A | #N/A | #N/A | #N/A | #N/A | #N/A | #N/A | #N/A | #N/A | #N/A | #N/A | #N/A | #N/A | #N/A
[7 empty] | 8 | 31 | 5816 | 8 | 2020-08-31 | Saturday | 6 | No | #N/A | #N/A | #N/A | #N/A | #N/A | #N/A | #N/A | #N/A | #N/A | #N/A | #N/A | #N/A | #N/A | #N/A | #N/A | #N/A | #N/A | #N/A | #N/A | #N/A | #N/A | #N/A | #N/A | #N/A | #N/A | #N/A | #N/A | #N/A | #N/A | #N/A | #N/A | #N/A | #N/A | #N/A | #N/A | #N/A
[7 empty] | 8 | 31 | 5817 | 9 | 2020-08-31 | Saturday | 6 | No | #N/A | #N/A | #N/A | #N/A | #N/A | #N/A | #N/A | #N/A | #N/A | #N/A | #N/A | #N/A | #N/A | #N/A | #N/A | #N/A | #N/A | #N/A | #N/A | #N/A | #N/A | #N/A | #N/A | #N/A | #N/A | #N/A | #N/A | #N/A | #N/A | #N/A | #N/A | #N/A | #N/A | #N/A | #N/A | #N/A
[7 empty] | 8 | 31 | 5818 | 10 | 2020-08-31 | Saturday | 6 | No | #N/A | #N/A | #N/A | #N/A | #N/A | #N/A | #N/A | #N/A | #N/A | #N/A | #N/A | #N/A | #N/A | #N/A | #N/A | #N/A | #N/A | #N/A | #N/A | #N/A | #N/A | #N/A | #N/A | #N/A | #N/A | #N/A | #N/A | #N/A | #N/A | #N/A | #N/A | #N/A | #N/A | #N/A | #N/A | #N/A
[7 empty] | 8 | 31 | 5819 | 11 | 2020-08-31 | Saturday | 6 | No | #N/A | #N/A | #N/A | #N/A | #N/A | #N/A | #N/A | #N/A | #N/A | #N/A | #N/A | #N/A | #N/A | #N/A | #N/A | #N/A | #N/A | #N/A | #N/A | #N/A | #N/A | #N/A | #N/A | #N/A | #N/A | #N/A | #N/A | #N/A | #N/A | #N/A | #N/A | #N/A | #N/A | #N/A | #N/A | #N/A
[7 empty] | 8 | 31 | 5820 | 12 | 2020-08-31 | Saturday | 6 | No | #N/A | #N/A | #N/A | #N/A | #N/A | #N/A | #N/A | #N/A | #N/A | #N/A | #N/A | #N/A | #N/A | #N/A | #N/A | #N/A | #N/A | #N/A | #N/A | #N/A | #N/A | #N/A | #N/A | #N/A | #N/A | #N/A | #N/A | #N/A | #N/A | #N/A | #N/A | #N/A | #N/A | #N/A | #N/A | #N/A
[7 empty] | 8 | 31 | 5821 | 13 | 2020-08-31 | Saturday | 6 | No | #N/A | #N/A | #N/A | #N/A | #N/A | #N/A | #N/A | #N/A | #N/A | #N/A | #N/A | #N/A | #N/A | #N/A | #N/A | #N/A | #N/A | #N/A | #N/A | #N/A | #N/A | #N/A | #N/A | #N/A | #N/A | #N/A | #N/A | #N/A | #N/A | #N/A | #N/A | #N/A | #N/A | #N/A | #N/A | #N/A
[7 empty] | 8 | 31 | 5822 | 14 | 2020-08-31 | Saturday | 6 | No | #N/A | #N/A | #N/A | #N/A | #N/A | #N/A | #N/A | #N/A | #N/A | #N/A | #N/A | #N/A | #N/A | #N/A | #N/A | #N/A | #N/A | #N/A | #N/A | #N/A | #N/A | #N/A | #N/A | #N/A | #N/A | #N/A | #N/A | #N/A | #N/A | #N/A | #N/A | #N/A | #N/A | #N/A | #N/A | #N/A
[7 empty] | 8 | 31 | 5823 | 15 | 2020-08-31 | Saturday | 6 | No | #N/A | #N/A | #N/A | #N/A | #N/A | #N/A | #N/A | #N/A | #N/A | #N/A | #N/A | #N/A | #N/A | #N/A | #N/A | #N/A | #N/A | #N/A | #N/A | #N/A | #N/A | #N/A | #N/A | #N/A | #N/A | #N/A | #N/A | #N/A | #N/A | #N/A | #N/A | #N/A | #N/A | #N/A | #N/A | #N/A
[7 empty] | 8 | 31 | 5824 | 16 | 2020-08-31 | Saturday | 6 | No | #N/A | #N/A | #N/A | #N/A | #N/A | #N/A | #N/A | #N/A | #N/A | #N/A | #N/A | #N/A | #N/A | #N/A | #N/A | #N/A | #N/A | #N/A | #N/A | #N/A | #N/A | #N/A | #N/A | #N/A | #N/A | #N/A | #N/A | #N/A | #N/A | #N/A | #N/A | #N/A | #N/A | #N/A | #N/A | #N/A
[7 empty] | 8 | 31 | 5825 | 17 | 2020-08-31 | Saturday | 6 | No | #N/A | #N/A | #N/A | #N/A | #N/A | #N/A | #N/A | #N/A | #N/A | #N/A | #N/A | #N/A | #N/A | #N/A | #N/A | #N/A | #N/A | #N/A | #N/A | #N/A | #N/A | #N/A | #N/A | #N/A | #N/A | #N/A | #N/A | #N/A | #N/A | #N/A | #N/A | #N/A | #N/A | #N/A | #N/A | #N/A
[7 empty] | 8 | 31 | 5826 | 18 | 2020-08-31 | Saturday | 6 | No | #N/A | #N/A | #N/A | #N/A | #N/A | #N/A | #N/A | #N/A | #N/A | #N/A | #N/A | #N/A | #N/A | #N/A | #N/A | #N/A | #N/A | #N/A | #N/A | #N/A | #N/A | #N/A | #N/A | #N/A | #N/A | #N/A | #N/A | #N/A | #N/A | #N/A | #N/A | #N/A | #N/A | #N/A | #N/A | #N/A
[7 empty] | 8 | 31 | 5827 | 19 | 2020-08-31 | Saturday | 6 | No | #N/A | #N/A | #N/A | #N/A | #N/A | #N/A | #N/A | #N/A | #N/A | #N/A | #N/A | #N/A | #N/A | #N/A | #N/A | #N/A | #N/A | #N/A | #N/A | #N/A | #N/A | #N/A | #N/A | #N/A | #N/A | #N/A | #N/A | #N/A | #N/A | #N/A | #N/A | #N/A | #N/A | #N/A | #N/A | #N/A
[7 empty] | 8 | 31 | 5828 | 20 | 2020-08-31 | Saturday | 6 | No | #N/A | #N/A | #N/A | #N/A | #N/A | #N/A | #N/A | #N/A | #N/A | #N/A | #N/A | #N/A | #N/A | #N/A | #N/A | #N/A | #N/A | #N/A | #N/A | #N/A | #N/A | #N/A | #N/A | #N/A | #N/A | #N/A | #N/A | #N/A | #N/A | #N/A | #N/A | #N/A | #N/A | #N/A | #N/A | #N/A
[7 empty] | 8 | 31 | 5829 | 21 | 2020-08-31 | Saturday | 6 | No | #N/A | #N/A | #N/A | #N/A | #N/A | #N/A | #N/A | #N/A | #N/A | #N/A | #N/A | #N/A | #N/A | #N/A | #N/A | #N/A | #N/A | #N/A | #N/A | #N/A | #N/A | #N/A | #N/A | #N/A | #N/A | #N/A | #N/A | #N/A | #N/A | #N/A | #N/A | #N/A | #N/A | #N/A | #N/A | #N/A
[7 empty] | 8 | 31 | 5830 | 22 | 2020-08-31 | Saturday | 6 | No | #N/A | #N/A | #N/A | #N/A | #N/A | #N/A | #N/A | #N/A | #N/A | #N/A | #N/A | #N/A | #N/A | #N/A | #N/A | #N/A | #N/A | #N/A | #N/A | #N/A | #N/A | #N/A | #N/A | #N/A | #N/A | #N/A | #N/A | #N/A | #N/A | #N/A | #N/A | #N/A | #N/A | #N/A | #N/A | #N/A
[7 empty] | 8 | 31 | 5831 | 23 | 2020-08-31 | Saturday | 6 | No | #N/A | #N/A | #N/A | #N/A | #N/A | #N/A | #N/A | #N/A | #N/A | #N/A | #N/A | #N/A | #N/A | #N/A | #N/A | #N/A | #N/A | #N/A | #N/A | #N/A | #N/A | #N/A | #N/A | #N/A | #N/A | #N/A | #N/A | #N/A | #N/A | #N/A | #N/A | #N/A | #N/A | #N/A | #N/A | #N/A
[7 empty] | 8 | 31 | 5832 | 24 | 2020-08-31 | Saturday | 6 | No | #N/A | #N/A | #N/A | #N/A | #N/A | #N/A | #N/A | #N/A | #N/A | #N/A | #N/A | #N/A | #N/A | #N/A | #N/A | #N/A | #N/A | #N/A | #N/A | #N/A | #N/A | #N/A | #N/A | #N/A | #N/A | #N/A | #N/A | #N/A | #N/A | #N/A | #N/A | #N/A | #N/A | #N/A | #N/A | #N/A
[7 empty] | 9 | 1 | 5833 | 1 | 2020-09-01 | Sunday | 7 | No | #N/A | #N/A | #N/A | #N/A | #N/A | #N/A | #N/A | #N/A | #N/A | #N/A | #N/A | #N/A | #N/A | #N/A | #N/A | #N/A | #N/A | #N/A | #N/A | #N/A | #N/A | #N/A | #N/A | #N/A | #N/A | #N/A | #N/A | #N/A | #N/A | #N/A | #N/A | #N/A | #N/A | #N/A | #N/A | #N/A
[7 empty] | 9 | 1 | 5834 | 2 | 2020-09-01 | Sunday | 7 | No | #N/A | #N/A | #N/A | #N/A | #N/A | #N/A | #N/A | #N/A | #N/A | #N/A | #N/A | #N/A | #N/A | #N/A | #N/A | #N/A | #N/A | #N/A | #N/A | #N/A | #N/A | #N/A | #N/A | #N/A | #N/A | #N/A | #N/A | #N/A | #N/A | #N/A | #N/A | #N/A | #N/A | #N/A | #N/A | #N/A
[7 empty] | 9 | 1 | 5835 | 3 | 2020-09-01 | Sunday | 7 | No | #N/A | #N/A | #N/A | #N/A | #N/A | #N/A | #N/A | #N/A | #N/A | #N/A | #N/A | #N/A | #N/A | #N/A | #N/A | #N/A | #N/A | #N/A | #N/A | #N/A | #N/A | #N/A | #N/A | #N/A | #N/A | #N/A | #N/A | #N/A | #N/A | #N/A | #N/A | #N/A | #N/A | #N/A | #N/A | #N/A
[7 empty] | 9 | 1 | 5836 | 4 | 2020-09-01 | Sunday | 7 | No | #N/A | #N/A | #N/A | #N/A | #N/A | #N/A | #N/A | #N/A | #N/A | #N/A | #N/A | #N/A | #N/A | #N/A | #N/A | #N/A | #N/A | #N/A | #N/A | #N/A | #N/A | #N/A | #N/A | #N/A | #N/A | #N/A | #N/A | #N/A | #N/A | #N/A | #N/A | #N/A | #N/A | #N/A | #N/A | #N/A
[7 empty] | 9 | 1 | 5837 | 5 | 2020-09-01 | Sunday | 7 | No | #N/A | #N/A | #N/A | #N/A | #N/A | #N/A | #N/A | #N/A | #N/A | #N/A | #N/A | #N/A | #N/A | #N/A | #N/A | #N/A | #N/A | #N/A | #N/A | #N/A | #N/A | #N/A | #N/A | #N/A | #N/A | #N/A | #N/A | #N/A | #N/A | #N/A | #N/A | #N/A | #N/A | #N/A | #N/A | #N/A
[7 empty] | 9 | 1 | 5838 | 6 | 2020-09-01 | Sunday | 7 | No | #N/A | #N/A | #N/A | #N/A | #N/A | #N/A | #N/A | #N/A | #N/A | #N/A | #N/A | #N/A | #N/A | #N/A | #N/A | #N/A | #N/A | #N/A | #N/A | #N/A | #N/A | #N/A | #N/A | #N/A | #N/A | #N/A | #N/A | #N/A | #N/A | #N/A | #N/A | #N/A | #N/A | #N/A | #N/A | #N/A
[7 empty] | 9 | 1 | 5839 | 7 | 2020-09-01 | Sunday | 7 | No | #N/A | #N/A | #N/A | #N/A | #N/A | #N/A | #N/A | #N/A | #N/A | #N/A | #N/A | #N/A | #N/A | #N/A | #N/A | #N/A | #N/A | #N/A | #N/A | #N/A | #N/A | #N/A | #N/A | #N/A | #N/A | #N/A | #N/A | #N/A | #N/A | #N/A | #N/A | #N/A | #N/A | #N/A | #N/A | #N/A
[7 empty] | 9 | 1 | 5840 | 8 | 2020-09-01 | Sunday | 7 | No | #N/A | #N/A | #N/A | #N/A | #N/A | #N/A | #N/A | #N/A | #N/A | #N/A | #N/A | #N/A | #N/A | #N/A | #N/A | #N/A | #N/A | #N/A | #N/A | #N/A | #N/A | #N/A | #N/A | #N/A | #N/A | #N/A | #N/A | #N/A | #N/A | #N/A | #N/A | #N/A | #N/A | #N/A | #N/A | #N/A
[7 empty] | 9 | 1 | 5841 | 9 | 2020-09-01 | Sunday | 7 | No | #N/A | #N/A | #N/A | #N/A | #N/A | #N/A | #N/A | #N/A | #N/A | #N/A | #N/A | #N/A | #N/A | #N/A | #N/A | #N/A | #N/A | #N/A | #N/A | #N/A | #N/A | #N/A | #N/A | #N/A | #N/A | #N/A | #N/A | #N/A | #N/A | #N/A | #N/A | #N/A | #N/A | #N/A | #N/A | #N/A
[7 empty] | 9 | 1 | 5842 | 10 | 2020-09-01 | Sunday | 7 | No | #N/A | #N/A | #N/A | #N/A | #N/A | #N/A | #N/A | #N/A | #N/A | #N/A | #N/A | #N/A | #N/A | #N/A | #N/A | #N/A | #N/A | #N/A | #N/A | #N/A | #N/A | #N/A | #N/A | #N/A | #N/A | #N/A | #N/A | #N/A | #N/A | #N/A | #N/A | #N/A | #N/A | #N/A | #N/A | #N/A
[7 empty] | 9 | 1 | 5843 | 11 | 2020-09-01 | Sunday | 7 | No | #N/A | #N/A | #N/A | #N/A | #N/A | #N/A | #N/A | #N/A | #N/A | #N/A | #N/A | #N/A | #N/A | #N/A | #N/A | #N/A | #N/A | #N/A | #N/A | #N/A | #N/A | #N/A | #N/A | #N/A | #N/A | #N/A | #N/A | #N/A | #N/A | #N/A | #N/A | #N/A | #N/A | #N/A | #N/A | #N/A
[7 empty] | 9 | 1 | 5844 | 12 | 2020-09-01 | Sunday | 7 | No | #N/A | #N/A | #N/A | #N/A | #N/A | #N/A | #N/A | #N/A | #N/A | #N/A | #N/A | #N/A | #N/A | #N/A | #N/A | #N/A | #N/A | #N/A | #N/A | #N/A | #N/A | #N/A | #N/A | #N/A | #N/A | #N/A | #N/A | #N/A | #N/A | #N/A | #N/A | #N/A | #N/A | #N/A | #N/A | #N/A
[7 empty] | 9 | 1 | 5845 | 13 | 2020-09-01 | Sunday | 7 | No | #N/A | #N/A | #N/A | #N/A | #N/A | #N/A | #N/A | #N/A | #N/A | #N/A | #N/A | #N/A | #N/A | #N/A | #N/A | #N/A | #N/A | #N/A | #N/A | #N/A | #N/A | #N/A | #N/A | #N/A | #N/A | #N/A | #N/A | #N/A | #N/A | #N/A | #N/A | #N/A | #N/A | #N/A | #N/A | #N/A
[7 empty] | 9 | 1 | 5846 | 14 | 2020-09-01 | Sunday | 7 | No | #N/A | #N/A | #N/A | #N/A | #N/A | #N/A | #N/A | #N/A | #N/A | #N/A | #N/A | #N/A | #N/A | #N/A | #N/A | #N/A | #N/A | #N/A | #N/A | #N/A | #N/A | #N/A | #N/A | #N/A | #N/A | #N/A | #N/A | #N/A | #N/A | #N/A | #N/A | #N/A | #N/A | #N/A | #N/A | #N/A
[7 empty] | 9 | 1 | 5847 | 15 | 2020-09-01 | Sunday | 7 | No | #N/A | #N/A | #N/A | #N/A | #N/A | #N/A | #N/A | #N/A | #N/A | #N/A | #N/A | #N/A | #N/A | #N/A | #N/A | #N/A | #N/A | #N/A | #N/A | #N/A | #N/A | #N/A | #N/A | #N/A | #N/A | #N/A | #N/A | #N/A | #N/A | #N/A | #N/A | #N/A | #N/A | #N/A | #N/A | #N/A
[7 empty] | 9 | 1 | 5848 | 16 | 2020-09-01 | Sunday | 7 | No | #N/A | #N/A | #N/A | #N/A | #N/A | #N/A | #N/A | #N/A | #N/A | #N/A | #N/A | #N/A | #N/A | #N/A | #N/A | #N/A | #N/A | #N/A | #N/A | #N/A | #N/A | #N/A | #N/A | #N/A | #N/A | #N/A | #N/A | #N/A | #N/A | #N/A | #N/A | #N/A | #N/A | #N/A | #N/A | #N/A
[7 empty] | 9 | 1 | 5849 | 17 | 2020-09-01 | Sunday | 7 | No | #N/A | #N/A | #N/A | #N/A | #N/A | #N/A | #N/A | #N/A | #N/A | #N/A | #N/A | #N/A | #N/A | #N/A | #N/A | #N/A | #N/A | #N/A | #N/A | #N/A | #N/A | #N/A | #N/A | #N/A | #N/A | #N/A | #N/A | #N/A | #N/A | #N/A | #N/A | #N/A | #N/A | #N/A | #N/A | #N/A
[7 empty] | 9 | 1 | 5850 | 18 | 2020-09-01 | Sunday | 7 | No | #N/A | #N/A | #N/A | #N/A | #N/A | #N/A | #N/A | #N/A | #N/A | #N/A | #N/A | #N/A | #N/A | #N/A | #N/A | #N/A | #N/A | #N/A | #N/A | #N/A | #N/A | #N/A | #N/A | #N/A | #N/A | #N/A | #N/A | #N/A | #N/A | #N/A | #N/A | #N/A | #N/A | #N/A | #N/A | #N/A
[7 empty] | 9 | 1 | 5851 | 19 | 2020-09-01 | Sunday | 7 | No | #N/A | #N/A | #N/A | #N/A | #N/A | #N/A | #N/A | #N/A | #N/A | #N/A | #N/A | #N/A | #N/A | #N/A | #N/A | #N/A | #N/A | #N/A | #N/A | #N/A | #N/A | #N/A | #N/A | #N/A | #N/A | #N/A | #N/A | #N/A | #N/A | #N/A | #N/A | #N/A | #N/A | #N/A | #N/A | #N/A
[7 empty] | 9 | 1 | 5852 | 20 | 2020-09-01 | Sunday | 7 | No | #N/A | #N/A | #N/A | #N/A | #N/A | #N/A | #N/A | #N/A | #N/A | #N/A | #N/A | #N/A | #N/A | #N/A | #N/A | #N/A | #N/A | #N/A | #N/A | #N/A | #N/A | #N/A | #N/A | #N/A | #N/A | #N/A | #N/A | #N/A | #N/A | #N/A | #N/A | #N/A | #N/A | #N/A | #N/A | #N/A
[7 empty] | 9 | 1 | 5853 | 21 | 2020-09-01 | Sunday | 7 | No | #N/A | #N/A | #N/A | #N/A | #N/A | #N/A | #N/A | #N/A | #N/A | #N/A | #N/A | #N/A | #N/A | #N/A | #N/A | #N/A | #N/A | #N/A | #N/A | #N/A | #N/A | #N/A | #N/A | #N/A | #N/A | #N/A | #N/A | #N/A | #N/A | #N/A | #N/A | #N/A | #N/A | #N/A | #N/A | #N/A
[7 empty] | 9 | 1 | 5854 | 22 | 2020-09-01 | Sunday | 7 | No | #N/A | #N/A | #N/A | #N/A | #N/A | #N/A | #N/A | #N/A | #N/A | #N/A | #N/A | #N/A | #N/A | #N/A | #N/A | #N/A | #N/A | #N/A | #N/A | #N/A | #N/A | #N/A | #N/A | #N/A | #N/A | #N/A | #N/A | #N/A | #N/A | #N/A | #N/A | #N/A | #N/A | #N/A | #N/A | #N/A
[7 empty] | 9 | 1 | 5855 | 23 | 2020-09-01 | Sunday | 7 | No | #N/A | #N/A | #N/A | #N/A | #N/A | #N/A | #N/A | #N/A | #N/A | #N/A | #N/A | #N/A | #N/A | #N/A | #N/A | #N/A | #N/A | #N/A | #N/A | #N/A | #N/A | #N/A | #N/A | #N/A | #N/A | #N/A | #N/A | #N/A | #N/A | #N/A | #N/A | #N/A | #N/A | #N/A | #N/A | #N/A
[7 empty] | 9 | 1 | 5856 | 24 | 2020-09-01 | Sunday | 7 | No | #N/A | #N/A | #N/A | #N/A | #N/A | #N/A | #N/A | #N/A | #N/A | #N/A | #N/A | #N/A | #N/A | #N/A | #N/A | #N/A | #N/A | #N/A | #N/A | #N/A | #N/A | #N/A | #N/A | #N/A | #N/A | #N/A | #N/A | #N/A | #N/A | #N/A | #N/A | #N/A | #N/A | #N/A | #N/A | #N/A
[7 empty] | 9 | 2 | 5857 | 1 | 2020-09-02 | Monday | 1 | Yes | #N/A | 0 | 0 | #N/A | #N/A | #N/A | #N/A | #N/A | #N/A | #N/A | #N/A | #N/A | #N/A | #N/A | 0 | #N/A | #N/A | #N/A | #N/A | #N/A | #N/A | #N/A | #N/A | #N/A | #N/A | #N/A | #N/A | #N/A | #N/A | #N/A | #N/A | #N/A | #N/A | #N/A | #N/A | #N/A
[7 empty] | 9 | 2 | 5858 | 2 | 2020-09-02 | Monday | 1 | Yes | #N/A | 0 | 0 | #N/A | #N/A | #N/A | #N/A | #N/A | #N/A | #N/A | #N/A | #N/A | #N/A | #N/A | 0 | #N/A | #N/A | #N/A | #N/A | #N/A | #N/A | #N/A | #N/A | #N/A | #N/A | #N/A | #N/A | #N/A | #N/A | #N/A | #N/A | #N/A | #N/A | #N/A | #N/A | #N/A
[7 empty] | 9 | 2 | 5859 | 3 | 2020-09-02 | Monday | 1 | Yes | #N/A | 0 | 0 | #N/A | #N/A | #N/A | #N/A | #N/A | #N/A | #N/A | #N/A | #N/A | #N/A | #N/A | 0 | #N/A | #N/A | #N/A | #N/A | #N/A | #N/A | #N/A | #N/A | #N/A | #N/A | #N/A | #N/A | #N/A | #N/A | #N/A | #N/A | #N/A | #N/A | #N/A | #N/A | #N/A
[7 empty] | 9 | 2 | 5860 | 4 | 2020-09-02 | Monday | 1 | Yes | #N/A | 0 | 0 | #N/A | #N/A | #N/A | #N/A | #N/A | #N/A | #N/A | #N/A | #N/A | #N/A | #N/A | 0 | #N/A | #N/A | #N/A | #N/A | #N/A | #N/A | #N/A | #N/A | #N/A | #N/A | #N/A | #N/A | #N/A | #N/A | #N/A | #N/A | #N/A | #N/A | #N/A | #N/A | #N/A
[7 empty] | 9 | 2 | 5861 | 5 | 2020-09-02 | Monday | 1 | Yes | #N/A | 0 | 0 | #N/A | #N/A | #N/A | #N/A | #N/A | #N/A | #N/A | #N/A | #N/A | #N/A | #N/A | 0 | #N/A | #N/A | #N/A | #N/A | #N/A | #N/A | #N/A | #N/A | #N/A | #N/A | #N/A | #N/A | #N/A | #N/A | #N/A | #N/A | #N/A | #N/A | #N/A | #N/A | #N/A
[7 empty] | 9 | 2 | 5862 | 6 | 2020-09-02 | Monday | 1 | Yes | #N/A | 0 | 0 | #N/A | #N/A | #N/A | #N/A | #N/A | #N/A | #N/A | #N/A | #N/A | #N/A | #N/A | 0 | #N/A | #N/A | #N/A | #N/A | #N/A | #N/A | #N/A | #N/A | #N/A | #N/A | #N/A | #N/A | #N/A | #N/A | #N/A | #N/A | #N/A | #N/A | #N/A | #N/A | #N/A
[7 empty] | 9 | 2 | 5863 | 7 | 2020-09-02 | Monday | 1 | Yes | #N/A | 0 | 0 | #N/A | #N/A | #N/A | #N/A | #N/A | #N/A | #N/A | #N/A | #N/A | #N/A | #N/A | 0 | #N/A | #N/A | #N/A | #N/A | #N/A | #N/A | #N/A | #N/A | #N/A | #N/A | #N/A | #N/A | #N/A | #N/A | #N/A | #N/A | #N/A | #N/A | #N/A | #N/A | #N/A
[7 empty] | 9 | 2 | 5864 | 8 | 2020-09-02 | Monday | 1 | Yes | #N/A | 0 | 0 | #N/A | #N/A | #N/A | #N/A | #N/A | #N/A | #N/A | #N/A | #N/A | #N/A | #N/A | 0 | #N/A | #N/A | #N/A | #N/A | #N/A | #N/A | #N/A | #N/A | #N/A | #N/A | #N/A | #N/A | #N/A | #N/A | #N/A | #N/A | #N/A | #N/A | #N/A | #N/A | #N/A
[7 empty] | 9 | 2 | 5865 | 9 | 2020-09-02 | Monday | 1 | Yes | #N/A | 0 | 0 | #N/A | #N/A | #N/A | #N/A | #N/A | #N/A | #N/A | #N/A | #N/A | #N/A | #N/A | 0 | #N/A | #N/A | #N/A | #N/A | #N/A | #N/A | #N/A | #N/A | #N/A | #N/A | #N/A | #N/A | #N/A | #N/A | #N/A | #N/A | #N/A | #N/A | #N/A | #N/A | #N/A
[7 empty] | 9 | 2 | 5866 | 10 | 2020-09-02 | Monday | 1 | Yes | #N/A | 0 | 0 | #N/A | #N/A | #N/A | #N/A | #N/A | #N/A | #N/A | #N/A | #N/A | #N/A | #N/A | 0 | #N/A | #N/A | #N/A | #N/A | #N/A | #N/A | #N/A | #N/A | #N/A | #N/A | #N/A | #N/A | #N/A | #N/A | #N/A | #N/A | #N/A | #N/A | #N/A | #N/A | #N/A
[7 empty] | 9 | 2 | 5867 | 11 | 2020-09-02 | Monday | 1 | Yes | #N/A | 0 | 0 | #N/A | #N/A | #N/A | #N/A | #N/A | #N/A | #N/A | #N/A | #N/A | #N/A | #N/A | 0 | #N/A | #N/A | #N/A | #N/A | #N/A | #N/A | #N/A | #N/A | #N/A | #N/A | #N/A | #N/A | #N/A | #N/A | #N/A | #N/A | #N/A | #N/A | #N/A | #N/A | #N/A
[7 empty] | 9 | 2 | 5868 | 12 | 2020-09-02 | Monday | 1 | Yes | #N/A | 0 | 0 | #N/A | #N/A | #N/A | #N/A | #N/A | #N/A | #N/A | #N/A | #N/A | #N/A | #N/A | 0 | #N/A | #N/A | #N/A | #N/A | #N/A | #N/A | #N/A | #N/A | #N/A | #N/A | #N/A | #N/A | #N/A | #N/A | #N/A | #N/A | #N/A | #N/A | #N/A | #N/A | #N/A
[7 empty] | 9 | 2 | 5869 | 13 | 2020-09-02 | Monday | 1 | Yes | #N/A | 0 | 0 | #N/A | #N/A | #N/A | #N/A | #N/A | #N/A | #N/A | #N/A | #N/A | #N/A | #N/A | 0 | #N/A | #N/A | #N/A | #N/A | #N/A | #N/A | #N/A | #N/A | #N/A | #N/A | #N/A | #N/A | #N/A | #N/A | #N/A | #N/A | #N/A | #N/A | #N/A | #N/A | #N/A
[7 empty] | 9 | 2 | 5870 | 14 | 2020-09-02 | Monday | 1 | Yes | #N/A | 0 | 0 | #N/A | #N/A | #N/A | #N/A | #N/A | #N/A | #N/A | #N/A | #N/A | #N/A | #N/A | 0 | #N/A | #N/A | #N/A | #N/A | #N/A | #N/A | #N/A | #N/A | #N/A | #N/A | #N/A | #N/A | #N/A | #N/A | #N/A | #N/A | #N/A | #N/A | #N/A | #N/A | #N/A
[7 empty] | 9 | 2 | 5871 | 15 | 2020-09-02 | Monday | 1 | Yes | #N/A | 0 | 0 | #N/A | #N/A | #N/A | #N/A | #N/A | #N/A | #N/A | #N/A | #N/A | #N/A | #N/A | 0 | #N/A | #N/A | #N/A | #N/A | #N/A | #N/A | #N/A | #N/A | #N/A | #N/A | #N/A | #N/A | #N/A | #N/A | #N/A | #N/A | #N/A | #N/A | #N/A | #N/A | #N/A
[7 empty] | 9 | 2 | 5872 | 16 | 2020-09-02 | Monday | 1 | Yes | #N/A | 0 | 0 | #N/A | #N/A | #N/A | #N/A | #N/A | #N/A | #N/A | #N/A | #N/A | #N/A | #N/A | 0 | #N/A | #N/A | #N/A | #N/A | #N/A | #N/A | #N/A | #N/A | #N/A | #N/A | #N/A | #N/A | #N/A | #N/A | #N/A | #N/A | #N/A | #N/A | #N/A | #N/A | #N/A
[7 empty] | 9 | 2 | 5873 | 17 | 2020-09-02 | Monday | 1 | Yes | #N/A | 0 | 0 | #N/A | #N/A | #N/A | #N/A | #N/A | #N/A | #N/A | #N/A | #N/A | #N/A | #N/A | 0 | #N/A | #N/A | #N/A | #N/A | #N/A | #N/A | #N/A | #N/A | #N/A | #N/A | #N/A | #N/A | #N/A | #N/A | #N/A | #N/A | #N/A | #N/A | #N/A | #N/A | #N/A
[7 empty] | 9 | 2 | 5874 | 18 | 2020-09-02 | Monday | 1 | Yes | #N/A | 0 | 0 | #N/A | #N/A | #N/A | #N/A | #N/A | #N/A | #N/A | #N/A | #N/A | #N/A | #N/A | 0 | #N/A | #N/A | #N/A | #N/A | #N/A | #N/A | #N/A | #N/A | #N/A | #N/A | #N/A | #N/A | #N/A | #N/A | #N/A | #N/A | #N/A | #N/A | #N/A | #N/A | #N/A
[7 empty] | 9 | 2 | 5875 | 19 | 2020-09-02 | Monday | 1 | Yes | #N/A | 0 | 0 | #N/A | #N/A | #N/A | #N/A | #N/A | #N/A | #N/A | #N/A | #N/A | #N/A | #N/A | 0 | #N/A | #N/A | #N/A | #N/A | #N/A | #N/A | #N/A | #N/A | #N/A | #N/A | #N/A | #N/A | #N/A | #N/A | #N/A | #N/A | #N/A | #N/A | #N/A | #N/A | #N/A
[7 empty] | 9 | 2 | 5876 | 20 | 2020-09-02 | Monday | 1 | Yes | #N/A | 0 | 0 | #N/A | #N/A | #N/A | #N/A | #N/A | #N/A | #N/A | #N/A | #N/A | #N/A | #N/A | 0 | #N/A | #N/A | #N/A | #N/A | #N/A | #N/A | #N/A | #N/A | #N/A | #N/A | #N/A | #N/A | #N/A | #N/A | #N/A | #N/A | #N/A | #N/A | #N/A | #N/A | #N/A
[7 empty] | 9 | 2 | 5877 | 21 | 2020-09-02 | Monday | 1 | Yes | #N/A | 0 | 0 | #N/A | #N/A | #N/A | #N/A | #N/A | #N/A | #N/A | #N/A | #N/A | #N/A | #N/A | 0 | #N/A | #N/A | #N/A | #N/A | #N/A | #N/A | #N/A | #N/A | #N/A | #N/A | #N/A | #N/A | #N/A | #N/A | #N/A | #N/A | #N/A | #N/A | #N/A | #N/A | #N/A
[7 empty] | 9 | 2 | 5878 | 22 | 2020-09-02 | Monday | 1 | Yes | #N/A | 0 | 0 | #N/A | #N/A | #N/A | #N/A | #N/A | #N/A | #N/A | #N/A | #N/A | #N/A | #N/A | 0 | #N/A | #N/A | #N/A | #N/A | #N/A | #N/A | #N/A | #N/A | #N/A | #N/A | #N/A | #N/A | #N/A | #N/A | #N/A | #N/A | #N/A | #N/A | #N/A | #N/A | #N/A
[7 empty] | 9 | 2 | 5879 | 23 | 2020-09-02 | Monday | 1 | Yes | #N/A | 0 | 0 | #N/A | #N/A | #N/A | #N/A | #N/A | #N/A | #N/A | #N/A | #N/A | #N/A | #N/A | 0 | #N/A | #N/A | #N/A | #N/A | #N/A | #N/A | #N/A | #N/A | #N/A | #N/A | #N/A | #N/A | #N/A | #N/A | #N/A | #N/A | #N/A | #N/A | #N/A | #N/A | #N/A
[7 empty] | 9 | 2 | 5880 | 24 | 2020-09-02 | Monday | 1 | Yes | #N/A | 0 | 0 | #N/A | #N/A | #N/A | #N/A | #N/A | #N/A | #N/A | #N/A | #N/A | #N/A | #N/A | 0 | #N/A | #N/A | #N/A | #N/A | #N/A | #N/A | #N/A | #N/A | #N/A | #N/A | #N/A | #N/A | #N/A | #N/A | #N/A | #N/A | #N/A | #N/A | #N/A | #N/A | #N/A
[7 empty] | 9 | 3 | 5881 | 1 | 2020-09-03 | Tuesday | 2 | No | #N/A | #N/A | #N/A | #N/A | #N/A | #N/A | #N/A | #N/A | #N/A | #N/A | #N/A | #N/A | #N/A | #N/A | #N/A | #N/A | #N/A | #N/A | #N/A | #N/A | #N/A | #N/A | #N/A | #N/A | #N/A | #N/A | #N/A | #N/A | #N/A | #N/A | #N/A | #N/A | #N/A | #N/A | #N/A | #N/A
[7 empty] | 9 | 3 | 5882 | 2 | 2020-09-03 | Tuesday | 2 | No | #N/A | #N/A | #N/A | #N/A | #N/A | #N/A | #N/A | #N/A | #N/A | #N/A | #N/A | #N/A | #N/A | #N/A | #N/A | #N/A | #N/A | #N/A | #N/A | #N/A | #N/A | #N/A | #N/A | #N/A | #N/A | #N/A | #N/A | #N/A | #N/A | #N/A | #N/A | #N/A | #N/A | #N/A | #N/A | #N/A
[7 empty] | 9 | 3 | 5883 | 3 | 2020-09-03 | Tuesday | 2 | No | #N/A | #N/A | #N/A | #N/A | #N/A | #N/A | #N/A | #N/A | #N/A | #N/A | #N/A | #N/A | #N/A | #N/A | #N/A | #N/A | #N/A | #N/A | #N/A | #N/A | #N/A | #N/A | #N/A | #N/A | #N/A | #N/A | #N/A | #N/A | #N/A | #N/A | #N/A | #N/A | #N/A | #N/A | #N/A | #N/A
[7 empty] | 9 | 3 | 5884 | 4 | 2020-09-03 | Tuesday | 2 | No | #N/A | #N/A | #N/A | #N/A | #N/A | #N/A | #N/A | #N/A | #N/A | #N/A | #N/A | #N/A | #N/A | #N/A | #N/A | #N/A | #N/A | #N/A | #N/A | #N/A | #N/A | #N/A | #N/A | #N/A | #N/A | #N/A | #N/A | #N/A | #N/A | #N/A | #N/A | #N/A | #N/A | #N/A | #N/A | #N/A
[7 empty] | 9 | 3 | 5885 | 5 | 2020-09-03 | Tuesday | 2 | No | #N/A | #N/A | #N/A | #N/A | #N/A | #N/A | #N/A | #N/A | #N/A | #N/A | #N/A | #N/A | #N/A | #N/A | #N/A | #N/A | #N/A | #N/A | #N/A | #N/A | #N/A | #N/A | #N/A | #N/A | #N/A | #N/A | #N/A | #N/A | #N/A | #N/A | #N/A | #N/A | #N/A | #N/A | #N/A | #N/A
[7 empty] | 9 | 3 | 5886 | 6 | 2020-09-03 | Tuesday | 2 | No | #N/A | #N/A | #N/A | #N/A | #N/A | #N/A | #N/A | #N/A | #N/A | #N/A | #N/A | #N/A | #N/A | #N/A | #N/A | #N/A | #N/A | #N/A | #N/A | #N/A | #N/A | #N/A | #N/A | #N/A | #N/A | #N/A | #N/A | #N/A | #N/A | #N/A | #N/A | #N/A | #N/A | #N/A | #N/A | #N/A
[7 empty] | 9 | 3 | 5887 | 7 | 2020-09-03 | Tuesday | 2 | No | #N/A | #N/A | #N/A | #N/A | #N/A | #N/A | #N/A | #N/A | #N/A | #N/A | #N/A | #N/A | #N/A | #N/A | #N/A | #N/A | #N/A | #N/A | #N/A | #N/A | #N/A | #N/A | #N/A | #N/A | #N/A | #N/A | #N/A | #N/A | #N/A | #N/A | #N/A | #N/A | #N/A | #N/A | #N/A | #N/A
[7 empty] | 9 | 3 | 5888 | 8 | 2020-09-03 | Tuesday | 2 | No | #N/A | #N/A | #N/A | #N/A | #N/A | #N/A | #N/A | #N/A | #N/A | #N/A | #N/A | #N/A | #N/A | #N/A | #N/A | #N/A | #N/A | #N/A | #N/A | #N/A | #N/A | #N/A | #N/A | #N/A | #N/A | #N/A | #N/A | #N/A | #N/A | #N/A | #N/A | #N/A | #N/A | #N/A | #N/A | #N/A
[7 empty] | 9 | 3 | 5889 | 9 | 2020-09-03 | Tuesday | 2 | No | #N/A | #N/A | #N/A | #N/A | #N/A | #N/A | #N/A | #N/A | #N/A | #N/A | #N/A | #N/A | #N/A | #N/A | #N/A | #N/A | #N/A | #N/A | #N/A | #N/A | #N/A | #N/A | #N/A | #N/A | #N/A | #N/A | #N/A | #N/A | #N/A | #N/A | #N/A | #N/A | #N/A | #N/A | #N/A | #N/A
[7 empty] | 9 | 3 | 5890 | 10 | 2020-09-03 | Tuesday | 2 | No | #N/A | #N/A | #N/A | #N/A | #N/A | #N/A | #N/A | #N/A | #N/A | #N/A | #N/A | #N/A | #N/A | #N/A | #N/A | #N/A | #N/A | #N/A | #N/A | #N/A | #N/A | #N/A | #N/A | #N/A | #N/A | #N/A | #N/A | #N/A | #N/A | #N/A | #N/A | #N/A | #N/A | #N/A | #N/A | #N/A
[7 empty] | 9 | 3 | 5891 | 11 | 2020-09-03 | Tuesday | 2 | No | #N/A | #N/A | #N/A | #N/A | #N/A | #N/A | #N/A | #N/A | #N/A | #N/A | #N/A | #N/A | #N/A | #N/A | #N/A | #N/A | #N/A | #N/A | #N/A | #N/A | #N/A | #N/A | #N/A | #N/A | #N/A | #N/A | #N/A | #N/A | #N/A | #N/A | #N/A | #N/A | #N/A | #N/A | #N/A | #N/A
[7 empty] | 9 | 3 | 5892 | 12 | 2020-09-03 | Tuesday | 2 | No | #N/A | #N/A | #N/A | #N/A | #N/A | #N/A | #N/A | #N/A | #N/A | #N/A | #N/A | #N/A | #N/A | #N/A | #N/A | #N/A | #N/A | #N/A | #N/A | #N/A | #N/A | #N/A | #N/A | #N/A | #N/A | #N/A | #N/A | #N/A | #N/A | #N/A | #N/A | #N/A | #N/A | #N/A | #N/A | #N/A
[7 empty] | 9 | 3 | 5893 | 13 | 2020-09-03 | Tuesday | 2 | No | #N/A | #N/A | #N/A | #N/A | #N/A | #N/A | #N/A | #N/A | #N/A | #N/A | #N/A | #N/A | #N/A | #N/A | #N/A | #N/A | #N/A | #N/A | #N/A | #N/A | #N/A | #N/A | #N/A | #N/A | #N/A | #N/A | #N/A | #N/A | #N/A | #N/A | #N/A | #N/A | #N/A | #N/A | #N/A | #N/A
[7 empty] | 9 | 3 | 5894 | 14 | 2020-09-03 | Tuesday | 2 | No | #N/A | #N/A | #N/A | #N/A | #N/A | #N/A | #N/A | #N/A | #N/A | #N/A | #N/A | #N/A | #N/A | #N/A | #N/A | #N/A | #N/A | #N/A | #N/A | #N/A | #N/A | #N/A | #N/A | #N/A | #N/A | #N/A | #N/A | #N/A | #N/A | #N/A | #N/A | #N/A | #N/A | #N/A | #N/A | #N/A
[7 empty] | 9 | 3 | 5895 | 15 | 2020-09-03 | Tuesday | 2 | No | #N/A | #N/A | #N/A | #N/A | #N/A | #N/A | #N/A | #N/A | #N/A | #N/A | #N/A | #N/A | #N/A | #N/A | #N/A | #N/A | #N/A | #N/A | #N/A | #N/A | #N/A | #N/A | #N/A | #N/A | #N/A | #N/A | #N/A | #N/A | #N/A | #N/A | #N/A | #N/A | #N/A | #N/A | #N/A | #N/A
[7 empty] | 9 | 3 | 5896 | 16 | 2020-09-03 | Tuesday | 2 | No | #N/A | #N/A | #N/A | #N/A | #N/A | #N/A | #N/A | #N/A | #N/A | #N/A | #N/A | #N/A | #N/A | #N/A | #N/A | #N/A | #N/A | #N/A | #N/A | #N/A | #N/A | #N/A | #N/A | #N/A | #N/A | #N/A | #N/A | #N/A | #N/A | #N/A | #N/A | #N/A | #N/A | #N/A | #N/A | #N/A
[7 empty] | 9 | 3 | 5897 | 17 | 2020-09-03 | Tuesday | 2 | No | #N/A | #N/A | #N/A | #N/A | #N/A | #N/A | #N/A | #N/A | #N/A | #N/A | #N/A | #N/A | #N/A | #N/A | #N/A | #N/A | #N/A | #N/A | #N/A | #N/A | #N/A | #N/A | #N/A | #N/A | #N/A | #N/A | #N/A | #N/A | #N/A | #N/A | #N/A | #N/A | #N/A | #N/A | #N/A | #N/A
[7 empty] | 9 | 3 | 5898 | 18 | 2020-09-03 | Tuesday | 2 | No | #N/A | #N/A | #N/A | #N/A | #N/A | #N/A | #N/A | #N/A | #N/A | #N/A | #N/A | #N/A | #N/A | #N/A | #N/A | #N/A | #N/A | #N/A | #N/A | #N/A | #N/A | #N/A | #N/A | #N/A | #N/A | #N/A | #N/A | #N/A | #N/A | #N/A | #N/A | #N/A | #N/A | #N/A | #N/A | #N/A
[7 empty] | 9 | 3 | 5899 | 19 | 2020-09-03 | Tuesday | 2 | No | #N/A | #N/A | #N/A | #N/A | #N/A | #N/A | #N/A | #N/A | #N/A | #N/A | #N/A | #N/A | #N/A | #N/A | #N/A | #N/A | #N/A | #N/A | #N/A | #N/A | #N/A | #N/A | #N/A | #N/A | #N/A | #N/A | #N/A | #N/A | #N/A | #N/A | #N/A | #N/A | #N/A | #N/A | #N/A | #N/A
[7 empty] | 9 | 3 | 5900 | 20 | 2020-09-03 | Tuesday | 2 | No | #N/A | #N/A | #N/A | #N/A | #N/A | #N/A | #N/A | #N/A | #N/A | #N/A | #N/A | #N/A | #N/A | #N/A | #N/A | #N/A | #N/A | #N/A | #N/A | #N/A | #N/A | #N/A | #N/A | #N/A | #N/A | #N/A | #N/A | #N/A | #N/A | #N/A | #N/A | #N/A | #N/A | #N/A | #N/A | #N/A
[7 empty] | 9 | 3 | 5901 | 21 | 2020-09-03 | Tuesday | 2 | No | #N/A | #N/A | #N/A | #N/A | #N/A | #N/A | #N/A | #N/A | #N/A | #N/A | #N/A | #N/A | #N/A | #N/A | #N/A | #N/A | #N/A | #N/A | #N/A | #N/A | #N/A | #N/A | #N/A | #N/A | #N/A | #N/A | #N/A | #N/A | #N/A | #N/A | #N/A | #N/A | #N/A | #N/A | #N/A | #N/A
[7 empty] | 9 | 3 | 5902 | 22 | 2020-09-03 | Tuesday | 2 | No | #N/A | #N/A | #N/A | #N/A | #N/A | #N/A | #N/A | #N/A | #N/A | #N/A | #N/A | #N/A | #N/A | #N/A | #N/A | #N/A | #N/A | #N/A | #N/A | #N/A | #N/A | #N/A | #N/A | #N/A | #N/A | #N/A | #N/A | #N/A | #N/A | #N/A | #N/A | #N/A | #N/A | #N/A | #N/A | #N/A
[7 empty] | 9 | 3 | 5903 | 23 | 2020-09-03 | Tuesday | 2 | No | #N/A | #N/A | #N/A | #N/A | #N/A | #N/A | #N/A | #N/A | #N/A | #N/A | #N/A | #N/A | #N/A | #N/A | #N/A | #N/A | #N/A | #N/A | #N/A | #N/A | #N/A | #N/A | #N/A | #N/A | #N/A | #N/A | #N/A | #N/A | #N/A | #N/A | #N/A | #N/A | #N/A | #N/A | #N/A | #N/A
[7 empty] | 9 | 3 | 5904 | 24 | 2020-09-03 | Tuesday | 2 | No | #N/A | #N/A | #N/A | #N/A | #N/A | #N/A | #N/A | #N/A | #N/A | #N/A | #N/A | #N/A | #N/A | #N/A | #N/A | #N/A | #N/A | #N/A | #N/A | #N/A | #N/A | #N/A | #N/A | #N/A | #N/A | #N/A | #N/A | #N/A | #N/A | #N/A | #N/A | #N/A | #N/A | #N/A | #N/A | #N/A
[7 empty] | 9 | 4 | 5905 | 1 | 2020-09-04 | Wednesday | 3 | No | #N/A | #N/A | #N/A | #N/A | #N/A | #N/A | #N/A | #N/A | #N/A | #N/A | #N/A | #N/A | #N/A | #N/A | #N/A | #N/A | #N/A | #N/A | #N/A | #N/A | #N/A | #N/A | #N/A | #N/A | #N/A | #N/A | #N/A | #N/A | #N/A | #N/A | #N/A | #N/A | #N/A | #N/A | #N/A | #N/A
[7 empty] | 9 | 4 | 5906 | 2 | 2020-09-04 | Wednesday | 3 | No | #N/A | #N/A | #N/A | #N/A | #N/A | #N/A | #N/A | #N/A | #N/A | #N/A | #N/A | #N/A | #N/A | #N/A | #N/A | #N/A | #N/A | #N/A | #N/A | #N/A | #N/A | #N/A | #N/A | #N/A | #N/A | #N/A | #N/A | #N/A | #N/A | #N/A | #N/A | #N/A | #N/A | #N/A | #N/A | #N/A
[7 empty] | 9 | 4 | 5907 | 3 | 2020-09-04 | Wednesday | 3 | No | #N/A | #N/A | #N/A | #N/A | #N/A | #N/A | #N/A | #N/A | #N/A | #N/A | #N/A | #N/A | #N/A | #N/A | #N/A | #N/A | #N/A | #N/A | #N/A | #N/A | #N/A | #N/A | #N/A | #N/A | #N/A | #N/A | #N/A | #N/A | #N/A | #N/A | #N/A | #N/A | #N/A | #N/A | #N/A | #N/A
[7 empty] | 9 | 4 | 5908 | 4 | 2020-09-04 | Wednesday | 3 | No | #N/A | #N/A | #N/A | #N/A | #N/A | #N/A | #N/A | #N/A | #N/A | #N/A | #N/A | #N/A | #N/A | #N/A | #N/A | #N/A | #N/A | #N/A | #N/A | #N/A | #N/A | #N/A | #N/A | #N/A | #N/A | #N/A | #N/A | #N/A | #N/A | #N/A | #N/A | #N/A | #N/A | #N/A | #N/A | #N/A
[7 empty] | 9 | 4 | 5909 | 5 | 2020-09-04 | Wednesday | 3 | No | #N/A | #N/A | #N/A | #N/A | #N/A | #N/A | #N/A | #N/A | #N/A | #N/A | #N/A | #N/A | #N/A | #N/A | #N/A | #N/A | #N/A | #N/A | #N/A | #N/A | #N/A | #N/A | #N/A | #N/A | #N/A | #N/A | #N/A | #N/A | #N/A | #N/A | #N/A | #N/A | #N/A | #N/A | #N/A | #N/A
[7 empty] | 9 | 4 | 5910 | 6 | 2020-09-04 | Wednesday | 3 | No | #N/A | #N/A | #N/A | #N/A | #N/A | #N/A | #N/A | #N/A | #N/A | #N/A | #N/A | #N/A | #N/A | #N/A | #N/A | #N/A | #N/A | #N/A | #N/A | #N/A | #N/A | #N/A | #N/A | #N/A | #N/A | #N/A | #N/A | #N/A | #N/A | #N/A | #N/A | #N/A | #N/A | #N/A | #N/A | #N/A
[7 empty] | 9 | 4 | 5911 | 7 | 2020-09-04 | Wednesday | 3 | No | #N/A | #N/A | #N/A | #N/A | #N/A | #N/A | #N/A | #N/A | #N/A | #N/A | #N/A | #N/A | #N/A | #N/A | #N/A | #N/A | #N/A | #N/A | #N/A | #N/A | #N/A | #N/A | #N/A | #N/A | #N/A | #N/A | #N/A | #N/A | #N/A | #N/A | #N/A | #N/A | #N/A | #N/A | #N/A | #N/A
[7 empty] | 9 | 4 | 5912 | 8 | 2020-09-04 | Wednesday | 3 | No | #N/A | #N/A | #N/A | #N/A | #N/A | #N/A | #N/A | #N/A | #N/A | #N/A | #N/A | #N/A | #N/A | #N/A | #N/A | #N/A | #N/A | #N/A | #N/A | #N/A | #N/A | #N/A | #N/A | #N/A | #N/A | #N/A | #N/A | #N/A | #N/A | #N/A | #N/A | #N/A | #N/A | #N/A | #N/A | #N/A
[7 empty] | 9 | 4 | 5913 | 9 | 2020-09-04 | Wednesday | 3 | No | #N/A | #N/A | #N/A | #N/A | #N/A | #N/A | #N/A | #N/A | #N/A | #N/A | #N/A | #N/A | #N/A | #N/A | #N/A | #N/A | #N/A | #N/A | #N/A | #N/A | #N/A | #N/A | #N/A | #N/A | #N/A | #N/A | #N/A | #N/A | #N/A | #N/A | #N/A | #N/A | #N/A | #N/A | #N/A | #N/A
[7 empty] | 9 | 4 | 5914 | 10 | 2020-09-04 | Wednesday | 3 | No | #N/A | #N/A | #N/A | #N/A | #N/A | #N/A | #N/A | #N/A | #N/A | #N/A | #N/A | #N/A | #N/A | #N/A | #N/A | #N/A | #N/A | #N/A | #N/A | #N/A | #N/A | #N/A | #N/A | #N/A | #N/A | #N/A | #N/A | #N/A | #N/A | #N/A | #N/A | #N/A | #N/A | #N/A | #N/A | #N/A
[7 empty] | 9 | 4 | 5915 | 11 | 2020-09-04 | Wednesday | 3 | No | #N/A | #N/A | #N/A | #N/A | #N/A | #N/A | #N/A | #N/A | #N/A | #N/A | #N/A | #N/A | #N/A | #N/A | #N/A | #N/A | #N/A | #N/A | #N/A | #N/A | #N/A | #N/A | #N/A | #N/A | #N/A | #N/A | #N/A | #N/A | #N/A | #N/A | #N/A | #N/A | #N/A | #N/A | #N/A | #N/A
[7 empty] | 9 | 4 | 5916 | 12 | 2020-09-04 | Wednesday | 3 | No | #N/A | #N/A | #N/A | #N/A | #N/A | #N/A | #N/A | #N/A | #N/A | #N/A | #N/A | #N/A | #N/A | #N/A | #N/A | #N/A | #N/A | #N/A | #N/A | #N/A | #N/A | #N/A | #N/A | #N/A | #N/A | #N/A | #N/A | #N/A | #N/A | #N/A | #N/A | #N/A | #N/A | #N/A | #N/A | #N/A
[7 empty] | 9 | 4 | 5917 | 13 | 2020-09-04 | Wednesday | 3 | No | #N/A | #N/A | #N/A | #N/A | #N/A | #N/A | #N/A | #N/A | #N/A | #N/A | #N/A | #N/A | #N/A | #N/A | #N/A | #N/A | #N/A | #N/A | #N/A | #N/A | #N/A | #N/A | #N/A | #N/A | #N/A | #N/A | #N/A | #N/A | #N/A | #N/A | #N/A | #N/A | #N/A | #N/A | #N/A | #N/A
[7 empty] | 9 | 4 | 5918 | 14 | 2020-09-04 | Wednesday | 3 | No | #N/A | #N/A | #N/A | #N/A | #N/A | #N/A | #N/A | #N/A | #N/A | #N/A | #N/A | #N/A | #N/A | #N/A | #N/A | #N/A | #N/A | #N/A | #N/A | #N/A | #N/A | #N/A | #N/A | #N/A | #N/A | #N/A | #N/A | #N/A | #N/A | #N/A | #N/A | #N/A | #N/A | #N/A | #N/A | #N/A
[7 empty] | 9 | 4 | 5919 | 15 | 2020-09-04 | Wednesday | 3 | No | #N/A | #N/A | #N/A | #N/A | #N/A | #N/A | #N/A | #N/A | #N/A | #N/A | #N/A | #N/A | #N/A | #N/A | #N/A | #N/A | #N/A | #N/A | #N/A | #N/A | #N/A | #N/A | #N/A | #N/A | #N/A | #N/A | #N/A | #N/A | #N/A | #N/A | #N/A | #N/A | #N/A | #N/A | #N/A | #N/A
[7 empty] | 9 | 4 | 5920 | 16 | 2020-09-04 | Wednesday | 3 | No | #N/A | #N/A | #N/A | #N/A | #N/A | #N/A | #N/A | #N/A | #N/A | #N/A | #N/A | #N/A | #N/A | #N/A | #N/A | #N/A | #N/A | #N/A | #N/A | #N/A | #N/A | #N/A | #N/A | #N/A | #N/A | #N/A | #N/A | #N/A | #N/A | #N/A | #N/A | #N/A | #N/A | #N/A | #N/A | #N/A
[7 empty] | 9 | 4 | 5921 | 17 | 2020-09-04 | Wednesday | 3 | No | #N/A | #N/A | #N/A | #N/A | #N/A | #N/A | #N/A | #N/A | #N/A | #N/A | #N/A | #N/A | #N/A | #N/A | #N/A | #N/A | #N/A | #N/A | #N/A | #N/A | #N/A | #N/A | #N/A | #N/A | #N/A | #N/A | #N/A | #N/A | #N/A | #N/A | #N/A | #N/A | #N/A | #N/A | #N/A | #N/A
[7 empty] | 9 | 4 | 5922 | 18 | 2020-09-04 | Wednesday | 3 | No | #N/A | #N/A | #N/A | #N/A | #N/A | #N/A | #N/A | #N/A | #N/A | #N/A | #N/A | #N/A | #N/A | #N/A | #N/A | #N/A | #N/A | #N/A | #N/A | #N/A | #N/A | #N/A | #N/A | #N/A | #N/A | #N/A | #N/A | #N/A | #N/A | #N/A | #N/A | #N/A | #N/A | #N/A | #N/A | #N/A
[7 empty] | 9 | 4 | 5923 | 19 | 2020-09-04 | Wednesday | 3 | No | #N/A | #N/A | #N/A | #N/A | #N/A | #N/A | #N/A | #N/A | #N/A | #N/A | #N/A | #N/A | #N/A | #N/A | #N/A | #N/A | #N/A | #N/A | #N/A | #N/A | #N/A | #N/A | #N/A | #N/A | #N/A | #N/A | #N/A | #N/A | #N/A | #N/A | #N/A | #N/A | #N/A | #N/A | #N/A | #N/A
[7 empty] | 9 | 4 | 5924 | 20 | 2020-09-04 | Wednesday | 3 | No | #N/A | #N/A | #N/A | #N/A | #N/A | #N/A | #N/A | #N/A | #N/A | #N/A | #N/A | #N/A | #N/A | #N/A | #N/A | #N/A | #N/A | #N/A | #N/A | #N/A | #N/A | #N/A | #N/A | #N/A | #N/A | #N/A | #N/A | #N/A | #N/A | #N/A | #N/A | #N/A | #N/A | #N/A | #N/A | #N/A
[7 empty] | 9 | 4 | 5925 | 21 | 2020-09-04 | Wednesday | 3 | No | #N/A | #N/A | #N/A | #N/A | #N/A | #N/A | #N/A | #N/A | #N/A | #N/A | #N/A | #N/A | #N/A | #N/A | #N/A | #N/A | #N/A | #N/A | #N/A | #N/A | #N/A | #N/A | #N/A | #N/A | #N/A | #N/A | #N/A | #N/A | #N/A | #N/A | #N/A | #N/A | #N/A | #N/A | #N/A | #N/A
[7 empty] | 9 | 4 | 5926 | 22 | 2020-09-04 | Wednesday | 3 | No | #N/A | #N/A | #N/A | #N/A | #N/A | #N/A | #N/A | #N/A | #N/A | #N/A | #N/A | #N/A | #N/A | #N/A | #N/A | #N/A | #N/A | #N/A | #N/A | #N/A | #N/A | #N/A | #N/A | #N/A | #N/A | #N/A | #N/A | #N/A | #N/A | #N/A | #N/A | #N/A | #N/A | #N/A | #N/A | #N/A
[7 empty] | 9 | 4 | 5927 | 23 | 2020-09-04 | Wednesday | 3 | No | #N/A | #N/A | #N/A | #N/A | #N/A | #N/A | #N/A | #N/A | #N/A | #N/A | #N/A | #N/A | #N/A | #N/A | #N/A | #N/A | #N/A | #N/A | #N/A | #N/A | #N/A | #N/A | #N/A | #N/A | #N/A | #N/A | #N/A | #N/A | #N/A | #N/A | #N/A | #N/A | #N/A | #N/A | #N/A | #N/A
[7 empty] | 9 | 4 | 5928 | 24 | 2020-09-04 | Wednesday | 3 | No | #N/A | #N/A | #N/A | #N/A | #N/A | #N/A | #N/A | #N/A | #N/A | #N/A | #N/A | #N/A | #N/A | #N/A | #N/A | #N/A | #N/A | #N/A | #N/A | #N/A | #N/A | #N/A | #N/A | #N/A | #N/A | #N/A | #N/A | #N/A | #N/A | #N/A | #N/A | #N/A | #N/A | #N/A | #N/A | #N/A
[7 empty] | 9 | 5 | 5929 | 1 | 2020-09-05 | Thursday | 4 | No | #N/A | #N/A | #N/A | #N/A | #N/A | #N/A | #N/A | #N/A | #N/A | #N/A | #N/A | #N/A | #N/A | #N/A | #N/A | #N/A | #N/A | #N/A | #N/A | #N/A | #N/A | #N/A | #N/A | #N/A | #N/A | #N/A | #N/A | #N/A | #N/A | #N/A | #N/A | #N/A | #N/A | #N/A | #N/A | #N/A
[7 empty] | 9 | 5 | 5930 | 2 | 2020-09-05 | Thursday | 4 | No | #N/A | #N/A | #N/A | #N/A | #N/A | #N/A | #N/A | #N/A | #N/A | #N/A | #N/A | #N/A | #N/A | #N/A | #N/A | #N/A | #N/A | #N/A | #N/A | #N/A | #N/A | #N/A | #N/A | #N/A | #N/A | #N/A | #N/A | #N/A | #N/A | #N/A | #N/A | #N/A | #N/A | #N/A | #N/A | #N/A
[7 empty] | 9 | 5 | 5931 | 3 | 2020-09-05 | Thursday | 4 | No | #N/A | #N/A | #N/A | #N/A | #N/A | #N/A | #N/A | #N/A | #N/A | #N/A | #N/A | #N/A | #N/A | #N/A | #N/A | #N/A | #N/A | #N/A | #N/A | #N/A | #N/A | #N/A | #N/A | #N/A | #N/A | #N/A | #N/A | #N/A | #N/A | #N/A | #N/A | #N/A | #N/A | #N/A | #N/A | #N/A
[7 empty] | 9 | 5 | 5932 | 4 | 2020-09-05 | Thursday | 4 | No | #N/A | #N/A | #N/A | #N/A | #N/A | #N/A | #N/A | #N/A | #N/A | #N/A | #N/A | #N/A | #N/A | #N/A | #N/A | #N/A | #N/A | #N/A | #N/A | #N/A | #N/A | #N/A | #N/A | #N/A | #N/A | #N/A | #N/A | #N/A | #N/A | #N/A | #N/A | #N/A | #N/A | #N/A | #N/A | #N/A
[7 empty] | 9 | 5 | 5933 | 5 | 2020-09-05 | Thursday | 4 | No | #N/A | #N/A | #N/A | #N/A | #N/A | #N/A | #N/A | #N/A | #N/A | #N/A | #N/A | #N/A | #N/A | #N/A | #N/A | #N/A | #N/A | #N/A | #N/A | #N/A | #N/A | #N/A | #N/A | #N/A | #N/A | #N/A | #N/A | #N/A | #N/A | #N/A | #N/A | #N/A | #N/A | #N/A | #N/A | #N/A
[7 empty] | 9 | 5 | 5934 | 6 | 2020-09-05 | Thursday | 4 | No | #N/A | #N/A | #N/A | #N/A | #N/A | #N/A | #N/A | #N/A | #N/A | #N/A | #N/A | #N/A | #N/A | #N/A | #N/A | #N/A | #N/A | #N/A | #N/A | #N/A | #N/A | #N/A | #N/A | #N/A | #N/A | #N/A | #N/A | #N/A | #N/A | #N/A | #N/A | #N/A | #N/A | #N/A | #N/A | #N/A
[7 empty] | 9 | 5 | 5935 | 7 | 2020-09-05 | Thursday | 4 | No | #N/A | #N/A | #N/A | #N/A | #N/A | #N/A | #N/A | #N/A | #N/A | #N/A | #N/A | #N/A | #N/A | #N/A | #N/A | #N/A | #N/A | #N/A | #N/A | #N/A | #N/A | #N/A | #N/A | #N/A | #N/A | #N/A | #N/A | #N/A | #N/A | #N/A | #N/A | #N/A | #N/A | #N/A | #N/A | #N/A
[7 empty] | 9 | 5 | 5936 | 8 | 2020-09-05 | Thursday | 4 | No | #N/A | #N/A | #N/A | #N/A | #N/A | #N/A | #N/A | #N/A | #N/A | #N/A | #N/A | #N/A | #N/A | #N/A | #N/A | #N/A | #N/A | #N/A | #N/A | #N/A | #N/A | #N/A | #N/A | #N/A | #N/A | #N/A | #N/A | #N/A | #N/A | #N/A | #N/A | #N/A | #N/A | #N/A | #N/A | #N/A
[7 empty] | 9 | 5 | 5937 | 9 | 2020-09-05 | Thursday | 4 | No | #N/A | #N/A | #N/A | #N/A | #N/A | #N/A | #N/A | #N/A | #N/A | #N/A | #N/A | #N/A | #N/A | #N/A | #N/A | #N/A | #N/A | #N/A | #N/A | #N/A | #N/A | #N/A | #N/A | #N/A | #N/A | #N/A | #N/A | #N/A | #N/A | #N/A | #N/A | #N/A | #N/A | #N/A | #N/A | #N/A
[7 empty] | 9 | 5 | 5938 | 10 | 2020-09-05 | Thursday | 4 | No | #N/A | #N/A | #N/A | #N/A | #N/A | #N/A | #N/A | #N/A | #N/A | #N/A | #N/A | #N/A | #N/A | #N/A | #N/A | #N/A | #N/A | #N/A | #N/A | #N/A | #N/A | #N/A | #N/A | #N/A | #N/A | #N/A | #N/A | #N/A | #N/A | #N/A | #N/A | #N/A | #N/A | #N/A | #N/A | #N/A
[7 empty] | 9 | 5 | 5939 | 11 | 2020-09-05 | Thursday | 4 | No | #N/A | #N/A | #N/A | #N/A | #N/A | #N/A | #N/A | #N/A | #N/A | #N/A | #N/A | #N/A | #N/A | #N/A | #N/A | #N/A | #N/A | #N/A | #N/A | #N/A | #N/A | #N/A | #N/A | #N/A | #N/A | #N/A | #N/A | #N/A | #N/A | #N/A | #N/A | #N/A | #N/A | #N/A | #N/A | #N/A
[7 empty] | 9 | 5 | 5940 | 12 | 2020-09-05 | Thursday | 4 | No | #N/A | #N/A | #N/A | #N/A | #N/A | #N/A | #N/A | #N/A | #N/A | #N/A | #N/A | #N/A | #N/A | #N/A | #N/A | #N/A | #N/A | #N/A | #N/A | #N/A | #N/A | #N/A | #N/A | #N/A | #N/A | #N/A | #N/A | #N/A | #N/A | #N/A | #N/A | #N/A | #N/A | #N/A | #N/A | #N/A
[7 empty] | 9 | 5 | 5941 | 13 | 2020-09-05 | Thursday | 4 | No | #N/A | #N/A | #N/A | #N/A | #N/A | #N/A | #N/A | #N/A | #N/A | #N/A | #N/A | #N/A | #N/A | #N/A | #N/A | #N/A | #N/A | #N/A | #N/A | #N/A | #N/A | #N/A | #N/A | #N/A | #N/A | #N/A | #N/A | #N/A | #N/A | #N/A | #N/A | #N/A | #N/A | #N/A | #N/A | #N/A
[7 empty] | 9 | 5 | 5942 | 14 | 2020-09-05 | Thursday | 4 | No | #N/A | #N/A | #N/A | #N/A | #N/A | #N/A | #N/A | #N/A | #N/A | #N/A | #N/A | #N/A | #N/A | #N/A | #N/A | #N/A | #N/A | #N/A | #N/A | #N/A | #N/A | #N/A | #N/A | #N/A | #N/A | #N/A | #N/A | #N/A | #N/A | #N/A | #N/A | #N/A | #N/A | #N/A | #N/A | #N/A
[7 empty] | 9 | 5 | 5943 | 15 | 2020-09-05 | Thursday | 4 | No | #N/A | #N/A | #N/A | #N/A | #N/A | #N/A | #N/A | #N/A | #N/A | #N/A | #N/A | #N/A | #N/A | #N/A | #N/A | #N/A | #N/A | #N/A | #N/A | #N/A | #N/A | #N/A | #N/A | #N/A | #N/A | #N/A | #N/A | #N/A | #N/A | #N/A | #N/A | #N/A | #N/A | #N/A | #N/A | #N/A
[7 empty] | 9 | 5 | 5944 | 16 | 2020-09-05 | Thursday | 4 | No | #N/A | #N/A | #N/A | #N/A | #N/A | #N/A | #N/A | #N/A | #N/A | #N/A | #N/A | #N/A | #N/A | #N/A | #N/A | #N/A | #N/A | #N/A | #N/A | #N/A | #N/A | #N/A | #N/A | #N/A | #N/A | #N/A | #N/A | #N/A | #N/A | #N/A | #N/A | #N/A | #N/A | #N/A | #N/A | #N/A
[7 empty] | 9 | 5 | 5945 | 17 | 2020-09-05 | Thursday | 4 | No | #N/A | #N/A | #N/A | #N/A | #N/A | #N/A | #N/A | #N/A | #N/A | #N/A | #N/A | #N/A | #N/A | #N/A | #N/A | #N/A | #N/A | #N/A | #N/A | #N/A | #N/A | #N/A | #N/A | #N/A | #N/A | #N/A | #N/A | #N/A | #N/A | #N/A | #N/A | #N/A | #N/A | #N/A | #N/A | #N/A
[7 empty] | 9 | 5 | 5946 | 18 | 2020-09-05 | Thursday | 4 | No | #N/A | #N/A | #N/A | #N/A | #N/A | #N/A | #N/A | #N/A | #N/A | #N/A | #N/A | #N/A | #N/A | #N/A | #N/A | #N/A | #N/A | #N/A | #N/A | #N/A | #N/A | #N/A | #N/A | #N/A | #N/A | #N/A | #N/A | #N/A | #N/A | #N/A | #N/A | #N/A | #N/A | #N/A | #N/A | #N/A
[7 empty] | 9 | 5 | 5947 | 19 | 2020-09-05 | Thursday | 4 | No | #N/A | #N/A | #N/A | #N/A | #N/A | #N/A | #N/A | #N/A | #N/A | #N/A | #N/A | #N/A | #N/A | #N/A | #N/A | #N/A | #N/A | #N/A | #N/A | #N/A | #N/A | #N/A | #N/A | #N/A | #N/A | #N/A | #N/A | #N/A | #N/A | #N/A | #N/A | #N/A | #N/A | #N/A | #N/A | #N/A
[7 empty] | 9 | 5 | 5948 | 20 | 2020-09-05 | Thursday | 4 | No | #N/A | #N/A | #N/A | #N/A | #N/A | #N/A | #N/A | #N/A | #N/A | #N/A | #N/A | #N/A | #N/A | #N/A | #N/A | #N/A | #N/A | #N/A | #N/A | #N/A | #N/A | #N/A | #N/A | #N/A | #N/A | #N/A | #N/A | #N/A | #N/A | #N/A | #N/A | #N/A | #N/A | #N/A | #N/A | #N/A
[7 empty] | 9 | 5 | 5949 | 21 | 2020-09-05 | Thursday | 4 | No | #N/A | #N/A | #N/A | #N/A | #N/A | #N/A | #N/A | #N/A | #N/A | #N/A | #N/A | #N/A | #N/A | #N/A | #N/A | #N/A | #N/A | #N/A | #N/A | #N/A | #N/A | #N/A | #N/A | #N/A | #N/A | #N/A | #N/A | #N/A | #N/A | #N/A | #N/A | #N/A | #N/A | #N/A | #N/A | #N/A
[7 empty] | 9 | 5 | 5950 | 22 | 2020-09-05 | Thursday | 4 | No | #N/A | #N/A | #N/A | #N/A | #N/A | #N/A | #N/A | #N/A | #N/A | #N/A | #N/A | #N/A | #N/A | #N/A | #N/A | #N/A | #N/A | #N/A | #N/A | #N/A | #N/A | #N/A | #N/A | #N/A | #N/A | #N/A | #N/A | #N/A | #N/A | #N/A | #N/A | #N/A | #N/A | #N/A | #N/A | #N/A
[7 empty] | 9 | 5 | 5951 | 23 | 2020-09-05 | Thursday | 4 | No | #N/A | #N/A | #N/A | #N/A | #N/A | #N/A | #N/A | #N/A | #N/A | #N/A | #N/A | #N/A | #N/A | #N/A | #N/A | #N/A | #N/A | #N/A | #N/A | #N/A | #N/A | #N/A | #N/A | #N/A | #N/A | #N/A | #N/A | #N/A | #N/A | #N/A | #N/A | #N/A | #N/A | #N/A | #N/A | #N/A
[7 empty] | 9 | 5 | 5952 | 24 | 2020-09-05 | Thursday | 4 | No | #N/A | #N/A | #N/A | #N/A | #N/A | #N/A | #N/A | #N/A | #N/A | #N/A | #N/A | #N/A | #N/A | #N/A | #N/A | #N/A | #N/A | #N/A | #N/A | #N/A | #N/A | #N/A | #N/A | #N/A | #N/A | #N/A | #N/A | #N/A | #N/A | #N/A | #N/A | #N/A | #N/A | #N/A | #N/A | #N/A
[7 empty] | 9 | 6 | 5953 | 1 | 2020-09-06 | Friday | 5 | No | #N/A | #N/A | #N/A | #N/A | #N/A | #N/A | #N/A | #N/A | #N/A | #N/A | #N/A | #N/A | #N/A | #N/A | #N/A | #N/A | #N/A | #N/A | #N/A | #N/A | #N/A | #N/A | #N/A | #N/A | #N/A | #N/A | #N/A | #N/A | #N/A | #N/A | #N/A | #N/A | #N/A | #N/A | #N/A | #N/A
[7 empty] | 9 | 6 | 5954 | 2 | 2020-09-06 | Friday | 5 | No | #N/A | #N/A | #N/A | #N/A | #N/A | #N/A | #N/A | #N/A | #N/A | #N/A | #N/A | #N/A | #N/A | #N/A | #N/A | #N/A | #N/A | #N/A | #N/A | #N/A | #N/A | #N/A | #N/A | #N/A | #N/A | #N/A | #N/A | #N/A | #N/A | #N/A | #N/A | #N/A | #N/A | #N/A | #N/A | #N/A
[7 empty] | 9 | 6 | 5955 | 3 | 2020-09-06 | Friday | 5 | No | #N/A | #N/A | #N/A | #N/A | #N/A | #N/A | #N/A | #N/A | #N/A | #N/A | #N/A | #N/A | #N/A | #N/A | #N/A | #N/A | #N/A | #N/A | #N/A | #N/A | #N/A | #N/A | #N/A | #N/A | #N/A | #N/A | #N/A | #N/A | #N/A | #N/A | #N/A | #N/A | #N/A | #N/A | #N/A | #N/A
[7 empty] | 9 | 6 | 5956 | 4 | 2020-09-06 | Friday | 5 | No | #N/A | #N/A | #N/A | #N/A | #N/A | #N/A | #N/A | #N/A | #N/A | #N/A | #N/A | #N/A | #N/A | #N/A | #N/A | #N/A | #N/A | #N/A | #N/A | #N/A | #N/A | #N/A | #N/A | #N/A | #N/A | #N/A | #N/A | #N/A | #N/A | #N/A | #N/A | #N/A | #N/A | #N/A | #N/A | #N/A
[7 empty] | 9 | 6 | 5957 | 5 | 2020-09-06 | Friday | 5 | No | #N/A | #N/A | #N/A | #N/A | #N/A | #N/A | #N/A | #N/A | #N/A | #N/A | #N/A | #N/A | #N/A | #N/A | #N/A | #N/A | #N/A | #N/A | #N/A | #N/A | #N/A | #N/A | #N/A | #N/A | #N/A | #N/A | #N/A | #N/A | #N/A | #N/A | #N/A | #N/A | #N/A | #N/A | #N/A | #N/A
[7 empty] | 9 | 6 | 5958 | 6 | 2020-09-06 | Friday | 5 | No | #N/A | #N/A | #N/A | #N/A | #N/A | #N/A | #N/A | #N/A | #N/A | #N/A | #N/A | #N/A | #N/A | #N/A | #N/A | #N/A | #N/A | #N/A | #N/A | #N/A | #N/A | #N/A | #N/A | #N/A | #N/A | #N/A | #N/A | #N/A | #N/A | #N/A | #N/A | #N/A | #N/A | #N/A | #N/A | #N/A
[7 empty] | 9 | 6 | 5959 | 7 | 2020-09-06 | Friday | 5 | No | #N/A | #N/A | #N/A | #N/A | #N/A | #N/A | #N/A | #N/A | #N/A | #N/A | #N/A | #N/A | #N/A | #N/A | #N/A | #N/A | #N/A | #N/A | #N/A | #N/A | #N/A | #N/A | #N/A | #N/A | #N/A | #N/A | #N/A | #N/A | #N/A | #N/A | #N/A | #N/A | #N/A | #N/A | #N/A | #N/A
[7 empty] | 9 | 6 | 5960 | 8 | 2020-09-06 | Friday | 5 | No | #N/A | #N/A | #N/A | #N/A | #N/A | #N/A | #N/A | #N/A | #N/A | #N/A | #N/A | #N/A | #N/A | #N/A | #N/A | #N/A | #N/A | #N/A | #N/A | #N/A | #N/A | #N/A | #N/A | #N/A | #N/A | #N/A | #N/A | #N/A | #N/A | #N/A | #N/A | #N/A | #N/A | #N/A | #N/A | #N/A
[7 empty] | 9 | 6 | 5961 | 9 | 2020-09-06 | Friday | 5 | No | #N/A | #N/A | #N/A | #N/A | #N/A | #N/A | #N/A | #N/A | #N/A | #N/A | #N/A | #N/A | #N/A | #N/A | #N/A | #N/A | #N/A | #N/A | #N/A | #N/A | #N/A | #N/A | #N/A | #N/A | #N/A | #N/A | #N/A | #N/A | #N/A | #N/A | #N/A | #N/A | #N/A | #N/A | #N/A | #N/A
[7 empty] | 9 | 6 | 5962 | 10 | 2020-09-06 | Friday | 5 | No | #N/A | #N/A | #N/A | #N/A | #N/A | #N/A | #N/A | #N/A | #N/A | #N/A | #N/A | #N/A | #N/A | #N/A | #N/A | #N/A | #N/A | #N/A | #N/A | #N/A | #N/A | #N/A | #N/A | #N/A | #N/A | #N/A | #N/A | #N/A | #N/A | #N/A | #N/A | #N/A | #N/A | #N/A | #N/A | #N/A
[7 empty] | 9 | 6 | 5963 | 11 | 2020-09-06 | Friday | 5 | No | #N/A | #N/A | #N/A | #N/A | #N/A | #N/A | #N/A | #N/A | #N/A | #N/A | #N/A | #N/A | #N/A | #N/A | #N/A | #N/A | #N/A | #N/A | #N/A | #N/A | #N/A | #N/A | #N/A | #N/A | #N/A | #N/A | #N/A | #N/A | #N/A | #N/A | #N/A | #N/A | #N/A | #N/A | #N/A | #N/A
[7 empty] | 9 | 6 | 5964 | 12 | 2020-09-06 | Friday | 5 | No | #N/A | #N/A | #N/A | #N/A | #N/A | #N/A | #N/A | #N/A | #N/A | #N/A | #N/A | #N/A | #N/A | #N/A | #N/A | #N/A | #N/A | #N/A | #N/A | #N/A | #N/A | #N/A | #N/A | #N/A | #N/A | #N/A | #N/A | #N/A | #N/A | #N/A | #N/A | #N/A | #N/A | #N/A | #N/A | #N/A
[7 empty] | 9 | 6 | 5965 | 13 | 2020-09-06 | Friday | 5 | No | #N/A | #N/A | #N/A | #N/A | #N/A | #N/A | #N/A | #N/A | #N/A | #N/A | #N/A | #N/A | #N/A | #N/A | #N/A | #N/A | #N/A | #N/A | #N/A | #N/A | #N/A | #N/A | #N/A | #N/A | #N/A | #N/A | #N/A | #N/A | #N/A | #N/A | #N/A | #N/A | #N/A | #N/A | #N/A | #N/A
[7 empty] | 9 | 6 | 5966 | 14 | 2020-09-06 | Friday | 5 | No | #N/A | #N/A | #N/A | #N/A | #N/A | #N/A | #N/A | #N/A | #N/A | #N/A | #N/A | #N/A | #N/A | #N/A | #N/A | #N/A | #N/A | #N/A | #N/A | #N/A | #N/A | #N/A | #N/A | #N/A | #N/A | #N/A | #N/A | #N/A | #N/A | #N/A | #N/A | #N/A | #N/A | #N/A | #N/A | #N/A
[7 empty] | 9 | 6 | 5967 | 15 | 2020-09-06 | Friday | 5 | No | #N/A | #N/A | #N/A | #N/A | #N/A | #N/A | #N/A | #N/A | #N/A | #N/A | #N/A | #N/A | #N/A | #N/A | #N/A | #N/A | #N/A | #N/A | #N/A | #N/A | #N/A | #N/A | #N/A | #N/A | #N/A | #N/A | #N/A | #N/A | #N/A | #N/A | #N/A | #N/A | #N/A | #N/A | #N/A | #N/A
[7 empty] | 9 | 6 | 5968 | 16 | 2020-09-06 | Friday | 5 | No | #N/A | #N/A | #N/A | #N/A | #N/A | #N/A | #N/A | #N/A | #N/A | #N/A | #N/A | #N/A | #N/A | #N/A | #N/A | #N/A | #N/A | #N/A | #N/A | #N/A | #N/A | #N/A | #N/A | #N/A | #N/A | #N/A | #N/A | #N/A | #N/A | #N/A | #N/A | #N/A | #N/A | #N/A | #N/A | #N/A
[7 empty] | 9 | 6 | 5969 | 17 | 2020-09-06 | Friday | 5 | No | #N/A | #N/A | #N/A | #N/A | #N/A | #N/A | #N/A | #N/A | #N/A | #N/A | #N/A | #N/A | #N/A | #N/A | #N/A | #N/A | #N/A | #N/A | #N/A | #N/A | #N/A | #N/A | #N/A | #N/A | #N/A | #N/A | #N/A | #N/A | #N/A | #N/A | #N/A | #N/A | #N/A | #N/A | #N/A | #N/A
[7 empty] | 9 | 6 | 5970 | 18 | 2020-09-06 | Friday | 5 | No | #N/A | #N/A | #N/A | #N/A | #N/A | #N/A | #N/A | #N/A | #N/A | #N/A | #N/A | #N/A | #N/A | #N/A | #N/A | #N/A | #N/A | #N/A | #N/A | #N/A | #N/A | #N/A | #N/A | #N/A | #N/A | #N/A | #N/A | #N/A | #N/A | #N/A | #N/A | #N/A | #N/A | #N/A | #N/A | #N/A
[7 empty] | 9 | 6 | 5971 | 19 | 2020-09-06 | Friday | 5 | No | #N/A | #N/A | #N/A | #N/A | #N/A | #N/A | #N/A | #N/A | #N/A | #N/A | #N/A | #N/A | #N/A | #N/A | #N/A | #N/A | #N/A | #N/A | #N/A | #N/A | #N/A | #N/A | #N/A | #N/A | #N/A | #N/A | #N/A | #N/A | #N/A | #N/A | #N/A | #N/A | #N/A | #N/A | #N/A | #N/A
[7 empty] | 9 | 6 | 5972 | 20 | 2020-09-06 | Friday | 5 | No | #N/A | #N/A | #N/A | #N/A | #N/A | #N/A | #N/A | #N/A | #N/A | #N/A | #N/A | #N/A | #N/A | #N/A | #N/A | #N/A | #N/A | #N/A | #N/A | #N/A | #N/A | #N/A | #N/A | #N/A | #N/A | #N/A | #N/A | #N/A | #N/A | #N/A | #N/A | #N/A | #N/A | #N/A | #N/A | #N/A
[7 empty] | 9 | 6 | 5973 | 21 | 2020-09-06 | Friday | 5 | No | #N/A | #N/A | #N/A | #N/A | #N/A | #N/A | #N/A | #N/A | #N/A | #N/A | #N/A | #N/A | #N/A | #N/A | #N/A | #N/A | #N/A | #N/A | #N/A | #N/A | #N/A | #N/A | #N/A | #N/A | #N/A | #N/A | #N/A | #N/A | #N/A | #N/A | #N/A | #N/A | #N/A | #N/A | #N/A | #N/A
[7 empty] | 9 | 6 | 5974 | 22 | 2020-09-06 | Friday | 5 | No | #N/A | #N/A | #N/A | #N/A | #N/A | #N/A | #N/A | #N/A | #N/A | #N/A | #N/A | #N/A | #N/A | #N/A | #N/A | #N/A | #N/A | #N/A | #N/A | #N/A | #N/A | #N/A | #N/A | #N/A | #N/A | #N/A | #N/A | #N/A | #N/A | #N/A | #N/A | #N/A | #N/A | #N/A | #N/A | #N/A
[7 empty] | 9 | 6 | 5975 | 23 | 2020-09-06 | Friday | 5 | No | #N/A | #N/A | #N/A | #N/A | #N/A | #N/A | #N/A | #N/A | #N/A | #N/A | #N/A | #N/A | #N/A | #N/A | #N/A | #N/A | #N/A | #N/A | #N/A | #N/A | #N/A | #N/A | #N/A | #N/A | #N/A | #N/A | #N/A | #N/A | #N/A | #N/A | #N/A | #N/A | #N/A | #N/A | #N/A | #N/A
[7 empty] | 9 | 6 | 5976 | 24 | 2020-09-06 | Friday | 5 | No | #N/A | #N/A | #N/A | #N/A | #N/A | #N/A | #N/A | #N/A | #N/A | #N/A | #N/A | #N/A | #N/A | #N/A | #N/A | #N/A | #N/A | #N/A | #N/A | #N/A | #N/A | #N/A | #N/A | #N/A | #N/A | #N/A | #N/A | #N/A | #N/A | #N/A | #N/A | #N/A | #N/A | #N/A | #N/A | #N/A
[7 empty] | 9 | 7 | 5977 | 1 | 2020-09-07 | Saturday | 6 | No | #N/A | #N/A | #N/A | #N/A | #N/A | #N/A | #N/A | #N/A | #N/A | #N/A | #N/A | #N/A | #N/A | #N/A | #N/A | #N/A | #N/A | #N/A | #N/A | #N/A | #N/A | #N/A | #N/A | #N/A | #N/A | #N/A | #N/A | #N/A | #N/A | #N/A | #N/A | #N/A | #N/A | #N/A | #N/A | #N/A
[7 empty] | 9 | 7 | 5978 | 2 | 2020-09-07 | Saturday | 6 | No | #N/A | #N/A | #N/A | #N/A | #N/A | #N/A | #N/A | #N/A | #N/A | #N/A | #N/A | #N/A | #N/A | #N/A | #N/A | #N/A | #N/A | #N/A | #N/A | #N/A | #N/A | #N/A | #N/A | #N/A | #N/A | #N/A | #N/A | #N/A | #N/A | #N/A | #N/A | #N/A | #N/A | #N/A | #N/A | #N/A
[7 empty] | 9 | 7 | 5979 | 3 | 2020-09-07 | Saturday | 6 | No | #N/A | #N/A | #N/A | #N/A | #N/A | #N/A | #N/A | #N/A | #N/A | #N/A | #N/A | #N/A | #N/A | #N/A | #N/A | #N/A | #N/A | #N/A | #N/A | #N/A | #N/A | #N/A | #N/A | #N/A | #N/A | #N/A | #N/A | #N/A | #N/A | #N/A | #N/A | #N/A | #N/A | #N/A | #N/A | #N/A
[7 empty] | 9 | 7 | 5980 | 4 | 2020-09-07 | Saturday | 6 | No | #N/A | #N/A | #N/A | #N/A | #N/A | #N/A | #N/A | #N/A | #N/A | #N/A | #N/A | #N/A | #N/A | #N/A | #N/A | #N/A | #N/A | #N/A | #N/A | #N/A | #N/A | #N/A | #N/A | #N/A | #N/A | #N/A | #N/A | #N/A | #N/A | #N/A | #N/A | #N/A | #N/A | #N/A | #N/A | #N/A
[7 empty] | 9 | 7 | 5981 | 5 | 2020-09-07 | Saturday | 6 | No | #N/A | #N/A | #N/A | #N/A | #N/A | #N/A | #N/A | #N/A | #N/A | #N/A | #N/A | #N/A | #N/A | #N/A | #N/A | #N/A | #N/A | #N/A | #N/A | #N/A | #N/A | #N/A | #N/A | #N/A | #N/A | #N/A | #N/A | #N/A | #N/A | #N/A | #N/A | #N/A | #N/A | #N/A | #N/A | #N/A
[7 empty] | 9 | 7 | 5982 | 6 | 2020-09-07 | Saturday | 6 | No | #N/A | #N/A | #N/A | #N/A | #N/A | #N/A | #N/A | #N/A | #N/A | #N/A | #N/A | #N/A | #N/A | #N/A | #N/A | #N/A | #N/A | #N/A | #N/A | #N/A | #N/A | #N/A | #N/A | #N/A | #N/A | #N/A | #N/A | #N/A | #N/A | #N/A | #N/A | #N/A | #N/A | #N/A | #N/A | #N/A
[7 empty] | 9 | 7 | 5983 | 7 | 2020-09-07 | Saturday | 6 | No | #N/A | #N/A | #N/A | #N/A | #N/A | #N/A | #N/A | #N/A | #N/A | #N/A | #N/A | #N/A | #N/A | #N/A | #N/A | #N/A | #N/A | #N/A | #N/A | #N/A | #N/A | #N/A | #N/A | #N/A | #N/A | #N/A | #N/A | #N/A | #N/A | #N/A | #N/A | #N/A | #N/A | #N/A | #N/A | #N/A
[7 empty] | 9 | 7 | 5984 | 8 | 2020-09-07 | Saturday | 6 | No | #N/A | #N/A | #N/A | #N/A | #N/A | #N/A | #N/A | #N/A | #N/A | #N/A | #N/A | #N/A | #N/A | #N/A | #N/A | #N/A | #N/A | #N/A | #N/A | #N/A | #N/A | #N/A | #N/A | #N/A | #N/A | #N/A | #N/A | #N/A | #N/A | #N/A | #N/A | #N/A | #N/A | #N/A | #N/A | #N/A
[7 empty] | 9 | 7 | 5985 | 9 | 2020-09-07 | Saturday | 6 | No | #N/A | #N/A | #N/A | #N/A | #N/A | #N/A | #N/A | #N/A | #N/A | #N/A | #N/A | #N/A | #N/A | #N/A | #N/A | #N/A | #N/A | #N/A | #N/A | #N/A | #N/A | #N/A | #N/A | #N/A | #N/A | #N/A | #N/A | #N/A | #N/A | #N/A | #N/A | #N/A | #N/A | #N/A | #N/A | #N/A
[7 empty] | 9 | 7 | 5986 | 10 | 2020-09-07 | Saturday | 6 | No | #N/A | #N/A | #N/A | #N/A | #N/A | #N/A | #N/A | #N/A | #N/A | #N/A | #N/A | #N/A | #N/A | #N/A | #N/A | #N/A | #N/A | #N/A | #N/A | #N/A | #N/A | #N/A | #N/A | #N/A | #N/A | #N/A | #N/A | #N/A | #N/A | #N/A | #N/A | #N/A | #N/A | #N/A | #N/A | #N/A
[7 empty] | 9 | 7 | 5987 | 11 | 2020-09-07 | Saturday | 6 | No | #N/A | #N/A | #N/A | #N/A | #N/A | #N/A | #N/A | #N/A | #N/A | #N/A | #N/A | #N/A | #N/A | #N/A | #N/A | #N/A | #N/A | #N/A | #N/A | #N/A | #N/A | #N/A | #N/A | #N/A | #N/A | #N/A | #N/A | #N/A | #N/A | #N/A | #N/A | #N/A | #N/A | #N/A | #N/A | #N/A
[7 empty] | 9 | 7 | 5988 | 12 | 2020-09-07 | Saturday | 6 | No | #N/A | #N/A | #N/A | #N/A | #N/A | #N/A | #N/A | #N/A | #N/A | #N/A | #N/A | #N/A | #N/A | #N/A | #N/A | #N/A | #N/A | #N/A | #N/A | #N/A | #N/A | #N/A | #N/A | #N/A | #N/A | #N/A | #N/A | #N/A | #N/A | #N/A | #N/A | #N/A | #N/A | #N/A | #N/A | #N/A
[7 empty] | 9 | 7 | 5989 | 13 | 2020-09-07 | Saturday | 6 | No | #N/A | #N/A | #N/A | #N/A | #N/A | #N/A | #N/A | #N/A | #N/A | #N/A | #N/A | #N/A | #N/A | #N/A | #N/A | #N/A | #N/A | #N/A | #N/A | #N/A | #N/A | #N/A | #N/A | #N/A | #N/A | #N/A | #N/A | #N/A | #N/A | #N/A | #N/A | #N/A | #N/A | #N/A | #N/A | #N/A
[7 empty] | 9 | 7 | 5990 | 14 | 2020-09-07 | Saturday | 6 | No | #N/A | #N/A | #N/A | #N/A | #N/A | #N/A | #N/A | #N/A | #N/A | #N/A | #N/A | #N/A | #N/A | #N/A | #N/A | #N/A | #N/A | #N/A | #N/A | #N/A | #N/A | #N/A | #N/A | #N/A | #N/A | #N/A | #N/A | #N/A | #N/A | #N/A | #N/A | #N/A | #N/A | #N/A | #N/A | #N/A
[7 empty] | 9 | 7 | 5991 | 15 | 2020-09-07 | Saturday | 6 | No | #N/A | #N/A | #N/A | #N/A | #N/A | #N/A | #N/A | #N/A | #N/A | #N/A | #N/A | #N/A | #N/A | #N/A | #N/A | #N/A | #N/A | #N/A | #N/A | #N/A | #N/A | #N/A | #N/A | #N/A | #N/A | #N/A | #N/A | #N/A | #N/A | #N/A | #N/A | #N/A | #N/A | #N/A | #N/A | #N/A
[7 empty] | 9 | 7 | 5992 | 16 | 2020-09-07 | Saturday | 6 | No | #N/A | #N/A | #N/A | #N/A | #N/A | #N/A | #N/A | #N/A | #N/A | #N/A | #N/A | #N/A | #N/A | #N/A | #N/A | #N/A | #N/A | #N/A | #N/A | #N/A | #N/A | #N/A | #N/A | #N/A | #N/A | #N/A | #N/A | #N/A | #N/A | #N/A | #N/A | #N/A | #N/A | #N/A | #N/A | #N/A
[7 empty] | 9 | 7 | 5993 | 17 | 2020-09-07 | Saturday | 6 | No | #N/A | #N/A | #N/A | #N/A | #N/A | #N/A | #N/A | #N/A | #N/A | #N/A | #N/A | #N/A | #N/A | #N/A | #N/A | #N/A | #N/A | #N/A | #N/A | #N/A | #N/A | #N/A | #N/A | #N/A | #N/A | #N/A | #N/A | #N/A | #N/A | #N/A | #N/A | #N/A | #N/A | #N/A | #N/A | #N/A
[7 empty] | 9 | 7 | 5994 | 18 | 2020-09-07 | Saturday | 6 | No | #N/A | #N/A | #N/A | #N/A | #N/A | #N/A | #N/A | #N/A | #N/A | #N/A | #N/A | #N/A | #N/A | #N/A | #N/A | #N/A | #N/A | #N/A | #N/A | #N/A | #N/A | #N/A | #N/A | #N/A | #N/A | #N/A | #N/A | #N/A | #N/A | #N/A | #N/A | #N/A | #N/A | #N/A | #N/A | #N/A
[7 empty] | 9 | 7 | 5995 | 19 | 2020-09-07 | Saturday | 6 | No | #N/A | #N/A | #N/A | #N/A | #N/A | #N/A | #N/A | #N/A | #N/A | #N/A | #N/A | #N/A | #N/A | #N/A | #N/A | #N/A | #N/A | #N/A | #N/A | #N/A | #N/A | #N/A | #N/A | #N/A | #N/A | #N/A | #N/A | #N/A | #N/A | #N/A | #N/A | #N/A | #N/A | #N/A | #N/A | #N/A
[7 empty] | 9 | 7 | 5996 | 20 | 2020-09-07 | Saturday | 6 | No | #N/A | #N/A | #N/A | #N/A | #N/A | #N/A | #N/A | #N/A | #N/A | #N/A | #N/A | #N/A | #N/A | #N/A | #N/A | #N/A | #N/A | #N/A | #N/A | #N/A | #N/A | #N/A | #N/A | #N/A | #N/A | #N/A | #N/A | #N/A | #N/A | #N/A | #N/A | #N/A | #N/A | #N/A | #N/A | #N/A
[7 empty] | 9 | 7 | 5997 | 21 | 2020-09-07 | Saturday | 6 | No | #N/A | #N/A | #N/A | #N/A | #N/A | #N/A | #N/A | #N/A | #N/A | #N/A | #N/A | #N/A | #N/A | #N/A | #N/A | #N/A | #N/A | #N/A | #N/A | #N/A | #N/A | #N/A | #N/A | #N/A | #N/A | #N/A | #N/A | #N/A | #N/A | #N/A | #N/A | #N/A | #N/A | #N/A | #N/A | #N/A
[7 empty] | 9 | 7 | 5998 | 22 | 2020-09-07 | Saturday | 6 | No | #N/A | #N/A | #N/A | #N/A | #N/A | #N/A | #N/A | #N/A | #N/A | #N/A | #N/A | #N/A | #N/A | #N/A | #N/A | #N/A | #N/A | #N/A | #N/A | #N/A | #N/A | #N/A | #N/A | #N/A | #N/A | #N/A | #N/A | #N/A | #N/A | #N/A | #N/A | #N/A | #N/A | #N/A | #N/A | #N/A
[7 empty] | 9 | 7 | 5999 | 23 | 2020-09-07 | Saturday | 6 | No | #N/A | #N/A | #N/A | #N/A | #N/A | #N/A | #N/A | #N/A | #N/A | #N/A | #N/A | #N/A | #N/A | #N/A | #N/A | #N/A | #N/A | #N/A | #N/A | #N/A | #N/A | #N/A | #N/A | #N/A | #N/A | #N/A | #N/A | #N/A | #N/A | #N/A | #N/A | #N/A | #N/A | #N/A | #N/A | #N/A
[7 empty] | 9 | 7 | 6000 | 24 | 2020-09-07 | Saturday | 6 | No | #N/A | #N/A | #N/A | #N/A | #N/A | #N/A | #N/A | #N/A | #N/A | #N/A | #N/A | #N/A | #N/A | #N/A | #N/A | #N/A | #N/A | #N/A | #N/A | #N/A | #N/A | #N/A | #N/A | #N/A | #N/A | #N/A | #N/A | #N/A | #N/A | #N/A | #N/A | #N/A | #N/A | #N/A | #N/A | #N/A
[7 empty] | 9 | 8 | 6001 | 1 | 2020-09-08 | Sunday | 7 | No | #N/A | #N/A | #N/A | #N/A | #N/A | #N/A | #N/A | #N/A | #N/A | #N/A | #N/A | #N/A | #N/A | #N/A | #N/A | #N/A | #N/A | #N/A | #N/A | #N/A | #N/A | #N/A | #N/A | #N/A | #N/A | #N/A | #N/A | #N/A | #N/A | #N/A | #N/A | #N/A | #N/A | #N/A | #N/A | #N/A
[7 empty] | 9 | 8 | 6002 | 2 | 2020-09-08 | Sunday | 7 | No | #N/A | #N/A | #N/A | #N/A | #N/A | #N/A | #N/A | #N/A | #N/A | #N/A | #N/A | #N/A | #N/A | #N/A | #N/A | #N/A | #N/A | #N/A | #N/A | #N/A | #N/A | #N/A | #N/A | #N/A | #N/A | #N/A | #N/A | #N/A | #N/A | #N/A | #N/A | #N/A | #N/A | #N/A | #N/A | #N/A
[7 empty] | 9 | 8 | 6003 | 3 | 2020-09-08 | Sunday | 7 | No | #N/A | #N/A | #N/A | #N/A | #N/A | #N/A | #N/A | #N/A | #N/A | #N/A | #N/A | #N/A | #N/A | #N/A | #N/A | #N/A | #N/A | #N/A | #N/A | #N/A | #N/A | #N/A | #N/A | #N/A | #N/A | #N/A | #N/A | #N/A | #N/A | #N/A | #N/A | #N/A | #N/A | #N/A | #N/A | #N/A
[7 empty] | 9 | 8 | 6004 | 4 | 2020-09-08 | Sunday | 7 | No | #N/A | #N/A | #N/A | #N/A | #N/A | #N/A | #N/A | #N/A | #N/A | #N/A | #N/A | #N/A | #N/A | #N/A | #N/A | #N/A | #N/A | #N/A | #N/A | #N/A | #N/A | #N/A | #N/A | #N/A | #N/A | #N/A | #N/A | #N/A | #N/A | #N/A | #N/A | #N/A | #N/A | #N/A | #N/A | #N/A
[7 empty] | 9 | 8 | 6005 | 5 | 2020-09-08 | Sunday | 7 | No | #N/A | #N/A | #N/A | #N/A | #N/A | #N/A | #N/A | #N/A | #N/A | #N/A | #N/A | #N/A | #N/A | #N/A | #N/A | #N/A | #N/A | #N/A | #N/A | #N/A | #N/A | #N/A | #N/A | #N/A | #N/A | #N/A | #N/A | #N/A | #N/A | #N/A | #N/A | #N/A | #N/A | #N/A | #N/A | #N/A
[7 empty] | 9 | 8 | 6006 | 6 | 2020-09-08 | Sunday | 7 | No | #N/A | #N/A | #N/A | #N/A | #N/A | #N/A | #N/A | #N/A | #N/A | #N/A | #N/A | #N/A | #N/A | #N/A | #N/A | #N/A | #N/A | #N/A | #N/A | #N/A | #N/A | #N/A | #N/A | #N/A | #N/A | #N/A | #N/A | #N/A | #N/A | #N/A | #N/A | #N/A | #N/A | #N/A | #N/A | #N/A
[7 empty] | 9 | 8 | 6007 | 7 | 2020-09-08 | Sunday | 7 | No | #N/A | #N/A | #N/A | #N/A | #N/A | #N/A | #N/A | #N/A | #N/A | #N/A | #N/A | #N/A | #N/A | #N/A | #N/A | #N/A | #N/A | #N/A | #N/A | #N/A | #N/A | #N/A | #N/A | #N/A | #N/A | #N/A | #N/A | #N/A | #N/A | #N/A | #N/A | #N/A | #N/A | #N/A | #N/A | #N/A
[7 empty] | 9 | 8 | 6008 | 8 | 2020-09-08 | Sunday | 7 | No | #N/A | #N/A | #N/A | #N/A | #N/A | #N/A | #N/A | #N/A | #N/A | #N/A | #N/A | #N/A | #N/A | #N/A | #N/A | #N/A | #N/A | #N/A | #N/A | #N/A | #N/A | #N/A | #N/A | #N/A | #N/A | #N/A | #N/A | #N/A | #N/A | #N/A | #N/A | #N/A | #N/A | #N/A | #N/A | #N/A
[7 empty] | 9 | 8 | 6009 | 9 | 2020-09-08 | Sunday | 7 | No | #N/A | #N/A | #N/A | #N/A | #N/A | #N/A | #N/A | #N/A | #N/A | #N/A | #N/A | #N/A | #N/A | #N/A | #N/A | #N/A | #N/A | #N/A | #N/A | #N/A | #N/A | #N/A | #N/A | #N/A | #N/A | #N/A | #N/A | #N/A | #N/A | #N/A | #N/A | #N/A | #N/A | #N/A | #N/A | #N/A
[7 empty] | 9 | 8 | 6010 | 10 | 2020-09-08 | Sunday | 7 | No | #N/A | #N/A | #N/A | #N/A | #N/A | #N/A | #N/A | #N/A | #N/A | #N/A | #N/A | #N/A | #N/A | #N/A | #N/A | #N/A | #N/A | #N/A | #N/A | #N/A | #N/A | #N/A | #N/A | #N/A | #N/A | #N/A | #N/A | #N/A | #N/A | #N/A | #N/A | #N/A | #N/A | #N/A | #N/A | #N/A
[7 empty] | 9 | 8 | 6011 | 11 | 2020-09-08 | Sunday | 7 | No | #N/A | #N/A | #N/A | #N/A | #N/A | #N/A | #N/A | #N/A | #N/A | #N/A | #N/A | #N/A | #N/A | #N/A | #N/A | #N/A | #N/A | #N/A | #N/A | #N/A | #N/A | #N/A | #N/A | #N/A | #N/A | #N/A | #N/A | #N/A | #N/A | #N/A | #N/A | #N/A | #N/A | #N/A | #N/A | #N/A
[7 empty] | 9 | 8 | 6012 | 12 | 2020-09-08 | Sunday | 7 | No | #N/A | #N/A | #N/A | #N/A | #N/A | #N/A | #N/A | #N/A | #N/A | #N/A | #N/A | #N/A | #N/A | #N/A | #N/A | #N/A | #N/A | #N/A | #N/A | #N/A | #N/A | #N/A | #N/A | #N/A | #N/A | #N/A | #N/A | #N/A | #N/A | #N/A | #N/A | #N/A | #N/A | #N/A | #N/A | #N/A
[7 empty] | 9 | 8 | 6013 | 13 | 2020-09-08 | Sunday | 7 | No | #N/A | #N/A | #N/A | #N/A | #N/A | #N/A | #N/A | #N/A | #N/A | #N/A | #N/A | #N/A | #N/A | #N/A | #N/A | #N/A | #N/A | #N/A | #N/A | #N/A | #N/A | #N/A | #N/A | #N/A | #N/A | #N/A | #N/A | #N/A | #N/A | #N/A | #N/A | #N/A | #N/A | #N/A | #N/A | #N/A
[7 empty] | 9 | 8 | 6014 | 14 | 2020-09-08 | Sunday | 7 | No | #N/A | #N/A | #N/A | #N/A | #N/A | #N/A | #N/A | #N/A | #N/A | #N/A | #N/A | #N/A | #N/A | #N/A | #N/A | #N/A | #N/A | #N/A | #N/A | #N/A | #N/A | #N/A | #N/A | #N/A | #N/A | #N/A | #N/A | #N/A | #N/A | #N/A | #N/A | #N/A | #N/A | #N/A | #N/A | #N/A
[7 empty] | 9 | 8 | 6015 | 15 | 2020-09-08 | Sunday | 7 | No | #N/A | #N/A | #N/A | #N/A | #N/A | #N/A | #N/A | #N/A | #N/A | #N/A | #N/A | #N/A | #N/A | #N/A | #N/A | #N/A | #N/A | #N/A | #N/A | #N/A | #N/A | #N/A | #N/A | #N/A | #N/A | #N/A | #N/A | #N/A | #N/A | #N/A | #N/A | #N/A | #N/A | #N/A | #N/A | #N/A
[7 empty] | 9 | 8 | 6016 | 16 | 2020-09-08 | Sunday | 7 | No | #N/A | #N/A | #N/A | #N/A | #N/A | #N/A | #N/A | #N/A | #N/A | #N/A | #N/A | #N/A | #N/A | #N/A | #N/A | #N/A | #N/A | #N/A | #N/A | #N/A | #N/A | #N/A | #N/A | #N/A | #N/A | #N/A | #N/A | #N/A | #N/A | #N/A | #N/A | #N/A | #N/A | #N/A | #N/A | #N/A
[7 empty] | 9 | 8 | 6017 | 17 | 2020-09-08 | Sunday | 7 | No | #N/A | #N/A | #N/A | #N/A | #N/A | #N/A | #N/A | #N/A | #N/A | #N/A | #N/A | #N/A | #N/A | #N/A | #N/A | #N/A | #N/A | #N/A | #N/A | #N/A | #N/A | #N/A | #N/A | #N/A | #N/A | #N/A | #N/A | #N/A | #N/A | #N/A | #N/A | #N/A | #N/A | #N/A | #N/A | #N/A
[7 empty] | 9 | 8 | 6018 | 18 | 2020-09-08 | Sunday | 7 | No | #N/A | #N/A | #N/A | #N/A | #N/A | #N/A | #N/A | #N/A | #N/A | #N/A | #N/A | #N/A | #N/A | #N/A | #N/A | #N/A | #N/A | #N/A | #N/A | #N/A | #N/A | #N/A | #N/A | #N/A | #N/A | #N/A | #N/A | #N/A | #N/A | #N/A | #N/A | #N/A | #N/A | #N/A | #N/A | #N/A
[7 empty] | 9 | 8 | 6019 | 19 | 2020-09-08 | Sunday | 7 | No | #N/A | #N/A | #N/A | #N/A | #N/A | #N/A | #N/A | #N/A | #N/A | #N/A | #N/A | #N/A | #N/A | #N/A | #N/A | #N/A | #N/A | #N/A | #N/A | #N/A | #N/A | #N/A | #N/A | #N/A | #N/A | #N/A | #N/A | #N/A | #N/A | #N/A | #N/A | #N/A | #N/A | #N/A | #N/A | #N/A
[7 empty] | 9 | 8 | 6020 | 20 | 2020-09-08 | Sunday | 7 | No | #N/A | #N/A | #N/A | #N/A | #N/A | #N/A | #N/A | #N/A | #N/A | #N/A | #N/A | #N/A | #N/A | #N/A | #N/A | #N/A | #N/A | #N/A | #N/A | #N/A | #N/A | #N/A | #N/A | #N/A | #N/A | #N/A | #N/A | #N/A | #N/A | #N/A | #N/A | #N/A | #N/A | #N/A | #N/A | #N/A
[7 empty] | 9 | 8 | 6021 | 21 | 2020-09-08 | Sunday | 7 | No | #N/A | #N/A | #N/A | #N/A | #N/A | #N/A | #N/A | #N/A | #N/A | #N/A | #N/A | #N/A | #N/A | #N/A | #N/A | #N/A | #N/A | #N/A | #N/A | #N/A | #N/A | #N/A | #N/A | #N/A | #N/A | #N/A | #N/A | #N/A | #N/A | #N/A | #N/A | #N/A | #N/A | #N/A | #N/A | #N/A
[7 empty] | 9 | 8 | 6022 | 22 | 2020-09-08 | Sunday | 7 | No | #N/A | #N/A | #N/A | #N/A | #N/A | #N/A | #N/A | #N/A | #N/A | #N/A | #N/A | #N/A | #N/A | #N/A | #N/A | #N/A | #N/A | #N/A | #N/A | #N/A | #N/A | #N/A | #N/A | #N/A | #N/A | #N/A | #N/A | #N/A | #N/A | #N/A | #N/A | #N/A | #N/A | #N/A | #N/A | #N/A
[7 empty] | 9 | 8 | 6023 | 23 | 2020-09-08 | Sunday | 7 | No | #N/A | #N/A | #N/A | #N/A | #N/A | #N/A | #N/A | #N/A | #N/A | #N/A | #N/A | #N/A | #N/A | #N/A | #N/A | #N/A | #N/A | #N/A | #N/A | #N/A | #N/A | #N/A | #N/A | #N/A | #N/A | #N/A | #N/A | #N/A | #N/A | #N/A | #N/A | #N/A | #N/A | #N/A | #N/A | #N/A
[7 empty] | 9 | 8 | 6024 | 24 | 2020-09-08 | Sunday | 7 | No | #N/A | #N/A | #N/A | #N/A | #N/A | #N/A | #N/A | #N/A | #N/A | #N/A | #N/A | #N/A | #N/A | #N/A | #N/A | #N/A | #N/A | #N/A | #N/A | #N/A | #N/A | #N/A | #N/A | #N/A | #N/A | #N/A | #N/A | #N/A | #N/A | #N/A | #N/A | #N/A | #N/A | #N/A | #N/A | #N/A
[7 empty] | 9 | 9 | 6025 | 1 | 2020-09-09 | Monday | 1 | No | #N/A | #N/A | #N/A | #N/A | #N/A | #N/A | #N/A | #N/A | #N/A | #N/A | #N/A | #N/A | #N/A | #N/A | #N/A | #N/A | #N/A | #N/A | #N/A | #N/A | #N/A | #N/A | #N/A | #N/A | #N/A | #N/A | #N/A | #N/A | #N/A | #N/A | #N/A | #N/A | #N/A | #N/A | #N/A | #N/A
[7 empty] | 9 | 9 | 6026 | 2 | 2020-09-09 | Monday | 1 | No | #N/A | #N/A | #N/A | #N/A | #N/A | #N/A | #N/A | #N/A | #N/A | #N/A | #N/A | #N/A | #N/A | #N/A | #N/A | #N/A | #N/A | #N/A | #N/A | #N/A | #N/A | #N/A | #N/A | #N/A | #N/A | #N/A | #N/A | #N/A | #N/A | #N/A | #N/A | #N/A | #N/A | #N/A | #N/A | #N/A
[7 empty] | 9 | 9 | 6027 | 3 | 2020-09-09 | Monday | 1 | No | #N/A | #N/A | #N/A | #N/A | #N/A | #N/A | #N/A | #N/A | #N/A | #N/A | #N/A | #N/A | #N/A | #N/A | #N/A | #N/A | #N/A | #N/A | #N/A | #N/A | #N/A | #N/A | #N/A | #N/A | #N/A | #N/A | #N/A | #N/A | #N/A | #N/A | #N/A | #N/A | #N/A | #N/A | #N/A | #N/A
[7 empty] | 9 | 9 | 6028 | 4 | 2020-09-09 | Monday | 1 | No | #N/A | #N/A | #N/A | #N/A | #N/A | #N/A | #N/A | #N/A | #N/A | #N/A | #N/A | #N/A | #N/A | #N/A | #N/A | #N/A | #N/A | #N/A | #N/A | #N/A | #N/A | #N/A | #N/A | #N/A | #N/A | #N/A | #N/A | #N/A | #N/A | #N/A | #N/A | #N/A | #N/A | #N/A | #N/A | #N/A
[7 empty] | 9 | 9 | 6029 | 5 | 2020-09-09 | Monday | 1 | No | #N/A | #N/A | #N/A | #N/A | #N/A | #N/A | #N/A | #N/A | #N/A | #N/A | #N/A | #N/A | #N/A | #N/A | #N/A | #N/A | #N/A | #N/A | #N/A | #N/A | #N/A | #N/A | #N/A | #N/A | #N/A | #N/A | #N/A | #N/A | #N/A | #N/A | #N/A | #N/A | #N/A | #N/A | #N/A | #N/A
[7 empty] | 9 | 9 | 6030 | 6 | 2020-09-09 | Monday | 1 | No | #N/A | #N/A | #N/A | #N/A | #N/A | #N/A | #N/A | #N/A | #N/A | #N/A | #N/A | #N/A | #N/A | #N/A | #N/A | #N/A | #N/A | #N/A | #N/A | #N/A | #N/A | #N/A | #N/A | #N/A | #N/A | #N/A | #N/A | #N/A | #N/A | #N/A | #N/A | #N/A | #N/A | #N/A | #N/A | #N/A
[7 empty] | 9 | 9 | 6031 | 7 | 2020-09-09 | Monday | 1 | No | #N/A | #N/A | #N/A | #N/A | #N/A | #N/A | #N/A | #N/A | #N/A | #N/A | #N/A | #N/A | #N/A | #N/A | #N/A | #N/A | #N/A | #N/A | #N/A | #N/A | #N/A | #N/A | #N/A | #N/A | #N/A | #N/A | #N/A | #N/A | #N/A | #N/A | #N/A | #N/A | #N/A | #N/A | #N/A | #N/A
[7 empty] | 9 | 9 | 6032 | 8 | 2020-09-09 | Monday | 1 | No | #N/A | #N/A | #N/A | #N/A | #N/A | #N/A | #N/A | #N/A | #N/A | #N/A | #N/A | #N/A | #N/A | #N/A | #N/A | #N/A | #N/A | #N/A | #N/A | #N/A | #N/A | #N/A | #N/A | #N/A | #N/A | #N/A | #N/A | #N/A | #N/A | #N/A | #N/A | #N/A | #N/A | #N/A | #N/A | #N/A
[7 empty] | 9 | 9 | 6033 | 9 | 2020-09-09 | Monday | 1 | No | #N/A | #N/A | #N/A | #N/A | #N/A | #N/A | #N/A | #N/A | #N/A | #N/A | #N/A | #N/A | #N/A | #N/A | #N/A | #N/A | #N/A | #N/A | #N/A | #N/A | #N/A | #N/A | #N/A | #N/A | #N/A | #N/A | #N/A | #N/A | #N/A | #N/A | #N/A | #N/A | #N/A | #N/A | #N/A | #N/A
[7 empty] | 9 | 9 | 6034 | 10 | 2020-09-09 | Monday | 1 | No | #N/A | #N/A | #N/A | #N/A | #N/A | #N/A | #N/A | #N/A | #N/A | #N/A | #N/A | #N/A | #N/A | #N/A | #N/A | #N/A | #N/A | #N/A | #N/A | #N/A | #N/A | #N/A | #N/A | #N/A | #N/A | #N/A | #N/A | #N/A | #N/A | #N/A | #N/A | #N/A | #N/A | #N/A | #N/A | #N/A
[7 empty] | 9 | 9 | 6035 | 11 | 2020-09-09 | Monday | 1 | No | #N/A | #N/A | #N/A | #N/A | #N/A | #N/A | #N/A | #N/A | #N/A | #N/A | #N/A | #N/A | #N/A | #N/A | #N/A | #N/A | #N/A | #N/A | #N/A | #N/A | #N/A | #N/A | #N/A | #N/A | #N/A | #N/A | #N/A | #N/A | #N/A | #N/A | #N/A | #N/A | #N/A | #N/A | #N/A | #N/A
[7 empty] | 9 | 9 | 6036 | 12 | 2020-09-09 | Monday | 1 | No | #N/A | #N/A | #N/A | #N/A | #N/A | #N/A | #N/A | #N/A | #N/A | #N/A | #N/A | #N/A | #N/A | #N/A | #N/A | #N/A | #N/A | #N/A | #N/A | #N/A | #N/A | #N/A | #N/A | #N/A | #N/A | #N/A | #N/A | #N/A | #N/A | #N/A | #N/A | #N/A | #N/A | #N/A | #N/A | #N/A
[7 empty] | 9 | 9 | 6037 | 13 | 2020-09-09 | Monday | 1 | No | #N/A | #N/A | #N/A | #N/A | #N/A | #N/A | #N/A | #N/A | #N/A | #N/A | #N/A | #N/A | #N/A | #N/A | #N/A | #N/A | #N/A | #N/A | #N/A | #N/A | #N/A | #N/A | #N/A | #N/A | #N/A | #N/A | #N/A | #N/A | #N/A | #N/A | #N/A | #N/A | #N/A | #N/A | #N/A | #N/A
[7 empty] | 9 | 9 | 6038 | 14 | 2020-09-09 | Monday | 1 | No | #N/A | #N/A | #N/A | #N/A | #N/A | #N/A | #N/A | #N/A | #N/A | #N/A | #N/A | #N/A | #N/A | #N/A | #N/A | #N/A | #N/A | #N/A | #N/A | #N/A | #N/A | #N/A | #N/A | #N/A | #N/A | #N/A | #N/A | #N/A | #N/A | #N/A | #N/A | #N/A | #N/A | #N/A | #N/A | #N/A
[7 empty] | 9 | 9 | 6039 | 15 | 2020-09-09 | Monday | 1 | No | #N/A | #N/A | #N/A | #N/A | #N/A | #N/A | #N/A | #N/A | #N/A | #N/A | #N/A | #N/A | #N/A | #N/A | #N/A | #N/A | #N/A | #N/A | #N/A | #N/A | #N/A | #N/A | #N/A | #N/A | #N/A | #N/A | #N/A | #N/A | #N/A | #N/A | #N/A | #N/A | #N/A | #N/A | #N/A | #N/A
[7 empty] | 9 | 9 | 6040 | 16 | 2020-09-09 | Monday | 1 | No | #N/A | #N/A | #N/A | #N/A | #N/A | #N/A | #N/A | #N/A | #N/A | #N/A | #N/A | #N/A | #N/A | #N/A | #N/A | #N/A | #N/A | #N/A | #N/A | #N/A | #N/A | #N/A | #N/A | #N/A | #N/A | #N/A | #N/A | #N/A | #N/A | #N/A | #N/A | #N/A | #N/A | #N/A | #N/A | #N/A
[7 empty] | 9 | 9 | 6041 | 17 | 2020-09-09 | Monday | 1 | No | #N/A | #N/A | #N/A | #N/A | #N/A | #N/A | #N/A | #N/A | #N/A | #N/A | #N/A | #N/A | #N/A | #N/A | #N/A | #N/A | #N/A | #N/A | #N/A | #N/A | #N/A | #N/A | #N/A | #N/A | #N/A | #N/A | #N/A | #N/A | #N/A | #N/A | #N/A | #N/A | #N/A | #N/A | #N/A | #N/A
[7 empty] | 9 | 9 | 6042 | 18 | 2020-09-09 | Monday | 1 | No | #N/A | #N/A | #N/A | #N/A | #N/A | #N/A | #N/A | #N/A | #N/A | #N/A | #N/A | #N/A | #N/A | #N/A | #N/A | #N/A | #N/A | #N/A | #N/A | #N/A | #N/A | #N/A | #N/A | #N/A | #N/A | #N/A | #N/A | #N/A | #N/A | #N/A | #N/A | #N/A | #N/A | #N/A | #N/A | #N/A
[7 empty] | 9 | 9 | 6043 | 19 | 2020-09-09 | Monday | 1 | No | #N/A | #N/A | #N/A | #N/A | #N/A | #N/A | #N/A | #N/A | #N/A | #N/A | #N/A | #N/A | #N/A | #N/A | #N/A | #N/A | #N/A | #N/A | #N/A | #N/A | #N/A | #N/A | #N/A | #N/A | #N/A | #N/A | #N/A | #N/A | #N/A | #N/A | #N/A | #N/A | #N/A | #N/A | #N/A | #N/A
[7 empty] | 9 | 9 | 6044 | 20 | 2020-09-09 | Monday | 1 | No | #N/A | #N/A | #N/A | #N/A | #N/A | #N/A | #N/A | #N/A | #N/A | #N/A | #N/A | #N/A | #N/A | #N/A | #N/A | #N/A | #N/A | #N/A | #N/A | #N/A | #N/A | #N/A | #N/A | #N/A | #N/A | #N/A | #N/A | #N/A | #N/A | #N/A | #N/A | #N/A | #N/A | #N/A | #N/A | #N/A
[7 empty] | 9 | 9 | 6045 | 21 | 2020-09-09 | Monday | 1 | No | #N/A | #N/A | #N/A | #N/A | #N/A | #N/A | #N/A | #N/A | #N/A | #N/A | #N/A | #N/A | #N/A | #N/A | #N/A | #N/A | #N/A | #N/A | #N/A | #N/A | #N/A | #N/A | #N/A | #N/A | #N/A | #N/A | #N/A | #N/A | #N/A | #N/A | #N/A | #N/A | #N/A | #N/A | #N/A | #N/A
[7 empty] | 9 | 9 | 6046 | 22 | 2020-09-09 | Monday | 1 | No | #N/A | #N/A | #N/A | #N/A | #N/A | #N/A | #N/A | #N/A | #N/A | #N/A | #N/A | #N/A | #N/A | #N/A | #N/A | #N/A | #N/A | #N/A | #N/A | #N/A | #N/A | #N/A | #N/A | #N/A | #N/A | #N/A | #N/A | #N/A | #N/A | #N/A | #N/A | #N/A | #N/A | #N/A | #N/A | #N/A
[7 empty] | 9 | 9 | 6047 | 23 | 2020-09-09 | Monday | 1 | No | #N/A | #N/A | #N/A | #N/A | #N/A | #N/A | #N/A | #N/A | #N/A | #N/A | #N/A | #N/A | #N/A | #N/A | #N/A | #N/A | #N/A | #N/A | #N/A | #N/A | #N/A | #N/A | #N/A | #N/A | #N/A | #N/A | #N/A | #N/A | #N/A | #N/A | #N/A | #N/A | #N/A | #N/A | #N/A | #N/A
[7 empty] | 9 | 9 | 6048 | 24 | 2020-09-09 | Monday | 1 | No | #N/A | #N/A | #N/A | #N/A | #N/A | #N/A | #N/A | #N/A | #N/A | #N/A | #N/A | #N/A | #N/A | #N/A | #N/A | #N/A | #N/A | #N/A | #N/A | #N/A | #N/A | #N/A | #N/A | #N/A | #N/A | #N/A | #N/A | #N/A | #N/A | #N/A | #N/A | #N/A | #N/A | #N/A | #N/A | #N/A
[7 empty] | 9 | 10 | 6049 | 1 | 2020-09-10 | Tuesday | 2 | No | #N/A | #N/A | #N/A | #N/A | #N/A | #N/A | #N/A | #N/A | #N/A | #N/A | #N/A | #N/A | #N/A | #N/A | #N/A | #N/A | #N/A | #N/A | #N/A | #N/A | #N/A | #N/A | #N/A | #N/A | #N/A | #N/A | #N/A | #N/A | #N/A | #N/A | #N/A | #N/A | #N/A | #N/A | #N/A | #N/A
[7 empty] | 9 | 10 | 6050 | 2 | 2020-09-10 | Tuesday | 2 | No | #N/A | #N/A | #N/A | #N/A | #N/A | #N/A | #N/A | #N/A | #N/A | #N/A | #N/A | #N/A | #N/A | #N/A | #N/A | #N/A | #N/A | #N/A | #N/A | #N/A | #N/A | #N/A | #N/A | #N/A | #N/A | #N/A | #N/A | #N/A | #N/A | #N/A | #N/A | #N/A | #N/A | #N/A | #N/A | #N/A
[7 empty] | 9 | 10 | 6051 | 3 | 2020-09-10 | Tuesday | 2 | No | #N/A | #N/A | #N/A | #N/A | #N/A | #N/A | #N/A | #N/A | #N/A | #N/A | #N/A | #N/A | #N/A | #N/A | #N/A | #N/A | #N/A | #N/A | #N/A | #N/A | #N/A | #N/A | #N/A | #N/A | #N/A | #N/A | #N/A | #N/A | #N/A | #N/A | #N/A | #N/A | #N/A | #N/A | #N/A | #N/A
[7 empty] | 9 | 10 | 6052 | 4 | 2020-09-10 | Tuesday | 2 | No | #N/A | #N/A | #N/A | #N/A | #N/A | #N/A | #N/A | #N/A | #N/A | #N/A | #N/A | #N/A | #N/A | #N/A | #N/A | #N/A | #N/A | #N/A | #N/A | #N/A | #N/A | #N/A | #N/A | #N/A | #N/A | #N/A | #N/A | #N/A | #N/A | #N/A | #N/A | #N/A | #N/A | #N/A | #N/A | #N/A
[7 empty] | 9 | 10 | 6053 | 5 | 2020-09-10 | Tuesday | 2 | No | #N/A | #N/A | #N/A | #N/A | #N/A | #N/A | #N/A | #N/A | #N/A | #N/A | #N/A | #N/A | #N/A | #N/A | #N/A | #N/A | #N/A | #N/A | #N/A | #N/A | #N/A | #N/A | #N/A | #N/A | #N/A | #N/A | #N/A | #N/A | #N/A | #N/A | #N/A | #N/A | #N/A | #N/A | #N/A | #N/A
[7 empty] | 9 | 10 | 6054 | 6 | 2020-09-10 | Tuesday | 2 | No | #N/A | #N/A | #N/A | #N/A | #N/A | #N/A | #N/A | #N/A | #N/A | #N/A | #N/A | #N/A | #N/A | #N/A | #N/A | #N/A | #N/A | #N/A | #N/A | #N/A | #N/A | #N/A | #N/A | #N/A | #N/A | #N/A | #N/A | #N/A | #N/A | #N/A | #N/A | #N/A | #N/A | #N/A | #N/A | #N/A
[7 empty] | 9 | 10 | 6055 | 7 | 2020-09-10 | Tuesday | 2 | No | #N/A | #N/A | #N/A | #N/A | #N/A | #N/A | #N/A | #N/A | #N/A | #N/A | #N/A | #N/A | #N/A | #N/A | #N/A | #N/A | #N/A | #N/A | #N/A | #N/A | #N/A | #N/A | #N/A | #N/A | #N/A | #N/A | #N/A | #N/A | #N/A | #N/A | #N/A | #N/A | #N/A | #N/A | #N/A | #N/A
[7 empty] | 9 | 10 | 6056 | 8 | 2020-09-10 | Tuesday | 2 | No | #N/A | #N/A | #N/A | #N/A | #N/A | #N/A | #N/A | #N/A | #N/A | #N/A | #N/A | #N/A | #N/A | #N/A | #N/A | #N/A | #N/A | #N/A | #N/A | #N/A | #N/A | #N/A | #N/A | #N/A | #N/A | #N/A | #N/A | #N/A | #N/A | #N/A | #N/A | #N/A | #N/A | #N/A | #N/A | #N/A
[7 empty] | 9 | 10 | 6057 | 9 | 2020-09-10 | Tuesday | 2 | No | #N/A | #N/A | #N/A | #N/A | #N/A | #N/A | #N/A | #N/A | #N/A | #N/A | #N/A | #N/A | #N/A | #N/A | #N/A | #N/A | #N/A | #N/A | #N/A | #N/A | #N/A | #N/A | #N/A | #N/A | #N/A | #N/A | #N/A | #N/A | #N/A | #N/A | #N/A | #N/A | #N/A | #N/A | #N/A | #N/A
[7 empty] | 9 | 10 | 6058 | 10 | 2020-09-10 | Tuesday | 2 | No | #N/A | #N/A | #N/A | #N/A | #N/A | #N/A | #N/A | #N/A | #N/A | #N/A | #N/A | #N/A | #N/A | #N/A | #N/A | #N/A | #N/A | #N/A | #N/A | #N/A | #N/A | #N/A | #N/A | #N/A | #N/A | #N/A | #N/A | #N/A | #N/A | #N/A | #N/A | #N/A | #N/A | #N/A | #N/A | #N/A
[7 empty] | 9 | 10 | 6059 | 11 | 2020-09-10 | Tuesday | 2 | No | #N/A | #N/A | #N/A | #N/A | #N/A | #N/A | #N/A | #N/A | #N/A | #N/A | #N/A | #N/A | #N/A | #N/A | #N/A | #N/A | #N/A | #N/A | #N/A | #N/A | #N/A | #N/A | #N/A | #N/A | #N/A | #N/A | #N/A | #N/A | #N/A | #N/A | #N/A | #N/A | #N/A | #N/A | #N/A | #N/A
[7 empty] | 9 | 10 | 6060 | 12 | 2020-09-10 | Tuesday | 2 | No | #N/A | #N/A | #N/A | #N/A | #N/A | #N/A | #N/A | #N/A | #N/A | #N/A | #N/A | #N/A | #N/A | #N/A | #N/A | #N/A | #N/A | #N/A | #N/A | #N/A | #N/A | #N/A | #N/A | #N/A | #N/A | #N/A | #N/A | #N/A | #N/A | #N/A | #N/A | #N/A | #N/A | #N/A | #N/A | #N/A
[7 empty] | 9 | 10 | 6061 | 13 | 2020-09-10 | Tuesday | 2 | No | #N/A | #N/A | #N/A | #N/A | #N/A | #N/A | #N/A | #N/A | #N/A | #N/A | #N/A | #N/A | #N/A | #N/A | #N/A | #N/A | #N/A | #N/A | #N/A | #N/A | #N/A | #N/A | #N/A | #N/A | #N/A | #N/A | #N/A | #N/A | #N/A | #N/A | #N/A | #N/A | #N/A | #N/A | #N/A | #N/A
[7 empty] | 9 | 10 | 6062 | 14 | 2020-09-10 | Tuesday | 2 | No | #N/A | #N/A | #N/A | #N/A | #N/A | #N/A | #N/A | #N/A | #N/A | #N/A | #N/A | #N/A | #N/A | #N/A | #N/A | #N/A | #N/A | #N/A | #N/A | #N/A | #N/A | #N/A | #N/A | #N/A | #N/A | #N/A | #N/A | #N/A | #N/A | #N/A | #N/A | #N/A | #N/A | #N/A | #N/A | #N/A
[7 empty] | 9 | 10 | 6063 | 15 | 2020-09-10 | Tuesday | 2 | No | #N/A | #N/A | #N/A | #N/A | #N/A | #N/A | #N/A | #N/A | #N/A | #N/A | #N/A | #N/A | #N/A | #N/A | #N/A | #N/A | #N/A | #N/A | #N/A | #N/A | #N/A | #N/A | #N/A | #N/A | #N/A | #N/A | #N/A | #N/A | #N/A | #N/A | #N/A | #N/A | #N/A | #N/A | #N/A | #N/A
[7 empty] | 9 | 10 | 6064 | 16 | 2020-09-10 | Tuesday | 2 | No | #N/A | #N/A | #N/A | #N/A | #N/A | #N/A | #N/A | #N/A | #N/A | #N/A | #N/A | #N/A | #N/A | #N/A | #N/A | #N/A | #N/A | #N/A | #N/A | #N/A | #N/A | #N/A | #N/A | #N/A | #N/A | #N/A | #N/A | #N/A | #N/A | #N/A | #N/A | #N/A | #N/A | #N/A | #N/A | #N/A
[7 empty] | 9 | 10 | 6065 | 17 | 2020-09-10 | Tuesday | 2 | No | #N/A | #N/A | #N/A | #N/A | #N/A | #N/A | #N/A | #N/A | #N/A | #N/A | #N/A | #N/A | #N/A | #N/A | #N/A | #N/A | #N/A | #N/A | #N/A | #N/A | #N/A | #N/A | #N/A | #N/A | #N/A | #N/A | #N/A | #N/A | #N/A | #N/A | #N/A | #N/A | #N/A | #N/A | #N/A | #N/A
[7 empty] | 9 | 10 | 6066 | 18 | 2020-09-10 | Tuesday | 2 | No | #N/A | #N/A | #N/A | #N/A | #N/A | #N/A | #N/A | #N/A | #N/A | #N/A | #N/A | #N/A | #N/A | #N/A | #N/A | #N/A | #N/A | #N/A | #N/A | #N/A | #N/A | #N/A | #N/A | #N/A | #N/A | #N/A | #N/A | #N/A | #N/A | #N/A | #N/A | #N/A | #N/A | #N/A | #N/A | #N/A
[7 empty] | 9 | 10 | 6067 | 19 | 2020-09-10 | Tuesday | 2 | No | #N/A | #N/A | #N/A | #N/A | #N/A | #N/A | #N/A | #N/A | #N/A | #N/A | #N/A | #N/A | #N/A | #N/A | #N/A | #N/A | #N/A | #N/A | #N/A | #N/A | #N/A | #N/A | #N/A | #N/A | #N/A | #N/A | #N/A | #N/A | #N/A | #N/A | #N/A | #N/A | #N/A | #N/A | #N/A | #N/A
[7 empty] | 9 | 10 | 6068 | 20 | 2020-09-10 | Tuesday | 2 | No | #N/A | #N/A | #N/A | #N/A | #N/A | #N/A | #N/A | #N/A | #N/A | #N/A | #N/A | #N/A | #N/A | #N/A | #N/A | #N/A | #N/A | #N/A | #N/A | #N/A | #N/A | #N/A | #N/A | #N/A | #N/A | #N/A | #N/A | #N/A | #N/A | #N/A | #N/A | #N/A | #N/A | #N/A | #N/A | #N/A
[7 empty] | 9 | 10 | 6069 | 21 | 2020-09-10 | Tuesday | 2 | No | #N/A | #N/A | #N/A | #N/A | #N/A | #N/A | #N/A | #N/A | #N/A | #N/A | #N/A | #N/A | #N/A | #N/A | #N/A | #N/A | #N/A | #N/A | #N/A | #N/A | #N/A | #N/A | #N/A | #N/A | #N/A | #N/A | #N/A | #N/A | #N/A | #N/A | #N/A | #N/A | #N/A | #N/A | #N/A | #N/A
[7 empty] | 9 | 10 | 6070 | 22 | 2020-09-10 | Tuesday | 2 | No | #N/A | #N/A | #N/A | #N/A | #N/A | #N/A | #N/A | #N/A | #N/A | #N/A | #N/A | #N/A | #N/A | #N/A | #N/A | #N/A | #N/A | #N/A | #N/A | #N/A | #N/A | #N/A | #N/A | #N/A | #N/A | #N/A | #N/A | #N/A | #N/A | #N/A | #N/A | #N/A | #N/A | #N/A | #N/A | #N/A
[7 empty] | 9 | 10 | 6071 | 23 | 2020-09-10 | Tuesday | 2 | No | #N/A | #N/A | #N/A | #N/A | #N/A | #N/A | #N/A | #N/A | #N/A | #N/A | #N/A | #N/A | #N/A | #N/A | #N/A | #N/A | #N/A | #N/A | #N/A | #N/A | #N/A | #N/A | #N/A | #N/A | #N/A | #N/A | #N/A | #N/A | #N/A | #N/A | #N/A | #N/A | #N/A | #N/A | #N/A | #N/A
[7 empty] | 9 | 10 | 6072 | 24 | 2020-09-10 | Tuesday | 2 | No | #N/A | #N/A | #N/A | #N/A | #N/A | #N/A | #N/A | #N/A | #N/A | #N/A | #N/A | #N/A | #N/A | #N/A | #N/A | #N/A | #N/A | #N/A | #N/A | #N/A | #N/A | #N/A | #N/A | #N/A | #N/A | #N/A | #N/A | #N/A | #N/A | #N/A | #N/A | #N/A | #N/A | #N/A | #N/A | #N/A
[7 empty] | 9 | 11 | 6073 | 1 | 2020-09-11 | Wednesday | 3 | No | #N/A | #N/A | #N/A | #N/A | #N/A | #N/A | #N/A | #N/A | #N/A | #N/A | #N/A | #N/A | #N/A | #N/A | #N/A | #N/A | #N/A | #N/A | #N/A | #N/A | #N/A | #N/A | #N/A | #N/A | #N/A | #N/A | #N/A | #N/A | #N/A | #N/A | #N/A | #N/A | #N/A | #N/A | #N/A | #N/A
[7 empty] | 9 | 11 | 6074 | 2 | 2020-09-11 | Wednesday | 3 | No | #N/A | #N/A | #N/A | #N/A | #N/A | #N/A | #N/A | #N/A | #N/A | #N/A | #N/A | #N/A | #N/A | #N/A | #N/A | #N/A | #N/A | #N/A | #N/A | #N/A | #N/A | #N/A | #N/A | #N/A | #N/A | #N/A | #N/A | #N/A | #N/A | #N/A | #N/A | #N/A | #N/A | #N/A | #N/A | #N/A
[7 empty] | 9 | 11 | 6075 | 3 | 2020-09-11 | Wednesday | 3 | No | #N/A | #N/A | #N/A | #N/A | #N/A | #N/A | #N/A | #N/A | #N/A | #N/A | #N/A | #N/A | #N/A | #N/A | #N/A | #N/A | #N/A | #N/A | #N/A | #N/A | #N/A | #N/A | #N/A | #N/A | #N/A | #N/A | #N/A | #N/A | #N/A | #N/A | #N/A | #N/A | #N/A | #N/A | #N/A | #N/A
[7 empty] | 9 | 11 | 6076 | 4 | 2020-09-11 | Wednesday | 3 | No | #N/A | #N/A | #N/A | #N/A | #N/A | #N/A | #N/A | #N/A | #N/A | #N/A | #N/A | #N/A | #N/A | #N/A | #N/A | #N/A | #N/A | #N/A | #N/A | #N/A | #N/A | #N/A | #N/A | #N/A | #N/A | #N/A | #N/A | #N/A | #N/A | #N/A | #N/A | #N/A | #N/A | #N/A | #N/A | #N/A
[7 empty] | 9 | 11 | 6077 | 5 | 2020-09-11 | Wednesday | 3 | No | #N/A | #N/A | #N/A | #N/A | #N/A | #N/A | #N/A | #N/A | #N/A | #N/A | #N/A | #N/A | #N/A | #N/A | #N/A | #N/A | #N/A | #N/A | #N/A | #N/A | #N/A | #N/A | #N/A | #N/A | #N/A | #N/A | #N/A | #N/A | #N/A | #N/A | #N/A | #N/A | #N/A | #N/A | #N/A | #N/A
[7 empty] | 9 | 11 | 6078 | 6 | 2020-09-11 | Wednesday | 3 | No | #N/A | #N/A | #N/A | #N/A | #N/A | #N/A | #N/A | #N/A | #N/A | #N/A | #N/A | #N/A | #N/A | #N/A | #N/A | #N/A | #N/A | #N/A | #N/A | #N/A | #N/A | #N/A | #N/A | #N/A | #N/A | #N/A | #N/A | #N/A | #N/A | #N/A | #N/A | #N/A | #N/A | #N/A | #N/A | #N/A
[7 empty] | 9 | 11 | 6079 | 7 | 2020-09-11 | Wednesday | 3 | No | #N/A | #N/A | #N/A | #N/A | #N/A | #N/A | #N/A | #N/A | #N/A | #N/A | #N/A | #N/A | #N/A | #N/A | #N/A | #N/A | #N/A | #N/A | #N/A | #N/A | #N/A | #N/A | #N/A | #N/A | #N/A | #N/A | #N/A | #N/A | #N/A | #N/A | #N/A | #N/A | #N/A | #N/A | #N/A | #N/A
[7 empty] | 9 | 11 | 6080 | 8 | 2020-09-11 | Wednesday | 3 | No | #N/A | #N/A | #N/A | #N/A | #N/A | #N/A | #N/A | #N/A | #N/A | #N/A | #N/A | #N/A | #N/A | #N/A | #N/A | #N/A | #N/A | #N/A | #N/A | #N/A | #N/A | #N/A | #N/A | #N/A | #N/A | #N/A | #N/A | #N/A | #N/A | #N/A | #N/A | #N/A | #N/A | #N/A | #N/A | #N/A
[7 empty] | 9 | 11 | 6081 | 9 | 2020-09-11 | Wednesday | 3 | No | #N/A | #N/A | #N/A | #N/A | #N/A | #N/A | #N/A | #N/A | #N/A | #N/A | #N/A | #N/A | #N/A | #N/A | #N/A | #N/A | #N/A | #N/A | #N/A | #N/A | #N/A | #N/A | #N/A | #N/A | #N/A | #N/A | #N/A | #N/A | #N/A | #N/A | #N/A | #N/A | #N/A | #N/A | #N/A | #N/A
[7 empty] | 9 | 11 | 6082 | 10 | 2020-09-11 | Wednesday | 3 | No | #N/A | #N/A | #N/A | #N/A | #N/A | #N/A | #N/A | #N/A | #N/A | #N/A | #N/A | #N/A | #N/A | #N/A | #N/A | #N/A | #N/A | #N/A | #N/A | #N/A | #N/A | #N/A | #N/A | #N/A | #N/A | #N/A | #N/A | #N/A | #N/A | #N/A | #N/A | #N/A | #N/A | #N/A | #N/A | #N/A
[7 empty] | 9 | 11 | 6083 | 11 | 2020-09-11 | Wednesday | 3 | No | #N/A | #N/A | #N/A | #N/A | #N/A | #N/A | #N/A | #N/A | #N/A | #N/A | #N/A | #N/A | #N/A | #N/A | #N/A | #N/A | #N/A | #N/A | #N/A | #N/A | #N/A | #N/A | #N/A | #N/A | #N/A | #N/A | #N/A | #N/A | #N/A | #N/A | #N/A | #N/A | #N/A | #N/A | #N/A | #N/A
[7 empty] | 9 | 11 | 6084 | 12 | 2020-09-11 | Wednesday | 3 | No | #N/A | #N/A | #N/A | #N/A | #N/A | #N/A | #N/A | #N/A | #N/A | #N/A | #N/A | #N/A | #N/A | #N/A | #N/A | #N/A | #N/A | #N/A | #N/A | #N/A | #N/A | #N/A | #N/A | #N/A | #N/A | #N/A | #N/A | #N/A | #N/A | #N/A | #N/A | #N/A | #N/A | #N/A | #N/A | #N/A
[7 empty] | 9 | 11 | 6085 | 13 | 2020-09-11 | Wednesday | 3 | No | #N/A | #N/A | #N/A | #N/A | #N/A | #N/A | #N/A | #N/A | #N/A | #N/A | #N/A | #N/A | #N/A | #N/A | #N/A | #N/A | #N/A | #N/A | #N/A | #N/A | #N/A | #N/A | #N/A | #N/A | #N/A | #N/A | #N/A | #N/A | #N/A | #N/A | #N/A | #N/A | #N/A | #N/A | #N/A | #N/A
[7 empty] | 9 | 11 | 6086 | 14 | 2020-09-11 | Wednesday | 3 | No | #N/A | #N/A | #N/A | #N/A | #N/A | #N/A | #N/A | #N/A | #N/A | #N/A | #N/A | #N/A | #N/A | #N/A | #N/A | #N/A | #N/A | #N/A | #N/A | #N/A | #N/A | #N/A | #N/A | #N/A | #N/A | #N/A | #N/A | #N/A | #N/A | #N/A | #N/A | #N/A | #N/A | #N/A | #N/A | #N/A
[7 empty] | 9 | 11 | 6087 | 15 | 2020-09-11 | Wednesday | 3 | No | #N/A | #N/A | #N/A | #N/A | #N/A | #N/A | #N/A | #N/A | #N/A | #N/A | #N/A | #N/A | #N/A | #N/A | #N/A | #N/A | #N/A | #N/A | #N/A | #N/A | #N/A | #N/A | #N/A | #N/A | #N/A | #N/A | #N/A | #N/A | #N/A | #N/A | #N/A | #N/A | #N/A | #N/A | #N/A | #N/A
[7 empty] | 9 | 11 | 6088 | 16 | 2020-09-11 | Wednesday | 3 | No | #N/A | #N/A | #N/A | #N/A | #N/A | #N/A | #N/A | #N/A | #N/A | #N/A | #N/A | #N/A | #N/A | #N/A | #N/A | #N/A | #N/A | #N/A | #N/A | #N/A | #N/A | #N/A | #N/A | #N/A | #N/A | #N/A | #N/A | #N/A | #N/A | #N/A | #N/A | #N/A | #N/A | #N/A | #N/A | #N/A
[7 empty] | 9 | 11 | 6089 | 17 | 2020-09-11 | Wednesday | 3 | No | #N/A | #N/A | #N/A | #N/A | #N/A | #N/A | #N/A | #N/A | #N/A | #N/A | #N/A | #N/A | #N/A | #N/A | #N/A | #N/A | #N/A | #N/A | #N/A | #N/A | #N/A | #N/A | #N/A | #N/A | #N/A | #N/A | #N/A | #N/A | #N/A | #N/A | #N/A | #N/A | #N/A | #N/A | #N/A | #N/A
[7 empty] | 9 | 11 | 6090 | 18 | 2020-09-11 | Wednesday | 3 | No | #N/A | #N/A | #N/A | #N/A | #N/A | #N/A | #N/A | #N/A | #N/A | #N/A | #N/A | #N/A | #N/A | #N/A | #N/A | #N/A | #N/A | #N/A | #N/A | #N/A | #N/A | #N/A | #N/A | #N/A | #N/A | #N/A | #N/A | #N/A | #N/A | #N/A | #N/A | #N/A | #N/A | #N/A | #N/A | #N/A
[7 empty] | 9 | 11 | 6091 | 19 | 2020-09-11 | Wednesday | 3 | No | #N/A | #N/A | #N/A | #N/A | #N/A | #N/A | #N/A | #N/A | #N/A | #N/A | #N/A | #N/A | #N/A | #N/A | #N/A | #N/A | #N/A | #N/A | #N/A | #N/A | #N/A | #N/A | #N/A | #N/A | #N/A | #N/A | #N/A | #N/A | #N/A | #N/A | #N/A | #N/A | #N/A | #N/A | #N/A | #N/A
[7 empty] | 9 | 11 | 6092 | 20 | 2020-09-11 | Wednesday | 3 | No | #N/A | #N/A | #N/A | #N/A | #N/A | #N/A | #N/A | #N/A | #N/A | #N/A | #N/A | #N/A | #N/A | #N/A | #N/A | #N/A | #N/A | #N/A | #N/A | #N/A | #N/A | #N/A | #N/A | #N/A | #N/A | #N/A | #N/A | #N/A | #N/A | #N/A | #N/A | #N/A | #N/A | #N/A | #N/A | #N/A
[7 empty] | 9 | 11 | 6093 | 21 | 2020-09-11 | Wednesday | 3 | No | #N/A | #N/A | #N/A | #N/A | #N/A | #N/A | #N/A | #N/A | #N/A | #N/A | #N/A | #N/A | #N/A | #N/A | #N/A | #N/A | #N/A | #N/A | #N/A | #N/A | #N/A | #N/A | #N/A | #N/A | #N/A | #N/A | #N/A | #N/A | #N/A | #N/A | #N/A | #N/A | #N/A | #N/A | #N/A | #N/A
[7 empty] | 9 | 11 | 6094 | 22 | 2020-09-11 | Wednesday | 3 | No | #N/A | #N/A | #N/A | #N/A | #N/A | #N/A | #N/A | #N/A | #N/A | #N/A | #N/A | #N/A | #N/A | #N/A | #N/A | #N/A | #N/A | #N/A | #N/A | #N/A | #N/A | #N/A | #N/A | #N/A | #N/A | #N/A | #N/A | #N/A | #N/A | #N/A | #N/A | #N/A | #N/A | #N/A | #N/A | #N/A
[7 empty] | 9 | 11 | 6095 | 23 | 2020-09-11 | Wednesday | 3 | No | #N/A | #N/A | #N/A | #N/A | #N/A | #N/A | #N/A | #N/A | #N/A | #N/A | #N/A | #N/A | #N/A | #N/A | #N/A | #N/A | #N/A | #N/A | #N/A | #N/A | #N/A | #N/A | #N/A | #N/A | #N/A | #N/A | #N/A | #N/A | #N/A | #N/A | #N/A | #N/A | #N/A | #N/A | #N/A | #N/A
[7 empty] | 9 | 11 | 6096 | 24 | 2020-09-11 | Wednesday | 3 | No | #N/A | #N/A | #N/A | #N/A | #N/A | #N/A | #N/A | #N/A | #N/A | #N/A | #N/A | #N/A | #N/A | #N/A | #N/A | #N/A | #N/A | #N/A | #N/A | #N/A | #N/A | #N/A | #N/A | #N/A | #N/A | #N/A | #N/A | #N/A | #N/A | #N/A | #N/A | #N/A | #N/A | #N/A | #N/A | #N/A
[7 empty] | 9 | 12 | 6097 | 1 | 2020-09-12 | Thursday | 4 | No | #N/A | #N/A | #N/A | #N/A | #N/A | #N/A | #N/A | #N/A | #N/A | #N/A | #N/A | #N/A | #N/A | #N/A | #N/A | #N/A | #N/A | #N/A | #N/A | #N/A | #N/A | #N/A | #N/A | #N/A | #N/A | #N/A | #N/A | #N/A | #N/A | #N/A | #N/A | #N/A | #N/A | #N/A | #N/A | #N/A
[7 empty] | 9 | 12 | 6098 | 2 | 2020-09-12 | Thursday | 4 | No | #N/A | #N/A | #N/A | #N/A | #N/A | #N/A | #N/A | #N/A | #N/A | #N/A | #N/A | #N/A | #N/A | #N/A | #N/A | #N/A | #N/A | #N/A | #N/A | #N/A | #N/A | #N/A | #N/A | #N/A | #N/A | #N/A | #N/A | #N/A | #N/A | #N/A | #N/A | #N/A | #N/A | #N/A | #N/A | #N/A
[7 empty] | 9 | 12 | 6099 | 3 | 2020-09-12 | Thursday | 4 | No | #N/A | #N/A | #N/A | #N/A | #N/A | #N/A | #N/A | #N/A | #N/A | #N/A | #N/A | #N/A | #N/A | #N/A | #N/A | #N/A | #N/A | #N/A | #N/A | #N/A | #N/A | #N/A | #N/A | #N/A | #N/A | #N/A | #N/A | #N/A | #N/A | #N/A | #N/A | #N/A | #N/A | #N/A | #N/A | #N/A
[7 empty] | 9 | 12 | 6100 | 4 | 2020-09-12 | Thursday | 4 | No | #N/A | #N/A | #N/A | #N/A | #N/A | #N/A | #N/A | #N/A | #N/A | #N/A | #N/A | #N/A | #N/A | #N/A | #N/A | #N/A | #N/A | #N/A | #N/A | #N/A | #N/A | #N/A | #N/A | #N/A | #N/A | #N/A | #N/A | #N/A | #N/A | #N/A | #N/A | #N/A | #N/A | #N/A | #N/A | #N/A
[7 empty] | 9 | 12 | 6101 | 5 | 2020-09-12 | Thursday | 4 | No | #N/A | #N/A | #N/A | #N/A | #N/A | #N/A | #N/A | #N/A | #N/A | #N/A | #N/A | #N/A | #N/A | #N/A | #N/A | #N/A | #N/A | #N/A | #N/A | #N/A | #N/A | #N/A | #N/A | #N/A | #N/A | #N/A | #N/A | #N/A | #N/A | #N/A | #N/A | #N/A | #N/A | #N/A | #N/A | #N/A
[7 empty] | 9 | 12 | 6102 | 6 | 2020-09-12 | Thursday | 4 | No | #N/A | #N/A | #N/A | #N/A | #N/A | #N/A | #N/A | #N/A | #N/A | #N/A | #N/A | #N/A | #N/A | #N/A | #N/A | #N/A | #N/A | #N/A | #N/A | #N/A | #N/A | #N/A | #N/A | #N/A | #N/A | #N/A | #N/A | #N/A | #N/A | #N/A | #N/A | #N/A | #N/A | #N/A | #N/A | #N/A
[7 empty] | 9 | 12 | 6103 | 7 | 2020-09-12 | Thursday | 4 | No | #N/A | #N/A | #N/A | #N/A | #N/A | #N/A | #N/A | #N/A | #N/A | #N/A | #N/A | #N/A | #N/A | #N/A | #N/A | #N/A | #N/A | #N/A | #N/A | #N/A | #N/A | #N/A | #N/A | #N/A | #N/A | #N/A | #N/A | #N/A | #N/A | #N/A | #N/A | #N/A | #N/A | #N/A | #N/A | #N/A
[7 empty] | 9 | 12 | 6104 | 8 | 2020-09-12 | Thursday | 4 | No | #N/A | #N/A | #N/A | #N/A | #N/A | #N/A | #N/A | #N/A | #N/A | #N/A | #N/A | #N/A | #N/A | #N/A | #N/A | #N/A | #N/A | #N/A | #N/A | #N/A | #N/A | #N/A | #N/A | #N/A | #N/A | #N/A | #N/A | #N/A | #N/A | #N/A | #N/A | #N/A | #N/A | #N/A | #N/A | #N/A
[7 empty] | 9 | 12 | 6105 | 9 | 2020-09-12 | Thursday | 4 | No | #N/A | #N/A | #N/A | #N/A | #N/A | #N/A | #N/A | #N/A | #N/A | #N/A | #N/A | #N/A | #N/A | #N/A | #N/A | #N/A | #N/A | #N/A | #N/A | #N/A | #N/A | #N/A | #N/A | #N/A | #N/A | #N/A | #N/A | #N/A | #N/A | #N/A | #N/A | #N/A | #N/A | #N/A | #N/A | #N/A
[7 empty] | 9 | 12 | 6106 | 10 | 2020-09-12 | Thursday | 4 | No | #N/A | #N/A | #N/A | #N/A | #N/A | #N/A | #N/A | #N/A | #N/A | #N/A | #N/A | #N/A | #N/A | #N/A | #N/A | #N/A | #N/A | #N/A | #N/A | #N/A | #N/A | #N/A | #N/A | #N/A | #N/A | #N/A | #N/A | #N/A | #N/A | #N/A | #N/A | #N/A | #N/A | #N/A | #N/A | #N/A
[7 empty] | 9 | 12 | 6107 | 11 | 2020-09-12 | Thursday | 4 | No | #N/A | #N/A | #N/A | #N/A | #N/A | #N/A | #N/A | #N/A | #N/A | #N/A | #N/A | #N/A | #N/A | #N/A | #N/A | #N/A | #N/A | #N/A | #N/A | #N/A | #N/A | #N/A | #N/A | #N/A | #N/A | #N/A | #N/A | #N/A | #N/A | #N/A | #N/A | #N/A | #N/A | #N/A | #N/A | #N/A
[7 empty] | 9 | 12 | 6108 | 12 | 2020-09-12 | Thursday | 4 | No | #N/A | #N/A | #N/A | #N/A | #N/A | #N/A | #N/A | #N/A | #N/A | #N/A | #N/A | #N/A | #N/A | #N/A | #N/A | #N/A | #N/A | #N/A | #N/A | #N/A | #N/A | #N/A | #N/A | #N/A | #N/A | #N/A | #N/A | #N/A | #N/A | #N/A | #N/A | #N/A | #N/A | #N/A | #N/A | #N/A
[7 empty] | 9 | 12 | 6109 | 13 | 2020-09-12 | Thursday | 4 | No | #N/A | #N/A | #N/A | #N/A | #N/A | #N/A | #N/A | #N/A | #N/A | #N/A | #N/A | #N/A | #N/A | #N/A | #N/A | #N/A | #N/A | #N/A | #N/A | #N/A | #N/A | #N/A | #N/A | #N/A | #N/A | #N/A | #N/A | #N/A | #N/A | #N/A | #N/A | #N/A | #N/A | #N/A | #N/A | #N/A
[7 empty] | 9 | 12 | 6110 | 14 | 2020-09-12 | Thursday | 4 | No | #N/A | #N/A | #N/A | #N/A | #N/A | #N/A | #N/A | #N/A | #N/A | #N/A | #N/A | #N/A | #N/A | #N/A | #N/A | #N/A | #N/A | #N/A | #N/A | #N/A | #N/A | #N/A | #N/A | #N/A | #N/A | #N/A | #N/A | #N/A | #N/A | #N/A | #N/A | #N/A | #N/A | #N/A | #N/A | #N/A
[7 empty] | 9 | 12 | 6111 | 15 | 2020-09-12 | Thursday | 4 | No | #N/A | #N/A | #N/A | #N/A | #N/A | #N/A | #N/A | #N/A | #N/A | #N/A | #N/A | #N/A | #N/A | #N/A | #N/A | #N/A | #N/A | #N/A | #N/A | #N/A | #N/A | #N/A | #N/A | #N/A | #N/A | #N/A | #N/A | #N/A | #N/A | #N/A | #N/A | #N/A | #N/A | #N/A | #N/A | #N/A
[7 empty] | 9 | 12 | 6112 | 16 | 2020-09-12 | Thursday | 4 | No | #N/A | #N/A | #N/A | #N/A | #N/A | #N/A | #N/A | #N/A | #N/A | #N/A | #N/A | #N/A | #N/A | #N/A | #N/A | #N/A | #N/A | #N/A | #N/A | #N/A | #N/A | #N/A | #N/A | #N/A | #N/A | #N/A | #N/A | #N/A | #N/A | #N/A | #N/A | #N/A | #N/A | #N/A | #N/A | #N/A
[7 empty] | 9 | 12 | 6113 | 17 | 2020-09-12 | Thursday | 4 | No | #N/A | #N/A | #N/A | #N/A | #N/A | #N/A | #N/A | #N/A | #N/A | #N/A | #N/A | #N/A | #N/A | #N/A | #N/A | #N/A | #N/A | #N/A | #N/A | #N/A | #N/A | #N/A | #N/A | #N/A | #N/A | #N/A | #N/A | #N/A | #N/A | #N/A | #N/A | #N/A | #N/A | #N/A | #N/A | #N/A
[7 empty] | 9 | 12 | 6114 | 18 | 2020-09-12 | Thursday | 4 | No | #N/A | #N/A | #N/A | #N/A | #N/A | #N/A | #N/A | #N/A | #N/A | #N/A | #N/A | #N/A | #N/A | #N/A | #N/A | #N/A | #N/A | #N/A | #N/A | #N/A | #N/A | #N/A | #N/A | #N/A | #N/A | #N/A | #N/A | #N/A | #N/A | #N/A | #N/A | #N/A | #N/A | #N/A | #N/A | #N/A
[7 empty] | 9 | 12 | 6115 | 19 | 2020-09-12 | Thursday | 4 | No | #N/A | #N/A | #N/A | #N/A | #N/A | #N/A | #N/A | #N/A | #N/A | #N/A | #N/A | #N/A | #N/A | #N/A | #N/A | #N/A | #N/A | #N/A | #N/A | #N/A | #N/A | #N/A | #N/A | #N/A | #N/A | #N/A | #N/A | #N/A | #N/A | #N/A | #N/A | #N/A | #N/A | #N/A | #N/A | #N/A
[7 empty] | 9 | 12 | 6116 | 20 | 2020-09-12 | Thursday | 4 | No | #N/A | #N/A | #N/A | #N/A | #N/A | #N/A | #N/A | #N/A | #N/A | #N/A | #N/A | #N/A | #N/A | #N/A | #N/A | #N/A | #N/A | #N/A | #N/A | #N/A | #N/A | #N/A | #N/A | #N/A | #N/A | #N/A | #N/A | #N/A | #N/A | #N/A | #N/A | #N/A | #N/A | #N/A | #N/A | #N/A
[7 empty] | 9 | 12 | 6117 | 21 | 2020-09-12 | Thursday | 4 | No | #N/A | #N/A | #N/A | #N/A | #N/A | #N/A | #N/A | #N/A | #N/A | #N/A | #N/A | #N/A | #N/A | #N/A | #N/A | #N/A | #N/A | #N/A | #N/A | #N/A | #N/A | #N/A | #N/A | #N/A | #N/A | #N/A | #N/A | #N/A | #N/A | #N/A | #N/A | #N/A | #N/A | #N/A | #N/A | #N/A
[7 empty] | 9 | 12 | 6118 | 22 | 2020-09-12 | Thursday | 4 | No | #N/A | #N/A | #N/A | #N/A | #N/A | #N/A | #N/A | #N/A | #N/A | #N/A | #N/A | #N/A | #N/A | #N/A | #N/A | #N/A | #N/A | #N/A | #N/A | #N/A | #N/A | #N/A | #N/A | #N/A | #N/A | #N/A | #N/A | #N/A | #N/A | #N/A | #N/A | #N/A | #N/A | #N/A | #N/A | #N/A
[7 empty] | 9 | 12 | 6119 | 23 | 2020-09-12 | Thursday | 4 | No | #N/A | #N/A | #N/A | #N/A | #N/A | #N/A | #N/A | #N/A | #N/A | #N/A | #N/A | #N/A | #N/A | #N/A | #N/A | #N/A | #N/A | #N/A | #N/A | #N/A | #N/A | #N/A | #N/A | #N/A | #N/A | #N/A | #N/A | #N/A | #N/A | #N/A | #N/A | #N/A | #N/A | #N/A | #N/A | #N/A
[7 empty] | 9 | 12 | 6120 | 24 | 2020-09-12 | Thursday | 4 | No | #N/A | #N/A | #N/A | #N/A | #N/A | #N/A | #N/A | #N/A | #N/A | #N/A | #N/A | #N/A | #N/A | #N/A | #N/A | #N/A | #N/A | #N/A | #N/A | #N/A | #N/A | #N/A | #N/A | #N/A | #N/A | #N/A | #N/A | #N/A | #N/A | #N/A | #N/A | #N/A | #N/A | #N/A | #N/A | #N/A
[7 empty] | 9 | 13 | 6121 | 1 | 2020-09-13 | Friday | 5 | No | #N/A | #N/A | #N/A | #N/A | #N/A | #N/A | #N/A | #N/A | #N/A | #N/A | #N/A | #N/A | #N/A | #N/A | #N/A | #N/A | #N/A | #N/A | #N/A | #N/A | #N/A | #N/A | #N/A | #N/A | #N/A | #N/A | #N/A | #N/A | #N/A | #N/A | #N/A | #N/A | #N/A | #N/A | #N/A | #N/A
[7 empty] | 9 | 13 | 6122 | 2 | 2020-09-13 | Friday | 5 | No | #N/A | #N/A | #N/A | #N/A | #N/A | #N/A | #N/A | #N/A | #N/A | #N/A | #N/A | #N/A | #N/A | #N/A | #N/A | #N/A | #N/A | #N/A | #N/A | #N/A | #N/A | #N/A | #N/A | #N/A | #N/A | #N/A | #N/A | #N/A | #N/A | #N/A | #N/A | #N/A | #N/A | #N/A | #N/A | #N/A
[7 empty] | 9 | 13 | 6123 | 3 | 2020-09-13 | Friday | 5 | No | #N/A | #N/A | #N/A | #N/A | #N/A | #N/A | #N/A | #N/A | #N/A | #N/A | #N/A | #N/A | #N/A | #N/A | #N/A | #N/A | #N/A | #N/A | #N/A | #N/A | #N/A | #N/A | #N/A | #N/A | #N/A | #N/A | #N/A | #N/A | #N/A | #N/A | #N/A | #N/A | #N/A | #N/A | #N/A | #N/A
[7 empty] | 9 | 13 | 6124 | 4 | 2020-09-13 | Friday | 5 | No | #N/A | #N/A | #N/A | #N/A | #N/A | #N/A | #N/A | #N/A | #N/A | #N/A | #N/A | #N/A | #N/A | #N/A | #N/A | #N/A | #N/A | #N/A | #N/A | #N/A | #N/A | #N/A | #N/A | #N/A | #N/A | #N/A | #N/A | #N/A | #N/A | #N/A | #N/A | #N/A | #N/A | #N/A | #N/A | #N/A
[7 empty] | 9 | 13 | 6125 | 5 | 2020-09-13 | Friday | 5 | No | #N/A | #N/A | #N/A | #N/A | #N/A | #N/A | #N/A | #N/A | #N/A | #N/A | #N/A | #N/A | #N/A | #N/A | #N/A | #N/A | #N/A | #N/A | #N/A | #N/A | #N/A | #N/A | #N/A | #N/A | #N/A | #N/A | #N/A | #N/A | #N/A | #N/A | #N/A | #N/A | #N/A | #N/A | #N/A | #N/A
[7 empty] | 9 | 13 | 6126 | 6 | 2020-09-13 | Friday | 5 | No | #N/A | #N/A | #N/A | #N/A | #N/A | #N/A | #N/A | #N/A | #N/A | #N/A | #N/A | #N/A | #N/A | #N/A | #N/A | #N/A | #N/A | #N/A | #N/A | #N/A | #N/A | #N/A | #N/A | #N/A | #N/A | #N/A | #N/A | #N/A | #N/A | #N/A | #N/A | #N/A | #N/A | #N/A | #N/A | #N/A
[7 empty] | 9 | 13 | 6127 | 7 | 2020-09-13 | Friday | 5 | No | #N/A | #N/A | #N/A | #N/A | #N/A | #N/A | #N/A | #N/A | #N/A | #N/A | #N/A | #N/A | #N/A | #N/A | #N/A | #N/A | #N/A | #N/A | #N/A | #N/A | #N/A | #N/A | #N/A | #N/A | #N/A | #N/A | #N/A | #N/A | #N/A | #N/A | #N/A | #N/A | #N/A | #N/A | #N/A | #N/A
[7 empty] | 9 | 13 | 6128 | 8 | 2020-09-13 | Friday | 5 | No | #N/A | #N/A | #N/A | #N/A | #N/A | #N/A | #N/A | #N/A | #N/A | #N/A | #N/A | #N/A | #N/A | #N/A | #N/A | #N/A | #N/A | #N/A | #N/A | #N/A | #N/A | #N/A | #N/A | #N/A | #N/A | #N/A | #N/A | #N/A | #N/A | #N/A | #N/A | #N/A | #N/A | #N/A | #N/A | #N/A
[7 empty] | 9 | 13 | 6129 | 9 | 2020-09-13 | Friday | 5 | No | #N/A | #N/A | #N/A | #N/A | #N/A | #N/A | #N/A | #N/A | #N/A | #N/A | #N/A | #N/A | #N/A | #N/A | #N/A | #N/A | #N/A | #N/A | #N/A | #N/A | #N/A | #N/A | #N/A | #N/A | #N/A | #N/A | #N/A | #N/A | #N/A | #N/A | #N/A | #N/A | #N/A | #N/A | #N/A | #N/A
[7 empty] | 9 | 13 | 6130 | 10 | 2020-09-13 | Friday | 5 | No | #N/A | #N/A | #N/A | #N/A | #N/A | #N/A | #N/A | #N/A | #N/A | #N/A | #N/A | #N/A | #N/A | #N/A | #N/A | #N/A | #N/A | #N/A | #N/A | #N/A | #N/A | #N/A | #N/A | #N/A | #N/A | #N/A | #N/A | #N/A | #N/A | #N/A | #N/A | #N/A | #N/A | #N/A | #N/A | #N/A
[7 empty] | 9 | 13 | 6131 | 11 | 2020-09-13 | Friday | 5 | No | #N/A | #N/A | #N/A | #N/A | #N/A | #N/A | #N/A | #N/A | #N/A | #N/A | #N/A | #N/A | #N/A | #N/A | #N/A | #N/A | #N/A | #N/A | #N/A | #N/A | #N/A | #N/A | #N/A | #N/A | #N/A | #N/A | #N/A | #N/A | #N/A | #N/A | #N/A | #N/A | #N/A | #N/A | #N/A | #N/A
[7 empty] | 9 | 13 | 6132 | 12 | 2020-09-13 | Friday | 5 | No | #N/A | #N/A | #N/A | #N/A | #N/A | #N/A | #N/A | #N/A | #N/A | #N/A | #N/A | #N/A | #N/A | #N/A | #N/A | #N/A | #N/A | #N/A | #N/A | #N/A | #N/A | #N/A | #N/A | #N/A | #N/A | #N/A | #N/A | #N/A | #N/A | #N/A | #N/A | #N/A | #N/A | #N/A | #N/A | #N/A
[7 empty] | 9 | 13 | 6133 | 13 | 2020-09-13 | Friday | 5 | No | #N/A | #N/A | #N/A | #N/A | #N/A | #N/A | #N/A | #N/A | #N/A | #N/A | #N/A | #N/A | #N/A | #N/A | #N/A | #N/A | #N/A | #N/A | #N/A | #N/A | #N/A | #N/A | #N/A | #N/A | #N/A | #N/A | #N/A | #N/A | #N/A | #N/A | #N/A | #N/A | #N/A | #N/A | #N/A | #N/A
[7 empty] | 9 | 13 | 6134 | 14 | 2020-09-13 | Friday | 5 | No | #N/A | #N/A | #N/A | #N/A | #N/A | #N/A | #N/A | #N/A | #N/A | #N/A | #N/A | #N/A | #N/A | #N/A | #N/A | #N/A | #N/A | #N/A | #N/A | #N/A | #N/A | #N/A | #N/A | #N/A | #N/A | #N/A | #N/A | #N/A | #N/A | #N/A | #N/A | #N/A | #N/A | #N/A | #N/A | #N/A
[7 empty] | 9 | 13 | 6135 | 15 | 2020-09-13 | Friday | 5 | No | #N/A | #N/A | #N/A | #N/A | #N/A | #N/A | #N/A | #N/A | #N/A | #N/A | #N/A | #N/A | #N/A | #N/A | #N/A | #N/A | #N/A | #N/A | #N/A | #N/A | #N/A | #N/A | #N/A | #N/A | #N/A | #N/A | #N/A | #N/A | #N/A | #N/A | #N/A | #N/A | #N/A | #N/A | #N/A | #N/A
[7 empty] | 9 | 13 | 6136 | 16 | 2020-09-13 | Friday | 5 | No | #N/A | #N/A | #N/A | #N/A | #N/A | #N/A | #N/A | #N/A | #N/A | #N/A | #N/A | #N/A | #N/A | #N/A | #N/A | #N/A | #N/A | #N/A | #N/A | #N/A | #N/A | #N/A | #N/A | #N/A | #N/A | #N/A | #N/A | #N/A | #N/A | #N/A | #N/A | #N/A | #N/A | #N/A | #N/A | #N/A
[7 empty] | 9 | 13 | 6137 | 17 | 2020-09-13 | Friday | 5 | No | #N/A | #N/A | #N/A | #N/A | #N/A | #N/A | #N/A | #N/A | #N/A | #N/A | #N/A | #N/A | #N/A | #N/A | #N/A | #N/A | #N/A | #N/A | #N/A | #N/A | #N/A | #N/A | #N/A | #N/A | #N/A | #N/A | #N/A | #N/A | #N/A | #N/A | #N/A | #N/A | #N/A | #N/A | #N/A | #N/A
[7 empty] | 9 | 13 | 6138 | 18 | 2020-09-13 | Friday | 5 | No | #N/A | #N/A | #N/A | #N/A | #N/A | #N/A | #N/A | #N/A | #N/A | #N/A | #N/A | #N/A | #N/A | #N/A | #N/A | #N/A | #N/A | #N/A | #N/A | #N/A | #N/A | #N/A | #N/A | #N/A | #N/A | #N/A | #N/A | #N/A | #N/A | #N/A | #N/A | #N/A | #N/A | #N/A | #N/A | #N/A
[7 empty] | 9 | 13 | 6139 | 19 | 2020-09-13 | Friday | 5 | No | #N/A | #N/A | #N/A | #N/A | #N/A | #N/A | #N/A | #N/A | #N/A | #N/A | #N/A | #N/A | #N/A | #N/A | #N/A | #N/A | #N/A | #N/A | #N/A | #N/A | #N/A | #N/A | #N/A | #N/A | #N/A | #N/A | #N/A | #N/A | #N/A | #N/A | #N/A | #N/A | #N/A | #N/A | #N/A | #N/A
[7 empty] | 9 | 13 | 6140 | 20 | 2020-09-13 | Friday | 5 | No | #N/A | #N/A | #N/A | #N/A | #N/A | #N/A | #N/A | #N/A | #N/A | #N/A | #N/A | #N/A | #N/A | #N/A | #N/A | #N/A | #N/A | #N/A | #N/A | #N/A | #N/A | #N/A | #N/A | #N/A | #N/A | #N/A | #N/A | #N/A | #N/A | #N/A | #N/A | #N/A | #N/A | #N/A | #N/A | #N/A
[7 empty] | 9 | 13 | 6141 | 21 | 2020-09-13 | Friday | 5 | No | #N/A | #N/A | #N/A | #N/A | #N/A | #N/A | #N/A | #N/A | #N/A | #N/A | #N/A | #N/A | #N/A | #N/A | #N/A | #N/A | #N/A | #N/A | #N/A | #N/A | #N/A | #N/A | #N/A | #N/A | #N/A | #N/A | #N/A | #N/A | #N/A | #N/A | #N/A | #N/A | #N/A | #N/A | #N/A | #N/A
[7 empty] | 9 | 13 | 6142 | 22 | 2020-09-13 | Friday | 5 | No | #N/A | #N/A | #N/A | #N/A | #N/A | #N/A | #N/A | #N/A | #N/A | #N/A | #N/A | #N/A | #N/A | #N/A | #N/A | #N/A | #N/A | #N/A | #N/A | #N/A | #N/A | #N/A | #N/A | #N/A | #N/A | #N/A | #N/A | #N/A | #N/A | #N/A | #N/A | #N/A | #N/A | #N/A | #N/A | #N/A
[7 empty] | 9 | 13 | 6143 | 23 | 2020-09-13 | Friday | 5 | No | #N/A | #N/A | #N/A | #N/A | #N/A | #N/A | #N/A | #N/A | #N/A | #N/A | #N/A | #N/A | #N/A | #N/A | #N/A | #N/A | #N/A | #N/A | #N/A | #N/A | #N/A | #N/A | #N/A | #N/A | #N/A | #N/A | #N/A | #N/A | #N/A | #N/A | #N/A | #N/A | #N/A | #N/A | #N/A | #N/A
[7 empty] | 9 | 13 | 6144 | 24 | 2020-09-13 | Friday | 5 | No | #N/A | #N/A | #N/A | #N/A | #N/A | #N/A | #N/A | #N/A | #N/A | #N/A | #N/A | #N/A | #N/A | #N/A | #N/A | #N/A | #N/A | #N/A | #N/A | #N/A | #N/A | #N/A | #N/A | #N/A | #N/A | #N/A | #N/A | #N/A | #N/A | #N/A | #N/A | #N/A | #N/A | #N/A | #N/A | #N/A
[7 empty] | 9 | 14 | 6145 | 1 | 2020-09-14 | Saturday | 6 | No | #N/A | #N/A | #N/A | #N/A | #N/A | #N/A | #N/A | #N/A | #N/A | #N/A | #N/A | #N/A | #N/A | #N/A | #N/A | #N/A | #N/A | #N/A | #N/A | #N/A | #N/A | #N/A | #N/A | #N/A | #N/A | #N/A | #N/A | #N/A | #N/A | #N/A | #N/A | #N/A | #N/A | #N/A | #N/A | #N/A
[7 empty] | 9 | 14 | 6146 | 2 | 2020-09-14 | Saturday | 6 | No | #N/A | #N/A | #N/A | #N/A | #N/A | #N/A | #N/A | #N/A | #N/A | #N/A | #N/A | #N/A | #N/A | #N/A | #N/A | #N/A | #N/A | #N/A | #N/A | #N/A | #N/A | #N/A | #N/A | #N/A | #N/A | #N/A | #N/A | #N/A | #N/A | #N/A | #N/A | #N/A | #N/A | #N/A | #N/A | #N/A
[7 empty] | 9 | 14 | 6147 | 3 | 2020-09-14 | Saturday | 6 | No | #N/A | #N/A | #N/A | #N/A | #N/A | #N/A | #N/A | #N/A | #N/A | #N/A | #N/A | #N/A | #N/A | #N/A | #N/A | #N/A | #N/A | #N/A | #N/A | #N/A | #N/A | #N/A | #N/A | #N/A | #N/A | #N/A | #N/A | #N/A | #N/A | #N/A | #N/A | #N/A | #N/A | #N/A | #N/A | #N/A
[7 empty] | 9 | 14 | 6148 | 4 | 2020-09-14 | Saturday | 6 | No | #N/A | #N/A | #N/A | #N/A | #N/A | #N/A | #N/A | #N/A | #N/A | #N/A | #N/A | #N/A | #N/A | #N/A | #N/A | #N/A | #N/A | #N/A | #N/A | #N/A | #N/A | #N/A | #N/A | #N/A | #N/A | #N/A | #N/A | #N/A | #N/A | #N/A | #N/A | #N/A | #N/A | #N/A | #N/A | #N/A
[7 empty] | 9 | 14 | 6149 | 5 | 2020-09-14 | Saturday | 6 | No | #N/A | #N/A | #N/A | #N/A | #N/A | #N/A | #N/A | #N/A | #N/A | #N/A | #N/A | #N/A | #N/A | #N/A | #N/A | #N/A | #N/A | #N/A | #N/A | #N/A | #N/A | #N/A | #N/A | #N/A | #N/A | #N/A | #N/A | #N/A | #N/A | #N/A | #N/A | #N/A | #N/A | #N/A | #N/A | #N/A
[7 empty] | 9 | 14 | 6150 | 6 | 2020-09-14 | Saturday | 6 | No | #N/A | #N/A | #N/A | #N/A | #N/A | #N/A | #N/A | #N/A | #N/A | #N/A | #N/A | #N/A | #N/A | #N/A | #N/A | #N/A | #N/A | #N/A | #N/A | #N/A | #N/A | #N/A | #N/A | #N/A | #N/A | #N/A | #N/A | #N/A | #N/A | #N/A | #N/A | #N/A | #N/A | #N/A | #N/A | #N/A
[7 empty] | 9 | 14 | 6151 | 7 | 2020-09-14 | Saturday | 6 | No | #N/A | #N/A | #N/A | #N/A | #N/A | #N/A | #N/A | #N/A | #N/A | #N/A | #N/A | #N/A | #N/A | #N/A | #N/A | #N/A | #N/A | #N/A | #N/A | #N/A | #N/A | #N/A | #N/A | #N/A | #N/A | #N/A | #N/A | #N/A | #N/A | #N/A | #N/A | #N/A | #N/A | #N/A | #N/A | #N/A
[7 empty] | 9 | 14 | 6152 | 8 | 2020-09-14 | Saturday | 6 | No | #N/A | #N/A | #N/A | #N/A | #N/A | #N/A | #N/A | #N/A | #N/A | #N/A | #N/A | #N/A | #N/A | #N/A | #N/A | #N/A | #N/A | #N/A | #N/A | #N/A | #N/A | #N/A | #N/A | #N/A | #N/A | #N/A | #N/A | #N/A | #N/A | #N/A | #N/A | #N/A | #N/A | #N/A | #N/A | #N/A
[7 empty] | 9 | 14 | 6153 | 9 | 2020-09-14 | Saturday | 6 | No | #N/A | #N/A | #N/A | #N/A | #N/A | #N/A | #N/A | #N/A | #N/A | #N/A | #N/A | #N/A | #N/A | #N/A | #N/A | #N/A | #N/A | #N/A | #N/A | #N/A | #N/A | #N/A | #N/A | #N/A | #N/A | #N/A | #N/A | #N/A | #N/A | #N/A | #N/A | #N/A | #N/A | #N/A | #N/A | #N/A
[7 empty] | 9 | 14 | 6154 | 10 | 2020-09-14 | Saturday | 6 | No | #N/A | #N/A | #N/A | #N/A | #N/A | #N/A | #N/A | #N/A | #N/A | #N/A | #N/A | #N/A | #N/A | #N/A | #N/A | #N/A | #N/A | #N/A | #N/A | #N/A | #N/A | #N/A | #N/A | #N/A | #N/A | #N/A | #N/A | #N/A | #N/A | #N/A | #N/A | #N/A | #N/A | #N/A | #N/A | #N/A
[7 empty] | 9 | 14 | 6155 | 11 | 2020-09-14 | Saturday | 6 | No | #N/A | #N/A | #N/A | #N/A | #N/A | #N/A | #N/A | #N/A | #N/A | #N/A | #N/A | #N/A | #N/A | #N/A | #N/A | #N/A | #N/A | #N/A | #N/A | #N/A | #N/A | #N/A | #N/A | #N/A | #N/A | #N/A | #N/A | #N/A | #N/A | #N/A | #N/A | #N/A | #N/A | #N/A | #N/A | #N/A
[7 empty] | 9 | 14 | 6156 | 12 | 2020-09-14 | Saturday | 6 | No | #N/A | #N/A | #N/A | #N/A | #N/A | #N/A | #N/A | #N/A | #N/A | #N/A | #N/A | #N/A | #N/A | #N/A | #N/A | #N/A | #N/A | #N/A | #N/A | #N/A | #N/A | #N/A | #N/A | #N/A | #N/A | #N/A | #N/A | #N/A | #N/A | #N/A | #N/A | #N/A | #N/A | #N/A | #N/A | #N/A
[7 empty] | 9 | 14 | 6157 | 13 | 2020-09-14 | Saturday | 6 | No | #N/A | #N/A | #N/A | #N/A | #N/A | #N/A | #N/A | #N/A | #N/A | #N/A | #N/A | #N/A | #N/A | #N/A | #N/A | #N/A | #N/A | #N/A | #N/A | #N/A | #N/A | #N/A | #N/A | #N/A | #N/A | #N/A | #N/A | #N/A | #N/A | #N/A | #N/A | #N/A | #N/A | #N/A | #N/A | #N/A
[7 empty] | 9 | 14 | 6158 | 14 | 2020-09-14 | Saturday | 6 | No | #N/A | #N/A | #N/A | #N/A | #N/A | #N/A | #N/A | #N/A | #N/A | #N/A | #N/A | #N/A | #N/A | #N/A | #N/A | #N/A | #N/A | #N/A | #N/A | #N/A | #N/A | #N/A | #N/A | #N/A | #N/A | #N/A | #N/A | #N/A | #N/A | #N/A | #N/A | #N/A | #N/A | #N/A | #N/A | #N/A
[7 empty] | 9 | 14 | 6159 | 15 | 2020-09-14 | Saturday | 6 | No | #N/A | #N/A | #N/A | #N/A | #N/A | #N/A | #N/A | #N/A | #N/A | #N/A | #N/A | #N/A | #N/A | #N/A | #N/A | #N/A | #N/A | #N/A | #N/A | #N/A | #N/A | #N/A | #N/A | #N/A | #N/A | #N/A | #N/A | #N/A | #N/A | #N/A | #N/A | #N/A | #N/A | #N/A | #N/A | #N/A
[7 empty] | 9 | 14 | 6160 | 16 | 2020-09-14 | Saturday | 6 | No | #N/A | #N/A | #N/A | #N/A | #N/A | #N/A | #N/A | #N/A | #N/A | #N/A | #N/A | #N/A | #N/A | #N/A | #N/A | #N/A | #N/A | #N/A | #N/A | #N/A | #N/A | #N/A | #N/A | #N/A | #N/A | #N/A | #N/A | #N/A | #N/A | #N/A | #N/A | #N/A | #N/A | #N/A | #N/A | #N/A
[7 empty] | 9 | 14 | 6161 | 17 | 2020-09-14 | Saturday | 6 | No | #N/A | #N/A | #N/A | #N/A | #N/A | #N/A | #N/A | #N/A | #N/A | #N/A | #N/A | #N/A | #N/A | #N/A | #N/A | #N/A | #N/A | #N/A | #N/A | #N/A | #N/A | #N/A | #N/A | #N/A | #N/A | #N/A | #N/A | #N/A | #N/A | #N/A | #N/A | #N/A | #N/A | #N/A | #N/A | #N/A
[7 empty] | 9 | 14 | 6162 | 18 | 2020-09-14 | Saturday | 6 | No | #N/A | #N/A | #N/A | #N/A | #N/A | #N/A | #N/A | #N/A | #N/A | #N/A | #N/A | #N/A | #N/A | #N/A | #N/A | #N/A | #N/A | #N/A | #N/A | #N/A | #N/A | #N/A | #N/A | #N/A | #N/A | #N/A | #N/A | #N/A | #N/A | #N/A | #N/A | #N/A | #N/A | #N/A | #N/A | #N/A
[7 empty] | 9 | 14 | 6163 | 19 | 2020-09-14 | Saturday | 6 | No | #N/A | #N/A | #N/A | #N/A | #N/A | #N/A | #N/A | #N/A | #N/A | #N/A | #N/A | #N/A | #N/A | #N/A | #N/A | #N/A | #N/A | #N/A | #N/A | #N/A | #N/A | #N/A | #N/A | #N/A | #N/A | #N/A | #N/A | #N/A | #N/A | #N/A | #N/A | #N/A | #N/A | #N/A | #N/A | #N/A
[7 empty] | 9 | 14 | 6164 | 20 | 2020-09-14 | Saturday | 6 | No | #N/A | #N/A | #N/A | #N/A | #N/A | #N/A | #N/A | #N/A | #N/A | #N/A | #N/A | #N/A | #N/A | #N/A | #N/A | #N/A | #N/A | #N/A | #N/A | #N/A | #N/A | #N/A | #N/A | #N/A | #N/A | #N/A | #N/A | #N/A | #N/A | #N/A | #N/A | #N/A | #N/A | #N/A | #N/A | #N/A
[7 empty] | 9 | 14 | 6165 | 21 | 2020-09-14 | Saturday | 6 | No | #N/A | #N/A | #N/A | #N/A | #N/A | #N/A | #N/A | #N/A | #N/A | #N/A | #N/A | #N/A | #N/A | #N/A | #N/A | #N/A | #N/A | #N/A | #N/A | #N/A | #N/A | #N/A | #N/A | #N/A | #N/A | #N/A | #N/A | #N/A | #N/A | #N/A | #N/A | #N/A | #N/A | #N/A | #N/A | #N/A
[7 empty] | 9 | 14 | 6166 | 22 | 2020-09-14 | Saturday | 6 | No | #N/A | #N/A | #N/A | #N/A | #N/A | #N/A | #N/A | #N/A | #N/A | #N/A | #N/A | #N/A | #N/A | #N/A | #N/A | #N/A | #N/A | #N/A | #N/A | #N/A | #N/A | #N/A | #N/A | #N/A | #N/A | #N/A | #N/A | #N/A | #N/A | #N/A | #N/A | #N/A | #N/A | #N/A | #N/A | #N/A
[7 empty] | 9 | 14 | 6167 | 23 | 2020-09-14 | Saturday | 6 | No | #N/A | #N/A | #N/A | #N/A | #N/A | #N/A | #N/A | #N/A | #N/A | #N/A | #N/A | #N/A | #N/A | #N/A | #N/A | #N/A | #N/A | #N/A | #N/A | #N/A | #N/A | #N/A | #N/A | #N/A | #N/A | #N/A | #N/A | #N/A | #N/A | #N/A | #N/A | #N/A | #N/A | #N/A | #N/A | #N/A
[7 empty] | 9 | 14 | 6168 | 24 | 2020-09-14 | Saturday | 6 | No | #N/A | #N/A | #N/A | #N/A | #N/A | #N/A | #N/A | #N/A | #N/A | #N/A | #N/A | #N/A | #N/A | #N/A | #N/A | #N/A | #N/A | #N/A | #N/A | #N/A | #N/A | #N/A | #N/A | #N/A | #N/A | #N/A | #N/A | #N/A | #N/A | #N/A | #N/A | #N/A | #N/A | #N/A | #N/A | #N/A
[7 empty] | 9 | 15 | 6169 | 1 | 2020-09-15 | Sunday | 7 | No | #N/A | #N/A | #N/A | #N/A | #N/A | #N/A | #N/A | #N/A | #N/A | #N/A | #N/A | #N/A | #N/A | #N/A | #N/A | #N/A | #N/A | #N/A | #N/A | #N/A | #N/A | #N/A | #N/A | #N/A | #N/A | #N/A | #N/A | #N/A | #N/A | #N/A | #N/A | #N/A | #N/A | #N/A | #N/A | #N/A
[7 empty] | 9 | 15 | 6170 | 2 | 2020-09-15 | Sunday | 7 | No | #N/A | #N/A | #N/A | #N/A | #N/A | #N/A | #N/A | #N/A | #N/A | #N/A | #N/A | #N/A | #N/A | #N/A | #N/A | #N/A | #N/A | #N/A | #N/A | #N/A | #N/A | #N/A | #N/A | #N/A | #N/A | #N/A | #N/A | #N/A | #N/A | #N/A | #N/A | #N/A | #N/A | #N/A | #N/A | #N/A
[7 empty] | 9 | 15 | 6171 | 3 | 2020-09-15 | Sunday | 7 | No | #N/A | #N/A | #N/A | #N/A | #N/A | #N/A | #N/A | #N/A | #N/A | #N/A | #N/A | #N/A | #N/A | #N/A | #N/A | #N/A | #N/A | #N/A | #N/A | #N/A | #N/A | #N/A | #N/A | #N/A | #N/A | #N/A | #N/A | #N/A | #N/A | #N/A | #N/A | #N/A | #N/A | #N/A | #N/A | #N/A
[7 empty] | 9 | 15 | 6172 | 4 | 2020-09-15 | Sunday | 7 | No | #N/A | #N/A | #N/A | #N/A | #N/A | #N/A | #N/A | #N/A | #N/A | #N/A | #N/A | #N/A | #N/A | #N/A | #N/A | #N/A | #N/A | #N/A | #N/A | #N/A | #N/A | #N/A | #N/A | #N/A | #N/A | #N/A | #N/A | #N/A | #N/A | #N/A | #N/A | #N/A | #N/A | #N/A | #N/A | #N/A
[7 empty] | 9 | 15 | 6173 | 5 | 2020-09-15 | Sunday | 7 | No | #N/A | #N/A | #N/A | #N/A | #N/A | #N/A | #N/A | #N/A | #N/A | #N/A | #N/A | #N/A | #N/A | #N/A | #N/A | #N/A | #N/A | #N/A | #N/A | #N/A | #N/A | #N/A | #N/A | #N/A | #N/A | #N/A | #N/A | #N/A | #N/A | #N/A | #N/A | #N/A | #N/A | #N/A | #N/A | #N/A
[7 empty] | 9 | 15 | 6174 | 6 | 2020-09-15 | Sunday | 7 | No | #N/A | #N/A | #N/A | #N/A | #N/A | #N/A | #N/A | #N/A | #N/A | #N/A | #N/A | #N/A | #N/A | #N/A | #N/A | #N/A | #N/A | #N/A | #N/A | #N/A | #N/A | #N/A | #N/A | #N/A | #N/A | #N/A | #N/A | #N/A | #N/A | #N/A | #N/A | #N/A | #N/A | #N/A | #N/A | #N/A
[7 empty] | 9 | 15 | 6175 | 7 | 2020-09-15 | Sunday | 7 | No | #N/A | #N/A | #N/A | #N/A | #N/A | #N/A | #N/A | #N/A | #N/A | #N/A | #N/A | #N/A | #N/A | #N/A | #N/A | #N/A | #N/A | #N/A | #N/A | #N/A | #N/A | #N/A | #N/A | #N/A | #N/A | #N/A | #N/A | #N/A | #N/A | #N/A | #N/A | #N/A | #N/A | #N/A | #N/A | #N/A
[7 empty] | 9 | 15 | 6176 | 8 | 2020-09-15 | Sunday | 7 | No | #N/A | #N/A | #N/A | #N/A | #N/A | #N/A | #N/A | #N/A | #N/A | #N/A | #N/A | #N/A | #N/A | #N/A | #N/A | #N/A | #N/A | #N/A | #N/A | #N/A | #N/A | #N/A | #N/A | #N/A | #N/A | #N/A | #N/A | #N/A | #N/A | #N/A | #N/A | #N/A | #N/A | #N/A | #N/A | #N/A
[7 empty] | 9 | 15 | 6177 | 9 | 2020-09-15 | Sunday | 7 | No | #N/A | #N/A | #N/A | #N/A | #N/A | #N/A | #N/A | #N/A | #N/A | #N/A | #N/A | #N/A | #N/A | #N/A | #N/A | #N/A | #N/A | #N/A | #N/A | #N/A | #N/A | #N/A | #N/A | #N/A | #N/A | #N/A | #N/A | #N/A | #N/A | #N/A | #N/A | #N/A | #N/A | #N/A | #N/A | #N/A
[7 empty] | 9 | 15 | 6178 | 10 | 2020-09-15 | Sunday | 7 | No | #N/A | #N/A | #N/A | #N/A | #N/A | #N/A | #N/A | #N/A | #N/A | #N/A | #N/A | #N/A | #N/A | #N/A | #N/A | #N/A | #N/A | #N/A | #N/A | #N/A | #N/A | #N/A | #N/A | #N/A | #N/A | #N/A | #N/A | #N/A | #N/A | #N/A | #N/A | #N/A | #N/A | #N/A | #N/A | #N/A
[7 empty] | 9 | 15 | 6179 | 11 | 2020-09-15 | Sunday | 7 | No | #N/A | #N/A | #N/A | #N/A | #N/A | #N/A | #N/A | #N/A | #N/A | #N/A | #N/A | #N/A | #N/A | #N/A | #N/A | #N/A | #N/A | #N/A | #N/A | #N/A | #N/A | #N/A | #N/A | #N/A | #N/A | #N/A | #N/A | #N/A | #N/A | #N/A | #N/A | #N/A | #N/A | #N/A | #N/A | #N/A
[7 empty] | 9 | 15 | 6180 | 12 | 2020-09-15 | Sunday | 7 | No | #N/A | #N/A | #N/A | #N/A | #N/A | #N/A | #N/A | #N/A | #N/A | #N/A | #N/A | #N/A | #N/A | #N/A | #N/A | #N/A | #N/A | #N/A | #N/A | #N/A | #N/A | #N/A | #N/A | #N/A | #N/A | #N/A | #N/A | #N/A | #N/A | #N/A | #N/A | #N/A | #N/A | #N/A | #N/A | #N/A
[7 empty] | 9 | 15 | 6181 | 13 | 2020-09-15 | Sunday | 7 | No | #N/A | #N/A | #N/A | #N/A | #N/A | #N/A | #N/A | #N/A | #N/A | #N/A | #N/A | #N/A | #N/A | #N/A | #N/A | #N/A | #N/A | #N/A | #N/A | #N/A | #N/A | #N/A | #N/A | #N/A | #N/A | #N/A | #N/A | #N/A | #N/A | #N/A | #N/A | #N/A | #N/A | #N/A | #N/A | #N/A
[7 empty] | 9 | 15 | 6182 | 14 | 2020-09-15 | Sunday | 7 | No | #N/A | #N/A | #N/A | #N/A | #N/A | #N/A | #N/A | #N/A | #N/A | #N/A | #N/A | #N/A | #N/A | #N/A | #N/A | #N/A | #N/A | #N/A | #N/A | #N/A | #N/A | #N/A | #N/A | #N/A | #N/A | #N/A | #N/A | #N/A | #N/A | #N/A | #N/A | #N/A | #N/A | #N/A | #N/A | #N/A
[7 empty] | 9 | 15 | 6183 | 15 | 2020-09-15 | Sunday | 7 | No | #N/A | #N/A | #N/A | #N/A | #N/A | #N/A | #N/A | #N/A | #N/A | #N/A | #N/A | #N/A | #N/A | #N/A | #N/A | #N/A | #N/A | #N/A | #N/A | #N/A | #N/A | #N/A | #N/A | #N/A | #N/A | #N/A | #N/A | #N/A | #N/A | #N/A | #N/A | #N/A | #N/A | #N/A | #N/A | #N/A
[7 empty] | 9 | 15 | 6184 | 16 | 2020-09-15 | Sunday | 7 | No | #N/A | #N/A | #N/A | #N/A | #N/A | #N/A | #N/A | #N/A | #N/A | #N/A | #N/A | #N/A | #N/A | #N/A | #N/A | #N/A | #N/A | #N/A | #N/A | #N/A | #N/A | #N/A | #N/A | #N/A | #N/A | #N/A | #N/A | #N/A | #N/A | #N/A | #N/A | #N/A | #N/A | #N/A | #N/A | #N/A
[7 empty] | 9 | 15 | 6185 | 17 | 2020-09-15 | Sunday | 7 | No | #N/A | #N/A | #N/A | #N/A | #N/A | #N/A | #N/A | #N/A | #N/A | #N/A | #N/A | #N/A | #N/A | #N/A | #N/A | #N/A | #N/A | #N/A | #N/A | #N/A | #N/A | #N/A | #N/A | #N/A | #N/A | #N/A | #N/A | #N/A | #N/A | #N/A | #N/A | #N/A | #N/A | #N/A | #N/A | #N/A
[7 empty] | 9 | 15 | 6186 | 18 | 2020-09-15 | Sunday | 7 | No | #N/A | #N/A | #N/A | #N/A | #N/A | #N/A | #N/A | #N/A | #N/A | #N/A | #N/A | #N/A | #N/A | #N/A | #N/A | #N/A | #N/A | #N/A | #N/A | #N/A | #N/A | #N/A | #N/A | #N/A | #N/A | #N/A | #N/A | #N/A | #N/A | #N/A | #N/A | #N/A | #N/A | #N/A | #N/A | #N/A
[7 empty] | 9 | 15 | 6187 | 19 | 2020-09-15 | Sunday | 7 | No | #N/A | #N/A | #N/A | #N/A | #N/A | #N/A | #N/A | #N/A | #N/A | #N/A | #N/A | #N/A | #N/A | #N/A | #N/A | #N/A | #N/A | #N/A | #N/A | #N/A | #N/A | #N/A | #N/A | #N/A | #N/A | #N/A | #N/A | #N/A | #N/A | #N/A | #N/A | #N/A | #N/A | #N/A | #N/A | #N/A
[7 empty] | 9 | 15 | 6188 | 20 | 2020-09-15 | Sunday | 7 | No | #N/A | #N/A | #N/A | #N/A | #N/A | #N/A | #N/A | #N/A | #N/A | #N/A | #N/A | #N/A | #N/A | #N/A | #N/A | #N/A | #N/A | #N/A | #N/A | #N/A | #N/A | #N/A | #N/A | #N/A | #N/A | #N/A | #N/A | #N/A | #N/A | #N/A | #N/A | #N/A | #N/A | #N/A | #N/A | #N/A
[7 empty] | 9 | 15 | 6189 | 21 | 2020-09-15 | Sunday | 7 | No | #N/A | #N/A | #N/A | #N/A | #N/A | #N/A | #N/A | #N/A | #N/A | #N/A | #N/A | #N/A | #N/A | #N/A | #N/A | #N/A | #N/A | #N/A | #N/A | #N/A | #N/A | #N/A | #N/A | #N/A | #N/A | #N/A | #N/A | #N/A | #N/A | #N/A | #N/A | #N/A | #N/A | #N/A | #N/A | #N/A
[7 empty] | 9 | 15 | 6190 | 22 | 2020-09-15 | Sunday | 7 | No | #N/A | #N/A | #N/A | #N/A | #N/A | #N/A | #N/A | #N/A | #N/A | #N/A | #N/A | #N/A | #N/A | #N/A | #N/A | #N/A | #N/A | #N/A | #N/A | #N/A | #N/A | #N/A | #N/A | #N/A | #N/A | #N/A | #N/A | #N/A | #N/A | #N/A | #N/A | #N/A | #N/A | #N/A | #N/A | #N/A
[7 empty] | 9 | 15 | 6191 | 23 | 2020-09-15 | Sunday | 7 | No | #N/A | #N/A | #N/A | #N/A | #N/A | #N/A | #N/A | #N/A | #N/A | #N/A | #N/A | #N/A | #N/A | #N/A | #N/A | #N/A | #N/A | #N/A | #N/A | #N/A | #N/A | #N/A | #N/A | #N/A | #N/A | #N/A | #N/A | #N/A | #N/A | #N/A | #N/A | #N/A | #N/A | #N/A | #N/A | #N/A
[7 empty] | 9 | 15 | 6192 | 24 | 2020-09-15 | Sunday | 7 | No | #N/A | #N/A | #N/A | #N/A | #N/A | #N/A | #N/A | #N/A | #N/A | #N/A | #N/A | #N/A | #N/A | #N/A | #N/A | #N/A | #N/A | #N/A | #N/A | #N/A | #N/A | #N/A | #N/A | #N/A | #N/A | #N/A | #N/A | #N/A | #N/A | #N/A | #N/A | #N/A | #N/A | #N/A | #N/A | #N/A
[7 empty] | 9 | 16 | 6193 | 1 | 2020-09-16 | Monday | 1 | No | #N/A | #N/A | #N/A | #N/A | #N/A | #N/A | #N/A | #N/A | #N/A | #N/A | #N/A | #N/A | #N/A | #N/A | #N/A | #N/A | #N/A | #N/A | #N/A | #N/A | #N/A | #N/A | #N/A | #N/A | #N/A | #N/A | #N/A | #N/A | #N/A | #N/A | #N/A | #N/A | #N/A | #N/A | #N/A | #N/A
[7 empty] | 9 | 16 | 6194 | 2 | 2020-09-16 | Monday | 1 | No | #N/A | #N/A | #N/A | #N/A | #N/A | #N/A | #N/A | #N/A | #N/A | #N/A | #N/A | #N/A | #N/A | #N/A | #N/A | #N/A | #N/A | #N/A | #N/A | #N/A | #N/A | #N/A | #N/A | #N/A | #N/A | #N/A | #N/A | #N/A | #N/A | #N/A | #N/A | #N/A | #N/A | #N/A | #N/A | #N/A
[7 empty] | 9 | 16 | 6195 | 3 | 2020-09-16 | Monday | 1 | No | #N/A | #N/A | #N/A | #N/A | #N/A | #N/A | #N/A | #N/A | #N/A | #N/A | #N/A | #N/A | #N/A | #N/A | #N/A | #N/A | #N/A | #N/A | #N/A | #N/A | #N/A | #N/A | #N/A | #N/A | #N/A | #N/A | #N/A | #N/A | #N/A | #N/A | #N/A | #N/A | #N/A | #N/A | #N/A | #N/A
[7 empty] | 9 | 16 | 6196 | 4 | 2020-09-16 | Monday | 1 | No | #N/A | #N/A | #N/A | #N/A | #N/A | #N/A | #N/A | #N/A | #N/A | #N/A | #N/A | #N/A | #N/A | #N/A | #N/A | #N/A | #N/A | #N/A | #N/A | #N/A | #N/A | #N/A | #N/A | #N/A | #N/A | #N/A | #N/A | #N/A | #N/A | #N/A | #N/A | #N/A | #N/A | #N/A | #N/A | #N/A
[7 empty] | 9 | 16 | 6197 | 5 | 2020-09-16 | Monday | 1 | No | #N/A | #N/A | #N/A | #N/A | #N/A | #N/A | #N/A | #N/A | #N/A | #N/A | #N/A | #N/A | #N/A | #N/A | #N/A | #N/A | #N/A | #N/A | #N/A | #N/A | #N/A | #N/A | #N/A | #N/A | #N/A | #N/A | #N/A | #N/A | #N/A | #N/A | #N/A | #N/A | #N/A | #N/A | #N/A | #N/A
[7 empty] | 9 | 16 | 6198 | 6 | 2020-09-16 | Monday | 1 | No | #N/A | #N/A | #N/A | #N/A | #N/A | #N/A | #N/A | #N/A | #N/A | #N/A | #N/A | #N/A | #N/A | #N/A | #N/A | #N/A | #N/A | #N/A | #N/A | #N/A | #N/A | #N/A | #N/A | #N/A | #N/A | #N/A | #N/A | #N/A | #N/A | #N/A | #N/A | #N/A | #N/A | #N/A | #N/A | #N/A
[7 empty] | 9 | 16 | 6199 | 7 | 2020-09-16 | Monday | 1 | No | #N/A | #N/A | #N/A | #N/A | #N/A | #N/A | #N/A | #N/A | #N/A | #N/A | #N/A | #N/A | #N/A | #N/A | #N/A | #N/A | #N/A | #N/A | #N/A | #N/A | #N/A | #N/A | #N/A | #N/A | #N/A | #N/A | #N/A | #N/A | #N/A | #N/A | #N/A | #N/A | #N/A | #N/A | #N/A | #N/A
[7 empty] | 9 | 16 | 6200 | 8 | 2020-09-16 | Monday | 1 | No | #N/A | #N/A | #N/A | #N/A | #N/A | #N/A | #N/A | #N/A | #N/A | #N/A | #N/A | #N/A | #N/A | #N/A | #N/A | #N/A | #N/A | #N/A | #N/A | #N/A | #N/A | #N/A | #N/A | #N/A | #N/A | #N/A | #N/A | #N/A | #N/A | #N/A | #N/A | #N/A | #N/A | #N/A | #N/A | #N/A
[7 empty] | 9 | 16 | 6201 | 9 | 2020-09-16 | Monday | 1 | No | #N/A | #N/A | #N/A | #N/A | #N/A | #N/A | #N/A | #N/A | #N/A | #N/A | #N/A | #N/A | #N/A | #N/A | #N/A | #N/A | #N/A | #N/A | #N/A | #N/A | #N/A | #N/A | #N/A | #N/A | #N/A | #N/A | #N/A | #N/A | #N/A | #N/A | #N/A | #N/A | #N/A | #N/A | #N/A | #N/A
[7 empty] | 9 | 16 | 6202 | 10 | 2020-09-16 | Monday | 1 | No | #N/A | #N/A | #N/A | #N/A | #N/A | #N/A | #N/A | #N/A | #N/A | #N/A | #N/A | #N/A | #N/A | #N/A | #N/A | #N/A | #N/A | #N/A | #N/A | #N/A | #N/A | #N/A | #N/A | #N/A | #N/A | #N/A | #N/A | #N/A | #N/A | #N/A | #N/A | #N/A | #N/A | #N/A | #N/A | #N/A
[7 empty] | 9 | 16 | 6203 | 11 | 2020-09-16 | Monday | 1 | No | #N/A | #N/A | #N/A | #N/A | #N/A | #N/A | #N/A | #N/A | #N/A | #N/A | #N/A | #N/A | #N/A | #N/A | #N/A | #N/A | #N/A | #N/A | #N/A | #N/A | #N/A | #N/A | #N/A | #N/A | #N/A | #N/A | #N/A | #N/A | #N/A | #N/A | #N/A | #N/A | #N/A | #N/A | #N/A | #N/A
[7 empty] | 9 | 16 | 6204 | 12 | 2020-09-16 | Monday | 1 | No | #N/A | #N/A | #N/A | #N/A | #N/A | #N/A | #N/A | #N/A | #N/A | #N/A | #N/A | #N/A | #N/A | #N/A | #N/A | #N/A | #N/A | #N/A | #N/A | #N/A | #N/A | #N/A | #N/A | #N/A | #N/A | #N/A | #N/A | #N/A | #N/A | #N/A | #N/A | #N/A | #N/A | #N/A | #N/A | #N/A
[7 empty] | 9 | 16 | 6205 | 13 | 2020-09-16 | Monday | 1 | No | #N/A | #N/A | #N/A | #N/A | #N/A | #N/A | #N/A | #N/A | #N/A | #N/A | #N/A | #N/A | #N/A | #N/A | #N/A | #N/A | #N/A | #N/A | #N/A | #N/A | #N/A | #N/A | #N/A | #N/A | #N/A | #N/A | #N/A | #N/A | #N/A | #N/A | #N/A | #N/A | #N/A | #N/A | #N/A | #N/A
[7 empty] | 9 | 16 | 6206 | 14 | 2020-09-16 | Monday | 1 | No | #N/A | #N/A | #N/A | #N/A | #N/A | #N/A | #N/A | #N/A | #N/A | #N/A | #N/A | #N/A | #N/A | #N/A | #N/A | #N/A | #N/A | #N/A | #N/A | #N/A | #N/A | #N/A | #N/A | #N/A | #N/A | #N/A | #N/A | #N/A | #N/A | #N/A | #N/A | #N/A | #N/A | #N/A | #N/A | #N/A
[7 empty] | 9 | 16 | 6207 | 15 | 2020-09-16 | Monday | 1 | No | #N/A | #N/A | #N/A | #N/A | #N/A | #N/A | #N/A | #N/A | #N/A | #N/A | #N/A | #N/A | #N/A | #N/A | #N/A | #N/A | #N/A | #N/A | #N/A | #N/A | #N/A | #N/A | #N/A | #N/A | #N/A | #N/A | #N/A | #N/A | #N/A | #N/A | #N/A | #N/A | #N/A | #N/A | #N/A | #N/A
[7 empty] | 9 | 16 | 6208 | 16 | 2020-09-16 | Monday | 1 | No | #N/A | #N/A | #N/A | #N/A | #N/A | #N/A | #N/A | #N/A | #N/A | #N/A | #N/A | #N/A | #N/A | #N/A | #N/A | #N/A | #N/A | #N/A | #N/A | #N/A | #N/A | #N/A | #N/A | #N/A | #N/A | #N/A | #N/A | #N/A | #N/A | #N/A | #N/A | #N/A | #N/A | #N/A | #N/A | #N/A
[7 empty] | 9 | 16 | 6209 | 17 | 2020-09-16 | Monday | 1 | No | #N/A | #N/A | #N/A | #N/A | #N/A | #N/A | #N/A | #N/A | #N/A | #N/A | #N/A | #N/A | #N/A | #N/A | #N/A | #N/A | #N/A | #N/A | #N/A | #N/A | #N/A | #N/A | #N/A | #N/A | #N/A | #N/A | #N/A | #N/A | #N/A | #N/A | #N/A | #N/A | #N/A | #N/A | #N/A | #N/A
[7 empty] | 9 | 16 | 6210 | 18 | 2020-09-16 | Monday | 1 | No | #N/A | #N/A | #N/A | #N/A | #N/A | #N/A | #N/A | #N/A | #N/A | #N/A | #N/A | #N/A | #N/A | #N/A | #N/A | #N/A | #N/A | #N/A | #N/A | #N/A | #N/A | #N/A | #N/A | #N/A | #N/A | #N/A | #N/A | #N/A | #N/A | #N/A | #N/A | #N/A | #N/A | #N/A | #N/A | #N/A
[7 empty] | 9 | 16 | 6211 | 19 | 2020-09-16 | Monday | 1 | No | #N/A | #N/A | #N/A | #N/A | #N/A | #N/A | #N/A | #N/A | #N/A | #N/A | #N/A | #N/A | #N/A | #N/A | #N/A | #N/A | #N/A | #N/A | #N/A | #N/A | #N/A | #N/A | #N/A | #N/A | #N/A | #N/A | #N/A | #N/A | #N/A | #N/A | #N/A | #N/A | #N/A | #N/A | #N/A | #N/A
[7 empty] | 9 | 16 | 6212 | 20 | 2020-09-16 | Monday | 1 | No | #N/A | #N/A | #N/A | #N/A | #N/A | #N/A | #N/A | #N/A | #N/A | #N/A | #N/A | #N/A | #N/A | #N/A | #N/A | #N/A | #N/A | #N/A | #N/A | #N/A | #N/A | #N/A | #N/A | #N/A | #N/A | #N/A | #N/A | #N/A | #N/A | #N/A | #N/A | #N/A | #N/A | #N/A | #N/A | #N/A
[7 empty] | 9 | 16 | 6213 | 21 | 2020-09-16 | Monday | 1 | No | #N/A | #N/A | #N/A | #N/A | #N/A | #N/A | #N/A | #N/A | #N/A | #N/A | #N/A | #N/A | #N/A | #N/A | #N/A | #N/A | #N/A | #N/A | #N/A | #N/A | #N/A | #N/A | #N/A | #N/A | #N/A | #N/A | #N/A | #N/A | #N/A | #N/A | #N/A | #N/A | #N/A | #N/A | #N/A | #N/A
[7 empty] | 9 | 16 | 6214 | 22 | 2020-09-16 | Monday | 1 | No | #N/A | #N/A | #N/A | #N/A | #N/A | #N/A | #N/A | #N/A | #N/A | #N/A | #N/A | #N/A | #N/A | #N/A | #N/A | #N/A | #N/A | #N/A | #N/A | #N/A | #N/A | #N/A | #N/A | #N/A | #N/A | #N/A | #N/A | #N/A | #N/A | #N/A | #N/A | #N/A | #N/A | #N/A | #N/A | #N/A
[7 empty] | 9 | 16 | 6215 | 23 | 2020-09-16 | Monday | 1 | No | #N/A | #N/A | #N/A | #N/A | #N/A | #N/A | #N/A | #N/A | #N/A | #N/A | #N/A | #N/A | #N/A | #N/A | #N/A | #N/A | #N/A | #N/A | #N/A | #N/A | #N/A | #N/A | #N/A | #N/A | #N/A | #N/A | #N/A | #N/A | #N/A | #N/A | #N/A | #N/A | #N/A | #N/A | #N/A | #N/A
[7 empty] | 9 | 16 | 6216 | 24 | 2020-09-16 | Monday | 1 | No | #N/A | #N/A | #N/A | #N/A | #N/A | #N/A | #N/A | #N/A | #N/A | #N/A | #N/A | #N/A | #N/A | #N/A | #N/A | #N/A | #N/A | #N/A | #N/A | #N/A | #N/A | #N/A | #N/A | #N/A | #N/A | #N/A | #N/A | #N/A | #N/A | #N/A | #N/A | #N/A | #N/A | #N/A | #N/A | #N/A
[7 empty] | 9 | 17 | 6217 | 1 | 2020-09-17 | Tuesday | 2 | No | #N/A | #N/A | #N/A | #N/A | #N/A | #N/A | #N/A | #N/A | #N/A | #N/A | #N/A | #N/A | #N/A | #N/A | #N/A | #N/A | #N/A | #N/A | #N/A | #N/A | #N/A | #N/A | #N/A | #N/A | #N/A | #N/A | #N/A | #N/A | #N/A | #N/A | #N/A | #N/A | #N/A | #N/A | #N/A | #N/A
[7 empty] | 9 | 17 | 6218 | 2 | 2020-09-17 | Tuesday | 2 | No | #N/A | #N/A | #N/A | #N/A | #N/A | #N/A | #N/A | #N/A | #N/A | #N/A | #N/A | #N/A | #N/A | #N/A | #N/A | #N/A | #N/A | #N/A | #N/A | #N/A | #N/A | #N/A | #N/A | #N/A | #N/A | #N/A | #N/A | #N/A | #N/A | #N/A | #N/A | #N/A | #N/A | #N/A | #N/A | #N/A
[7 empty] | 9 | 17 | 6219 | 3 | 2020-09-17 | Tuesday | 2 | No | #N/A | #N/A | #N/A | #N/A | #N/A | #N/A | #N/A | #N/A | #N/A | #N/A | #N/A | #N/A | #N/A | #N/A | #N/A | #N/A | #N/A | #N/A | #N/A | #N/A | #N/A | #N/A | #N/A | #N/A | #N/A | #N/A | #N/A | #N/A | #N/A | #N/A | #N/A | #N/A | #N/A | #N/A | #N/A | #N/A
[7 empty] | 9 | 17 | 6220 | 4 | 2020-09-17 | Tuesday | 2 | No | #N/A | #N/A | #N/A | #N/A | #N/A | #N/A | #N/A | #N/A | #N/A | #N/A | #N/A | #N/A | #N/A | #N/A | #N/A | #N/A | #N/A | #N/A | #N/A | #N/A | #N/A | #N/A | #N/A | #N/A | #N/A | #N/A | #N/A | #N/A | #N/A | #N/A | #N/A | #N/A | #N/A | #N/A | #N/A | #N/A
[7 empty] | 9 | 17 | 6221 | 5 | 2020-09-17 | Tuesday | 2 | No | #N/A | #N/A | #N/A | #N/A | #N/A | #N/A | #N/A | #N/A | #N/A | #N/A | #N/A | #N/A | #N/A | #N/A | #N/A | #N/A | #N/A | #N/A | #N/A | #N/A | #N/A | #N/A | #N/A | #N/A | #N/A | #N/A | #N/A | #N/A | #N/A | #N/A | #N/A | #N/A | #N/A | #N/A | #N/A | #N/A
[7 empty] | 9 | 17 | 6222 | 6 | 2020-09-17 | Tuesday | 2 | No | #N/A | #N/A | #N/A | #N/A | #N/A | #N/A | #N/A | #N/A | #N/A | #N/A | #N/A | #N/A | #N/A | #N/A | #N/A | #N/A | #N/A | #N/A | #N/A | #N/A | #N/A | #N/A | #N/A | #N/A | #N/A | #N/A | #N/A | #N/A | #N/A | #N/A | #N/A | #N/A | #N/A | #N/A | #N/A | #N/A
[7 empty] | 9 | 17 | 6223 | 7 | 2020-09-17 | Tuesday | 2 | No | #N/A | #N/A | #N/A | #N/A | #N/A | #N/A | #N/A | #N/A | #N/A | #N/A | #N/A | #N/A | #N/A | #N/A | #N/A | #N/A | #N/A | #N/A | #N/A | #N/A | #N/A | #N/A | #N/A | #N/A | #N/A | #N/A | #N/A | #N/A | #N/A | #N/A | #N/A | #N/A | #N/A | #N/A | #N/A | #N/A
[7 empty] | 9 | 17 | 6224 | 8 | 2020-09-17 | Tuesday | 2 | No | #N/A | #N/A | #N/A | #N/A | #N/A | #N/A | #N/A | #N/A | #N/A | #N/A | #N/A | #N/A | #N/A | #N/A | #N/A | #N/A | #N/A | #N/A | #N/A | #N/A | #N/A | #N/A | #N/A | #N/A | #N/A | #N/A | #N/A | #N/A | #N/A | #N/A | #N/A | #N/A | #N/A | #N/A | #N/A | #N/A
[7 empty] | 9 | 17 | 6225 | 9 | 2020-09-17 | Tuesday | 2 | No | #N/A | #N/A | #N/A | #N/A | #N/A | #N/A | #N/A | #N/A | #N/A | #N/A | #N/A | #N/A | #N/A | #N/A | #N/A | #N/A | #N/A | #N/A | #N/A | #N/A | #N/A | #N/A | #N/A | #N/A | #N/A | #N/A | #N/A | #N/A | #N/A | #N/A | #N/A | #N/A | #N/A | #N/A | #N/A | #N/A
[7 empty] | 9 | 17 | 6226 | 10 | 2020-09-17 | Tuesday | 2 | No | #N/A | #N/A | #N/A | #N/A | #N/A | #N/A | #N/A | #N/A | #N/A | #N/A | #N/A | #N/A | #N/A | #N/A | #N/A | #N/A | #N/A | #N/A | #N/A | #N/A | #N/A | #N/A | #N/A | #N/A | #N/A | #N/A | #N/A | #N/A | #N/A | #N/A | #N/A | #N/A | #N/A | #N/A | #N/A | #N/A
[7 empty] | 9 | 17 | 6227 | 11 | 2020-09-17 | Tuesday | 2 | No | #N/A | #N/A | #N/A | #N/A | #N/A | #N/A | #N/A | #N/A | #N/A | #N/A | #N/A | #N/A | #N/A | #N/A | #N/A | #N/A | #N/A | #N/A | #N/A | #N/A | #N/A | #N/A | #N/A | #N/A | #N/A | #N/A | #N/A | #N/A | #N/A | #N/A | #N/A | #N/A | #N/A | #N/A | #N/A | #N/A
[7 empty] | 9 | 17 | 6228 | 12 | 2020-09-17 | Tuesday | 2 | No | #N/A | #N/A | #N/A | #N/A | #N/A | #N/A | #N/A | #N/A | #N/A | #N/A | #N/A | #N/A | #N/A | #N/A | #N/A | #N/A | #N/A | #N/A | #N/A | #N/A | #N/A | #N/A | #N/A | #N/A | #N/A | #N/A | #N/A | #N/A | #N/A | #N/A | #N/A | #N/A | #N/A | #N/A | #N/A | #N/A
[7 empty] | 9 | 17 | 6229 | 13 | 2020-09-17 | Tuesday | 2 | No | #N/A | #N/A | #N/A | #N/A | #N/A | #N/A | #N/A | #N/A | #N/A | #N/A | #N/A | #N/A | #N/A | #N/A | #N/A | #N/A | #N/A | #N/A | #N/A | #N/A | #N/A | #N/A | #N/A | #N/A | #N/A | #N/A | #N/A | #N/A | #N/A | #N/A | #N/A | #N/A | #N/A | #N/A | #N/A | #N/A
[7 empty] | 9 | 17 | 6230 | 14 | 2020-09-17 | Tuesday | 2 | No | #N/A | #N/A | #N/A | #N/A | #N/A | #N/A | #N/A | #N/A | #N/A | #N/A | #N/A | #N/A | #N/A | #N/A | #N/A | #N/A | #N/A | #N/A | #N/A | #N/A | #N/A | #N/A | #N/A | #N/A | #N/A | #N/A | #N/A | #N/A | #N/A | #N/A | #N/A | #N/A | #N/A | #N/A | #N/A | #N/A
[7 empty] | 9 | 17 | 6231 | 15 | 2020-09-17 | Tuesday | 2 | No | #N/A | #N/A | #N/A | #N/A | #N/A | #N/A | #N/A | #N/A | #N/A | #N/A | #N/A | #N/A | #N/A | #N/A | #N/A | #N/A | #N/A | #N/A | #N/A | #N/A | #N/A | #N/A | #N/A | #N/A | #N/A | #N/A | #N/A | #N/A | #N/A | #N/A | #N/A | #N/A | #N/A | #N/A | #N/A | #N/A
[7 empty] | 9 | 17 | 6232 | 16 | 2020-09-17 | Tuesday | 2 | No | #N/A | #N/A | #N/A | #N/A | #N/A | #N/A | #N/A | #N/A | #N/A | #N/A | #N/A | #N/A | #N/A | #N/A | #N/A | #N/A | #N/A | #N/A | #N/A | #N/A | #N/A | #N/A | #N/A | #N/A | #N/A | #N/A | #N/A | #N/A | #N/A | #N/A | #N/A | #N/A | #N/A | #N/A | #N/A | #N/A
[7 empty] | 9 | 17 | 6233 | 17 | 2020-09-17 | Tuesday | 2 | No | #N/A | #N/A | #N/A | #N/A | #N/A | #N/A | #N/A | #N/A | #N/A | #N/A | #N/A | #N/A | #N/A | #N/A | #N/A | #N/A | #N/A | #N/A | #N/A | #N/A | #N/A | #N/A | #N/A | #N/A | #N/A | #N/A | #N/A | #N/A | #N/A | #N/A | #N/A | #N/A | #N/A | #N/A | #N/A | #N/A
[7 empty] | 9 | 17 | 6234 | 18 | 2020-09-17 | Tuesday | 2 | No | #N/A | #N/A | #N/A | #N/A | #N/A | #N/A | #N/A | #N/A | #N/A | #N/A | #N/A | #N/A | #N/A | #N/A | #N/A | #N/A | #N/A | #N/A | #N/A | #N/A | #N/A | #N/A | #N/A | #N/A | #N/A | #N/A | #N/A | #N/A | #N/A | #N/A | #N/A | #N/A | #N/A | #N/A | #N/A | #N/A
[7 empty] | 9 | 17 | 6235 | 19 | 2020-09-17 | Tuesday | 2 | No | #N/A | #N/A | #N/A | #N/A | #N/A | #N/A | #N/A | #N/A | #N/A | #N/A | #N/A | #N/A | #N/A | #N/A | #N/A | #N/A | #N/A | #N/A | #N/A | #N/A | #N/A | #N/A | #N/A | #N/A | #N/A | #N/A | #N/A | #N/A | #N/A | #N/A | #N/A | #N/A | #N/A | #N/A | #N/A | #N/A
[7 empty] | 9 | 17 | 6236 | 20 | 2020-09-17 | Tuesday | 2 | No | #N/A | #N/A | #N/A | #N/A | #N/A | #N/A | #N/A | #N/A | #N/A | #N/A | #N/A | #N/A | #N/A | #N/A | #N/A | #N/A | #N/A | #N/A | #N/A | #N/A | #N/A | #N/A | #N/A | #N/A | #N/A | #N/A | #N/A | #N/A | #N/A | #N/A | #N/A | #N/A | #N/A | #N/A | #N/A | #N/A
[7 empty] | 9 | 17 | 6237 | 21 | 2020-09-17 | Tuesday | 2 | No | #N/A | #N/A | #N/A | #N/A | #N/A | #N/A | #N/A | #N/A | #N/A | #N/A | #N/A | #N/A | #N/A | #N/A | #N/A | #N/A | #N/A | #N/A | #N/A | #N/A | #N/A | #N/A | #N/A | #N/A | #N/A | #N/A | #N/A | #N/A | #N/A | #N/A | #N/A | #N/A | #N/A | #N/A | #N/A | #N/A
[7 empty] | 9 | 17 | 6238 | 22 | 2020-09-17 | Tuesday | 2 | No | #N/A | #N/A | #N/A | #N/A | #N/A | #N/A | #N/A | #N/A | #N/A | #N/A | #N/A | #N/A | #N/A | #N/A | #N/A | #N/A | #N/A | #N/A | #N/A | #N/A | #N/A | #N/A | #N/A | #N/A | #N/A | #N/A | #N/A | #N/A | #N/A | #N/A | #N/A | #N/A | #N/A | #N/A | #N/A | #N/A
[7 empty] | 9 | 17 | 6239 | 23 | 2020-09-17 | Tuesday | 2 | No | #N/A | #N/A | #N/A | #N/A | #N/A | #N/A | #N/A | #N/A | #N/A | #N/A | #N/A | #N/A | #N/A | #N/A | #N/A | #N/A | #N/A | #N/A | #N/A | #N/A | #N/A | #N/A | #N/A | #N/A | #N/A | #N/A | #N/A | #N/A | #N/A | #N/A | #N/A | #N/A | #N/A | #N/A | #N/A | #N/A
[7 empty] | 9 | 17 | 6240 | 24 | 2020-09-17 | Tuesday | 2 | No | #N/A | #N/A | #N/A | #N/A | #N/A | #N/A | #N/A | #N/A | #N/A | #N/A | #N/A | #N/A | #N/A | #N/A | #N/A | #N/A | #N/A | #N/A | #N/A | #N/A | #N/A | #N/A | #N/A | #N/A | #N/A | #N/A | #N/A | #N/A | #N/A | #N/A | #N/A | #N/A | #N/A | #N/A | #N/A | #N/A
[7 empty] | 9 | 18 | 6241 | 1 | 2020-09-18 | Wednesday | 3 | No | #N/A | #N/A | #N/A | #N/A | #N/A | #N/A | #N/A | #N/A | #N/A | #N/A | #N/A | #N/A | #N/A | #N/A | #N/A | #N/A | #N/A | #N/A | #N/A | #N/A | #N/A | #N/A | #N/A | #N/A | #N/A | #N/A | #N/A | #N/A | #N/A | #N/A | #N/A | #N/A | #N/A | #N/A | #N/A | #N/A
[7 empty] | 9 | 18 | 6242 | 2 | 2020-09-18 | Wednesday | 3 | No | #N/A | #N/A | #N/A | #N/A | #N/A | #N/A | #N/A | #N/A | #N/A | #N/A | #N/A | #N/A | #N/A | #N/A | #N/A | #N/A | #N/A | #N/A | #N/A | #N/A | #N/A | #N/A | #N/A | #N/A | #N/A | #N/A | #N/A | #N/A | #N/A | #N/A | #N/A | #N/A | #N/A | #N/A | #N/A | #N/A
[7 empty] | 9 | 18 | 6243 | 3 | 2020-09-18 | Wednesday | 3 | No | #N/A | #N/A | #N/A | #N/A | #N/A | #N/A | #N/A | #N/A | #N/A | #N/A | #N/A | #N/A | #N/A | #N/A | #N/A | #N/A | #N/A | #N/A | #N/A | #N/A | #N/A | #N/A | #N/A | #N/A | #N/A | #N/A | #N/A | #N/A | #N/A | #N/A | #N/A | #N/A | #N/A | #N/A | #N/A | #N/A
[7 empty] | 9 | 18 | 6244 | 4 | 2020-09-18 | Wednesday | 3 | No | #N/A | #N/A | #N/A | #N/A | #N/A | #N/A | #N/A | #N/A | #N/A | #N/A | #N/A | #N/A | #N/A | #N/A | #N/A | #N/A | #N/A | #N/A | #N/A | #N/A | #N/A | #N/A | #N/A | #N/A | #N/A | #N/A | #N/A | #N/A | #N/A | #N/A | #N/A | #N/A | #N/A | #N/A | #N/A | #N/A
[7 empty] | 9 | 18 | 6245 | 5 | 2020-09-18 | Wednesday | 3 | No | #N/A | #N/A | #N/A | #N/A | #N/A | #N/A | #N/A | #N/A | #N/A | #N/A | #N/A | #N/A | #N/A | #N/A | #N/A | #N/A | #N/A | #N/A | #N/A | #N/A | #N/A | #N/A | #N/A | #N/A | #N/A | #N/A | #N/A | #N/A | #N/A | #N/A | #N/A | #N/A | #N/A | #N/A | #N/A | #N/A
[7 empty] | 9 | 18 | 6246 | 6 | 2020-09-18 | Wednesday | 3 | No | #N/A | #N/A | #N/A | #N/A | #N/A | #N/A | #N/A | #N/A | #N/A | #N/A | #N/A | #N/A | #N/A | #N/A | #N/A | #N/A | #N/A | #N/A | #N/A | #N/A | #N/A | #N/A | #N/A | #N/A | #N/A | #N/A | #N/A | #N/A | #N/A | #N/A | #N/A | #N/A | #N/A | #N/A | #N/A | #N/A
[7 empty] | 9 | 18 | 6247 | 7 | 2020-09-18 | Wednesday | 3 | No | #N/A | #N/A | #N/A | #N/A | #N/A | #N/A | #N/A | #N/A | #N/A | #N/A | #N/A | #N/A | #N/A | #N/A | #N/A | #N/A | #N/A | #N/A | #N/A | #N/A | #N/A | #N/A | #N/A | #N/A | #N/A | #N/A | #N/A | #N/A | #N/A | #N/A | #N/A | #N/A | #N/A | #N/A | #N/A | #N/A
[7 empty] | 9 | 18 | 6248 | 8 | 2020-09-18 | Wednesday | 3 | No | #N/A | #N/A | #N/A | #N/A | #N/A | #N/A | #N/A | #N/A | #N/A | #N/A | #N/A | #N/A | #N/A | #N/A | #N/A | #N/A | #N/A | #N/A | #N/A | #N/A | #N/A | #N/A | #N/A | #N/A | #N/A | #N/A | #N/A | #N/A | #N/A | #N/A | #N/A | #N/A | #N/A | #N/A | #N/A | #N/A
[7 empty] | 9 | 18 | 6249 | 9 | 2020-09-18 | Wednesday | 3 | No | #N/A | #N/A | #N/A | #N/A | #N/A | #N/A | #N/A | #N/A | #N/A | #N/A | #N/A | #N/A | #N/A | #N/A | #N/A | #N/A | #N/A | #N/A | #N/A | #N/A | #N/A | #N/A | #N/A | #N/A | #N/A | #N/A | #N/A | #N/A | #N/A | #N/A | #N/A | #N/A | #N/A | #N/A | #N/A | #N/A
[7 empty] | 9 | 18 | 6250 | 10 | 2020-09-18 | Wednesday | 3 | No | #N/A | #N/A | #N/A | #N/A | #N/A | #N/A | #N/A | #N/A | #N/A | #N/A | #N/A | #N/A | #N/A | #N/A | #N/A | #N/A | #N/A | #N/A | #N/A | #N/A | #N/A | #N/A | #N/A | #N/A | #N/A | #N/A | #N/A | #N/A | #N/A | #N/A | #N/A | #N/A | #N/A | #N/A | #N/A | #N/A
[7 empty] | 9 | 18 | 6251 | 11 | 2020-09-18 | Wednesday | 3 | No | #N/A | #N/A | #N/A | #N/A | #N/A | #N/A | #N/A | #N/A | #N/A | #N/A | #N/A | #N/A | #N/A | #N/A | #N/A | #N/A | #N/A | #N/A | #N/A | #N/A | #N/A | #N/A | #N/A | #N/A | #N/A | #N/A | #N/A | #N/A | #N/A | #N/A | #N/A | #N/A | #N/A | #N/A | #N/A | #N/A
[7 empty] | 9 | 18 | 6252 | 12 | 2020-09-18 | Wednesday | 3 | No | #N/A | #N/A | #N/A | #N/A | #N/A | #N/A | #N/A | #N/A | #N/A | #N/A | #N/A | #N/A | #N/A | #N/A | #N/A | #N/A | #N/A | #N/A | #N/A | #N/A | #N/A | #N/A | #N/A | #N/A | #N/A | #N/A | #N/A | #N/A | #N/A | #N/A | #N/A | #N/A | #N/A | #N/A | #N/A | #N/A
[7 empty] | 9 | 18 | 6253 | 13 | 2020-09-18 | Wednesday | 3 | No | #N/A | #N/A | #N/A | #N/A | #N/A | #N/A | #N/A | #N/A | #N/A | #N/A | #N/A | #N/A | #N/A | #N/A | #N/A | #N/A | #N/A | #N/A | #N/A | #N/A | #N/A | #N/A | #N/A | #N/A | #N/A | #N/A | #N/A | #N/A | #N/A | #N/A | #N/A | #N/A | #N/A | #N/A | #N/A | #N/A
[7 empty] | 9 | 18 | 6254 | 14 | 2020-09-18 | Wednesday | 3 | No | #N/A | #N/A | #N/A | #N/A | #N/A | #N/A | #N/A | #N/A | #N/A | #N/A | #N/A | #N/A | #N/A | #N/A | #N/A | #N/A | #N/A | #N/A | #N/A | #N/A | #N/A | #N/A | #N/A | #N/A | #N/A | #N/A | #N/A | #N/A | #N/A | #N/A | #N/A | #N/A | #N/A | #N/A | #N/A | #N/A
[7 empty] | 9 | 18 | 6255 | 15 | 2020-09-18 | Wednesday | 3 | No | #N/A | #N/A | #N/A | #N/A | #N/A | #N/A | #N/A | #N/A | #N/A | #N/A | #N/A | #N/A | #N/A | #N/A | #N/A | #N/A | #N/A | #N/A | #N/A | #N/A | #N/A | #N/A | #N/A | #N/A | #N/A | #N/A | #N/A | #N/A | #N/A | #N/A | #N/A | #N/A | #N/A | #N/A | #N/A | #N/A
[7 empty] | 9 | 18 | 6256 | 16 | 2020-09-18 | Wednesday | 3 | No | #N/A | #N/A | #N/A | #N/A | #N/A | #N/A | #N/A | #N/A | #N/A | #N/A | #N/A | #N/A | #N/A | #N/A | #N/A | #N/A | #N/A | #N/A | #N/A | #N/A | #N/A | #N/A | #N/A | #N/A | #N/A | #N/A | #N/A | #N/A | #N/A | #N/A | #N/A | #N/A | #N/A | #N/A | #N/A | #N/A
[7 empty] | 9 | 18 | 6257 | 17 | 2020-09-18 | Wednesday | 3 | No | #N/A | #N/A | #N/A | #N/A | #N/A | #N/A | #N/A | #N/A | #N/A | #N/A | #N/A | #N/A | #N/A | #N/A | #N/A | #N/A | #N/A | #N/A | #N/A | #N/A | #N/A | #N/A | #N/A | #N/A | #N/A | #N/A | #N/A | #N/A | #N/A | #N/A | #N/A | #N/A | #N/A | #N/A | #N/A | #N/A
[7 empty] | 9 | 18 | 6258 | 18 | 2020-09-18 | Wednesday | 3 | No | #N/A | #N/A | #N/A | #N/A | #N/A | #N/A | #N/A | #N/A | #N/A | #N/A | #N/A | #N/A | #N/A | #N/A | #N/A | #N/A | #N/A | #N/A | #N/A | #N/A | #N/A | #N/A | #N/A | #N/A | #N/A | #N/A | #N/A | #N/A | #N/A | #N/A | #N/A | #N/A | #N/A | #N/A | #N/A | #N/A
[7 empty] | 9 | 18 | 6259 | 19 | 2020-09-18 | Wednesday | 3 | No | #N/A | #N/A | #N/A | #N/A | #N/A | #N/A | #N/A | #N/A | #N/A | #N/A | #N/A | #N/A | #N/A | #N/A | #N/A | #N/A | #N/A | #N/A | #N/A | #N/A | #N/A | #N/A | #N/A | #N/A | #N/A | #N/A | #N/A | #N/A | #N/A | #N/A | #N/A | #N/A | #N/A | #N/A | #N/A | #N/A
[7 empty] | 9 | 18 | 6260 | 20 | 2020-09-18 | Wednesday | 3 | No | #N/A | #N/A | #N/A | #N/A | #N/A | #N/A | #N/A | #N/A | #N/A | #N/A | #N/A | #N/A | #N/A | #N/A | #N/A | #N/A | #N/A | #N/A | #N/A | #N/A | #N/A | #N/A | #N/A | #N/A | #N/A | #N/A | #N/A | #N/A | #N/A | #N/A | #N/A | #N/A | #N/A | #N/A | #N/A | #N/A
[7 empty] | 9 | 18 | 6261 | 21 | 2020-09-18 | Wednesday | 3 | No | #N/A | #N/A | #N/A | #N/A | #N/A | #N/A | #N/A | #N/A | #N/A | #N/A | #N/A | #N/A | #N/A | #N/A | #N/A | #N/A | #N/A | #N/A | #N/A | #N/A | #N/A | #N/A | #N/A | #N/A | #N/A | #N/A | #N/A | #N/A | #N/A | #N/A | #N/A | #N/A | #N/A | #N/A | #N/A | #N/A
[7 empty] | 9 | 18 | 6262 | 22 | 2020-09-18 | Wednesday | 3 | No | #N/A | #N/A | #N/A | #N/A | #N/A | #N/A | #N/A | #N/A | #N/A | #N/A | #N/A | #N/A | #N/A | #N/A | #N/A | #N/A | #N/A | #N/A | #N/A | #N/A | #N/A | #N/A | #N/A | #N/A | #N/A | #N/A | #N/A | #N/A | #N/A | #N/A | #N/A | #N/A | #N/A | #N/A | #N/A | #N/A
[7 empty] | 9 | 18 | 6263 | 23 | 2020-09-18 | Wednesday | 3 | No | #N/A | #N/A | #N/A | #N/A | #N/A | #N/A | #N/A | #N/A | #N/A | #N/A | #N/A | #N/A | #N/A | #N/A | #N/A | #N/A | #N/A | #N/A | #N/A | #N/A | #N/A | #N/A | #N/A | #N/A | #N/A | #N/A | #N/A | #N/A | #N/A | #N/A | #N/A | #N/A | #N/A | #N/A | #N/A | #N/A
[7 empty] | 9 | 18 | 6264 | 24 | 2020-09-18 | Wednesday | 3 | No | #N/A | #N/A | #N/A | #N/A | #N/A | #N/A | #N/A | #N/A | #N/A | #N/A | #N/A | #N/A | #N/A | #N/A | #N/A | #N/A | #N/A | #N/A | #N/A | #N/A | #N/A | #N/A | #N/A | #N/A | #N/A | #N/A | #N/A | #N/A | #N/A | #N/A | #N/A | #N/A | #N/A | #N/A | #N/A | #N/A
[7 empty] | 9 | 19 | 6265 | 1 | 2020-09-19 | Thursday | 4 | No | #N/A | #N/A | #N/A | #N/A | #N/A | #N/A | #N/A | #N/A | #N/A | #N/A | #N/A | #N/A | #N/A | #N/A | #N/A | #N/A | #N/A | #N/A | #N/A | #N/A | #N/A | #N/A | #N/A | #N/A | #N/A | #N/A | #N/A | #N/A | #N/A | #N/A | #N/A | #N/A | #N/A | #N/A | #N/A | #N/A
[7 empty] | 9 | 19 | 6266 | 2 | 2020-09-19 | Thursday | 4 | No | #N/A | #N/A | #N/A | #N/A | #N/A | #N/A | #N/A | #N/A | #N/A | #N/A | #N/A | #N/A | #N/A | #N/A | #N/A | #N/A | #N/A | #N/A | #N/A | #N/A | #N/A | #N/A | #N/A | #N/A | #N/A | #N/A | #N/A | #N/A | #N/A | #N/A | #N/A | #N/A | #N/A | #N/A | #N/A | #N/A
[7 empty] | 9 | 19 | 6267 | 3 | 2020-09-19 | Thursday | 4 | No | #N/A | #N/A | #N/A | #N/A | #N/A | #N/A | #N/A | #N/A | #N/A | #N/A | #N/A | #N/A | #N/A | #N/A | #N/A | #N/A | #N/A | #N/A | #N/A | #N/A | #N/A | #N/A | #N/A | #N/A | #N/A | #N/A | #N/A | #N/A | #N/A | #N/A | #N/A | #N/A | #N/A | #N/A | #N/A | #N/A
[7 empty] | 9 | 19 | 6268 | 4 | 2020-09-19 | Thursday | 4 | No | #N/A | #N/A | #N/A | #N/A | #N/A | #N/A | #N/A | #N/A | #N/A | #N/A | #N/A | #N/A | #N/A | #N/A | #N/A | #N/A | #N/A | #N/A | #N/A | #N/A | #N/A | #N/A | #N/A | #N/A | #N/A | #N/A | #N/A | #N/A | #N/A | #N/A | #N/A | #N/A | #N/A | #N/A | #N/A | #N/A
[7 empty] | 9 | 19 | 6269 | 5 | 2020-09-19 | Thursday | 4 | No | #N/A | #N/A | #N/A | #N/A | #N/A | #N/A | #N/A | #N/A | #N/A | #N/A | #N/A | #N/A | #N/A | #N/A | #N/A | #N/A | #N/A | #N/A | #N/A | #N/A | #N/A | #N/A | #N/A | #N/A | #N/A | #N/A | #N/A | #N/A | #N/A | #N/A | #N/A | #N/A | #N/A | #N/A | #N/A | #N/A
[7 empty] | 9 | 19 | 6270 | 6 | 2020-09-19 | Thursday | 4 | No | #N/A | #N/A | #N/A | #N/A | #N/A | #N/A | #N/A | #N/A | #N/A | #N/A | #N/A | #N/A | #N/A | #N/A | #N/A | #N/A | #N/A | #N/A | #N/A | #N/A | #N/A | #N/A | #N/A | #N/A | #N/A | #N/A | #N/A | #N/A | #N/A | #N/A | #N/A | #N/A | #N/A | #N/A | #N/A | #N/A
[7 empty] | 9 | 19 | 6271 | 7 | 2020-09-19 | Thursday | 4 | No | #N/A | #N/A | #N/A | #N/A | #N/A | #N/A | #N/A | #N/A | #N/A | #N/A | #N/A | #N/A | #N/A | #N/A | #N/A | #N/A | #N/A | #N/A | #N/A | #N/A | #N/A | #N/A | #N/A | #N/A | #N/A | #N/A | #N/A | #N/A | #N/A | #N/A | #N/A | #N/A | #N/A | #N/A | #N/A | #N/A
[7 empty] | 9 | 19 | 6272 | 8 | 2020-09-19 | Thursday | 4 | No | #N/A | #N/A | #N/A | #N/A | #N/A | #N/A | #N/A | #N/A | #N/A | #N/A | #N/A | #N/A | #N/A | #N/A | #N/A | #N/A | #N/A | #N/A | #N/A | #N/A | #N/A | #N/A | #N/A | #N/A | #N/A | #N/A | #N/A | #N/A | #N/A | #N/A | #N/A | #N/A | #N/A | #N/A | #N/A | #N/A
[7 empty] | 9 | 19 | 6273 | 9 | 2020-09-19 | Thursday | 4 | No | #N/A | #N/A | #N/A | #N/A | #N/A | #N/A | #N/A | #N/A | #N/A | #N/A | #N/A | #N/A | #N/A | #N/A | #N/A | #N/A | #N/A | #N/A | #N/A | #N/A | #N/A | #N/A | #N/A | #N/A | #N/A | #N/A | #N/A | #N/A | #N/A | #N/A | #N/A | #N/A | #N/A | #N/A | #N/A | #N/A
[7 empty] | 9 | 19 | 6274 | 10 | 2020-09-19 | Thursday | 4 | No | #N/A | #N/A | #N/A | #N/A | #N/A | #N/A | #N/A | #N/A | #N/A | #N/A | #N/A | #N/A | #N/A | #N/A | #N/A | #N/A | #N/A | #N/A | #N/A | #N/A | #N/A | #N/A | #N/A | #N/A | #N/A | #N/A | #N/A | #N/A | #N/A | #N/A | #N/A | #N/A | #N/A | #N/A | #N/A | #N/A
[7 empty] | 9 | 19 | 6275 | 11 | 2020-09-19 | Thursday | 4 | No | #N/A | #N/A | #N/A | #N/A | #N/A | #N/A | #N/A | #N/A | #N/A | #N/A | #N/A | #N/A | #N/A | #N/A | #N/A | #N/A | #N/A | #N/A | #N/A | #N/A | #N/A | #N/A | #N/A | #N/A | #N/A | #N/A | #N/A | #N/A | #N/A | #N/A | #N/A | #N/A | #N/A | #N/A | #N/A | #N/A
[7 empty] | 9 | 19 | 6276 | 12 | 2020-09-19 | Thursday | 4 | No | #N/A | #N/A | #N/A | #N/A | #N/A | #N/A | #N/A | #N/A | #N/A | #N/A | #N/A | #N/A | #N/A | #N/A | #N/A | #N/A | #N/A | #N/A | #N/A | #N/A | #N/A | #N/A | #N/A | #N/A | #N/A | #N/A | #N/A | #N/A | #N/A | #N/A | #N/A | #N/A | #N/A | #N/A | #N/A | #N/A
[7 empty] | 9 | 19 | 6277 | 13 | 2020-09-19 | Thursday | 4 | No | #N/A | #N/A | #N/A | #N/A | #N/A | #N/A | #N/A | #N/A | #N/A | #N/A | #N/A | #N/A | #N/A | #N/A | #N/A | #N/A | #N/A | #N/A | #N/A | #N/A | #N/A | #N/A | #N/A | #N/A | #N/A | #N/A | #N/A | #N/A | #N/A | #N/A | #N/A | #N/A | #N/A | #N/A | #N/A | #N/A
[7 empty] | 9 | 19 | 6278 | 14 | 2020-09-19 | Thursday | 4 | No | #N/A | #N/A | #N/A | #N/A | #N/A | #N/A | #N/A | #N/A | #N/A | #N/A | #N/A | #N/A | #N/A | #N/A | #N/A | #N/A | #N/A | #N/A | #N/A | #N/A | #N/A | #N/A | #N/A | #N/A | #N/A | #N/A | #N/A | #N/A | #N/A | #N/A | #N/A | #N/A | #N/A | #N/A | #N/A | #N/A
[7 empty] | 9 | 19 | 6279 | 15 | 2020-09-19 | Thursday | 4 | No | #N/A | #N/A | #N/A | #N/A | #N/A | #N/A | #N/A | #N/A | #N/A | #N/A | #N/A | #N/A | #N/A | #N/A | #N/A | #N/A | #N/A | #N/A | #N/A | #N/A | #N/A | #N/A | #N/A | #N/A | #N/A | #N/A | #N/A | #N/A | #N/A | #N/A | #N/A | #N/A | #N/A | #N/A | #N/A | #N/A
[7 empty] | 9 | 19 | 6280 | 16 | 2020-09-19 | Thursday | 4 | No | #N/A | #N/A | #N/A | #N/A | #N/A | #N/A | #N/A | #N/A | #N/A | #N/A | #N/A | #N/A | #N/A | #N/A | #N/A | #N/A | #N/A | #N/A | #N/A | #N/A | #N/A | #N/A | #N/A | #N/A | #N/A | #N/A | #N/A | #N/A | #N/A | #N/A | #N/A | #N/A | #N/A | #N/A | #N/A | #N/A
[7 empty] | 9 | 19 | 6281 | 17 | 2020-09-19 | Thursday | 4 | No | #N/A | #N/A | #N/A | #N/A | #N/A | #N/A | #N/A | #N/A | #N/A | #N/A | #N/A | #N/A | #N/A | #N/A | #N/A | #N/A | #N/A | #N/A | #N/A | #N/A | #N/A | #N/A | #N/A | #N/A | #N/A | #N/A | #N/A | #N/A | #N/A | #N/A | #N/A | #N/A | #N/A | #N/A | #N/A | #N/A
[7 empty] | 9 | 19 | 6282 | 18 | 2020-09-19 | Thursday | 4 | No | #N/A | #N/A | #N/A | #N/A | #N/A | #N/A | #N/A | #N/A | #N/A | #N/A | #N/A | #N/A | #N/A | #N/A | #N/A | #N/A | #N/A | #N/A | #N/A | #N/A | #N/A | #N/A | #N/A | #N/A | #N/A | #N/A | #N/A | #N/A | #N/A | #N/A | #N/A | #N/A | #N/A | #N/A | #N/A | #N/A
[7 empty] | 9 | 19 | 6283 | 19 | 2020-09-19 | Thursday | 4 | No | #N/A | #N/A | #N/A | #N/A | #N/A | #N/A | #N/A | #N/A | #N/A | #N/A | #N/A | #N/A | #N/A | #N/A | #N/A | #N/A | #N/A | #N/A | #N/A | #N/A | #N/A | #N/A | #N/A | #N/A | #N/A | #N/A | #N/A | #N/A | #N/A | #N/A | #N/A | #N/A | #N/A | #N/A | #N/A | #N/A
[7 empty] | 9 | 19 | 6284 | 20 | 2020-09-19 | Thursday | 4 | No | #N/A | #N/A | #N/A | #N/A | #N/A | #N/A | #N/A | #N/A | #N/A | #N/A | #N/A | #N/A | #N/A | #N/A | #N/A | #N/A | #N/A | #N/A | #N/A | #N/A | #N/A | #N/A | #N/A | #N/A | #N/A | #N/A | #N/A | #N/A | #N/A | #N/A | #N/A | #N/A | #N/A | #N/A | #N/A | #N/A
[7 empty] | 9 | 19 | 6285 | 21 | 2020-09-19 | Thursday | 4 | No | #N/A | #N/A | #N/A | #N/A | #N/A | #N/A | #N/A | #N/A | #N/A | #N/A | #N/A | #N/A | #N/A | #N/A | #N/A | #N/A | #N/A | #N/A | #N/A | #N/A | #N/A | #N/A | #N/A | #N/A | #N/A | #N/A | #N/A | #N/A | #N/A | #N/A | #N/A | #N/A | #N/A | #N/A | #N/A | #N/A
[7 empty] | 9 | 19 | 6286 | 22 | 2020-09-19 | Thursday | 4 | No | #N/A | #N/A | #N/A | #N/A | #N/A | #N/A | #N/A | #N/A | #N/A | #N/A | #N/A | #N/A | #N/A | #N/A | #N/A | #N/A | #N/A | #N/A | #N/A | #N/A | #N/A | #N/A | #N/A | #N/A | #N/A | #N/A | #N/A | #N/A | #N/A | #N/A | #N/A | #N/A | #N/A | #N/A | #N/A | #N/A
[7 empty] | 9 | 19 | 6287 | 23 | 2020-09-19 | Thursday | 4 | No | #N/A | #N/A | #N/A | #N/A | #N/A | #N/A | #N/A | #N/A | #N/A | #N/A | #N/A | #N/A | #N/A | #N/A | #N/A | #N/A | #N/A | #N/A | #N/A | #N/A | #N/A | #N/A | #N/A | #N/A | #N/A | #N/A | #N/A | #N/A | #N/A | #N/A | #N/A | #N/A | #N/A | #N/A | #N/A | #N/A
[7 empty] | 9 | 19 | 6288 | 24 | 2020-09-19 | Thursday | 4 | No | #N/A | #N/A | #N/A | #N/A | #N/A | #N/A | #N/A | #N/A | #N/A | #N/A | #N/A | #N/A | #N/A | #N/A | #N/A | #N/A | #N/A | #N/A | #N/A | #N/A | #N/A | #N/A | #N/A | #N/A | #N/A | #N/A | #N/A | #N/A | #N/A | #N/A | #N/A | #N/A | #N/A | #N/A | #N/A | #N/A
[7 empty] | 9 | 20 | 6289 | 1 | 2020-09-20 | Friday | 5 | No | #N/A | #N/A | #N/A | #N/A | #N/A | #N/A | #N/A | #N/A | #N/A | #N/A | #N/A | #N/A | #N/A | #N/A | #N/A | #N/A | #N/A | #N/A | #N/A | #N/A | #N/A | #N/A | #N/A | #N/A | #N/A | #N/A | #N/A | #N/A | #N/A | #N/A | #N/A | #N/A | #N/A | #N/A | #N/A | #N/A
[7 empty] | 9 | 20 | 6290 | 2 | 2020-09-20 | Friday | 5 | No | #N/A | #N/A | #N/A | #N/A | #N/A | #N/A | #N/A | #N/A | #N/A | #N/A | #N/A | #N/A | #N/A | #N/A | #N/A | #N/A | #N/A | #N/A | #N/A | #N/A | #N/A | #N/A | #N/A | #N/A | #N/A | #N/A | #N/A | #N/A | #N/A | #N/A | #N/A | #N/A | #N/A | #N/A | #N/A | #N/A
[7 empty] | 9 | 20 | 6291 | 3 | 2020-09-20 | Friday | 5 | No | #N/A | #N/A | #N/A | #N/A | #N/A | #N/A | #N/A | #N/A | #N/A | #N/A | #N/A | #N/A | #N/A | #N/A | #N/A | #N/A | #N/A | #N/A | #N/A | #N/A | #N/A | #N/A | #N/A | #N/A | #N/A | #N/A | #N/A | #N/A | #N/A | #N/A | #N/A | #N/A | #N/A | #N/A | #N/A | #N/A
[7 empty] | 9 | 20 | 6292 | 4 | 2020-09-20 | Friday | 5 | No | #N/A | #N/A | #N/A | #N/A | #N/A | #N/A | #N/A | #N/A | #N/A | #N/A | #N/A | #N/A | #N/A | #N/A | #N/A | #N/A | #N/A | #N/A | #N/A | #N/A | #N/A | #N/A | #N/A | #N/A | #N/A | #N/A | #N/A | #N/A | #N/A | #N/A | #N/A | #N/A | #N/A | #N/A | #N/A | #N/A
[7 empty] | 9 | 20 | 6293 | 5 | 2020-09-20 | Friday | 5 | No | #N/A | #N/A | #N/A | #N/A | #N/A | #N/A | #N/A | #N/A | #N/A | #N/A | #N/A | #N/A | #N/A | #N/A | #N/A | #N/A | #N/A | #N/A | #N/A | #N/A | #N/A | #N/A | #N/A | #N/A | #N/A | #N/A | #N/A | #N/A | #N/A | #N/A | #N/A | #N/A | #N/A | #N/A | #N/A | #N/A
[7 empty] | 9 | 20 | 6294 | 6 | 2020-09-20 | Friday | 5 | No | #N/A | #N/A | #N/A | #N/A | #N/A | #N/A | #N/A | #N/A | #N/A | #N/A | #N/A | #N/A | #N/A | #N/A | #N/A | #N/A | #N/A | #N/A | #N/A | #N/A | #N/A | #N/A | #N/A | #N/A | #N/A | #N/A | #N/A | #N/A | #N/A | #N/A | #N/A | #N/A | #N/A | #N/A | #N/A | #N/A
[7 empty] | 9 | 20 | 6295 | 7 | 2020-09-20 | Friday | 5 | No | #N/A | #N/A | #N/A | #N/A | #N/A | #N/A | #N/A | #N/A | #N/A | #N/A | #N/A | #N/A | #N/A | #N/A | #N/A | #N/A | #N/A | #N/A | #N/A | #N/A | #N/A | #N/A | #N/A | #N/A | #N/A | #N/A | #N/A | #N/A | #N/A | #N/A | #N/A | #N/A | #N/A | #N/A | #N/A | #N/A
[7 empty] | 9 | 20 | 6296 | 8 | 2020-09-20 | Friday | 5 | No | #N/A | #N/A | #N/A | #N/A | #N/A | #N/A | #N/A | #N/A | #N/A | #N/A | #N/A | #N/A | #N/A | #N/A | #N/A | #N/A | #N/A | #N/A | #N/A | #N/A | #N/A | #N/A | #N/A | #N/A | #N/A | #N/A | #N/A | #N/A | #N/A | #N/A | #N/A | #N/A | #N/A | #N/A | #N/A | #N/A
[7 empty] | 9 | 20 | 6297 | 9 | 2020-09-20 | Friday | 5 | No | #N/A | #N/A | #N/A | #N/A | #N/A | #N/A | #N/A | #N/A | #N/A | #N/A | #N/A | #N/A | #N/A | #N/A | #N/A | #N/A | #N/A | #N/A | #N/A | #N/A | #N/A | #N/A | #N/A | #N/A | #N/A | #N/A | #N/A | #N/A | #N/A | #N/A | #N/A | #N/A | #N/A | #N/A | #N/A | #N/A
[7 empty] | 9 | 20 | 6298 | 10 | 2020-09-20 | Friday | 5 | No | #N/A | #N/A | #N/A | #N/A | #N/A | #N/A | #N/A | #N/A | #N/A | #N/A | #N/A | #N/A | #N/A | #N/A | #N/A | #N/A | #N/A | #N/A | #N/A | #N/A | #N/A | #N/A | #N/A | #N/A | #N/A | #N/A | #N/A | #N/A | #N/A | #N/A | #N/A | #N/A | #N/A | #N/A | #N/A | #N/A
[7 empty] | 9 | 20 | 6299 | 11 | 2020-09-20 | Friday | 5 | No | #N/A | #N/A | #N/A | #N/A | #N/A | #N/A | #N/A | #N/A | #N/A | #N/A | #N/A | #N/A | #N/A | #N/A | #N/A | #N/A | #N/A | #N/A | #N/A | #N/A | #N/A | #N/A | #N/A | #N/A | #N/A | #N/A | #N/A | #N/A | #N/A | #N/A | #N/A | #N/A | #N/A | #N/A | #N/A | #N/A
[7 empty] | 9 | 20 | 6300 | 12 | 2020-09-20 | Friday | 5 | No | #N/A | #N/A | #N/A | #N/A | #N/A | #N/A | #N/A | #N/A | #N/A | #N/A | #N/A | #N/A | #N/A | #N/A | #N/A | #N/A | #N/A | #N/A | #N/A | #N/A | #N/A | #N/A | #N/A | #N/A | #N/A | #N/A | #N/A | #N/A | #N/A | #N/A | #N/A | #N/A | #N/A | #N/A | #N/A | #N/A
[7 empty] | 9 | 20 | 6301 | 13 | 2020-09-20 | Friday | 5 | No | #N/A | #N/A | #N/A | #N/A | #N/A | #N/A | #N/A | #N/A | #N/A | #N/A | #N/A | #N/A | #N/A | #N/A | #N/A | #N/A | #N/A | #N/A | #N/A | #N/A | #N/A | #N/A | #N/A | #N/A | #N/A | #N/A | #N/A | #N/A | #N/A | #N/A | #N/A | #N/A | #N/A | #N/A | #N/A | #N/A
[7 empty] | 9 | 20 | 6302 | 14 | 2020-09-20 | Friday | 5 | No | #N/A | #N/A | #N/A | #N/A | #N/A | #N/A | #N/A | #N/A | #N/A | #N/A | #N/A | #N/A | #N/A | #N/A | #N/A | #N/A | #N/A | #N/A | #N/A | #N/A | #N/A | #N/A | #N/A | #N/A | #N/A | #N/A | #N/A | #N/A | #N/A | #N/A | #N/A | #N/A | #N/A | #N/A | #N/A | #N/A
[7 empty] | 9 | 20 | 6303 | 15 | 2020-09-20 | Friday | 5 | No | #N/A | #N/A | #N/A | #N/A | #N/A | #N/A | #N/A | #N/A | #N/A | #N/A | #N/A | #N/A | #N/A | #N/A | #N/A | #N/A | #N/A | #N/A | #N/A | #N/A | #N/A | #N/A | #N/A | #N/A | #N/A | #N/A | #N/A | #N/A | #N/A | #N/A | #N/A | #N/A | #N/A | #N/A | #N/A | #N/A
[7 empty] | 9 | 20 | 6304 | 16 | 2020-09-20 | Friday | 5 | No | #N/A | #N/A | #N/A | #N/A | #N/A | #N/A | #N/A | #N/A | #N/A | #N/A | #N/A | #N/A | #N/A | #N/A | #N/A | #N/A | #N/A | #N/A | #N/A | #N/A | #N/A | #N/A | #N/A | #N/A | #N/A | #N/A | #N/A | #N/A | #N/A | #N/A | #N/A | #N/A | #N/A | #N/A | #N/A | #N/A
[7 empty] | 9 | 20 | 6305 | 17 | 2020-09-20 | Friday | 5 | No | #N/A | #N/A | #N/A | #N/A | #N/A | #N/A | #N/A | #N/A | #N/A | #N/A | #N/A | #N/A | #N/A | #N/A | #N/A | #N/A | #N/A | #N/A | #N/A | #N/A | #N/A | #N/A | #N/A | #N/A | #N/A | #N/A | #N/A | #N/A | #N/A | #N/A | #N/A | #N/A | #N/A | #N/A | #N/A | #N/A
[7 empty] | 9 | 20 | 6306 | 18 | 2020-09-20 | Friday | 5 | No | #N/A | #N/A | #N/A | #N/A | #N/A | #N/A | #N/A | #N/A | #N/A | #N/A | #N/A | #N/A | #N/A | #N/A | #N/A | #N/A | #N/A | #N/A | #N/A | #N/A | #N/A | #N/A | #N/A | #N/A | #N/A | #N/A | #N/A | #N/A | #N/A | #N/A | #N/A | #N/A | #N/A | #N/A | #N/A | #N/A
[7 empty] | 9 | 20 | 6307 | 19 | 2020-09-20 | Friday | 5 | No | #N/A | #N/A | #N/A | #N/A | #N/A | #N/A | #N/A | #N/A | #N/A | #N/A | #N/A | #N/A | #N/A | #N/A | #N/A | #N/A | #N/A | #N/A | #N/A | #N/A | #N/A | #N/A | #N/A | #N/A | #N/A | #N/A | #N/A | #N/A | #N/A | #N/A | #N/A | #N/A | #N/A | #N/A | #N/A | #N/A
[7 empty] | 9 | 20 | 6308 | 20 | 2020-09-20 | Friday | 5 | No | #N/A | #N/A | #N/A | #N/A | #N/A | #N/A | #N/A | #N/A | #N/A | #N/A | #N/A | #N/A | #N/A | #N/A | #N/A | #N/A | #N/A | #N/A | #N/A | #N/A | #N/A | #N/A | #N/A | #N/A | #N/A | #N/A | #N/A | #N/A | #N/A | #N/A | #N/A | #N/A | #N/A | #N/A | #N/A | #N/A
[7 empty] | 9 | 20 | 6309 | 21 | 2020-09-20 | Friday | 5 | No | #N/A | #N/A | #N/A | #N/A | #N/A | #N/A | #N/A | #N/A | #N/A | #N/A | #N/A | #N/A | #N/A | #N/A | #N/A | #N/A | #N/A | #N/A | #N/A | #N/A | #N/A | #N/A | #N/A | #N/A | #N/A | #N/A | #N/A | #N/A | #N/A | #N/A | #N/A | #N/A | #N/A | #N/A | #N/A | #N/A
[7 empty] | 9 | 20 | 6310 | 22 | 2020-09-20 | Friday | 5 | No | #N/A | #N/A | #N/A | #N/A | #N/A | #N/A | #N/A | #N/A | #N/A | #N/A | #N/A | #N/A | #N/A | #N/A | #N/A | #N/A | #N/A | #N/A | #N/A | #N/A | #N/A | #N/A | #N/A | #N/A | #N/A | #N/A | #N/A | #N/A | #N/A | #N/A | #N/A | #N/A | #N/A | #N/A | #N/A | #N/A
[7 empty] | 9 | 20 | 6311 | 23 | 2020-09-20 | Friday | 5 | No | #N/A | #N/A | #N/A | #N/A | #N/A | #N/A | #N/A | #N/A | #N/A | #N/A | #N/A | #N/A | #N/A | #N/A | #N/A | #N/A | #N/A | #N/A | #N/A | #N/A | #N/A | #N/A | #N/A | #N/A | #N/A | #N/A | #N/A | #N/A | #N/A | #N/A | #N/A | #N/A | #N/A | #N/A | #N/A | #N/A
[7 empty] | 9 | 20 | 6312 | 24 | 2020-09-20 | Friday | 5 | No | #N/A | #N/A | #N/A | #N/A | #N/A | #N/A | #N/A | #N/A | #N/A | #N/A | #N/A | #N/A | #N/A | #N/A | #N/A | #N/A | #N/A | #N/A | #N/A | #N/A | #N/A | #N/A | #N/A | #N/A | #N/A | #N/A | #N/A | #N/A | #N/A | #N/A | #N/A | #N/A | #N/A | #N/A | #N/A | #N/A
[7 empty] | 9 | 21 | 6313 | 1 | 2020-09-21 | Saturday | 6 | No | #N/A | #N/A | #N/A | #N/A | #N/A | #N/A | #N/A | #N/A | #N/A | #N/A | #N/A | #N/A | #N/A | #N/A | #N/A | #N/A | #N/A | #N/A | #N/A | #N/A | #N/A | #N/A | #N/A | #N/A | #N/A | #N/A | #N/A | #N/A | #N/A | #N/A | #N/A | #N/A | #N/A | #N/A | #N/A | #N/A
[7 empty] | 9 | 21 | 6314 | 2 | 2020-09-21 | Saturday | 6 | No | #N/A | #N/A | #N/A | #N/A | #N/A | #N/A | #N/A | #N/A | #N/A | #N/A | #N/A | #N/A | #N/A | #N/A | #N/A | #N/A | #N/A | #N/A | #N/A | #N/A | #N/A | #N/A | #N/A | #N/A | #N/A | #N/A | #N/A | #N/A | #N/A | #N/A | #N/A | #N/A | #N/A | #N/A | #N/A | #N/A
[7 empty] | 9 | 21 | 6315 | 3 | 2020-09-21 | Saturday | 6 | No | #N/A | #N/A | #N/A | #N/A | #N/A | #N/A | #N/A | #N/A | #N/A | #N/A | #N/A | #N/A | #N/A | #N/A | #N/A | #N/A | #N/A | #N/A | #N/A | #N/A | #N/A | #N/A | #N/A | #N/A | #N/A | #N/A | #N/A | #N/A | #N/A | #N/A | #N/A | #N/A | #N/A | #N/A | #N/A | #N/A
[7 empty] | 9 | 21 | 6316 | 4 | 2020-09-21 | Saturday | 6 | No | #N/A | #N/A | #N/A | #N/A | #N/A | #N/A | #N/A | #N/A | #N/A | #N/A | #N/A | #N/A | #N/A | #N/A | #N/A | #N/A | #N/A | #N/A | #N/A | #N/A | #N/A | #N/A | #N/A | #N/A | #N/A | #N/A | #N/A | #N/A | #N/A | #N/A | #N/A | #N/A | #N/A | #N/A | #N/A | #N/A
[7 empty] | 9 | 21 | 6317 | 5 | 2020-09-21 | Saturday | 6 | No | #N/A | #N/A | #N/A | #N/A | #N/A | #N/A | #N/A | #N/A | #N/A | #N/A | #N/A | #N/A | #N/A | #N/A | #N/A | #N/A | #N/A | #N/A | #N/A | #N/A | #N/A | #N/A | #N/A | #N/A | #N/A | #N/A | #N/A | #N/A | #N/A | #N/A | #N/A | #N/A | #N/A | #N/A | #N/A | #N/A
[7 empty] | 9 | 21 | 6318 | 6 | 2020-09-21 | Saturday | 6 | No | #N/A | #N/A | #N/A | #N/A | #N/A | #N/A | #N/A | #N/A | #N/A | #N/A | #N/A | #N/A | #N/A | #N/A | #N/A | #N/A | #N/A | #N/A | #N/A | #N/A | #N/A | #N/A | #N/A | #N/A | #N/A | #N/A | #N/A | #N/A | #N/A | #N/A | #N/A | #N/A | #N/A | #N/A | #N/A | #N/A
[7 empty] | 9 | 21 | 6319 | 7 | 2020-09-21 | Saturday | 6 | No | #N/A | #N/A | #N/A | #N/A | #N/A | #N/A | #N/A | #N/A | #N/A | #N/A | #N/A | #N/A | #N/A | #N/A | #N/A | #N/A | #N/A | #N/A | #N/A | #N/A | #N/A | #N/A | #N/A | #N/A | #N/A | #N/A | #N/A | #N/A | #N/A | #N/A | #N/A | #N/A | #N/A | #N/A | #N/A | #N/A
[7 empty] | 9 | 21 | 6320 | 8 | 2020-09-21 | Saturday | 6 | No | #N/A | #N/A | #N/A | #N/A | #N/A | #N/A | #N/A | #N/A | #N/A | #N/A | #N/A | #N/A | #N/A | #N/A | #N/A | #N/A | #N/A | #N/A | #N/A | #N/A | #N/A | #N/A | #N/A | #N/A | #N/A | #N/A | #N/A | #N/A | #N/A | #N/A | #N/A | #N/A | #N/A | #N/A | #N/A | #N/A
[7 empty] | 9 | 21 | 6321 | 9 | 2020-09-21 | Saturday | 6 | No | #N/A | #N/A | #N/A | #N/A | #N/A | #N/A | #N/A | #N/A | #N/A | #N/A | #N/A | #N/A | #N/A | #N/A | #N/A | #N/A | #N/A | #N/A | #N/A | #N/A | #N/A | #N/A | #N/A | #N/A | #N/A | #N/A | #N/A | #N/A | #N/A | #N/A | #N/A | #N/A | #N/A | #N/A | #N/A | #N/A
[7 empty] | 9 | 21 | 6322 | 10 | 2020-09-21 | Saturday | 6 | No | #N/A | #N/A | #N/A | #N/A | #N/A | #N/A | #N/A | #N/A | #N/A | #N/A | #N/A | #N/A | #N/A | #N/A | #N/A | #N/A | #N/A | #N/A | #N/A | #N/A | #N/A | #N/A | #N/A | #N/A | #N/A | #N/A | #N/A | #N/A | #N/A | #N/A | #N/A | #N/A | #N/A | #N/A | #N/A | #N/A
[7 empty] | 9 | 21 | 6323 | 11 | 2020-09-21 | Saturday | 6 | No | #N/A | #N/A | #N/A | #N/A | #N/A | #N/A | #N/A | #N/A | #N/A | #N/A | #N/A | #N/A | #N/A | #N/A | #N/A | #N/A | #N/A | #N/A | #N/A | #N/A | #N/A | #N/A | #N/A | #N/A | #N/A | #N/A | #N/A | #N/A | #N/A | #N/A | #N/A | #N/A | #N/A | #N/A | #N/A | #N/A
[7 empty] | 9 | 21 | 6324 | 12 | 2020-09-21 | Saturday | 6 | No | #N/A | #N/A | #N/A | #N/A | #N/A | #N/A | #N/A | #N/A | #N/A | #N/A | #N/A | #N/A | #N/A | #N/A | #N/A | #N/A | #N/A | #N/A | #N/A | #N/A | #N/A | #N/A | #N/A | #N/A | #N/A | #N/A | #N/A | #N/A | #N/A | #N/A | #N/A | #N/A | #N/A | #N/A | #N/A | #N/A
[7 empty] | 9 | 21 | 6325 | 13 | 2020-09-21 | Saturday | 6 | No | #N/A | #N/A | #N/A | #N/A | #N/A | #N/A | #N/A | #N/A | #N/A | #N/A | #N/A | #N/A | #N/A | #N/A | #N/A | #N/A | #N/A | #N/A | #N/A | #N/A | #N/A | #N/A | #N/A | #N/A | #N/A | #N/A | #N/A | #N/A | #N/A | #N/A | #N/A | #N/A | #N/A | #N/A | #N/A | #N/A
[7 empty] | 9 | 21 | 6326 | 14 | 2020-09-21 | Saturday | 6 | No | #N/A | #N/A | #N/A | #N/A | #N/A | #N/A | #N/A | #N/A | #N/A | #N/A | #N/A | #N/A | #N/A | #N/A | #N/A | #N/A | #N/A | #N/A | #N/A | #N/A | #N/A | #N/A | #N/A | #N/A | #N/A | #N/A | #N/A | #N/A | #N/A | #N/A | #N/A | #N/A | #N/A | #N/A | #N/A | #N/A
[7 empty] | 9 | 21 | 6327 | 15 | 2020-09-21 | Saturday | 6 | No | #N/A | #N/A | #N/A | #N/A | #N/A | #N/A | #N/A | #N/A | #N/A | #N/A | #N/A | #N/A | #N/A | #N/A | #N/A | #N/A | #N/A | #N/A | #N/A | #N/A | #N/A | #N/A | #N/A | #N/A | #N/A | #N/A | #N/A | #N/A | #N/A | #N/A | #N/A | #N/A | #N/A | #N/A | #N/A | #N/A
[7 empty] | 9 | 21 | 6328 | 16 | 2020-09-21 | Saturday | 6 | No | #N/A | #N/A | #N/A | #N/A | #N/A | #N/A | #N/A | #N/A | #N/A | #N/A | #N/A | #N/A | #N/A | #N/A | #N/A | #N/A | #N/A | #N/A | #N/A | #N/A | #N/A | #N/A | #N/A | #N/A | #N/A | #N/A | #N/A | #N/A | #N/A | #N/A | #N/A | #N/A | #N/A | #N/A | #N/A | #N/A
[7 empty] | 9 | 21 | 6329 | 17 | 2020-09-21 | Saturday | 6 | No | #N/A | #N/A | #N/A | #N/A | #N/A | #N/A | #N/A | #N/A | #N/A | #N/A | #N/A | #N/A | #N/A | #N/A | #N/A | #N/A | #N/A | #N/A | #N/A | #N/A | #N/A | #N/A | #N/A | #N/A | #N/A | #N/A | #N/A | #N/A | #N/A | #N/A | #N/A | #N/A | #N/A | #N/A | #N/A | #N/A
[7 empty] | 9 | 21 | 6330 | 18 | 2020-09-21 | Saturday | 6 | No | #N/A | #N/A | #N/A | #N/A | #N/A | #N/A | #N/A | #N/A | #N/A | #N/A | #N/A | #N/A | #N/A | #N/A | #N/A | #N/A | #N/A | #N/A | #N/A | #N/A | #N/A | #N/A | #N/A | #N/A | #N/A | #N/A | #N/A | #N/A | #N/A | #N/A | #N/A | #N/A | #N/A | #N/A | #N/A | #N/A
[7 empty] | 9 | 21 | 6331 | 19 | 2020-09-21 | Saturday | 6 | No | #N/A | #N/A | #N/A | #N/A | #N/A | #N/A | #N/A | #N/A | #N/A | #N/A | #N/A | #N/A | #N/A | #N/A | #N/A | #N/A | #N/A | #N/A | #N/A | #N/A | #N/A | #N/A | #N/A | #N/A | #N/A | #N/A | #N/A | #N/A | #N/A | #N/A | #N/A | #N/A | #N/A | #N/A | #N/A | #N/A
[7 empty] | 9 | 21 | 6332 | 20 | 2020-09-21 | Saturday | 6 | No | #N/A | #N/A | #N/A | #N/A | #N/A | #N/A | #N/A | #N/A | #N/A | #N/A | #N/A | #N/A | #N/A | #N/A | #N/A | #N/A | #N/A | #N/A | #N/A | #N/A | #N/A | #N/A | #N/A | #N/A | #N/A | #N/A | #N/A | #N/A | #N/A | #N/A | #N/A | #N/A | #N/A | #N/A | #N/A | #N/A
[7 empty] | 9 | 21 | 6333 | 21 | 2020-09-21 | Saturday | 6 | No | #N/A | #N/A | #N/A | #N/A | #N/A | #N/A | #N/A | #N/A | #N/A | #N/A | #N/A | #N/A | #N/A | #N/A | #N/A | #N/A | #N/A | #N/A | #N/A | #N/A | #N/A | #N/A | #N/A | #N/A | #N/A | #N/A | #N/A | #N/A | #N/A | #N/A | #N/A | #N/A | #N/A | #N/A | #N/A | #N/A
[7 empty] | 9 | 21 | 6334 | 22 | 2020-09-21 | Saturday | 6 | No | #N/A | #N/A | #N/A | #N/A | #N/A | #N/A | #N/A | #N/A | #N/A | #N/A | #N/A | #N/A | #N/A | #N/A | #N/A | #N/A | #N/A | #N/A | #N/A | #N/A | #N/A | #N/A | #N/A | #N/A | #N/A | #N/A | #N/A | #N/A | #N/A | #N/A | #N/A | #N/A | #N/A | #N/A | #N/A | #N/A
[7 empty] | 9 | 21 | 6335 | 23 | 2020-09-21 | Saturday | 6 | No | #N/A | #N/A | #N/A | #N/A | #N/A | #N/A | #N/A | #N/A | #N/A | #N/A | #N/A | #N/A | #N/A | #N/A | #N/A | #N/A | #N/A | #N/A | #N/A | #N/A | #N/A | #N/A | #N/A | #N/A | #N/A | #N/A | #N/A | #N/A | #N/A | #N/A | #N/A | #N/A | #N/A | #N/A | #N/A | #N/A
[7 empty] | 9 | 21 | 6336 | 24 | 2020-09-21 | Saturday | 6 | No | #N/A | #N/A | #N/A | #N/A | #N/A | #N/A | #N/A | #N/A | #N/A | #N/A | #N/A | #N/A | #N/A | #N/A | #N/A | #N/A | #N/A | #N/A | #N/A | #N/A | #N/A | #N/A | #N/A | #N/A | #N/A | #N/A | #N/A | #N/A | #N/A | #N/A | #N/A | #N/A | #N/A | #N/A | #N/A | #N/A
[7 empty] | 9 | 22 | 6337 | 1 | 2020-09-22 | Sunday | 7 | No | #N/A | #N/A | #N/A | #N/A | #N/A | #N/A | #N/A | #N/A | #N/A | #N/A | #N/A | #N/A | #N/A | #N/A | #N/A | #N/A | #N/A | #N/A | #N/A | #N/A | #N/A | #N/A | #N/A | #N/A | #N/A | #N/A | #N/A | #N/A | #N/A | #N/A | #N/A | #N/A | #N/A | #N/A | #N/A | #N/A
[7 empty] | 9 | 22 | 6338 | 2 | 2020-09-22 | Sunday | 7 | No | #N/A | #N/A | #N/A | #N/A | #N/A | #N/A | #N/A | #N/A | #N/A | #N/A | #N/A | #N/A | #N/A | #N/A | #N/A | #N/A | #N/A | #N/A | #N/A | #N/A | #N/A | #N/A | #N/A | #N/A | #N/A | #N/A | #N/A | #N/A | #N/A | #N/A | #N/A | #N/A | #N/A | #N/A | #N/A | #N/A
[7 empty] | 9 | 22 | 6339 | 3 | 2020-09-22 | Sunday | 7 | No | #N/A | #N/A | #N/A | #N/A | #N/A | #N/A | #N/A | #N/A | #N/A | #N/A | #N/A | #N/A | #N/A | #N/A | #N/A | #N/A | #N/A | #N/A | #N/A | #N/A | #N/A | #N/A | #N/A | #N/A | #N/A | #N/A | #N/A | #N/A | #N/A | #N/A | #N/A | #N/A | #N/A | #N/A | #N/A | #N/A
[7 empty] | 9 | 22 | 6340 | 4 | 2020-09-22 | Sunday | 7 | No | #N/A | #N/A | #N/A | #N/A | #N/A | #N/A | #N/A | #N/A | #N/A | #N/A | #N/A | #N/A | #N/A | #N/A | #N/A | #N/A | #N/A | #N/A | #N/A | #N/A | #N/A | #N/A | #N/A | #N/A | #N/A | #N/A | #N/A | #N/A | #N/A | #N/A | #N/A | #N/A | #N/A | #N/A | #N/A | #N/A
[7 empty] | 9 | 22 | 6341 | 5 | 2020-09-22 | Sunday | 7 | No | #N/A | #N/A | #N/A | #N/A | #N/A | #N/A | #N/A | #N/A | #N/A | #N/A | #N/A | #N/A | #N/A | #N/A | #N/A | #N/A | #N/A | #N/A | #N/A | #N/A | #N/A | #N/A | #N/A | #N/A | #N/A | #N/A | #N/A | #N/A | #N/A | #N/A | #N/A | #N/A | #N/A | #N/A | #N/A | #N/A
[7 empty] | 9 | 22 | 6342 | 6 | 2020-09-22 | Sunday | 7 | No | #N/A | #N/A | #N/A | #N/A | #N/A | #N/A | #N/A | #N/A | #N/A | #N/A | #N/A | #N/A | #N/A | #N/A | #N/A | #N/A | #N/A | #N/A | #N/A | #N/A | #N/A | #N/A | #N/A | #N/A | #N/A | #N/A | #N/A | #N/A | #N/A | #N/A | #N/A | #N/A | #N/A | #N/A | #N/A | #N/A
[7 empty] | 9 | 22 | 6343 | 7 | 2020-09-22 | Sunday | 7 | No | #N/A | #N/A | #N/A | #N/A | #N/A | #N/A | #N/A | #N/A | #N/A | #N/A | #N/A | #N/A | #N/A | #N/A | #N/A | #N/A | #N/A | #N/A | #N/A | #N/A | #N/A | #N/A | #N/A | #N/A | #N/A | #N/A | #N/A | #N/A | #N/A | #N/A | #N/A | #N/A | #N/A | #N/A | #N/A | #N/A
[7 empty] | 9 | 22 | 6344 | 8 | 2020-09-22 | Sunday | 7 | No | #N/A | #N/A | #N/A | #N/A | #N/A | #N/A | #N/A | #N/A | #N/A | #N/A | #N/A | #N/A | #N/A | #N/A | #N/A | #N/A | #N/A | #N/A | #N/A | #N/A | #N/A | #N/A | #N/A | #N/A | #N/A | #N/A | #N/A | #N/A | #N/A | #N/A | #N/A | #N/A | #N/A | #N/A | #N/A | #N/A
[7 empty] | 9 | 22 | 6345 | 9 | 2020-09-22 | Sunday | 7 | No | #N/A | #N/A | #N/A | #N/A | #N/A | #N/A | #N/A | #N/A | #N/A | #N/A | #N/A | #N/A | #N/A | #N/A | #N/A | #N/A | #N/A | #N/A | #N/A | #N/A | #N/A | #N/A | #N/A | #N/A | #N/A | #N/A | #N/A | #N/A | #N/A | #N/A | #N/A | #N/A | #N/A | #N/A | #N/A | #N/A
[7 empty] | 9 | 22 | 6346 | 10 | 2020-09-22 | Sunday | 7 | No | #N/A | #N/A | #N/A | #N/A | #N/A | #N/A | #N/A | #N/A | #N/A | #N/A | #N/A | #N/A | #N/A | #N/A | #N/A | #N/A | #N/A | #N/A | #N/A | #N/A | #N/A | #N/A | #N/A | #N/A | #N/A | #N/A | #N/A | #N/A | #N/A | #N/A | #N/A | #N/A | #N/A | #N/A | #N/A | #N/A
[7 empty] | 9 | 22 | 6347 | 11 | 2020-09-22 | Sunday | 7 | No | #N/A | #N/A | #N/A | #N/A | #N/A | #N/A | #N/A | #N/A | #N/A | #N/A | #N/A | #N/A | #N/A | #N/A | #N/A | #N/A | #N/A | #N/A | #N/A | #N/A | #N/A | #N/A | #N/A | #N/A | #N/A | #N/A | #N/A | #N/A | #N/A | #N/A | #N/A | #N/A | #N/A | #N/A | #N/A | #N/A
[7 empty] | 9 | 22 | 6348 | 12 | 2020-09-22 | Sunday | 7 | No | #N/A | #N/A | #N/A | #N/A | #N/A | #N/A | #N/A | #N/A | #N/A | #N/A | #N/A | #N/A | #N/A | #N/A | #N/A | #N/A | #N/A | #N/A | #N/A | #N/A | #N/A | #N/A | #N/A | #N/A | #N/A | #N/A | #N/A | #N/A | #N/A | #N/A | #N/A | #N/A | #N/A | #N/A | #N/A | #N/A
[7 empty] | 9 | 22 | 6349 | 13 | 2020-09-22 | Sunday | 7 | No | #N/A | #N/A | #N/A | #N/A | #N/A | #N/A | #N/A | #N/A | #N/A | #N/A | #N/A | #N/A | #N/A | #N/A | #N/A | #N/A | #N/A | #N/A | #N/A | #N/A | #N/A | #N/A | #N/A | #N/A | #N/A | #N/A | #N/A | #N/A | #N/A | #N/A | #N/A | #N/A | #N/A | #N/A | #N/A | #N/A
[7 empty] | 9 | 22 | 6350 | 14 | 2020-09-22 | Sunday | 7 | No | #N/A | #N/A | #N/A | #N/A | #N/A | #N/A | #N/A | #N/A | #N/A | #N/A | #N/A | #N/A | #N/A | #N/A | #N/A | #N/A | #N/A | #N/A | #N/A | #N/A | #N/A | #N/A | #N/A | #N/A | #N/A | #N/A | #N/A | #N/A | #N/A | #N/A | #N/A | #N/A | #N/A | #N/A | #N/A | #N/A
[7 empty] | 9 | 22 | 6351 | 15 | 2020-09-22 | Sunday | 7 | No | #N/A | #N/A | #N/A | #N/A | #N/A | #N/A | #N/A | #N/A | #N/A | #N/A | #N/A | #N/A | #N/A | #N/A | #N/A | #N/A | #N/A | #N/A | #N/A | #N/A | #N/A | #N/A | #N/A | #N/A | #N/A | #N/A | #N/A | #N/A | #N/A | #N/A | #N/A | #N/A | #N/A | #N/A | #N/A | #N/A
[7 empty] | 9 | 22 | 6352 | 16 | 2020-09-22 | Sunday | 7 | No | #N/A | #N/A | #N/A | #N/A | #N/A | #N/A | #N/A | #N/A | #N/A | #N/A | #N/A | #N/A | #N/A | #N/A | #N/A | #N/A | #N/A | #N/A | #N/A | #N/A | #N/A | #N/A | #N/A | #N/A | #N/A | #N/A | #N/A | #N/A | #N/A | #N/A | #N/A | #N/A | #N/A | #N/A | #N/A | #N/A
[7 empty] | 9 | 22 | 6353 | 17 | 2020-09-22 | Sunday | 7 | No | #N/A | #N/A | #N/A | #N/A | #N/A | #N/A | #N/A | #N/A | #N/A | #N/A | #N/A | #N/A | #N/A | #N/A | #N/A | #N/A | #N/A | #N/A | #N/A | #N/A | #N/A | #N/A | #N/A | #N/A | #N/A | #N/A | #N/A | #N/A | #N/A | #N/A | #N/A | #N/A | #N/A | #N/A | #N/A | #N/A
[7 empty] | 9 | 22 | 6354 | 18 | 2020-09-22 | Sunday | 7 | No | #N/A | #N/A | #N/A | #N/A | #N/A | #N/A | #N/A | #N/A | #N/A | #N/A | #N/A | #N/A | #N/A | #N/A | #N/A | #N/A | #N/A | #N/A | #N/A | #N/A | #N/A | #N/A | #N/A | #N/A | #N/A | #N/A | #N/A | #N/A | #N/A | #N/A | #N/A | #N/A | #N/A | #N/A | #N/A | #N/A
[7 empty] | 9 | 22 | 6355 | 19 | 2020-09-22 | Sunday | 7 | No | #N/A | #N/A | #N/A | #N/A | #N/A | #N/A | #N/A | #N/A | #N/A | #N/A | #N/A | #N/A | #N/A | #N/A | #N/A | #N/A | #N/A | #N/A | #N/A | #N/A | #N/A | #N/A | #N/A | #N/A | #N/A | #N/A | #N/A | #N/A | #N/A | #N/A | #N/A | #N/A | #N/A | #N/A | #N/A | #N/A
[7 empty] | 9 | 22 | 6356 | 20 | 2020-09-22 | Sunday | 7 | No | #N/A | #N/A | #N/A | #N/A | #N/A | #N/A | #N/A | #N/A | #N/A | #N/A | #N/A | #N/A | #N/A | #N/A | #N/A | #N/A | #N/A | #N/A | #N/A | #N/A | #N/A | #N/A | #N/A | #N/A | #N/A | #N/A | #N/A | #N/A | #N/A | #N/A | #N/A | #N/A | #N/A | #N/A | #N/A | #N/A
[7 empty] | 9 | 22 | 6357 | 21 | 2020-09-22 | Sunday | 7 | No | #N/A | #N/A | #N/A | #N/A | #N/A | #N/A | #N/A | #N/A | #N/A | #N/A | #N/A | #N/A | #N/A | #N/A | #N/A | #N/A | #N/A | #N/A | #N/A | #N/A | #N/A | #N/A | #N/A | #N/A | #N/A | #N/A | #N/A | #N/A | #N/A | #N/A | #N/A | #N/A | #N/A | #N/A | #N/A | #N/A
[7 empty] | 9 | 22 | 6358 | 22 | 2020-09-22 | Sunday | 7 | No | #N/A | #N/A | #N/A | #N/A | #N/A | #N/A | #N/A | #N/A | #N/A | #N/A | #N/A | #N/A | #N/A | #N/A | #N/A | #N/A | #N/A | #N/A | #N/A | #N/A | #N/A | #N/A | #N/A | #N/A | #N/A | #N/A | #N/A | #N/A | #N/A | #N/A | #N/A | #N/A | #N/A | #N/A | #N/A | #N/A
[7 empty] | 9 | 22 | 6359 | 23 | 2020-09-22 | Sunday | 7 | No | #N/A | #N/A | #N/A | #N/A | #N/A | #N/A | #N/A | #N/A | #N/A | #N/A | #N/A | #N/A | #N/A | #N/A | #N/A | #N/A | #N/A | #N/A | #N/A | #N/A | #N/A | #N/A | #N/A | #N/A | #N/A | #N/A | #N/A | #N/A | #N/A | #N/A | #N/A | #N/A | #N/A | #N/A | #N/A | #N/A
[7 empty] | 9 | 22 | 6360 | 24 | 2020-09-22 | Sunday | 7 | No | #N/A | #N/A | #N/A | #N/A | #N/A | #N/A | #N/A | #N/A | #N/A | #N/A | #N/A | #N/A | #N/A | #N/A | #N/A | #N/A | #N/A | #N/A | #N/A | #N/A | #N/A | #N/A | #N/A | #N/A | #N/A | #N/A | #N/A | #N/A | #N/A | #N/A | #N/A | #N/A | #N/A | #N/A | #N/A | #N/A
[7 empty] | 9 | 23 | 6361 | 1 | 2020-09-23 | Monday | 1 | No | #N/A | #N/A | #N/A | #N/A | #N/A | #N/A | #N/A | #N/A | #N/A | #N/A | #N/A | #N/A | #N/A | #N/A | #N/A | #N/A | #N/A | #N/A | #N/A | #N/A | #N/A | #N/A | #N/A | #N/A | #N/A | #N/A | #N/A | #N/A | #N/A | #N/A | #N/A | #N/A | #N/A | #N/A | #N/A | #N/A
[7 empty] | 9 | 23 | 6362 | 2 | 2020-09-23 | Monday | 1 | No | #N/A | #N/A | #N/A | #N/A | #N/A | #N/A | #N/A | #N/A | #N/A | #N/A | #N/A | #N/A | #N/A | #N/A | #N/A | #N/A | #N/A | #N/A | #N/A | #N/A | #N/A | #N/A | #N/A | #N/A | #N/A | #N/A | #N/A | #N/A | #N/A | #N/A | #N/A | #N/A | #N/A | #N/A | #N/A | #N/A
[7 empty] | 9 | 23 | 6363 | 3 | 2020-09-23 | Monday | 1 | No | #N/A | #N/A | #N/A | #N/A | #N/A | #N/A | #N/A | #N/A | #N/A | #N/A | #N/A | #N/A | #N/A | #N/A | #N/A | #N/A | #N/A | #N/A | #N/A | #N/A | #N/A | #N/A | #N/A | #N/A | #N/A | #N/A | #N/A | #N/A | #N/A | #N/A | #N/A | #N/A | #N/A | #N/A | #N/A | #N/A
[7 empty] | 9 | 23 | 6364 | 4 | 2020-09-23 | Monday | 1 | No | #N/A | #N/A | #N/A | #N/A | #N/A | #N/A | #N/A | #N/A | #N/A | #N/A | #N/A | #N/A | #N/A | #N/A | #N/A | #N/A | #N/A | #N/A | #N/A | #N/A | #N/A | #N/A | #N/A | #N/A | #N/A | #N/A | #N/A | #N/A | #N/A | #N/A | #N/A | #N/A | #N/A | #N/A | #N/A | #N/A
[7 empty] | 9 | 23 | 6365 | 5 | 2020-09-23 | Monday | 1 | No | #N/A | #N/A | #N/A | #N/A | #N/A | #N/A | #N/A | #N/A | #N/A | #N/A | #N/A | #N/A | #N/A | #N/A | #N/A | #N/A | #N/A | #N/A | #N/A | #N/A | #N/A | #N/A | #N/A | #N/A | #N/A | #N/A | #N/A | #N/A | #N/A | #N/A | #N/A | #N/A | #N/A | #N/A | #N/A | #N/A
[7 empty] | 9 | 23 | 6366 | 6 | 2020-09-23 | Monday | 1 | No | #N/A | #N/A | #N/A | #N/A | #N/A | #N/A | #N/A | #N/A | #N/A | #N/A | #N/A | #N/A | #N/A | #N/A | #N/A | #N/A | #N/A | #N/A | #N/A | #N/A | #N/A | #N/A | #N/A | #N/A | #N/A | #N/A | #N/A | #N/A | #N/A | #N/A | #N/A | #N/A | #N/A | #N/A | #N/A | #N/A
[7 empty] | 9 | 23 | 6367 | 7 | 2020-09-23 | Monday | 1 | No | #N/A | #N/A | #N/A | #N/A | #N/A | #N/A | #N/A | #N/A | #N/A | #N/A | #N/A | #N/A | #N/A | #N/A | #N/A | #N/A | #N/A | #N/A | #N/A | #N/A | #N/A | #N/A | #N/A | #N/A | #N/A | #N/A | #N/A | #N/A | #N/A | #N/A | #N/A | #N/A | #N/A | #N/A | #N/A | #N/A
[7 empty] | 9 | 23 | 6368 | 8 | 2020-09-23 | Monday | 1 | No | #N/A | #N/A | #N/A | #N/A | #N/A | #N/A | #N/A | #N/A | #N/A | #N/A | #N/A | #N/A | #N/A | #N/A | #N/A | #N/A | #N/A | #N/A | #N/A | #N/A | #N/A | #N/A | #N/A | #N/A | #N/A | #N/A | #N/A | #N/A | #N/A | #N/A | #N/A | #N/A | #N/A | #N/A | #N/A | #N/A
[7 empty] | 9 | 23 | 6369 | 9 | 2020-09-23 | Monday | 1 | No | #N/A | #N/A | #N/A | #N/A | #N/A | #N/A | #N/A | #N/A | #N/A | #N/A | #N/A | #N/A | #N/A | #N/A | #N/A | #N/A | #N/A | #N/A | #N/A | #N/A | #N/A | #N/A | #N/A | #N/A | #N/A | #N/A | #N/A | #N/A | #N/A | #N/A | #N/A | #N/A | #N/A | #N/A | #N/A | #N/A
[7 empty] | 9 | 23 | 6370 | 10 | 2020-09-23 | Monday | 1 | No | #N/A | #N/A | #N/A | #N/A | #N/A | #N/A | #N/A | #N/A | #N/A | #N/A | #N/A | #N/A | #N/A | #N/A | #N/A | #N/A | #N/A | #N/A | #N/A | #N/A | #N/A | #N/A | #N/A | #N/A | #N/A | #N/A | #N/A | #N/A | #N/A | #N/A | #N/A | #N/A | #N/A | #N/A | #N/A | #N/A
[7 empty] | 9 | 23 | 6371 | 11 | 2020-09-23 | Monday | 1 | No | #N/A | #N/A | #N/A | #N/A | #N/A | #N/A | #N/A | #N/A | #N/A | #N/A | #N/A | #N/A | #N/A | #N/A | #N/A | #N/A | #N/A | #N/A | #N/A | #N/A | #N/A | #N/A | #N/A | #N/A | #N/A | #N/A | #N/A | #N/A | #N/A | #N/A | #N/A | #N/A | #N/A | #N/A | #N/A | #N/A
[7 empty] | 9 | 23 | 6372 | 12 | 2020-09-23 | Monday | 1 | No | #N/A | #N/A | #N/A | #N/A | #N/A | #N/A | #N/A | #N/A | #N/A | #N/A | #N/A | #N/A | #N/A | #N/A | #N/A | #N/A | #N/A | #N/A | #N/A | #N/A | #N/A | #N/A | #N/A | #N/A | #N/A | #N/A | #N/A | #N/A | #N/A | #N/A | #N/A | #N/A | #N/A | #N/A | #N/A | #N/A
[7 empty] | 9 | 23 | 6373 | 13 | 2020-09-23 | Monday | 1 | No | #N/A | #N/A | #N/A | #N/A | #N/A | #N/A | #N/A | #N/A | #N/A | #N/A | #N/A | #N/A | #N/A | #N/A | #N/A | #N/A | #N/A | #N/A | #N/A | #N/A | #N/A | #N/A | #N/A | #N/A | #N/A | #N/A | #N/A | #N/A | #N/A | #N/A | #N/A | #N/A | #N/A | #N/A | #N/A | #N/A
[7 empty] | 9 | 23 | 6374 | 14 | 2020-09-23 | Monday | 1 | No | #N/A | #N/A | #N/A | #N/A | #N/A | #N/A | #N/A | #N/A | #N/A | #N/A | #N/A | #N/A | #N/A | #N/A | #N/A | #N/A | #N/A | #N/A | #N/A | #N/A | #N/A | #N/A | #N/A | #N/A | #N/A | #N/A | #N/A | #N/A | #N/A | #N/A | #N/A | #N/A | #N/A | #N/A | #N/A | #N/A
[7 empty] | 9 | 23 | 6375 | 15 | 2020-09-23 | Monday | 1 | No | #N/A | #N/A | #N/A | #N/A | #N/A | #N/A | #N/A | #N/A | #N/A | #N/A | #N/A | #N/A | #N/A | #N/A | #N/A | #N/A | #N/A | #N/A | #N/A | #N/A | #N/A | #N/A | #N/A | #N/A | #N/A | #N/A | #N/A | #N/A | #N/A | #N/A | #N/A | #N/A | #N/A | #N/A | #N/A | #N/A
[7 empty] | 9 | 23 | 6376 | 16 | 2020-09-23 | Monday | 1 | No | #N/A | #N/A | #N/A | #N/A | #N/A | #N/A | #N/A | #N/A | #N/A | #N/A | #N/A | #N/A | #N/A | #N/A | #N/A | #N/A | #N/A | #N/A | #N/A | #N/A | #N/A | #N/A | #N/A | #N/A | #N/A | #N/A | #N/A | #N/A | #N/A | #N/A | #N/A | #N/A | #N/A | #N/A | #N/A | #N/A
[7 empty] | 9 | 23 | 6377 | 17 | 2020-09-23 | Monday | 1 | No | #N/A | #N/A | #N/A | #N/A | #N/A | #N/A | #N/A | #N/A | #N/A | #N/A | #N/A | #N/A | #N/A | #N/A | #N/A | #N/A | #N/A | #N/A | #N/A | #N/A | #N/A | #N/A | #N/A | #N/A | #N/A | #N/A | #N/A | #N/A | #N/A | #N/A | #N/A | #N/A | #N/A | #N/A | #N/A | #N/A
[7 empty] | 9 | 23 | 6378 | 18 | 2020-09-23 | Monday | 1 | No | #N/A | #N/A | #N/A | #N/A | #N/A | #N/A | #N/A | #N/A | #N/A | #N/A | #N/A | #N/A | #N/A | #N/A | #N/A | #N/A | #N/A | #N/A | #N/A | #N/A | #N/A | #N/A | #N/A | #N/A | #N/A | #N/A | #N/A | #N/A | #N/A | #N/A | #N/A | #N/A | #N/A | #N/A | #N/A | #N/A
[7 empty] | 9 | 23 | 6379 | 19 | 2020-09-23 | Monday | 1 | No | #N/A | #N/A | #N/A | #N/A | #N/A | #N/A | #N/A | #N/A | #N/A | #N/A | #N/A | #N/A | #N/A | #N/A | #N/A | #N/A | #N/A | #N/A | #N/A | #N/A | #N/A | #N/A | #N/A | #N/A | #N/A | #N/A | #N/A | #N/A | #N/A | #N/A | #N/A | #N/A | #N/A | #N/A | #N/A | #N/A
[7 empty] | 9 | 23 | 6380 | 20 | 2020-09-23 | Monday | 1 | No | #N/A | #N/A | #N/A | #N/A | #N/A | #N/A | #N/A | #N/A | #N/A | #N/A | #N/A | #N/A | #N/A | #N/A | #N/A | #N/A | #N/A | #N/A | #N/A | #N/A | #N/A | #N/A | #N/A | #N/A | #N/A | #N/A | #N/A | #N/A | #N/A | #N/A | #N/A | #N/A | #N/A | #N/A | #N/A | #N/A
[7 empty] | 9 | 23 | 6381 | 21 | 2020-09-23 | Monday | 1 | No | #N/A | #N/A | #N/A | #N/A | #N/A | #N/A | #N/A | #N/A | #N/A | #N/A | #N/A | #N/A | #N/A | #N/A | #N/A | #N/A | #N/A | #N/A | #N/A | #N/A | #N/A | #N/A | #N/A | #N/A | #N/A | #N/A | #N/A | #N/A | #N/A | #N/A | #N/A | #N/A | #N/A | #N/A | #N/A | #N/A
[7 empty] | 9 | 23 | 6382 | 22 | 2020-09-23 | Monday | 1 | No | #N/A | #N/A | #N/A | #N/A | #N/A | #N/A | #N/A | #N/A | #N/A | #N/A | #N/A | #N/A | #N/A | #N/A | #N/A | #N/A | #N/A | #N/A | #N/A | #N/A | #N/A | #N/A | #N/A | #N/A | #N/A | #N/A | #N/A | #N/A | #N/A | #N/A | #N/A | #N/A | #N/A | #N/A | #N/A | #N/A
[7 empty] | 9 | 23 | 6383 | 23 | 2020-09-23 | Monday | 1 | No | #N/A | #N/A | #N/A | #N/A | #N/A | #N/A | #N/A | #N/A | #N/A | #N/A | #N/A | #N/A | #N/A | #N/A | #N/A | #N/A | #N/A | #N/A | #N/A | #N/A | #N/A | #N/A | #N/A | #N/A | #N/A | #N/A | #N/A | #N/A | #N/A | #N/A | #N/A | #N/A | #N/A | #N/A | #N/A | #N/A
[7 empty] | 9 | 23 | 6384 | 24 | 2020-09-23 | Monday | 1 | No | #N/A | #N/A | #N/A | #N/A | #N/A | #N/A | #N/A | #N/A | #N/A | #N/A | #N/A | #N/A | #N/A | #N/A | #N/A | #N/A | #N/A | #N/A | #N/A | #N/A | #N/A | #N/A | #N/A | #N/A | #N/A | #N/A | #N/A | #N/A | #N/A | #N/A | #N/A | #N/A | #N/A | #N/A | #N/A | #N/A
[7 empty] | 9 | 24 | 6385 | 1 | 2020-09-24 | Tuesday | 2 | No | #N/A | #N/A | #N/A | #N/A | #N/A | #N/A | #N/A | #N/A | #N/A | #N/A | #N/A | #N/A | #N/A | #N/A | #N/A | #N/A | #N/A | #N/A | #N/A | #N/A | #N/A | #N/A | #N/A | #N/A | #N/A | #N/A | #N/A | #N/A | #N/A | #N/A | #N/A | #N/A | #N/A | #N/A | #N/A | #N/A
[7 empty] | 9 | 24 | 6386 | 2 | 2020-09-24 | Tuesday | 2 | No | #N/A | #N/A | #N/A | #N/A | #N/A | #N/A | #N/A | #N/A | #N/A | #N/A | #N/A | #N/A | #N/A | #N/A | #N/A | #N/A | #N/A | #N/A | #N/A | #N/A | #N/A | #N/A | #N/A | #N/A | #N/A | #N/A | #N/A | #N/A | #N/A | #N/A | #N/A | #N/A | #N/A | #N/A | #N/A | #N/A
[7 empty] | 9 | 24 | 6387 | 3 | 2020-09-24 | Tuesday | 2 | No | #N/A | #N/A | #N/A | #N/A | #N/A | #N/A | #N/A | #N/A | #N/A | #N/A | #N/A | #N/A | #N/A | #N/A | #N/A | #N/A | #N/A | #N/A | #N/A | #N/A | #N/A | #N/A | #N/A | #N/A | #N/A | #N/A | #N/A | #N/A | #N/A | #N/A | #N/A | #N/A | #N/A | #N/A | #N/A | #N/A
[7 empty] | 9 | 24 | 6388 | 4 | 2020-09-24 | Tuesday | 2 | No | #N/A | #N/A | #N/A | #N/A | #N/A | #N/A | #N/A | #N/A | #N/A | #N/A | #N/A | #N/A | #N/A | #N/A | #N/A | #N/A | #N/A | #N/A | #N/A | #N/A | #N/A | #N/A | #N/A | #N/A | #N/A | #N/A | #N/A | #N/A | #N/A | #N/A | #N/A | #N/A | #N/A | #N/A | #N/A | #N/A
[7 empty] | 9 | 24 | 6389 | 5 | 2020-09-24 | Tuesday | 2 | No | #N/A | #N/A | #N/A | #N/A | #N/A | #N/A | #N/A | #N/A | #N/A | #N/A | #N/A | #N/A | #N/A | #N/A | #N/A | #N/A | #N/A | #N/A | #N/A | #N/A | #N/A | #N/A | #N/A | #N/A | #N/A | #N/A | #N/A | #N/A | #N/A | #N/A | #N/A | #N/A | #N/A | #N/A | #N/A | #N/A
[7 empty] | 9 | 24 | 6390 | 6 | 2020-09-24 | Tuesday | 2 | No | #N/A | #N/A | #N/A | #N/A | #N/A | #N/A | #N/A | #N/A | #N/A | #N/A | #N/A | #N/A | #N/A | #N/A | #N/A | #N/A | #N/A | #N/A | #N/A | #N/A | #N/A | #N/A | #N/A | #N/A | #N/A | #N/A | #N/A | #N/A | #N/A | #N/A | #N/A | #N/A | #N/A | #N/A | #N/A | #N/A
[7 empty] | 9 | 24 | 6391 | 7 | 2020-09-24 | Tuesday | 2 | No | #N/A | #N/A | #N/A | #N/A | #N/A | #N/A | #N/A | #N/A | #N/A | #N/A | #N/A | #N/A | #N/A | #N/A | #N/A | #N/A | #N/A | #N/A | #N/A | #N/A | #N/A | #N/A | #N/A | #N/A | #N/A | #N/A | #N/A | #N/A | #N/A | #N/A | #N/A | #N/A | #N/A | #N/A | #N/A | #N/A
[7 empty] | 9 | 24 | 6392 | 8 | 2020-09-24 | Tuesday | 2 | No | #N/A | #N/A | #N/A | #N/A | #N/A | #N/A | #N/A | #N/A | #N/A | #N/A | #N/A | #N/A | #N/A | #N/A | #N/A | #N/A | #N/A | #N/A | #N/A | #N/A | #N/A | #N/A | #N/A | #N/A | #N/A | #N/A | #N/A | #N/A | #N/A | #N/A | #N/A | #N/A | #N/A | #N/A | #N/A | #N/A
[7 empty] | 9 | 24 | 6393 | 9 | 2020-09-24 | Tuesday | 2 | No | #N/A | #N/A | #N/A | #N/A | #N/A | #N/A | #N/A | #N/A | #N/A | #N/A | #N/A | #N/A | #N/A | #N/A | #N/A | #N/A | #N/A | #N/A | #N/A | #N/A | #N/A | #N/A | #N/A | #N/A | #N/A | #N/A | #N/A | #N/A | #N/A | #N/A | #N/A | #N/A | #N/A | #N/A | #N/A | #N/A
[7 empty] | 9 | 24 | 6394 | 10 | 2020-09-24 | Tuesday | 2 | No | #N/A | #N/A | #N/A | #N/A | #N/A | #N/A | #N/A | #N/A | #N/A | #N/A | #N/A | #N/A | #N/A | #N/A | #N/A | #N/A | #N/A | #N/A | #N/A | #N/A | #N/A | #N/A | #N/A | #N/A | #N/A | #N/A | #N/A | #N/A | #N/A | #N/A | #N/A | #N/A | #N/A | #N/A | #N/A | #N/A
[7 empty] | 9 | 24 | 6395 | 11 | 2020-09-24 | Tuesday | 2 | No | #N/A | #N/A | #N/A | #N/A | #N/A | #N/A | #N/A | #N/A | #N/A | #N/A | #N/A | #N/A | #N/A | #N/A | #N/A | #N/A | #N/A | #N/A | #N/A | #N/A | #N/A | #N/A | #N/A | #N/A | #N/A | #N/A | #N/A | #N/A | #N/A | #N/A | #N/A | #N/A | #N/A | #N/A | #N/A | #N/A
[7 empty] | 9 | 24 | 6396 | 12 | 2020-09-24 | Tuesday | 2 | No | #N/A | #N/A | #N/A | #N/A | #N/A | #N/A | #N/A | #N/A | #N/A | #N/A | #N/A | #N/A | #N/A | #N/A | #N/A | #N/A | #N/A | #N/A | #N/A | #N/A | #N/A | #N/A | #N/A | #N/A | #N/A | #N/A | #N/A | #N/A | #N/A | #N/A | #N/A | #N/A | #N/A | #N/A | #N/A | #N/A
[7 empty] | 9 | 24 | 6397 | 13 | 2020-09-24 | Tuesday | 2 | No | #N/A | #N/A | #N/A | #N/A | #N/A | #N/A | #N/A | #N/A | #N/A | #N/A | #N/A | #N/A | #N/A | #N/A | #N/A | #N/A | #N/A | #N/A | #N/A | #N/A | #N/A | #N/A | #N/A | #N/A | #N/A | #N/A | #N/A | #N/A | #N/A | #N/A | #N/A | #N/A | #N/A | #N/A | #N/A | #N/A
[7 empty] | 9 | 24 | 6398 | 14 | 2020-09-24 | Tuesday | 2 | No | #N/A | #N/A | #N/A | #N/A | #N/A | #N/A | #N/A | #N/A | #N/A | #N/A | #N/A | #N/A | #N/A | #N/A | #N/A | #N/A | #N/A | #N/A | #N/A | #N/A | #N/A | #N/A | #N/A | #N/A | #N/A | #N/A | #N/A | #N/A | #N/A | #N/A | #N/A | #N/A | #N/A | #N/A | #N/A | #N/A
[7 empty] | 9 | 24 | 6399 | 15 | 2020-09-24 | Tuesday | 2 | No | #N/A | #N/A | #N/A | #N/A | #N/A | #N/A | #N/A | #N/A | #N/A | #N/A | #N/A | #N/A | #N/A | #N/A | #N/A | #N/A | #N/A | #N/A | #N/A | #N/A | #N/A | #N/A | #N/A | #N/A | #N/A | #N/A | #N/A | #N/A | #N/A | #N/A | #N/A | #N/A | #N/A | #N/A | #N/A | #N/A
[7 empty] | 9 | 24 | 6400 | 16 | 2020-09-24 | Tuesday | 2 | No | #N/A | #N/A | #N/A | #N/A | #N/A | #N/A | #N/A | #N/A | #N/A | #N/A | #N/A | #N/A | #N/A | #N/A | #N/A | #N/A | #N/A | #N/A | #N/A | #N/A | #N/A | #N/A | #N/A | #N/A | #N/A | #N/A | #N/A | #N/A | #N/A | #N/A | #N/A | #N/A | #N/A | #N/A | #N/A | #N/A
[7 empty] | 9 | 24 | 6401 | 17 | 2020-09-24 | Tuesday | 2 | No | #N/A | #N/A | #N/A | #N/A | #N/A | #N/A | #N/A | #N/A | #N/A | #N/A | #N/A | #N/A | #N/A | #N/A | #N/A | #N/A | #N/A | #N/A | #N/A | #N/A | #N/A | #N/A | #N/A | #N/A | #N/A | #N/A | #N/A | #N/A | #N/A | #N/A | #N/A | #N/A | #N/A | #N/A | #N/A | #N/A
[7 empty] | 9 | 24 | 6402 | 18 | 2020-09-24 | Tuesday | 2 | No | #N/A | #N/A | #N/A | #N/A | #N/A | #N/A | #N/A | #N/A | #N/A | #N/A | #N/A | #N/A | #N/A | #N/A | #N/A | #N/A | #N/A | #N/A | #N/A | #N/A | #N/A | #N/A | #N/A | #N/A | #N/A | #N/A | #N/A | #N/A | #N/A | #N/A | #N/A | #N/A | #N/A | #N/A | #N/A | #N/A
[7 empty] | 9 | 24 | 6403 | 19 | 2020-09-24 | Tuesday | 2 | No | #N/A | #N/A | #N/A | #N/A | #N/A | #N/A | #N/A | #N/A | #N/A | #N/A | #N/A | #N/A | #N/A | #N/A | #N/A | #N/A | #N/A | #N/A | #N/A | #N/A | #N/A | #N/A | #N/A | #N/A | #N/A | #N/A | #N/A | #N/A | #N/A | #N/A | #N/A | #N/A | #N/A | #N/A | #N/A | #N/A
[7 empty] | 9 | 24 | 6404 | 20 | 2020-09-24 | Tuesday | 2 | No | #N/A | #N/A | #N/A | #N/A | #N/A | #N/A | #N/A | #N/A | #N/A | #N/A | #N/A | #N/A | #N/A | #N/A | #N/A | #N/A | #N/A | #N/A | #N/A | #N/A | #N/A | #N/A | #N/A | #N/A | #N/A | #N/A | #N/A | #N/A | #N/A | #N/A | #N/A | #N/A | #N/A | #N/A | #N/A | #N/A
[7 empty] | 9 | 24 | 6405 | 21 | 2020-09-24 | Tuesday | 2 | No | #N/A | #N/A | #N/A | #N/A | #N/A | #N/A | #N/A | #N/A | #N/A | #N/A | #N/A | #N/A | #N/A | #N/A | #N/A | #N/A | #N/A | #N/A | #N/A | #N/A | #N/A | #N/A | #N/A | #N/A | #N/A | #N/A | #N/A | #N/A | #N/A | #N/A | #N/A | #N/A | #N/A | #N/A | #N/A | #N/A
[7 empty] | 9 | 24 | 6406 | 22 | 2020-09-24 | Tuesday | 2 | No | #N/A | #N/A | #N/A | #N/A | #N/A | #N/A | #N/A | #N/A | #N/A | #N/A | #N/A | #N/A | #N/A | #N/A | #N/A | #N/A | #N/A | #N/A | #N/A | #N/A | #N/A | #N/A | #N/A | #N/A | #N/A | #N/A | #N/A | #N/A | #N/A | #N/A | #N/A | #N/A | #N/A | #N/A | #N/A | #N/A
[7 empty] | 9 | 24 | 6407 | 23 | 2020-09-24 | Tuesday | 2 | No | #N/A | #N/A | #N/A | #N/A | #N/A | #N/A | #N/A | #N/A | #N/A | #N/A | #N/A | #N/A | #N/A | #N/A | #N/A | #N/A | #N/A | #N/A | #N/A | #N/A | #N/A | #N/A | #N/A | #N/A | #N/A | #N/A | #N/A | #N/A | #N/A | #N/A | #N/A | #N/A | #N/A | #N/A | #N/A | #N/A
[7 empty] | 9 | 24 | 6408 | 24 | 2020-09-24 | Tuesday | 2 | No | #N/A | #N/A | #N/A | #N/A | #N/A | #N/A | #N/A | #N/A | #N/A | #N/A | #N/A | #N/A | #N/A | #N/A | #N/A | #N/A | #N/A | #N/A | #N/A | #N/A | #N/A | #N/A | #N/A | #N/A | #N/A | #N/A | #N/A | #N/A | #N/A | #N/A | #N/A | #N/A | #N/A | #N/A | #N/A | #N/A
[7 empty] | 9 | 25 | 6409 | 1 | 2020-09-25 | Wednesday | 3 | No | #N/A | #N/A | #N/A | #N/A | #N/A | #N/A | #N/A | #N/A | #N/A | #N/A | #N/A | #N/A | #N/A | #N/A | #N/A | #N/A | #N/A | #N/A | #N/A | #N/A | #N/A | #N/A | #N/A | #N/A | #N/A | #N/A | #N/A | #N/A | #N/A | #N/A | #N/A | #N/A | #N/A | #N/A | #N/A | #N/A
[7 empty] | 9 | 25 | 6410 | 2 | 2020-09-25 | Wednesday | 3 | No | #N/A | #N/A | #N/A | #N/A | #N/A | #N/A | #N/A | #N/A | #N/A | #N/A | #N/A | #N/A | #N/A | #N/A | #N/A | #N/A | #N/A | #N/A | #N/A | #N/A | #N/A | #N/A | #N/A | #N/A | #N/A | #N/A | #N/A | #N/A | #N/A | #N/A | #N/A | #N/A | #N/A | #N/A | #N/A | #N/A
[7 empty] | 9 | 25 | 6411 | 3 | 2020-09-25 | Wednesday | 3 | No | #N/A | #N/A | #N/A | #N/A | #N/A | #N/A | #N/A | #N/A | #N/A | #N/A | #N/A | #N/A | #N/A | #N/A | #N/A | #N/A | #N/A | #N/A | #N/A | #N/A | #N/A | #N/A | #N/A | #N/A | #N/A | #N/A | #N/A | #N/A | #N/A | #N/A | #N/A | #N/A | #N/A | #N/A | #N/A | #N/A
[7 empty] | 9 | 25 | 6412 | 4 | 2020-09-25 | Wednesday | 3 | No | #N/A | #N/A | #N/A | #N/A | #N/A | #N/A | #N/A | #N/A | #N/A | #N/A | #N/A | #N/A | #N/A | #N/A | #N/A | #N/A | #N/A | #N/A | #N/A | #N/A | #N/A | #N/A | #N/A | #N/A | #N/A | #N/A | #N/A | #N/A | #N/A | #N/A | #N/A | #N/A | #N/A | #N/A | #N/A | #N/A
[7 empty] | 9 | 25 | 6413 | 5 | 2020-09-25 | Wednesday | 3 | No | #N/A | #N/A | #N/A | #N/A | #N/A | #N/A | #N/A | #N/A | #N/A | #N/A | #N/A | #N/A | #N/A | #N/A | #N/A | #N/A | #N/A | #N/A | #N/A | #N/A | #N/A | #N/A | #N/A | #N/A | #N/A | #N/A | #N/A | #N/A | #N/A | #N/A | #N/A | #N/A | #N/A | #N/A | #N/A | #N/A
[7 empty] | 9 | 25 | 6414 | 6 | 2020-09-25 | Wednesday | 3 | No | #N/A | #N/A | #N/A | #N/A | #N/A | #N/A | #N/A | #N/A | #N/A | #N/A | #N/A | #N/A | #N/A | #N/A | #N/A | #N/A | #N/A | #N/A | #N/A | #N/A | #N/A | #N/A | #N/A | #N/A | #N/A | #N/A | #N/A | #N/A | #N/A | #N/A | #N/A | #N/A | #N/A | #N/A | #N/A | #N/A
[7 empty] | 9 | 25 | 6415 | 7 | 2020-09-25 | Wednesday | 3 | No | #N/A | #N/A | #N/A | #N/A | #N/A | #N/A | #N/A | #N/A | #N/A | #N/A | #N/A | #N/A | #N/A | #N/A | #N/A | #N/A | #N/A | #N/A | #N/A | #N/A | #N/A | #N/A | #N/A | #N/A | #N/A | #N/A | #N/A | #N/A | #N/A | #N/A | #N/A | #N/A | #N/A | #N/A | #N/A | #N/A
[7 empty] | 9 | 25 | 6416 | 8 | 2020-09-25 | Wednesday | 3 | No | #N/A | #N/A | #N/A | #N/A | #N/A | #N/A | #N/A | #N/A | #N/A | #N/A | #N/A | #N/A | #N/A | #N/A | #N/A | #N/A | #N/A | #N/A | #N/A | #N/A | #N/A | #N/A | #N/A | #N/A | #N/A | #N/A | #N/A | #N/A | #N/A | #N/A | #N/A | #N/A | #N/A | #N/A | #N/A | #N/A
[7 empty] | 9 | 25 | 6417 | 9 | 2020-09-25 | Wednesday | 3 | No | #N/A | #N/A | #N/A | #N/A | #N/A | #N/A | #N/A | #N/A | #N/A | #N/A | #N/A | #N/A | #N/A | #N/A | #N/A | #N/A | #N/A | #N/A | #N/A | #N/A | #N/A | #N/A | #N/A | #N/A | #N/A | #N/A | #N/A | #N/A | #N/A | #N/A | #N/A | #N/A | #N/A | #N/A | #N/A | #N/A
[7 empty] | 9 | 25 | 6418 | 10 | 2020-09-25 | Wednesday | 3 | No | #N/A | #N/A | #N/A | #N/A | #N/A | #N/A | #N/A | #N/A | #N/A | #N/A | #N/A | #N/A | #N/A | #N/A | #N/A | #N/A | #N/A | #N/A | #N/A | #N/A | #N/A | #N/A | #N/A | #N/A | #N/A | #N/A | #N/A | #N/A | #N/A | #N/A | #N/A | #N/A | #N/A | #N/A | #N/A | #N/A
[7 empty] | 9 | 25 | 6419 | 11 | 2020-09-25 | Wednesday | 3 | No | #N/A | #N/A | #N/A | #N/A | #N/A | #N/A | #N/A | #N/A | #N/A | #N/A | #N/A | #N/A | #N/A | #N/A | #N/A | #N/A | #N/A | #N/A | #N/A | #N/A | #N/A | #N/A | #N/A | #N/A | #N/A | #N/A | #N/A | #N/A | #N/A | #N/A | #N/A | #N/A | #N/A | #N/A | #N/A | #N/A
[7 empty] | 9 | 25 | 6420 | 12 | 2020-09-25 | Wednesday | 3 | No | #N/A | #N/A | #N/A | #N/A | #N/A | #N/A | #N/A | #N/A | #N/A | #N/A | #N/A | #N/A | #N/A | #N/A | #N/A | #N/A | #N/A | #N/A | #N/A | #N/A | #N/A | #N/A | #N/A | #N/A | #N/A | #N/A | #N/A | #N/A | #N/A | #N/A | #N/A | #N/A | #N/A | #N/A | #N/A | #N/A
[7 empty] | 9 | 25 | 6421 | 13 | 2020-09-25 | Wednesday | 3 | No | #N/A | #N/A | #N/A | #N/A | #N/A | #N/A | #N/A | #N/A | #N/A | #N/A | #N/A | #N/A | #N/A | #N/A | #N/A | #N/A | #N/A | #N/A | #N/A | #N/A | #N/A | #N/A | #N/A | #N/A | #N/A | #N/A | #N/A | #N/A | #N/A | #N/A | #N/A | #N/A | #N/A | #N/A | #N/A | #N/A
[7 empty] | 9 | 25 | 6422 | 14 | 2020-09-25 | Wednesday | 3 | No | #N/A | #N/A | #N/A | #N/A | #N/A | #N/A | #N/A | #N/A | #N/A | #N/A | #N/A | #N/A | #N/A | #N/A | #N/A | #N/A | #N/A | #N/A | #N/A | #N/A | #N/A | #N/A | #N/A | #N/A | #N/A | #N/A | #N/A | #N/A | #N/A | #N/A | #N/A | #N/A | #N/A | #N/A | #N/A | #N/A
[7 empty] | 9 | 25 | 6423 | 15 | 2020-09-25 | Wednesday | 3 | No | #N/A | #N/A | #N/A | #N/A | #N/A | #N/A | #N/A | #N/A | #N/A | #N/A | #N/A | #N/A | #N/A | #N/A | #N/A | #N/A | #N/A | #N/A | #N/A | #N/A | #N/A | #N/A | #N/A | #N/A | #N/A | #N/A | #N/A | #N/A | #N/A | #N/A | #N/A | #N/A | #N/A | #N/A | #N/A | #N/A
[7 empty] | 9 | 25 | 6424 | 16 | 2020-09-25 | Wednesday | 3 | No | #N/A | #N/A | #N/A | #N/A | #N/A | #N/A | #N/A | #N/A | #N/A | #N/A | #N/A | #N/A | #N/A | #N/A | #N/A | #N/A | #N/A | #N/A | #N/A | #N/A | #N/A | #N/A | #N/A | #N/A | #N/A | #N/A | #N/A | #N/A | #N/A | #N/A | #N/A | #N/A | #N/A | #N/A | #N/A | #N/A
[7 empty] | 9 | 25 | 6425 | 17 | 2020-09-25 | Wednesday | 3 | No | #N/A | #N/A | #N/A | #N/A | #N/A | #N/A | #N/A | #N/A | #N/A | #N/A | #N/A | #N/A | #N/A | #N/A | #N/A | #N/A | #N/A | #N/A | #N/A | #N/A | #N/A | #N/A | #N/A | #N/A | #N/A | #N/A | #N/A | #N/A | #N/A | #N/A | #N/A | #N/A | #N/A | #N/A | #N/A | #N/A
[7 empty] | 9 | 25 | 6426 | 18 | 2020-09-25 | Wednesday | 3 | No | #N/A | #N/A | #N/A | #N/A | #N/A | #N/A | #N/A | #N/A | #N/A | #N/A | #N/A | #N/A | #N/A | #N/A | #N/A | #N/A | #N/A | #N/A | #N/A | #N/A | #N/A | #N/A | #N/A | #N/A | #N/A | #N/A | #N/A | #N/A | #N/A | #N/A | #N/A | #N/A | #N/A | #N/A | #N/A | #N/A
[7 empty] | 9 | 25 | 6427 | 19 | 2020-09-25 | Wednesday | 3 | No | #N/A | #N/A | #N/A | #N/A | #N/A | #N/A | #N/A | #N/A | #N/A | #N/A | #N/A | #N/A | #N/A | #N/A | #N/A | #N/A | #N/A | #N/A | #N/A | #N/A | #N/A | #N/A | #N/A | #N/A | #N/A | #N/A | #N/A | #N/A | #N/A | #N/A | #N/A | #N/A | #N/A | #N/A | #N/A | #N/A
[7 empty] | 9 | 25 | 6428 | 20 | 2020-09-25 | Wednesday | 3 | No | #N/A | #N/A | #N/A | #N/A | #N/A | #N/A | #N/A | #N/A | #N/A | #N/A | #N/A | #N/A | #N/A | #N/A | #N/A | #N/A | #N/A | #N/A | #N/A | #N/A | #N/A | #N/A | #N/A | #N/A | #N/A | #N/A | #N/A | #N/A | #N/A | #N/A | #N/A | #N/A | #N/A | #N/A | #N/A | #N/A
[7 empty] | 9 | 25 | 6429 | 21 | 2020-09-25 | Wednesday | 3 | No | #N/A | #N/A | #N/A | #N/A | #N/A | #N/A | #N/A | #N/A | #N/A | #N/A | #N/A | #N/A | #N/A | #N/A | #N/A | #N/A | #N/A | #N/A | #N/A | #N/A | #N/A | #N/A | #N/A | #N/A | #N/A | #N/A | #N/A | #N/A | #N/A | #N/A | #N/A | #N/A | #N/A | #N/A | #N/A | #N/A
[7 empty] | 9 | 25 | 6430 | 22 | 2020-09-25 | Wednesday | 3 | No | #N/A | #N/A | #N/A | #N/A | #N/A | #N/A | #N/A | #N/A | #N/A | #N/A | #N/A | #N/A | #N/A | #N/A | #N/A | #N/A | #N/A | #N/A | #N/A | #N/A | #N/A | #N/A | #N/A | #N/A | #N/A | #N/A | #N/A | #N/A | #N/A | #N/A | #N/A | #N/A | #N/A | #N/A | #N/A | #N/A
[7 empty] | 9 | 25 | 6431 | 23 | 2020-09-25 | Wednesday | 3 | No | #N/A | #N/A | #N/A | #N/A | #N/A | #N/A | #N/A | #N/A | #N/A | #N/A | #N/A | #N/A | #N/A | #N/A | #N/A | #N/A | #N/A | #N/A | #N/A | #N/A | #N/A | #N/A | #N/A | #N/A | #N/A | #N/A | #N/A | #N/A | #N/A | #N/A | #N/A | #N/A | #N/A | #N/A | #N/A | #N/A
[7 empty] | 9 | 25 | 6432 | 24 | 2020-09-25 | Wednesday | 3 | No | #N/A | #N/A | #N/A | #N/A | #N/A | #N/A | #N/A | #N/A | #N/A | #N/A | #N/A | #N/A | #N/A | #N/A | #N/A | #N/A | #N/A | #N/A | #N/A | #N/A | #N/A | #N/A | #N/A | #N/A | #N/A | #N/A | #N/A | #N/A | #N/A | #N/A | #N/A | #N/A | #N/A | #N/A | #N/A | #N/A
[7 empty] | 9 | 26 | 6433 | 1 | 2020-09-26 | Thursday | 4 | No | #N/A | #N/A | #N/A | #N/A | #N/A | #N/A | #N/A | #N/A | #N/A | #N/A | #N/A | #N/A | #N/A | #N/A | #N/A | #N/A | #N/A | #N/A | #N/A | #N/A | #N/A | #N/A | #N/A | #N/A | #N/A | #N/A | #N/A | #N/A | #N/A | #N/A | #N/A | #N/A | #N/A | #N/A | #N/A | #N/A
[7 empty] | 9 | 26 | 6434 | 2 | 2020-09-26 | Thursday | 4 | No | #N/A | #N/A | #N/A | #N/A | #N/A | #N/A | #N/A | #N/A | #N/A | #N/A | #N/A | #N/A | #N/A | #N/A | #N/A | #N/A | #N/A | #N/A | #N/A | #N/A | #N/A | #N/A | #N/A | #N/A | #N/A | #N/A | #N/A | #N/A | #N/A | #N/A | #N/A | #N/A | #N/A | #N/A | #N/A | #N/A
[7 empty] | 9 | 26 | 6435 | 3 | 2020-09-26 | Thursday | 4 | No | #N/A | #N/A | #N/A | #N/A | #N/A | #N/A | #N/A | #N/A | #N/A | #N/A | #N/A | #N/A | #N/A | #N/A | #N/A | #N/A | #N/A | #N/A | #N/A | #N/A | #N/A | #N/A | #N/A | #N/A | #N/A | #N/A | #N/A | #N/A | #N/A | #N/A | #N/A | #N/A | #N/A | #N/A | #N/A | #N/A
[7 empty] | 9 | 26 | 6436 | 4 | 2020-09-26 | Thursday | 4 | No | #N/A | #N/A | #N/A | #N/A | #N/A | #N/A | #N/A | #N/A | #N/A | #N/A | #N/A | #N/A | #N/A | #N/A | #N/A | #N/A | #N/A | #N/A | #N/A | #N/A | #N/A | #N/A | #N/A | #N/A | #N/A | #N/A | #N/A | #N/A | #N/A | #N/A | #N/A | #N/A | #N/A | #N/A | #N/A | #N/A
[7 empty] | 9 | 26 | 6437 | 5 | 2020-09-26 | Thursday | 4 | No | #N/A | #N/A | #N/A | #N/A | #N/A | #N/A | #N/A | #N/A | #N/A | #N/A | #N/A | #N/A | #N/A | #N/A | #N/A | #N/A | #N/A | #N/A | #N/A | #N/A | #N/A | #N/A | #N/A | #N/A | #N/A | #N/A | #N/A | #N/A | #N/A | #N/A | #N/A | #N/A | #N/A | #N/A | #N/A | #N/A
[7 empty] | 9 | 26 | 6438 | 6 | 2020-09-26 | Thursday | 4 | No | #N/A | #N/A | #N/A | #N/A | #N/A | #N/A | #N/A | #N/A | #N/A | #N/A | #N/A | #N/A | #N/A | #N/A | #N/A | #N/A | #N/A | #N/A | #N/A | #N/A | #N/A | #N/A | #N/A | #N/A | #N/A | #N/A | #N/A | #N/A | #N/A | #N/A | #N/A | #N/A | #N/A | #N/A | #N/A | #N/A
[7 empty] | 9 | 26 | 6439 | 7 | 2020-09-26 | Thursday | 4 | No | #N/A | #N/A | #N/A | #N/A | #N/A | #N/A | #N/A | #N/A | #N/A | #N/A | #N/A | #N/A | #N/A | #N/A | #N/A | #N/A | #N/A | #N/A | #N/A | #N/A | #N/A | #N/A | #N/A | #N/A | #N/A | #N/A | #N/A | #N/A | #N/A | #N/A | #N/A | #N/A | #N/A | #N/A | #N/A | #N/A
[7 empty] | 9 | 26 | 6440 | 8 | 2020-09-26 | Thursday | 4 | No | #N/A | #N/A | #N/A | #N/A | #N/A | #N/A | #N/A | #N/A | #N/A | #N/A | #N/A | #N/A | #N/A | #N/A | #N/A | #N/A | #N/A | #N/A | #N/A | #N/A | #N/A | #N/A | #N/A | #N/A | #N/A | #N/A | #N/A | #N/A | #N/A | #N/A | #N/A | #N/A | #N/A | #N/A | #N/A | #N/A
[7 empty] | 9 | 26 | 6441 | 9 | 2020-09-26 | Thursday | 4 | No | #N/A | #N/A | #N/A | #N/A | #N/A | #N/A | #N/A | #N/A | #N/A | #N/A | #N/A | #N/A | #N/A | #N/A | #N/A | #N/A | #N/A | #N/A | #N/A | #N/A | #N/A | #N/A | #N/A | #N/A | #N/A | #N/A | #N/A | #N/A | #N/A | #N/A | #N/A | #N/A | #N/A | #N/A | #N/A | #N/A
[7 empty] | 9 | 26 | 6442 | 10 | 2020-09-26 | Thursday | 4 | No | #N/A | #N/A | #N/A | #N/A | #N/A | #N/A | #N/A | #N/A | #N/A | #N/A | #N/A | #N/A | #N/A | #N/A | #N/A | #N/A | #N/A | #N/A | #N/A | #N/A | #N/A | #N/A | #N/A | #N/A | #N/A | #N/A | #N/A | #N/A | #N/A | #N/A | #N/A | #N/A | #N/A | #N/A | #N/A | #N/A
[7 empty] | 9 | 26 | 6443 | 11 | 2020-09-26 | Thursday | 4 | No | #N/A | #N/A | #N/A | #N/A | #N/A | #N/A | #N/A | #N/A | #N/A | #N/A | #N/A | #N/A | #N/A | #N/A | #N/A | #N/A | #N/A | #N/A | #N/A | #N/A | #N/A | #N/A | #N/A | #N/A | #N/A | #N/A | #N/A | #N/A | #N/A | #N/A | #N/A | #N/A | #N/A | #N/A | #N/A | #N/A
[7 empty] | 9 | 26 | 6444 | 12 | 2020-09-26 | Thursday | 4 | No | #N/A | #N/A | #N/A | #N/A | #N/A | #N/A | #N/A | #N/A | #N/A | #N/A | #N/A | #N/A | #N/A | #N/A | #N/A | #N/A | #N/A | #N/A | #N/A | #N/A | #N/A | #N/A | #N/A | #N/A | #N/A | #N/A | #N/A | #N/A | #N/A | #N/A | #N/A | #N/A | #N/A | #N/A | #N/A | #N/A
[7 empty] | 9 | 26 | 6445 | 13 | 2020-09-26 | Thursday | 4 | No | #N/A | #N/A | #N/A | #N/A | #N/A | #N/A | #N/A | #N/A | #N/A | #N/A | #N/A | #N/A | #N/A | #N/A | #N/A | #N/A | #N/A | #N/A | #N/A | #N/A | #N/A | #N/A | #N/A | #N/A | #N/A | #N/A | #N/A | #N/A | #N/A | #N/A | #N/A | #N/A | #N/A | #N/A | #N/A | #N/A
[7 empty] | 9 | 26 | 6446 | 14 | 2020-09-26 | Thursday | 4 | No | #N/A | #N/A | #N/A | #N/A | #N/A | #N/A | #N/A | #N/A | #N/A | #N/A | #N/A | #N/A | #N/A | #N/A | #N/A | #N/A | #N/A | #N/A | #N/A | #N/A | #N/A | #N/A | #N/A | #N/A | #N/A | #N/A | #N/A | #N/A | #N/A | #N/A | #N/A | #N/A | #N/A | #N/A | #N/A | #N/A
[7 empty] | 9 | 26 | 6447 | 15 | 2020-09-26 | Thursday | 4 | No | #N/A | #N/A | #N/A | #N/A | #N/A | #N/A | #N/A | #N/A | #N/A | #N/A | #N/A | #N/A | #N/A | #N/A | #N/A | #N/A | #N/A | #N/A | #N/A | #N/A | #N/A | #N/A | #N/A | #N/A | #N/A | #N/A | #N/A | #N/A | #N/A | #N/A | #N/A | #N/A | #N/A | #N/A | #N/A | #N/A
[7 empty] | 9 | 26 | 6448 | 16 | 2020-09-26 | Thursday | 4 | No | #N/A | #N/A | #N/A | #N/A | #N/A | #N/A | #N/A | #N/A | #N/A | #N/A | #N/A | #N/A | #N/A | #N/A | #N/A | #N/A | #N/A | #N/A | #N/A | #N/A | #N/A | #N/A | #N/A | #N/A | #N/A | #N/A | #N/A | #N/A | #N/A | #N/A | #N/A | #N/A | #N/A | #N/A | #N/A | #N/A
[7 empty] | 9 | 26 | 6449 | 17 | 2020-09-26 | Thursday | 4 | No | #N/A | #N/A | #N/A | #N/A | #N/A | #N/A | #N/A | #N/A | #N/A | #N/A | #N/A | #N/A | #N/A | #N/A | #N/A | #N/A | #N/A | #N/A | #N/A | #N/A | #N/A | #N/A | #N/A | #N/A | #N/A | #N/A | #N/A | #N/A | #N/A | #N/A | #N/A | #N/A | #N/A | #N/A | #N/A | #N/A
[7 empty] | 9 | 26 | 6450 | 18 | 2020-09-26 | Thursday | 4 | No | #N/A | #N/A | #N/A | #N/A | #N/A | #N/A | #N/A | #N/A | #N/A | #N/A | #N/A | #N/A | #N/A | #N/A | #N/A | #N/A | #N/A | #N/A | #N/A | #N/A | #N/A | #N/A | #N/A | #N/A | #N/A | #N/A | #N/A | #N/A | #N/A | #N/A | #N/A | #N/A | #N/A | #N/A | #N/A | #N/A
[7 empty] | 9 | 26 | 6451 | 19 | 2020-09-26 | Thursday | 4 | No | #N/A | #N/A | #N/A | #N/A | #N/A | #N/A | #N/A | #N/A | #N/A | #N/A | #N/A | #N/A | #N/A | #N/A | #N/A | #N/A | #N/A | #N/A | #N/A | #N/A | #N/A | #N/A | #N/A | #N/A | #N/A | #N/A | #N/A | #N/A | #N/A | #N/A | #N/A | #N/A | #N/A | #N/A | #N/A | #N/A
[7 empty] | 9 | 26 | 6452 | 20 | 2020-09-26 | Thursday | 4 | No | #N/A | #N/A | #N/A | #N/A | #N/A | #N/A | #N/A | #N/A | #N/A | #N/A | #N/A | #N/A | #N/A | #N/A | #N/A | #N/A | #N/A | #N/A | #N/A | #N/A | #N/A | #N/A | #N/A | #N/A | #N/A | #N/A | #N/A | #N/A | #N/A | #N/A | #N/A | #N/A | #N/A | #N/A | #N/A | #N/A
[7 empty] | 9 | 26 | 6453 | 21 | 2020-09-26 | Thursday | 4 | No | #N/A | #N/A | #N/A | #N/A | #N/A | #N/A | #N/A | #N/A | #N/A | #N/A | #N/A | #N/A | #N/A | #N/A | #N/A | #N/A | #N/A | #N/A | #N/A | #N/A | #N/A | #N/A | #N/A | #N/A | #N/A | #N/A | #N/A | #N/A | #N/A | #N/A | #N/A | #N/A | #N/A | #N/A | #N/A | #N/A
[7 empty] | 9 | 26 | 6454 | 22 | 2020-09-26 | Thursday | 4 | No | #N/A | #N/A | #N/A | #N/A | #N/A | #N/A | #N/A | #N/A | #N/A | #N/A | #N/A | #N/A | #N/A | #N/A | #N/A | #N/A | #N/A | #N/A | #N/A | #N/A | #N/A | #N/A | #N/A | #N/A | #N/A | #N/A | #N/A | #N/A | #N/A | #N/A | #N/A | #N/A | #N/A | #N/A | #N/A | #N/A
[7 empty] | 9 | 26 | 6455 | 23 | 2020-09-26 | Thursday | 4 | No | #N/A | #N/A | #N/A | #N/A | #N/A | #N/A | #N/A | #N/A | #N/A | #N/A | #N/A | #N/A | #N/A | #N/A | #N/A | #N/A | #N/A | #N/A | #N/A | #N/A | #N/A | #N/A | #N/A | #N/A | #N/A | #N/A | #N/A | #N/A | #N/A | #N/A | #N/A | #N/A | #N/A | #N/A | #N/A | #N/A
[7 empty] | 9 | 26 | 6456 | 24 | 2020-09-26 | Thursday | 4 | No | #N/A | #N/A | #N/A | #N/A | #N/A | #N/A | #N/A | #N/A | #N/A | #N/A | #N/A | #N/A | #N/A | #N/A | #N/A | #N/A | #N/A | #N/A | #N/A | #N/A | #N/A | #N/A | #N/A | #N/A | #N/A | #N/A | #N/A | #N/A | #N/A | #N/A | #N/A | #N/A | #N/A | #N/A | #N/A | #N/A
[7 empty] | 9 | 27 | 6457 | 1 | 2020-09-27 | Friday | 5 | No | #N/A | #N/A | #N/A | #N/A | #N/A | #N/A | #N/A | #N/A | #N/A | #N/A | #N/A | #N/A | #N/A | #N/A | #N/A | #N/A | #N/A | #N/A | #N/A | #N/A | #N/A | #N/A | #N/A | #N/A | #N/A | #N/A | #N/A | #N/A | #N/A | #N/A | #N/A | #N/A | #N/A | #N/A | #N/A | #N/A
[7 empty] | 9 | 27 | 6458 | 2 | 2020-09-27 | Friday | 5 | No | #N/A | #N/A | #N/A | #N/A | #N/A | #N/A | #N/A | #N/A | #N/A | #N/A | #N/A | #N/A | #N/A | #N/A | #N/A | #N/A | #N/A | #N/A | #N/A | #N/A | #N/A | #N/A | #N/A | #N/A | #N/A | #N/A | #N/A | #N/A | #N/A | #N/A | #N/A | #N/A | #N/A | #N/A | #N/A | #N/A
[7 empty] | 9 | 27 | 6459 | 3 | 2020-09-27 | Friday | 5 | No | #N/A | #N/A | #N/A | #N/A | #N/A | #N/A | #N/A | #N/A | #N/A | #N/A | #N/A | #N/A | #N/A | #N/A | #N/A | #N/A | #N/A | #N/A | #N/A | #N/A | #N/A | #N/A | #N/A | #N/A | #N/A | #N/A | #N/A | #N/A | #N/A | #N/A | #N/A | #N/A | #N/A | #N/A | #N/A | #N/A
[7 empty] | 9 | 27 | 6460 | 4 | 2020-09-27 | Friday | 5 | No | #N/A | #N/A | #N/A | #N/A | #N/A | #N/A | #N/A | #N/A | #N/A | #N/A | #N/A | #N/A | #N/A | #N/A | #N/A | #N/A | #N/A | #N/A | #N/A | #N/A | #N/A | #N/A | #N/A | #N/A | #N/A | #N/A | #N/A | #N/A | #N/A | #N/A | #N/A | #N/A | #N/A | #N/A | #N/A | #N/A
[7 empty] | 9 | 27 | 6461 | 5 | 2020-09-27 | Friday | 5 | No | #N/A | #N/A | #N/A | #N/A | #N/A | #N/A | #N/A | #N/A | #N/A | #N/A | #N/A | #N/A | #N/A | #N/A | #N/A | #N/A | #N/A | #N/A | #N/A | #N/A | #N/A | #N/A | #N/A | #N/A | #N/A | #N/A | #N/A | #N/A | #N/A | #N/A | #N/A | #N/A | #N/A | #N/A | #N/A | #N/A
[7 empty] | 9 | 27 | 6462 | 6 | 2020-09-27 | Friday | 5 | No | #N/A | #N/A | #N/A | #N/A | #N/A | #N/A | #N/A | #N/A | #N/A | #N/A | #N/A | #N/A | #N/A | #N/A | #N/A | #N/A | #N/A | #N/A | #N/A | #N/A | #N/A | #N/A | #N/A | #N/A | #N/A | #N/A | #N/A | #N/A | #N/A | #N/A | #N/A | #N/A | #N/A | #N/A | #N/A | #N/A
[7 empty] | 9 | 27 | 6463 | 7 | 2020-09-27 | Friday | 5 | No | #N/A | #N/A | #N/A | #N/A | #N/A | #N/A | #N/A | #N/A | #N/A | #N/A | #N/A | #N/A | #N/A | #N/A | #N/A | #N/A | #N/A | #N/A | #N/A | #N/A | #N/A | #N/A | #N/A | #N/A | #N/A | #N/A | #N/A | #N/A | #N/A | #N/A | #N/A | #N/A | #N/A | #N/A | #N/A | #N/A
[7 empty] | 9 | 27 | 6464 | 8 | 2020-09-27 | Friday | 5 | No | #N/A | #N/A | #N/A | #N/A | #N/A | #N/A | #N/A | #N/A | #N/A | #N/A | #N/A | #N/A | #N/A | #N/A | #N/A | #N/A | #N/A | #N/A | #N/A | #N/A | #N/A | #N/A | #N/A | #N/A | #N/A | #N/A | #N/A | #N/A | #N/A | #N/A | #N/A | #N/A | #N/A | #N/A | #N/A | #N/A
[7 empty] | 9 | 27 | 6465 | 9 | 2020-09-27 | Friday | 5 | No | #N/A | #N/A | #N/A | #N/A | #N/A | #N/A | #N/A | #N/A | #N/A | #N/A | #N/A | #N/A | #N/A | #N/A | #N/A | #N/A | #N/A | #N/A | #N/A | #N/A | #N/A | #N/A | #N/A | #N/A | #N/A | #N/A | #N/A | #N/A | #N/A | #N/A | #N/A | #N/A | #N/A | #N/A | #N/A | #N/A
[7 empty] | 9 | 27 | 6466 | 10 | 2020-09-27 | Friday | 5 | No | #N/A | #N/A | #N/A | #N/A | #N/A | #N/A | #N/A | #N/A | #N/A | #N/A | #N/A | #N/A | #N/A | #N/A | #N/A | #N/A | #N/A | #N/A | #N/A | #N/A | #N/A | #N/A | #N/A | #N/A | #N/A | #N/A | #N/A | #N/A | #N/A | #N/A | #N/A | #N/A | #N/A | #N/A | #N/A | #N/A
[7 empty] | 9 | 27 | 6467 | 11 | 2020-09-27 | Friday | 5 | No | #N/A | #N/A | #N/A | #N/A | #N/A | #N/A | #N/A | #N/A | #N/A | #N/A | #N/A | #N/A | #N/A | #N/A | #N/A | #N/A | #N/A | #N/A | #N/A | #N/A | #N/A | #N/A | #N/A | #N/A | #N/A | #N/A | #N/A | #N/A | #N/A | #N/A | #N/A | #N/A | #N/A | #N/A | #N/A | #N/A
[7 empty] | 9 | 27 | 6468 | 12 | 2020-09-27 | Friday | 5 | No | #N/A | #N/A | #N/A | #N/A | #N/A | #N/A | #N/A | #N/A | #N/A | #N/A | #N/A | #N/A | #N/A | #N/A | #N/A | #N/A | #N/A | #N/A | #N/A | #N/A | #N/A | #N/A | #N/A | #N/A | #N/A | #N/A | #N/A | #N/A | #N/A | #N/A | #N/A | #N/A | #N/A | #N/A | #N/A | #N/A
[7 empty] | 9 | 27 | 6469 | 13 | 2020-09-27 | Friday | 5 | No | #N/A | #N/A | #N/A | #N/A | #N/A | #N/A | #N/A | #N/A | #N/A | #N/A | #N/A | #N/A | #N/A | #N/A | #N/A | #N/A | #N/A | #N/A | #N/A | #N/A | #N/A | #N/A | #N/A | #N/A | #N/A | #N/A | #N/A | #N/A | #N/A | #N/A | #N/A | #N/A | #N/A | #N/A | #N/A | #N/A
[7 empty] | 9 | 27 | 6470 | 14 | 2020-09-27 | Friday | 5 | No | #N/A | #N/A | #N/A | #N/A | #N/A | #N/A | #N/A | #N/A | #N/A | #N/A | #N/A | #N/A | #N/A | #N/A | #N/A | #N/A | #N/A | #N/A | #N/A | #N/A | #N/A | #N/A | #N/A | #N/A | #N/A | #N/A | #N/A | #N/A | #N/A | #N/A | #N/A | #N/A | #N/A | #N/A | #N/A | #N/A
[7 empty] | 9 | 27 | 6471 | 15 | 2020-09-27 | Friday | 5 | No | #N/A | #N/A | #N/A | #N/A | #N/A | #N/A | #N/A | #N/A | #N/A | #N/A | #N/A | #N/A | #N/A | #N/A | #N/A | #N/A | #N/A | #N/A | #N/A | #N/A | #N/A | #N/A | #N/A | #N/A | #N/A | #N/A | #N/A | #N/A | #N/A | #N/A | #N/A | #N/A | #N/A | #N/A | #N/A | #N/A
[7 empty] | 9 | 27 | 6472 | 16 | 2020-09-27 | Friday | 5 | No | #N/A | #N/A | #N/A | #N/A | #N/A | #N/A | #N/A | #N/A | #N/A | #N/A | #N/A | #N/A | #N/A | #N/A | #N/A | #N/A | #N/A | #N/A | #N/A | #N/A | #N/A | #N/A | #N/A | #N/A | #N/A | #N/A | #N/A | #N/A | #N/A | #N/A | #N/A | #N/A | #N/A | #N/A | #N/A | #N/A
[7 empty] | 9 | 27 | 6473 | 17 | 2020-09-27 | Friday | 5 | No | #N/A | #N/A | #N/A | #N/A | #N/A | #N/A | #N/A | #N/A | #N/A | #N/A | #N/A | #N/A | #N/A | #N/A | #N/A | #N/A | #N/A | #N/A | #N/A | #N/A | #N/A | #N/A | #N/A | #N/A | #N/A | #N/A | #N/A | #N/A | #N/A | #N/A | #N/A | #N/A | #N/A | #N/A | #N/A | #N/A
[7 empty] | 9 | 27 | 6474 | 18 | 2020-09-27 | Friday | 5 | No | #N/A | #N/A | #N/A | #N/A | #N/A | #N/A | #N/A | #N/A | #N/A | #N/A | #N/A | #N/A | #N/A | #N/A | #N/A | #N/A | #N/A | #N/A | #N/A | #N/A | #N/A | #N/A | #N/A | #N/A | #N/A | #N/A | #N/A | #N/A | #N/A | #N/A | #N/A | #N/A | #N/A | #N/A | #N/A | #N/A
[7 empty] | 9 | 27 | 6475 | 19 | 2020-09-27 | Friday | 5 | No | #N/A | #N/A | #N/A | #N/A | #N/A | #N/A | #N/A | #N/A | #N/A | #N/A | #N/A | #N/A | #N/A | #N/A | #N/A | #N/A | #N/A | #N/A | #N/A | #N/A | #N/A | #N/A | #N/A | #N/A | #N/A | #N/A | #N/A | #N/A | #N/A | #N/A | #N/A | #N/A | #N/A | #N/A | #N/A | #N/A
[7 empty] | 9 | 27 | 6476 | 20 | 2020-09-27 | Friday | 5 | No | #N/A | #N/A | #N/A | #N/A | #N/A | #N/A | #N/A | #N/A | #N/A | #N/A | #N/A | #N/A | #N/A | #N/A | #N/A | #N/A | #N/A | #N/A | #N/A | #N/A | #N/A | #N/A | #N/A | #N/A | #N/A | #N/A | #N/A | #N/A | #N/A | #N/A | #N/A | #N/A | #N/A | #N/A | #N/A | #N/A
[7 empty] | 9 | 27 | 6477 | 21 | 2020-09-27 | Friday | 5 | No | #N/A | #N/A | #N/A | #N/A | #N/A | #N/A | #N/A | #N/A | #N/A | #N/A | #N/A | #N/A | #N/A | #N/A | #N/A | #N/A | #N/A | #N/A | #N/A | #N/A | #N/A | #N/A | #N/A | #N/A | #N/A | #N/A | #N/A | #N/A | #N/A | #N/A | #N/A | #N/A | #N/A | #N/A | #N/A | #N/A
[7 empty] | 9 | 27 | 6478 | 22 | 2020-09-27 | Friday | 5 | No | #N/A | #N/A | #N/A | #N/A | #N/A | #N/A | #N/A | #N/A | #N/A | #N/A | #N/A | #N/A | #N/A | #N/A | #N/A | #N/A | #N/A | #N/A | #N/A | #N/A | #N/A | #N/A | #N/A | #N/A | #N/A | #N/A | #N/A | #N/A | #N/A | #N/A | #N/A | #N/A | #N/A | #N/A | #N/A | #N/A
[7 empty] | 9 | 27 | 6479 | 23 | 2020-09-27 | Friday | 5 | No | #N/A | #N/A | #N/A | #N/A | #N/A | #N/A | #N/A | #N/A | #N/A | #N/A | #N/A | #N/A | #N/A | #N/A | #N/A | #N/A | #N/A | #N/A | #N/A | #N/A | #N/A | #N/A | #N/A | #N/A | #N/A | #N/A | #N/A | #N/A | #N/A | #N/A | #N/A | #N/A | #N/A | #N/A | #N/A | #N/A
[7 empty] | 9 | 27 | 6480 | 24 | 2020-09-27 | Friday | 5 | No | #N/A | #N/A | #N/A | #N/A | #N/A | #N/A | #N/A | #N/A | #N/A | #N/A | #N/A | #N/A | #N/A | #N/A | #N/A | #N/A | #N/A | #N/A | #N/A | #N/A | #N/A | #N/A | #N/A | #N/A | #N/A | #N/A | #N/A | #N/A | #N/A | #N/A | #N/A | #N/A | #N/A | #N/A | #N/A | #N/A
[7 empty] | 9 | 28 | 6481 | 1 | 2020-09-28 | Saturday | 6 | No | #N/A | #N/A | #N/A | #N/A | #N/A | #N/A | #N/A | #N/A | #N/A | #N/A | #N/A | #N/A | #N/A | #N/A | #N/A | #N/A | #N/A | #N/A | #N/A | #N/A | #N/A | #N/A | #N/A | #N/A | #N/A | #N/A | #N/A | #N/A | #N/A | #N/A | #N/A | #N/A | #N/A | #N/A | #N/A | #N/A
[7 empty] | 9 | 28 | 6482 | 2 | 2020-09-28 | Saturday | 6 | No | #N/A | #N/A | #N/A | #N/A | #N/A | #N/A | #N/A | #N/A | #N/A | #N/A | #N/A | #N/A | #N/A | #N/A | #N/A | #N/A | #N/A | #N/A | #N/A | #N/A | #N/A | #N/A | #N/A | #N/A | #N/A | #N/A | #N/A | #N/A | #N/A | #N/A | #N/A | #N/A | #N/A | #N/A | #N/A | #N/A
[7 empty] | 9 | 28 | 6483 | 3 | 2020-09-28 | Saturday | 6 | No | #N/A | #N/A | #N/A | #N/A | #N/A | #N/A | #N/A | #N/A | #N/A | #N/A | #N/A | #N/A | #N/A | #N/A | #N/A | #N/A | #N/A | #N/A | #N/A | #N/A | #N/A | #N/A | #N/A | #N/A | #N/A | #N/A | #N/A | #N/A | #N/A | #N/A | #N/A | #N/A | #N/A | #N/A | #N/A | #N/A
[7 empty] | 9 | 28 | 6484 | 4 | 2020-09-28 | Saturday | 6 | No | #N/A | #N/A | #N/A | #N/A | #N/A | #N/A | #N/A | #N/A | #N/A | #N/A | #N/A | #N/A | #N/A | #N/A | #N/A | #N/A | #N/A | #N/A | #N/A | #N/A | #N/A | #N/A | #N/A | #N/A | #N/A | #N/A | #N/A | #N/A | #N/A | #N/A | #N/A | #N/A | #N/A | #N/A | #N/A | #N/A
[7 empty] | 9 | 28 | 6485 | 5 | 2020-09-28 | Saturday | 6 | No | #N/A | #N/A | #N/A | #N/A | #N/A | #N/A | #N/A | #N/A | #N/A | #N/A | #N/A | #N/A | #N/A | #N/A | #N/A | #N/A | #N/A | #N/A | #N/A | #N/A | #N/A | #N/A | #N/A | #N/A | #N/A | #N/A | #N/A | #N/A | #N/A | #N/A | #N/A | #N/A | #N/A | #N/A | #N/A | #N/A
[7 empty] | 9 | 28 | 6486 | 6 | 2020-09-28 | Saturday | 6 | No | #N/A | #N/A | #N/A | #N/A | #N/A | #N/A | #N/A | #N/A | #N/A | #N/A | #N/A | #N/A | #N/A | #N/A | #N/A | #N/A | #N/A | #N/A | #N/A | #N/A | #N/A | #N/A | #N/A | #N/A | #N/A | #N/A | #N/A | #N/A | #N/A | #N/A | #N/A | #N/A | #N/A | #N/A | #N/A | #N/A
[7 empty] | 9 | 28 | 6487 | 7 | 2020-09-28 | Saturday | 6 | No | #N/A | #N/A | #N/A | #N/A | #N/A | #N/A | #N/A | #N/A | #N/A | #N/A | #N/A | #N/A | #N/A | #N/A | #N/A | #N/A | #N/A | #N/A | #N/A | #N/A | #N/A | #N/A | #N/A | #N/A | #N/A | #N/A | #N/A | #N/A | #N/A | #N/A | #N/A | #N/A | #N/A | #N/A | #N/A | #N/A
[7 empty] | 9 | 28 | 6488 | 8 | 2020-09-28 | Saturday | 6 | No | #N/A | #N/A | #N/A | #N/A | #N/A | #N/A | #N/A | #N/A | #N/A | #N/A | #N/A | #N/A | #N/A | #N/A | #N/A | #N/A | #N/A | #N/A | #N/A | #N/A | #N/A | #N/A | #N/A | #N/A | #N/A | #N/A | #N/A | #N/A | #N/A | #N/A | #N/A | #N/A | #N/A | #N/A | #N/A | #N/A
[7 empty] | 9 | 28 | 6489 | 9 | 2020-09-28 | Saturday | 6 | No | #N/A | #N/A | #N/A | #N/A | #N/A | #N/A | #N/A | #N/A | #N/A | #N/A | #N/A | #N/A | #N/A | #N/A | #N/A | #N/A | #N/A | #N/A | #N/A | #N/A | #N/A | #N/A | #N/A | #N/A | #N/A | #N/A | #N/A | #N/A | #N/A | #N/A | #N/A | #N/A | #N/A | #N/A | #N/A | #N/A
[7 empty] | 9 | 28 | 6490 | 10 | 2020-09-28 | Saturday | 6 | No | #N/A | #N/A | #N/A | #N/A | #N/A | #N/A | #N/A | #N/A | #N/A | #N/A | #N/A | #N/A | #N/A | #N/A | #N/A | #N/A | #N/A | #N/A | #N/A | #N/A | #N/A | #N/A | #N/A | #N/A | #N/A | #N/A | #N/A | #N/A | #N/A | #N/A | #N/A | #N/A | #N/A | #N/A | #N/A | #N/A
[7 empty] | 9 | 28 | 6491 | 11 | 2020-09-28 | Saturday | 6 | No | #N/A | #N/A | #N/A | #N/A | #N/A | #N/A | #N/A | #N/A | #N/A | #N/A | #N/A | #N/A | #N/A | #N/A | #N/A | #N/A | #N/A | #N/A | #N/A | #N/A | #N/A | #N/A | #N/A | #N/A | #N/A | #N/A | #N/A | #N/A | #N/A | #N/A | #N/A | #N/A | #N/A | #N/A | #N/A | #N/A
[7 empty] | 9 | 28 | 6492 | 12 | 2020-09-28 | Saturday | 6 | No | #N/A | #N/A | #N/A | #N/A | #N/A | #N/A | #N/A | #N/A | #N/A | #N/A | #N/A | #N/A | #N/A | #N/A | #N/A | #N/A | #N/A | #N/A | #N/A | #N/A | #N/A | #N/A | #N/A | #N/A | #N/A | #N/A | #N/A | #N/A | #N/A | #N/A | #N/A | #N/A | #N/A | #N/A | #N/A | #N/A
[7 empty] | 9 | 28 | 6493 | 13 | 2020-09-28 | Saturday | 6 | No | #N/A | #N/A | #N/A | #N/A | #N/A | #N/A | #N/A | #N/A | #N/A | #N/A | #N/A | #N/A | #N/A | #N/A | #N/A | #N/A | #N/A | #N/A | #N/A | #N/A | #N/A | #N/A | #N/A | #N/A | #N/A | #N/A | #N/A | #N/A | #N/A | #N/A | #N/A | #N/A | #N/A | #N/A | #N/A | #N/A
[7 empty] | 9 | 28 | 6494 | 14 | 2020-09-28 | Saturday | 6 | No | #N/A | #N/A | #N/A | #N/A | #N/A | #N/A | #N/A | #N/A | #N/A | #N/A | #N/A | #N/A | #N/A | #N/A | #N/A | #N/A | #N/A | #N/A | #N/A | #N/A | #N/A | #N/A | #N/A | #N/A | #N/A | #N/A | #N/A | #N/A | #N/A | #N/A | #N/A | #N/A | #N/A | #N/A | #N/A | #N/A
[7 empty] | 9 | 28 | 6495 | 15 | 2020-09-28 | Saturday | 6 | No | #N/A | #N/A | #N/A | #N/A | #N/A | #N/A | #N/A | #N/A | #N/A | #N/A | #N/A | #N/A | #N/A | #N/A | #N/A | #N/A | #N/A | #N/A | #N/A | #N/A | #N/A | #N/A | #N/A | #N/A | #N/A | #N/A | #N/A | #N/A | #N/A | #N/A | #N/A | #N/A | #N/A | #N/A | #N/A | #N/A
[7 empty] | 9 | 28 | 6496 | 16 | 2020-09-28 | Saturday | 6 | No | #N/A | #N/A | #N/A | #N/A | #N/A | #N/A | #N/A | #N/A | #N/A | #N/A | #N/A | #N/A | #N/A | #N/A | #N/A | #N/A | #N/A | #N/A | #N/A | #N/A | #N/A | #N/A | #N/A | #N/A | #N/A | #N/A | #N/A | #N/A | #N/A | #N/A | #N/A | #N/A | #N/A | #N/A | #N/A | #N/A
[7 empty] | 9 | 28 | 6497 | 17 | 2020-09-28 | Saturday | 6 | No | #N/A | #N/A | #N/A | #N/A | #N/A | #N/A | #N/A | #N/A | #N/A | #N/A | #N/A | #N/A | #N/A | #N/A | #N/A | #N/A | #N/A | #N/A | #N/A | #N/A | #N/A | #N/A | #N/A | #N/A | #N/A | #N/A | #N/A | #N/A | #N/A | #N/A | #N/A | #N/A | #N/A | #N/A | #N/A | #N/A
[7 empty] | 9 | 28 | 6498 | 18 | 2020-09-28 | Saturday | 6 | No | #N/A | #N/A | #N/A | #N/A | #N/A | #N/A | #N/A | #N/A | #N/A | #N/A | #N/A | #N/A | #N/A | #N/A | #N/A | #N/A | #N/A | #N/A | #N/A | #N/A | #N/A | #N/A | #N/A | #N/A | #N/A | #N/A | #N/A | #N/A | #N/A | #N/A | #N/A | #N/A | #N/A | #N/A | #N/A | #N/A
[7 empty] | 9 | 28 | 6499 | 19 | 2020-09-28 | Saturday | 6 | No | #N/A | #N/A | #N/A | #N/A | #N/A | #N/A | #N/A | #N/A | #N/A | #N/A | #N/A | #N/A | #N/A | #N/A | #N/A | #N/A | #N/A | #N/A | #N/A | #N/A | #N/A | #N/A | #N/A | #N/A | #N/A | #N/A | #N/A | #N/A | #N/A | #N/A | #N/A | #N/A | #N/A | #N/A | #N/A | #N/A
[7 empty] | 9 | 28 | 6500 | 20 | 2020-09-28 | Saturday | 6 | No | #N/A | #N/A | #N/A | #N/A | #N/A | #N/A | #N/A | #N/A | #N/A | #N/A | #N/A | #N/A | #N/A | #N/A | #N/A | #N/A | #N/A | #N/A | #N/A | #N/A | #N/A | #N/A | #N/A | #N/A | #N/A | #N/A | #N/A | #N/A | #N/A | #N/A | #N/A | #N/A | #N/A | #N/A | #N/A | #N/A
[7 empty] | 9 | 28 | 6501 | 21 | 2020-09-28 | Saturday | 6 | No | #N/A | #N/A | #N/A | #N/A | #N/A | #N/A | #N/A | #N/A | #N/A | #N/A | #N/A | #N/A | #N/A | #N/A | #N/A | #N/A | #N/A | #N/A | #N/A | #N/A | #N/A | #N/A | #N/A | #N/A | #N/A | #N/A | #N/A | #N/A | #N/A | #N/A | #N/A | #N/A | #N/A | #N/A | #N/A | #N/A
[7 empty] | 9 | 28 | 6502 | 22 | 2020-09-28 | Saturday | 6 | No | #N/A | #N/A | #N/A | #N/A | #N/A | #N/A | #N/A | #N/A | #N/A | #N/A | #N/A | #N/A | #N/A | #N/A | #N/A | #N/A | #N/A | #N/A | #N/A | #N/A | #N/A | #N/A | #N/A | #N/A | #N/A | #N/A | #N/A | #N/A | #N/A | #N/A | #N/A | #N/A | #N/A | #N/A | #N/A | #N/A
[7 empty] | 9 | 28 | 6503 | 23 | 2020-09-28 | Saturday | 6 | No | #N/A | #N/A | #N/A | #N/A | #N/A | #N/A | #N/A | #N/A | #N/A | #N/A | #N/A | #N/A | #N/A | #N/A | #N/A | #N/A | #N/A | #N/A | #N/A | #N/A | #N/A | #N/A | #N/A | #N/A | #N/A | #N/A | #N/A | #N/A | #N/A | #N/A | #N/A | #N/A | #N/A | #N/A | #N/A | #N/A
[7 empty] | 9 | 28 | 6504 | 24 | 2020-09-28 | Saturday | 6 | No | #N/A | #N/A | #N/A | #N/A | #N/A | #N/A | #N/A | #N/A | #N/A | #N/A | #N/A | #N/A | #N/A | #N/A | #N/A | #N/A | #N/A | #N/A | #N/A | #N/A | #N/A | #N/A | #N/A | #N/A | #N/A | #N/A | #N/A | #N/A | #N/A | #N/A | #N/A | #N/A | #N/A | #N/A | #N/A | #N/A
[7 empty] | 9 | 29 | 6505 | 1 | 2020-09-29 | Sunday | 7 | No | #N/A | #N/A | #N/A | #N/A | #N/A | #N/A | #N/A | #N/A | #N/A | #N/A | #N/A | #N/A | #N/A | #N/A | #N/A | #N/A | #N/A | #N/A | #N/A | #N/A | #N/A | #N/A | #N/A | #N/A | #N/A | #N/A | #N/A | #N/A | #N/A | #N/A | #N/A | #N/A | #N/A | #N/A | #N/A | #N/A
[7 empty] | 9 | 29 | 6506 | 2 | 2020-09-29 | Sunday | 7 | No | #N/A | #N/A | #N/A | #N/A | #N/A | #N/A | #N/A | #N/A | #N/A | #N/A | #N/A | #N/A | #N/A | #N/A | #N/A | #N/A | #N/A | #N/A | #N/A | #N/A | #N/A | #N/A | #N/A | #N/A | #N/A | #N/A | #N/A | #N/A | #N/A | #N/A | #N/A | #N/A | #N/A | #N/A | #N/A | #N/A
[7 empty] | 9 | 29 | 6507 | 3 | 2020-09-29 | Sunday | 7 | No | #N/A | #N/A | #N/A | #N/A | #N/A | #N/A | #N/A | #N/A | #N/A | #N/A | #N/A | #N/A | #N/A | #N/A | #N/A | #N/A | #N/A | #N/A | #N/A | #N/A | #N/A | #N/A | #N/A | #N/A | #N/A | #N/A | #N/A | #N/A | #N/A | #N/A | #N/A | #N/A | #N/A | #N/A | #N/A | #N/A
[7 empty] | 9 | 29 | 6508 | 4 | 2020-09-29 | Sunday | 7 | No | #N/A | #N/A | #N/A | #N/A | #N/A | #N/A | #N/A | #N/A | #N/A | #N/A | #N/A | #N/A | #N/A | #N/A | #N/A | #N/A | #N/A | #N/A | #N/A | #N/A | #N/A | #N/A | #N/A | #N/A | #N/A | #N/A | #N/A | #N/A | #N/A | #N/A | #N/A | #N/A | #N/A | #N/A | #N/A | #N/A
[7 empty] | 9 | 29 | 6509 | 5 | 2020-09-29 | Sunday | 7 | No | #N/A | #N/A | #N/A | #N/A | #N/A | #N/A | #N/A | #N/A | #N/A | #N/A | #N/A | #N/A | #N/A | #N/A | #N/A | #N/A | #N/A | #N/A | #N/A | #N/A | #N/A | #N/A | #N/A | #N/A | #N/A | #N/A | #N/A | #N/A | #N/A | #N/A | #N/A | #N/A | #N/A | #N/A | #N/A | #N/A
[7 empty] | 9 | 29 | 6510 | 6 | 2020-09-29 | Sunday | 7 | No | #N/A | #N/A | #N/A | #N/A | #N/A | #N/A | #N/A | #N/A | #N/A | #N/A | #N/A | #N/A | #N/A | #N/A | #N/A | #N/A | #N/A | #N/A | #N/A | #N/A | #N/A | #N/A | #N/A | #N/A | #N/A | #N/A | #N/A | #N/A | #N/A | #N/A | #N/A | #N/A | #N/A | #N/A | #N/A | #N/A
[7 empty] | 9 | 29 | 6511 | 7 | 2020-09-29 | Sunday | 7 | No | #N/A | #N/A | #N/A | #N/A | #N/A | #N/A | #N/A | #N/A | #N/A | #N/A | #N/A | #N/A | #N/A | #N/A | #N/A | #N/A | #N/A | #N/A | #N/A | #N/A | #N/A | #N/A | #N/A | #N/A | #N/A | #N/A | #N/A | #N/A | #N/A | #N/A | #N/A | #N/A | #N/A | #N/A | #N/A | #N/A
[7 empty] | 9 | 29 | 6512 | 8 | 2020-09-29 | Sunday | 7 | No | #N/A | #N/A | #N/A | #N/A | #N/A | #N/A | #N/A | #N/A | #N/A | #N/A | #N/A | #N/A | #N/A | #N/A | #N/A | #N/A | #N/A | #N/A | #N/A | #N/A | #N/A | #N/A | #N/A | #N/A | #N/A | #N/A | #N/A | #N/A | #N/A | #N/A | #N/A | #N/A | #N/A | #N/A | #N/A | #N/A
[7 empty] | 9 | 29 | 6513 | 9 | 2020-09-29 | Sunday | 7 | No | #N/A | #N/A | #N/A | #N/A | #N/A | #N/A | #N/A | #N/A | #N/A | #N/A | #N/A | #N/A | #N/A | #N/A | #N/A | #N/A | #N/A | #N/A | #N/A | #N/A | #N/A | #N/A | #N/A | #N/A | #N/A | #N/A | #N/A | #N/A | #N/A | #N/A | #N/A | #N/A | #N/A | #N/A | #N/A | #N/A
[7 empty] | 9 | 29 | 6514 | 10 | 2020-09-29 | Sunday | 7 | No | #N/A | #N/A | #N/A | #N/A | #N/A | #N/A | #N/A | #N/A | #N/A | #N/A | #N/A | #N/A | #N/A | #N/A | #N/A | #N/A | #N/A | #N/A | #N/A | #N/A | #N/A | #N/A | #N/A | #N/A | #N/A | #N/A | #N/A | #N/A | #N/A | #N/A | #N/A | #N/A | #N/A | #N/A | #N/A | #N/A
[7 empty] | 9 | 29 | 6515 | 11 | 2020-09-29 | Sunday | 7 | No | #N/A | #N/A | #N/A | #N/A | #N/A | #N/A | #N/A | #N/A | #N/A | #N/A | #N/A | #N/A | #N/A | #N/A | #N/A | #N/A | #N/A | #N/A | #N/A | #N/A | #N/A | #N/A | #N/A | #N/A | #N/A | #N/A | #N/A | #N/A | #N/A | #N/A | #N/A | #N/A | #N/A | #N/A | #N/A | #N/A
[7 empty] | 9 | 29 | 6516 | 12 | 2020-09-29 | Sunday | 7 | No | #N/A | #N/A | #N/A | #N/A | #N/A | #N/A | #N/A | #N/A | #N/A | #N/A | #N/A | #N/A | #N/A | #N/A | #N/A | #N/A | #N/A | #N/A | #N/A | #N/A | #N/A | #N/A | #N/A | #N/A | #N/A | #N/A | #N/A | #N/A | #N/A | #N/A | #N/A | #N/A | #N/A | #N/A | #N/A | #N/A
[7 empty] | 9 | 29 | 6517 | 13 | 2020-09-29 | Sunday | 7 | No | #N/A | #N/A | #N/A | #N/A | #N/A | #N/A | #N/A | #N/A | #N/A | #N/A | #N/A | #N/A | #N/A | #N/A | #N/A | #N/A | #N/A | #N/A | #N/A | #N/A | #N/A | #N/A | #N/A | #N/A | #N/A | #N/A | #N/A | #N/A | #N/A | #N/A | #N/A | #N/A | #N/A | #N/A | #N/A | #N/A
[7 empty] | 9 | 29 | 6518 | 14 | 2020-09-29 | Sunday | 7 | No | #N/A | #N/A | #N/A | #N/A | #N/A | #N/A | #N/A | #N/A | #N/A | #N/A | #N/A | #N/A | #N/A | #N/A | #N/A | #N/A | #N/A | #N/A | #N/A | #N/A | #N/A | #N/A | #N/A | #N/A | #N/A | #N/A | #N/A | #N/A | #N/A | #N/A | #N/A | #N/A | #N/A | #N/A | #N/A | #N/A
[7 empty] | 9 | 29 | 6519 | 15 | 2020-09-29 | Sunday | 7 | No | #N/A | #N/A | #N/A | #N/A | #N/A | #N/A | #N/A | #N/A | #N/A | #N/A | #N/A | #N/A | #N/A | #N/A | #N/A | #N/A | #N/A | #N/A | #N/A | #N/A | #N/A | #N/A | #N/A | #N/A | #N/A | #N/A | #N/A | #N/A | #N/A | #N/A | #N/A | #N/A | #N/A | #N/A | #N/A | #N/A
[7 empty] | 9 | 29 | 6520 | 16 | 2020-09-29 | Sunday | 7 | No | #N/A | #N/A | #N/A | #N/A | #N/A | #N/A | #N/A | #N/A | #N/A | #N/A | #N/A | #N/A | #N/A | #N/A | #N/A | #N/A | #N/A | #N/A | #N/A | #N/A | #N/A | #N/A | #N/A | #N/A | #N/A | #N/A | #N/A | #N/A | #N/A | #N/A | #N/A | #N/A | #N/A | #N/A | #N/A | #N/A
[7 empty] | 9 | 29 | 6521 | 17 | 2020-09-29 | Sunday | 7 | No | #N/A | #N/A | #N/A | #N/A | #N/A | #N/A | #N/A | #N/A | #N/A | #N/A | #N/A | #N/A | #N/A | #N/A | #N/A | #N/A | #N/A | #N/A | #N/A | #N/A | #N/A | #N/A | #N/A | #N/A | #N/A | #N/A | #N/A | #N/A | #N/A | #N/A | #N/A | #N/A | #N/A | #N/A | #N/A | #N/A
[7 empty] | 9 | 29 | 6522 | 18 | 2020-09-29 | Sunday | 7 | No | #N/A | #N/A | #N/A | #N/A | #N/A | #N/A | #N/A | #N/A | #N/A | #N/A | #N/A | #N/A | #N/A | #N/A | #N/A | #N/A | #N/A | #N/A | #N/A | #N/A | #N/A | #N/A | #N/A | #N/A | #N/A | #N/A | #N/A | #N/A | #N/A | #N/A | #N/A | #N/A | #N/A | #N/A | #N/A | #N/A
[7 empty] | 9 | 29 | 6523 | 19 | 2020-09-29 | Sunday | 7 | No | #N/A | #N/A | #N/A | #N/A | #N/A | #N/A | #N/A | #N/A | #N/A | #N/A | #N/A | #N/A | #N/A | #N/A | #N/A | #N/A | #N/A | #N/A | #N/A | #N/A | #N/A | #N/A | #N/A | #N/A | #N/A | #N/A | #N/A | #N/A | #N/A | #N/A | #N/A | #N/A | #N/A | #N/A | #N/A | #N/A
[7 empty] | 9 | 29 | 6524 | 20 | 2020-09-29 | Sunday | 7 | No | #N/A | #N/A | #N/A | #N/A | #N/A | #N/A | #N/A | #N/A | #N/A | #N/A | #N/A | #N/A | #N/A | #N/A | #N/A | #N/A | #N/A | #N/A | #N/A | #N/A | #N/A | #N/A | #N/A | #N/A | #N/A | #N/A | #N/A | #N/A | #N/A | #N/A | #N/A | #N/A | #N/A | #N/A | #N/A | #N/A
[7 empty] | 9 | 29 | 6525 | 21 | 2020-09-29 | Sunday | 7 | No | #N/A | #N/A | #N/A | #N/A | #N/A | #N/A | #N/A | #N/A | #N/A | #N/A | #N/A | #N/A | #N/A | #N/A | #N/A | #N/A | #N/A | #N/A | #N/A | #N/A | #N/A | #N/A | #N/A | #N/A | #N/A | #N/A | #N/A | #N/A | #N/A | #N/A | #N/A | #N/A | #N/A | #N/A | #N/A | #N/A
[7 empty] | 9 | 29 | 6526 | 22 | 2020-09-29 | Sunday | 7 | No | #N/A | #N/A | #N/A | #N/A | #N/A | #N/A | #N/A | #N/A | #N/A | #N/A | #N/A | #N/A | #N/A | #N/A | #N/A | #N/A | #N/A | #N/A | #N/A | #N/A | #N/A | #N/A | #N/A | #N/A | #N/A | #N/A | #N/A | #N/A | #N/A | #N/A | #N/A | #N/A | #N/A | #N/A | #N/A | #N/A
[7 empty] | 9 | 29 | 6527 | 23 | 2020-09-29 | Sunday | 7 | No | #N/A | #N/A | #N/A | #N/A | #N/A | #N/A | #N/A | #N/A | #N/A | #N/A | #N/A | #N/A | #N/A | #N/A | #N/A | #N/A | #N/A | #N/A | #N/A | #N/A | #N/A | #N/A | #N/A | #N/A | #N/A | #N/A | #N/A | #N/A | #N/A | #N/A | #N/A | #N/A | #N/A | #N/A | #N/A | #N/A
[7 empty] | 9 | 29 | 6528 | 24 | 2020-09-29 | Sunday | 7 | No | #N/A | #N/A | #N/A | #N/A | #N/A | #N/A | #N/A | #N/A | #N/A | #N/A | #N/A | #N/A | #N/A | #N/A | #N/A | #N/A | #N/A | #N/A | #N/A | #N/A | #N/A | #N/A | #N/A | #N/A | #N/A | #N/A | #N/A | #N/A | #N/A | #N/A | #N/A | #N/A | #N/A | #N/A | #N/A | #N/A
[7 empty] | 9 | 30 | 6529 | 1 | 2020-09-30 | Monday | 1 | No | #N/A | #N/A | #N/A | #N/A | #N/A | #N/A | #N/A | #N/A | #N/A | #N/A | #N/A | #N/A | #N/A | #N/A | #N/A | #N/A | #N/A | #N/A | #N/A | #N/A | #N/A | #N/A | #N/A | #N/A | #N/A | #N/A | #N/A | #N/A | #N/A | #N/A | #N/A | #N/A | #N/A | #N/A | #N/A | #N/A
[7 empty] | 9 | 30 | 6530 | 2 | 2020-09-30 | Monday | 1 | No | #N/A | #N/A | #N/A | #N/A | #N/A | #N/A | #N/A | #N/A | #N/A | #N/A | #N/A | #N/A | #N/A | #N/A | #N/A | #N/A | #N/A | #N/A | #N/A | #N/A | #N/A | #N/A | #N/A | #N/A | #N/A | #N/A | #N/A | #N/A | #N/A | #N/A | #N/A | #N/A | #N/A | #N/A | #N/A | #N/A
[7 empty] | 9 | 30 | 6531 | 3 | 2020-09-30 | Monday | 1 | No | #N/A | #N/A | #N/A | #N/A | #N/A | #N/A | #N/A | #N/A | #N/A | #N/A | #N/A | #N/A | #N/A | #N/A | #N/A | #N/A | #N/A | #N/A | #N/A | #N/A | #N/A | #N/A | #N/A | #N/A | #N/A | #N/A | #N/A | #N/A | #N/A | #N/A | #N/A | #N/A | #N/A | #N/A | #N/A | #N/A
[7 empty] | 9 | 30 | 6532 | 4 | 2020-09-30 | Monday | 1 | No | #N/A | #N/A | #N/A | #N/A | #N/A | #N/A | #N/A | #N/A | #N/A | #N/A | #N/A | #N/A | #N/A | #N/A | #N/A | #N/A | #N/A | #N/A | #N/A | #N/A | #N/A | #N/A | #N/A | #N/A | #N/A | #N/A | #N/A | #N/A | #N/A | #N/A | #N/A | #N/A | #N/A | #N/A | #N/A | #N/A
[7 empty] | 9 | 30 | 6533 | 5 | 2020-09-30 | Monday | 1 | No | #N/A | #N/A | #N/A | #N/A | #N/A | #N/A | #N/A | #N/A | #N/A | #N/A | #N/A | #N/A | #N/A | #N/A | #N/A | #N/A | #N/A | #N/A | #N/A | #N/A | #N/A | #N/A | #N/A | #N/A | #N/A | #N/A | #N/A | #N/A | #N/A | #N/A | #N/A | #N/A | #N/A | #N/A | #N/A | #N/A
[7 empty] | 9 | 30 | 6534 | 6 | 2020-09-30 | Monday | 1 | No | #N/A | #N/A | #N/A | #N/A | #N/A | #N/A | #N/A | #N/A | #N/A | #N/A | #N/A | #N/A | #N/A | #N/A | #N/A | #N/A | #N/A | #N/A | #N/A | #N/A | #N/A | #N/A | #N/A | #N/A | #N/A | #N/A | #N/A | #N/A | #N/A | #N/A | #N/A | #N/A | #N/A | #N/A | #N/A | #N/A
[7 empty] | 9 | 30 | 6535 | 7 | 2020-09-30 | Monday | 1 | No | #N/A | #N/A | #N/A | #N/A | #N/A | #N/A | #N/A | #N/A | #N/A | #N/A | #N/A | #N/A | #N/A | #N/A | #N/A | #N/A | #N/A | #N/A | #N/A | #N/A | #N/A | #N/A | #N/A | #N/A | #N/A | #N/A | #N/A | #N/A | #N/A | #N/A | #N/A | #N/A | #N/A | #N/A | #N/A | #N/A
[7 empty] | 9 | 30 | 6536 | 8 | 2020-09-30 | Monday | 1 | No | #N/A | #N/A | #N/A | #N/A | #N/A | #N/A | #N/A | #N/A | #N/A | #N/A | #N/A | #N/A | #N/A | #N/A | #N/A | #N/A | #N/A | #N/A | #N/A | #N/A | #N/A | #N/A | #N/A | #N/A | #N/A | #N/A | #N/A | #N/A | #N/A | #N/A | #N/A | #N/A | #N/A | #N/A | #N/A | #N/A
[7 empty] | 9 | 30 | 6537 | 9 | 2020-09-30 | Monday | 1 | No | #N/A | #N/A | #N/A | #N/A | #N/A | #N/A | #N/A | #N/A | #N/A | #N/A | #N/A | #N/A | #N/A | #N/A | #N/A | #N/A | #N/A | #N/A | #N/A | #N/A | #N/A | #N/A | #N/A | #N/A | #N/A | #N/A | #N/A | #N/A | #N/A | #N/A | #N/A | #N/A | #N/A | #N/A | #N/A | #N/A
[7 empty] | 9 | 30 | 6538 | 10 | 2020-09-30 | Monday | 1 | No | #N/A | #N/A | #N/A | #N/A | #N/A | #N/A | #N/A | #N/A | #N/A | #N/A | #N/A | #N/A | #N/A | #N/A | #N/A | #N/A | #N/A | #N/A | #N/A | #N/A | #N/A | #N/A | #N/A | #N/A | #N/A | #N/A | #N/A | #N/A | #N/A | #N/A | #N/A | #N/A | #N/A | #N/A | #N/A | #N/A
[7 empty] | 9 | 30 | 6539 | 11 | 2020-09-30 | Monday | 1 | No | #N/A | #N/A | #N/A | #N/A | #N/A | #N/A | #N/A | #N/A | #N/A | #N/A | #N/A | #N/A | #N/A | #N/A | #N/A | #N/A | #N/A | #N/A | #N/A | #N/A | #N/A | #N/A | #N/A | #N/A | #N/A | #N/A | #N/A | #N/A | #N/A | #N/A | #N/A | #N/A | #N/A | #N/A | #N/A | #N/A
[7 empty] | 9 | 30 | 6540 | 12 | 2020-09-30 | Monday | 1 | No | #N/A | #N/A | #N/A | #N/A | #N/A | #N/A | #N/A | #N/A | #N/A | #N/A | #N/A | #N/A | #N/A | #N/A | #N/A | #N/A | #N/A | #N/A | #N/A | #N/A | #N/A | #N/A | #N/A | #N/A | #N/A | #N/A | #N/A | #N/A | #N/A | #N/A | #N/A | #N/A | #N/A | #N/A | #N/A | #N/A
[7 empty] | 9 | 30 | 6541 | 13 | 2020-09-30 | Monday | 1 | No | #N/A | #N/A | #N/A | #N/A | #N/A | #N/A | #N/A | #N/A | #N/A | #N/A | #N/A | #N/A | #N/A | #N/A | #N/A | #N/A | #N/A | #N/A | #N/A | #N/A | #N/A | #N/A | #N/A | #N/A | #N/A | #N/A | #N/A | #N/A | #N/A | #N/A | #N/A | #N/A | #N/A | #N/A | #N/A | #N/A
[7 empty] | 9 | 30 | 6542 | 14 | 2020-09-30 | Monday | 1 | No | #N/A | #N/A | #N/A | #N/A | #N/A | #N/A | #N/A | #N/A | #N/A | #N/A | #N/A | #N/A | #N/A | #N/A | #N/A | #N/A | #N/A | #N/A | #N/A | #N/A | #N/A | #N/A | #N/A | #N/A | #N/A | #N/A | #N/A | #N/A | #N/A | #N/A | #N/A | #N/A | #N/A | #N/A | #N/A | #N/A
[7 empty] | 9 | 30 | 6543 | 15 | 2020-09-30 | Monday | 1 | No | #N/A | #N/A | #N/A | #N/A | #N/A | #N/A | #N/A | #N/A | #N/A | #N/A | #N/A | #N/A | #N/A | #N/A | #N/A | #N/A | #N/A | #N/A | #N/A | #N/A | #N/A | #N/A | #N/A | #N/A | #N/A | #N/A | #N/A | #N/A | #N/A | #N/A | #N/A | #N/A | #N/A | #N/A | #N/A | #N/A
[7 empty] | 9 | 30 | 6544 | 16 | 2020-09-30 | Monday | 1 | No | #N/A | #N/A | #N/A | #N/A | #N/A | #N/A | #N/A | #N/A | #N/A | #N/A | #N/A | #N/A | #N/A | #N/A | #N/A | #N/A | #N/A | #N/A | #N/A | #N/A | #N/A | #N/A | #N/A | #N/A | #N/A | #N/A | #N/A | #N/A | #N/A | #N/A | #N/A | #N/A | #N/A | #N/A | #N/A | #N/A
[7 empty] | 9 | 30 | 6545 | 17 | 2020-09-30 | Monday | 1 | No | #N/A | #N/A | #N/A | #N/A | #N/A | #N/A | #N/A | #N/A | #N/A | #N/A | #N/A | #N/A | #N/A | #N/A | #N/A | #N/A | #N/A | #N/A | #N/A | #N/A | #N/A | #N/A | #N/A | #N/A | #N/A | #N/A | #N/A | #N/A | #N/A | #N/A | #N/A | #N/A | #N/A | #N/A | #N/A | #N/A
[7 empty] | 9 | 30 | 6546 | 18 | 2020-09-30 | Monday | 1 | No | #N/A | #N/A | #N/A | #N/A | #N/A | #N/A | #N/A | #N/A | #N/A | #N/A | #N/A | #N/A | #N/A | #N/A | #N/A | #N/A | #N/A | #N/A | #N/A | #N/A | #N/A | #N/A | #N/A | #N/A | #N/A | #N/A | #N/A | #N/A | #N/A | #N/A | #N/A | #N/A | #N/A | #N/A | #N/A | #N/A
[7 empty] | 9 | 30 | 6547 | 19 | 2020-09-30 | Monday | 1 | No | #N/A | #N/A | #N/A | #N/A | #N/A | #N/A | #N/A | #N/A | #N/A | #N/A | #N/A | #N/A | #N/A | #N/A | #N/A | #N/A | #N/A | #N/A | #N/A | #N/A | #N/A | #N/A | #N/A | #N/A | #N/A | #N/A | #N/A | #N/A | #N/A | #N/A | #N/A | #N/A | #N/A | #N/A | #N/A | #N/A
[7 empty] | 9 | 30 | 6548 | 20 | 2020-09-30 | Monday | 1 | No | #N/A | #N/A | #N/A | #N/A | #N/A | #N/A | #N/A | #N/A | #N/A | #N/A | #N/A | #N/A | #N/A | #N/A | #N/A | #N/A | #N/A | #N/A | #N/A | #N/A | #N/A | #N/A | #N/A | #N/A | #N/A | #N/A | #N/A | #N/A | #N/A | #N/A | #N/A | #N/A | #N/A | #N/A | #N/A | #N/A
[7 empty] | 9 | 30 | 6549 | 21 | 2020-09-30 | Monday | 1 | No | #N/A | #N/A | #N/A | #N/A | #N/A | #N/A | #N/A | #N/A | #N/A | #N/A | #N/A | #N/A | #N/A | #N/A | #N/A | #N/A | #N/A | #N/A | #N/A | #N/A | #N/A | #N/A | #N/A | #N/A | #N/A | #N/A | #N/A | #N/A | #N/A | #N/A | #N/A | #N/A | #N/A | #N/A | #N/A | #N/A
[7 empty] | 9 | 30 | 6550 | 22 | 2020-09-30 | Monday | 1 | No | #N/A | #N/A | #N/A | #N/A | #N/A | #N/A | #N/A | #N/A | #N/A | #N/A | #N/A | #N/A | #N/A | #N/A | #N/A | #N/A | #N/A | #N/A | #N/A | #N/A | #N/A | #N/A | #N/A | #N/A | #N/A | #N/A | #N/A | #N/A | #N/A | #N/A | #N/A | #N/A | #N/A | #N/A | #N/A | #N/A
[7 empty] | 9 | 30 | 6551 | 23 | 2020-09-30 | Monday | 1 | No | #N/A | #N/A | #N/A | #N/A | #N/A | #N/A | #N/A | #N/A | #N/A | #N/A | #N/A | #N/A | #N/A | #N/A | #N/A | #N/A | #N/A | #N/A | #N/A | #N/A | #N/A | #N/A | #N/A | #N/A | #N/A | #N/A | #N/A | #N/A | #N/A | #N/A | #N/A | #N/A | #N/A | #N/A | #N/A | #N/A
[7 empty] | 9 | 30 | 6552 | 24 | 2020-09-30 | Monday | 1 | No | #N/A | #N/A | #N/A | #N/A | #N/A | #N/A | #N/A | #N/A | #N/A | #N/A | #N/A | #N/A | #N/A | #N/A | #N/A | #N/A | #N/A | #N/A | #N/A | #N/A | #N/A | #N/A | #N/A | #N/A | #N/A | #N/A | #N/A | #N/A | #N/A | #N/A | #N/A | #N/A | #N/A | #N/A | #N/A | #N/A
[7 empty] | 10 | 1 | 6553 | 1 | 2020-10-01 | Tuesday | 2 | No | #N/A | #N/A | #N/A | #N/A | #N/A | #N/A | #N/A | #N/A | #N/A | #N/A | #N/A | #N/A | #N/A | #N/A | #N/A | #N/A | #N/A | #N/A | #N/A | #N/A | #N/A | #N/A | #N/A | #N/A | #N/A | #N/A | #N/A | #N/A | #N/A | #N/A | #N/A | #N/A | #N/A | #N/A | #N/A | #N/A
[7 empty] | 10 | 1 | 6554 | 2 | 2020-10-01 | Tuesday | 2 | No | #N/A | #N/A | #N/A | #N/A | #N/A | #N/A | #N/A | #N/A | #N/A | #N/A | #N/A | #N/A | #N/A | #N/A | #N/A | #N/A | #N/A | #N/A | #N/A | #N/A | #N/A | #N/A | #N/A | #N/A | #N/A | #N/A | #N/A | #N/A | #N/A | #N/A | #N/A | #N/A | #N/A | #N/A | #N/A | #N/A
[7 empty] | 10 | 1 | 6555 | 3 | 2020-10-01 | Tuesday | 2 | No | #N/A | #N/A | #N/A | #N/A | #N/A | #N/A | #N/A | #N/A | #N/A | #N/A | #N/A | #N/A | #N/A | #N/A | #N/A | #N/A | #N/A | #N/A | #N/A | #N/A | #N/A | #N/A | #N/A | #N/A | #N/A | #N/A | #N/A | #N/A | #N/A | #N/A | #N/A | #N/A | #N/A | #N/A | #N/A | #N/A
[7 empty] | 10 | 1 | 6556 | 4 | 2020-10-01 | Tuesday | 2 | No | #N/A | #N/A | #N/A | #N/A | #N/A | #N/A | #N/A | #N/A | #N/A | #N/A | #N/A | #N/A | #N/A | #N/A | #N/A | #N/A | #N/A | #N/A | #N/A | #N/A | #N/A | #N/A | #N/A | #N/A | #N/A | #N/A | #N/A | #N/A | #N/A | #N/A | #N/A | #N/A | #N/A | #N/A | #N/A | #N/A
[7 empty] | 10 | 1 | 6557 | 5 | 2020-10-01 | Tuesday | 2 | No | #N/A | #N/A | #N/A | #N/A | #N/A | #N/A | #N/A | #N/A | #N/A | #N/A | #N/A | #N/A | #N/A | #N/A | #N/A | #N/A | #N/A | #N/A | #N/A | #N/A | #N/A | #N/A | #N/A | #N/A | #N/A | #N/A | #N/A | #N/A | #N/A | #N/A | #N/A | #N/A | #N/A | #N/A | #N/A | #N/A
[7 empty] | 10 | 1 | 6558 | 6 | 2020-10-01 | Tuesday | 2 | No | #N/A | #N/A | #N/A | #N/A | #N/A | #N/A | #N/A | #N/A | #N/A | #N/A | #N/A | #N/A | #N/A | #N/A | #N/A | #N/A | #N/A | #N/A | #N/A | #N/A | #N/A | #N/A | #N/A | #N/A | #N/A | #N/A | #N/A | #N/A | #N/A | #N/A | #N/A | #N/A | #N/A | #N/A | #N/A | #N/A
[7 empty] | 10 | 1 | 6559 | 7 | 2020-10-01 | Tuesday | 2 | No | #N/A | #N/A | #N/A | #N/A | #N/A | #N/A | #N/A | #N/A | #N/A | #N/A | #N/A | #N/A | #N/A | #N/A | #N/A | #N/A | #N/A | #N/A | #N/A | #N/A | #N/A | #N/A | #N/A | #N/A | #N/A | #N/A | #N/A | #N/A | #N/A | #N/A | #N/A | #N/A | #N/A | #N/A | #N/A | #N/A
[7 empty] | 10 | 1 | 6560 | 8 | 2020-10-01 | Tuesday | 2 | No | #N/A | #N/A | #N/A | #N/A | #N/A | #N/A | #N/A | #N/A | #N/A | #N/A | #N/A | #N/A | #N/A | #N/A | #N/A | #N/A | #N/A | #N/A | #N/A | #N/A | #N/A | #N/A | #N/A | #N/A | #N/A | #N/A | #N/A | #N/A | #N/A | #N/A | #N/A | #N/A | #N/A | #N/A | #N/A | #N/A
[7 empty] | 10 | 1 | 6561 | 9 | 2020-10-01 | Tuesday | 2 | No | #N/A | #N/A | #N/A | #N/A | #N/A | #N/A | #N/A | #N/A | #N/A | #N/A | #N/A | #N/A | #N/A | #N/A | #N/A | #N/A | #N/A | #N/A | #N/A | #N/A | #N/A | #N/A | #N/A | #N/A | #N/A | #N/A | #N/A | #N/A | #N/A | #N/A | #N/A | #N/A | #N/A | #N/A | #N/A | #N/A
[7 empty] | 10 | 1 | 6562 | 10 | 2020-10-01 | Tuesday | 2 | No | #N/A | #N/A | #N/A | #N/A | #N/A | #N/A | #N/A | #N/A | #N/A | #N/A | #N/A | #N/A | #N/A | #N/A | #N/A | #N/A | #N/A | #N/A | #N/A | #N/A | #N/A | #N/A | #N/A | #N/A | #N/A | #N/A | #N/A | #N/A | #N/A | #N/A | #N/A | #N/A | #N/A | #N/A | #N/A | #N/A
[7 empty] | 10 | 1 | 6563 | 11 | 2020-10-01 | Tuesday | 2 | No | #N/A | #N/A | #N/A | #N/A | #N/A | #N/A | #N/A | #N/A | #N/A | #N/A | #N/A | #N/A | #N/A | #N/A | #N/A | #N/A | #N/A | #N/A | #N/A | #N/A | #N/A | #N/A | #N/A | #N/A | #N/A | #N/A | #N/A | #N/A | #N/A | #N/A | #N/A | #N/A | #N/A | #N/A | #N/A | #N/A
[7 empty] | 10 | 1 | 6564 | 12 | 2020-10-01 | Tuesday | 2 | No | #N/A | #N/A | #N/A | #N/A | #N/A | #N/A | #N/A | #N/A | #N/A | #N/A | #N/A | #N/A | #N/A | #N/A | #N/A | #N/A | #N/A | #N/A | #N/A | #N/A | #N/A | #N/A | #N/A | #N/A | #N/A | #N/A | #N/A | #N/A | #N/A | #N/A | #N/A | #N/A | #N/A | #N/A | #N/A | #N/A
[7 empty] | 10 | 1 | 6565 | 13 | 2020-10-01 | Tuesday | 2 | No | #N/A | #N/A | #N/A | #N/A | #N/A | #N/A | #N/A | #N/A | #N/A | #N/A | #N/A | #N/A | #N/A | #N/A | #N/A | #N/A | #N/A | #N/A | #N/A | #N/A | #N/A | #N/A | #N/A | #N/A | #N/A | #N/A | #N/A | #N/A | #N/A | #N/A | #N/A | #N/A | #N/A | #N/A | #N/A | #N/A
[7 empty] | 10 | 1 | 6566 | 14 | 2020-10-01 | Tuesday | 2 | No | #N/A | #N/A | #N/A | #N/A | #N/A | #N/A | #N/A | #N/A | #N/A | #N/A | #N/A | #N/A | #N/A | #N/A | #N/A | #N/A | #N/A | #N/A | #N/A | #N/A | #N/A | #N/A | #N/A | #N/A | #N/A | #N/A | #N/A | #N/A | #N/A | #N/A | #N/A | #N/A | #N/A | #N/A | #N/A | #N/A
[7 empty] | 10 | 1 | 6567 | 15 | 2020-10-01 | Tuesday | 2 | No | #N/A | #N/A | #N/A | #N/A | #N/A | #N/A | #N/A | #N/A | #N/A | #N/A | #N/A | #N/A | #N/A | #N/A | #N/A | #N/A | #N/A | #N/A | #N/A | #N/A | #N/A | #N/A | #N/A | #N/A | #N/A | #N/A | #N/A | #N/A | #N/A | #N/A | #N/A | #N/A | #N/A | #N/A | #N/A | #N/A
[7 empty] | 10 | 1 | 6568 | 16 | 2020-10-01 | Tuesday | 2 | No | #N/A | #N/A | #N/A | #N/A | #N/A | #N/A | #N/A | #N/A | #N/A | #N/A | #N/A | #N/A | #N/A | #N/A | #N/A | #N/A | #N/A | #N/A | #N/A | #N/A | #N/A | #N/A | #N/A | #N/A | #N/A | #N/A | #N/A | #N/A | #N/A | #N/A | #N/A | #N/A | #N/A | #N/A | #N/A | #N/A
[7 empty] | 10 | 1 | 6569 | 17 | 2020-10-01 | Tuesday | 2 | No | #N/A | #N/A | #N/A | #N/A | #N/A | #N/A | #N/A | #N/A | #N/A | #N/A | #N/A | #N/A | #N/A | #N/A | #N/A | #N/A | #N/A | #N/A | #N/A | #N/A | #N/A | #N/A | #N/A | #N/A | #N/A | #N/A | #N/A | #N/A | #N/A | #N/A | #N/A | #N/A | #N/A | #N/A | #N/A | #N/A
[7 empty] | 10 | 1 | 6570 | 18 | 2020-10-01 | Tuesday | 2 | No | #N/A | #N/A | #N/A | #N/A | #N/A | #N/A | #N/A | #N/A | #N/A | #N/A | #N/A | #N/A | #N/A | #N/A | #N/A | #N/A | #N/A | #N/A | #N/A | #N/A | #N/A | #N/A | #N/A | #N/A | #N/A | #N/A | #N/A | #N/A | #N/A | #N/A | #N/A | #N/A | #N/A | #N/A | #N/A | #N/A
[7 empty] | 10 | 1 | 6571 | 19 | 2020-10-01 | Tuesday | 2 | No | #N/A | #N/A | #N/A | #N/A | #N/A | #N/A | #N/A | #N/A | #N/A | #N/A | #N/A | #N/A | #N/A | #N/A | #N/A | #N/A | #N/A | #N/A | #N/A | #N/A | #N/A | #N/A | #N/A | #N/A | #N/A | #N/A | #N/A | #N/A | #N/A | #N/A | #N/A | #N/A | #N/A | #N/A | #N/A | #N/A
[7 empty] | 10 | 1 | 6572 | 20 | 2020-10-01 | Tuesday | 2 | No | #N/A | #N/A | #N/A | #N/A | #N/A | #N/A | #N/A | #N/A | #N/A | #N/A | #N/A | #N/A | #N/A | #N/A | #N/A | #N/A | #N/A | #N/A | #N/A | #N/A | #N/A | #N/A | #N/A | #N/A | #N/A | #N/A | #N/A | #N/A | #N/A | #N/A | #N/A | #N/A | #N/A | #N/A | #N/A | #N/A
[7 empty] | 10 | 1 | 6573 | 21 | 2020-10-01 | Tuesday | 2 | No | #N/A | #N/A | #N/A | #N/A | #N/A | #N/A | #N/A | #N/A | #N/A | #N/A | #N/A | #N/A | #N/A | #N/A | #N/A | #N/A | #N/A | #N/A | #N/A | #N/A | #N/A | #N/A | #N/A | #N/A | #N/A | #N/A | #N/A | #N/A | #N/A | #N/A | #N/A | #N/A | #N/A | #N/A | #N/A | #N/A
[7 empty] | 10 | 1 | 6574 | 22 | 2020-10-01 | Tuesday | 2 | No | #N/A | #N/A | #N/A | #N/A | #N/A | #N/A | #N/A | #N/A | #N/A | #N/A | #N/A | #N/A | #N/A | #N/A | #N/A | #N/A | #N/A | #N/A | #N/A | #N/A | #N/A | #N/A | #N/A | #N/A | #N/A | #N/A | #N/A | #N/A | #N/A | #N/A | #N/A | #N/A | #N/A | #N/A | #N/A | #N/A
[7 empty] | 10 | 1 | 6575 | 23 | 2020-10-01 | Tuesday | 2 | No | #N/A | #N/A | #N/A | #N/A | #N/A | #N/A | #N/A | #N/A | #N/A | #N/A | #N/A | #N/A | #N/A | #N/A | #N/A | #N/A | #N/A | #N/A | #N/A | #N/A | #N/A | #N/A | #N/A | #N/A | #N/A | #N/A | #N/A | #N/A | #N/A | #N/A | #N/A | #N/A | #N/A | #N/A | #N/A | #N/A
[7 empty] | 10 | 1 | 6576 | 24 | 2020-10-01 | Tuesday | 2 | No | #N/A | #N/A | #N/A | #N/A | #N/A | #N/A | #N/A | #N/A | #N/A | #N/A | #N/A | #N/A | #N/A | #N/A | #N/A | #N/A | #N/A | #N/A | #N/A | #N/A | #N/A | #N/A | #N/A | #N/A | #N/A | #N/A | #N/A | #N/A | #N/A | #N/A | #N/A | #N/A | #N/A | #N/A | #N/A | #N/A
[7 empty] | 10 | 2 | 6577 | 1 | 2020-10-02 | Wednesday | 3 | No | #N/A | #N/A | #N/A | #N/A | #N/A | #N/A | #N/A | #N/A | #N/A | #N/A | #N/A | #N/A | #N/A | #N/A | #N/A | #N/A | #N/A | #N/A | #N/A | #N/A | #N/A | #N/A | #N/A | #N/A | #N/A | #N/A | #N/A | #N/A | #N/A | #N/A | #N/A | #N/A | #N/A | #N/A | #N/A | #N/A
[7 empty] | 10 | 2 | 6578 | 2 | 2020-10-02 | Wednesday | 3 | No | #N/A | #N/A | #N/A | #N/A | #N/A | #N/A | #N/A | #N/A | #N/A | #N/A | #N/A | #N/A | #N/A | #N/A | #N/A | #N/A | #N/A | #N/A | #N/A | #N/A | #N/A | #N/A | #N/A | #N/A | #N/A | #N/A | #N/A | #N/A | #N/A | #N/A | #N/A | #N/A | #N/A | #N/A | #N/A | #N/A
[7 empty] | 10 | 2 | 6579 | 3 | 2020-10-02 | Wednesday | 3 | No | #N/A | #N/A | #N/A | #N/A | #N/A | #N/A | #N/A | #N/A | #N/A | #N/A | #N/A | #N/A | #N/A | #N/A | #N/A | #N/A | #N/A | #N/A | #N/A | #N/A | #N/A | #N/A | #N/A | #N/A | #N/A | #N/A | #N/A | #N/A | #N/A | #N/A | #N/A | #N/A | #N/A | #N/A | #N/A | #N/A
[7 empty] | 10 | 2 | 6580 | 4 | 2020-10-02 | Wednesday | 3 | No | #N/A | #N/A | #N/A | #N/A | #N/A | #N/A | #N/A | #N/A | #N/A | #N/A | #N/A | #N/A | #N/A | #N/A | #N/A | #N/A | #N/A | #N/A | #N/A | #N/A | #N/A | #N/A | #N/A | #N/A | #N/A | #N/A | #N/A | #N/A | #N/A | #N/A | #N/A | #N/A | #N/A | #N/A | #N/A | #N/A
[7 empty] | 10 | 2 | 6581 | 5 | 2020-10-02 | Wednesday | 3 | No | #N/A | #N/A | #N/A | #N/A | #N/A | #N/A | #N/A | #N/A | #N/A | #N/A | #N/A | #N/A | #N/A | #N/A | #N/A | #N/A | #N/A | #N/A | #N/A | #N/A | #N/A | #N/A | #N/A | #N/A | #N/A | #N/A | #N/A | #N/A | #N/A | #N/A | #N/A | #N/A | #N/A | #N/A | #N/A | #N/A
[7 empty] | 10 | 2 | 6582 | 6 | 2020-10-02 | Wednesday | 3 | No | #N/A | #N/A | #N/A | #N/A | #N/A | #N/A | #N/A | #N/A | #N/A | #N/A | #N/A | #N/A | #N/A | #N/A | #N/A | #N/A | #N/A | #N/A | #N/A | #N/A | #N/A | #N/A | #N/A | #N/A | #N/A | #N/A | #N/A | #N/A | #N/A | #N/A | #N/A | #N/A | #N/A | #N/A | #N/A | #N/A
[7 empty] | 10 | 2 | 6583 | 7 | 2020-10-02 | Wednesday | 3 | No | #N/A | #N/A | #N/A | #N/A | #N/A | #N/A | #N/A | #N/A | #N/A | #N/A | #N/A | #N/A | #N/A | #N/A | #N/A | #N/A | #N/A | #N/A | #N/A | #N/A | #N/A | #N/A | #N/A | #N/A | #N/A | #N/A | #N/A | #N/A | #N/A | #N/A | #N/A | #N/A | #N/A | #N/A | #N/A | #N/A
[7 empty] | 10 | 2 | 6584 | 8 | 2020-10-02 | Wednesday | 3 | No | #N/A | #N/A | #N/A | #N/A | #N/A | #N/A | #N/A | #N/A | #N/A | #N/A | #N/A | #N/A | #N/A | #N/A | #N/A | #N/A | #N/A | #N/A | #N/A | #N/A | #N/A | #N/A | #N/A | #N/A | #N/A | #N/A | #N/A | #N/A | #N/A | #N/A | #N/A | #N/A | #N/A | #N/A | #N/A | #N/A
[7 empty] | 10 | 2 | 6585 | 9 | 2020-10-02 | Wednesday | 3 | No | #N/A | #N/A | #N/A | #N/A | #N/A | #N/A | #N/A | #N/A | #N/A | #N/A | #N/A | #N/A | #N/A | #N/A | #N/A | #N/A | #N/A | #N/A | #N/A | #N/A | #N/A | #N/A | #N/A | #N/A | #N/A | #N/A | #N/A | #N/A | #N/A | #N/A | #N/A | #N/A | #N/A | #N/A | #N/A | #N/A
[7 empty] | 10 | 2 | 6586 | 10 | 2020-10-02 | Wednesday | 3 | No | #N/A | #N/A | #N/A | #N/A | #N/A | #N/A | #N/A | #N/A | #N/A | #N/A | #N/A | #N/A | #N/A | #N/A | #N/A | #N/A | #N/A | #N/A | #N/A | #N/A | #N/A | #N/A | #N/A | #N/A | #N/A | #N/A | #N/A | #N/A | #N/A | #N/A | #N/A | #N/A | #N/A | #N/A | #N/A | #N/A
[7 empty] | 10 | 2 | 6587 | 11 | 2020-10-02 | Wednesday | 3 | No | #N/A | #N/A | #N/A | #N/A | #N/A | #N/A | #N/A | #N/A | #N/A | #N/A | #N/A | #N/A | #N/A | #N/A | #N/A | #N/A | #N/A | #N/A | #N/A | #N/A | #N/A | #N/A | #N/A | #N/A | #N/A | #N/A | #N/A | #N/A | #N/A | #N/A | #N/A | #N/A | #N/A | #N/A | #N/A | #N/A
[7 empty] | 10 | 2 | 6588 | 12 | 2020-10-02 | Wednesday | 3 | No | #N/A | #N/A | #N/A | #N/A | #N/A | #N/A | #N/A | #N/A | #N/A | #N/A | #N/A | #N/A | #N/A | #N/A | #N/A | #N/A | #N/A | #N/A | #N/A | #N/A | #N/A | #N/A | #N/A | #N/A | #N/A | #N/A | #N/A | #N/A | #N/A | #N/A | #N/A | #N/A | #N/A | #N/A | #N/A | #N/A
[7 empty] | 10 | 2 | 6589 | 13 | 2020-10-02 | Wednesday | 3 | No | #N/A | #N/A | #N/A | #N/A | #N/A | #N/A | #N/A | #N/A | #N/A | #N/A | #N/A | #N/A | #N/A | #N/A | #N/A | #N/A | #N/A | #N/A | #N/A | #N/A | #N/A | #N/A | #N/A | #N/A | #N/A | #N/A | #N/A | #N/A | #N/A | #N/A | #N/A | #N/A | #N/A | #N/A | #N/A | #N/A
[7 empty] | 10 | 2 | 6590 | 14 | 2020-10-02 | Wednesday | 3 | No | #N/A | #N/A | #N/A | #N/A | #N/A | #N/A | #N/A | #N/A | #N/A | #N/A | #N/A | #N/A | #N/A | #N/A | #N/A | #N/A | #N/A | #N/A | #N/A | #N/A | #N/A | #N/A | #N/A | #N/A | #N/A | #N/A | #N/A | #N/A | #N/A | #N/A | #N/A | #N/A | #N/A | #N/A | #N/A | #N/A
[7 empty] | 10 | 2 | 6591 | 15 | 2020-10-02 | Wednesday | 3 | No | #N/A | #N/A | #N/A | #N/A | #N/A | #N/A | #N/A | #N/A | #N/A | #N/A | #N/A | #N/A | #N/A | #N/A | #N/A | #N/A | #N/A | #N/A | #N/A | #N/A | #N/A | #N/A | #N/A | #N/A | #N/A | #N/A | #N/A | #N/A | #N/A | #N/A | #N/A | #N/A | #N/A | #N/A | #N/A | #N/A
[7 empty] | 10 | 2 | 6592 | 16 | 2020-10-02 | Wednesday | 3 | No | #N/A | #N/A | #N/A | #N/A | #N/A | #N/A | #N/A | #N/A | #N/A | #N/A | #N/A | #N/A | #N/A | #N/A | #N/A | #N/A | #N/A | #N/A | #N/A | #N/A | #N/A | #N/A | #N/A | #N/A | #N/A | #N/A | #N/A | #N/A | #N/A | #N/A | #N/A | #N/A | #N/A | #N/A | #N/A | #N/A
[7 empty] | 10 | 2 | 6593 | 17 | 2020-10-02 | Wednesday | 3 | No | #N/A | #N/A | #N/A | #N/A | #N/A | #N/A | #N/A | #N/A | #N/A | #N/A | #N/A | #N/A | #N/A | #N/A | #N/A | #N/A | #N/A | #N/A | #N/A | #N/A | #N/A | #N/A | #N/A | #N/A | #N/A | #N/A | #N/A | #N/A | #N/A | #N/A | #N/A | #N/A | #N/A | #N/A | #N/A | #N/A
[7 empty] | 10 | 2 | 6594 | 18 | 2020-10-02 | Wednesday | 3 | No | #N/A | #N/A | #N/A | #N/A | #N/A | #N/A | #N/A | #N/A | #N/A | #N/A | #N/A | #N/A | #N/A | #N/A | #N/A | #N/A | #N/A | #N/A | #N/A | #N/A | #N/A | #N/A | #N/A | #N/A | #N/A | #N/A | #N/A | #N/A | #N/A | #N/A | #N/A | #N/A | #N/A | #N/A | #N/A | #N/A
[7 empty] | 10 | 2 | 6595 | 19 | 2020-10-02 | Wednesday | 3 | No | #N/A | #N/A | #N/A | #N/A | #N/A | #N/A | #N/A | #N/A | #N/A | #N/A | #N/A | #N/A | #N/A | #N/A | #N/A | #N/A | #N/A | #N/A | #N/A | #N/A | #N/A | #N/A | #N/A | #N/A | #N/A | #N/A | #N/A | #N/A | #N/A | #N/A | #N/A | #N/A | #N/A | #N/A | #N/A | #N/A
[7 empty] | 10 | 2 | 6596 | 20 | 2020-10-02 | Wednesday | 3 | No | #N/A | #N/A | #N/A | #N/A | #N/A | #N/A | #N/A | #N/A | #N/A | #N/A | #N/A | #N/A | #N/A | #N/A | #N/A | #N/A | #N/A | #N/A | #N/A | #N/A | #N/A | #N/A | #N/A | #N/A | #N/A | #N/A | #N/A | #N/A | #N/A | #N/A | #N/A | #N/A | #N/A | #N/A | #N/A | #N/A
[7 empty] | 10 | 2 | 6597 | 21 | 2020-10-02 | Wednesday | 3 | No | #N/A | #N/A | #N/A | #N/A | #N/A | #N/A | #N/A | #N/A | #N/A | #N/A | #N/A | #N/A | #N/A | #N/A | #N/A | #N/A | #N/A | #N/A | #N/A | #N/A | #N/A | #N/A | #N/A | #N/A | #N/A | #N/A | #N/A | #N/A | #N/A | #N/A | #N/A | #N/A | #N/A | #N/A | #N/A | #N/A
[7 empty] | 10 | 2 | 6598 | 22 | 2020-10-02 | Wednesday | 3 | No | #N/A | #N/A | #N/A | #N/A | #N/A | #N/A | #N/A | #N/A | #N/A | #N/A | #N/A | #N/A | #N/A | #N/A | #N/A | #N/A | #N/A | #N/A | #N/A | #N/A | #N/A | #N/A | #N/A | #N/A | #N/A | #N/A | #N/A | #N/A | #N/A | #N/A | #N/A | #N/A | #N/A | #N/A | #N/A | #N/A
[7 empty] | 10 | 2 | 6599 | 23 | 2020-10-02 | Wednesday | 3 | No | #N/A | #N/A | #N/A | #N/A | #N/A | #N/A | #N/A | #N/A | #N/A | #N/A | #N/A | #N/A | #N/A | #N/A | #N/A | #N/A | #N/A | #N/A | #N/A | #N/A | #N/A | #N/A | #N/A | #N/A | #N/A | #N/A | #N/A | #N/A | #N/A | #N/A | #N/A | #N/A | #N/A | #N/A | #N/A | #N/A
[7 empty] | 10 | 2 | 6600 | 24 | 2020-10-02 | Wednesday | 3 | No | #N/A | #N/A | #N/A | #N/A | #N/A | #N/A | #N/A | #N/A | #N/A | #N/A | #N/A | #N/A | #N/A | #N/A | #N/A | #N/A | #N/A | #N/A | #N/A | #N/A | #N/A | #N/A | #N/A | #N/A | #N/A | #N/A | #N/A | #N/A | #N/A | #N/A | #N/A | #N/A | #N/A | #N/A | #N/A | #N/A
[7 empty] | 10 | 3 | 6601 | 1 | 2020-10-03 | Thursday | 4 | No | #N/A | #N/A | #N/A | #N/A | #N/A | #N/A | #N/A | #N/A | #N/A | #N/A | #N/A | #N/A | #N/A | #N/A | #N/A | #N/A | #N/A | #N/A | #N/A | #N/A | #N/A | #N/A | #N/A | #N/A | #N/A | #N/A | #N/A | #N/A | #N/A | #N/A | #N/A | #N/A | #N/A | #N/A | #N/A | #N/A
[7 empty] | 10 | 3 | 6602 | 2 | 2020-10-03 | Thursday | 4 | No | #N/A | #N/A | #N/A | #N/A | #N/A | #N/A | #N/A | #N/A | #N/A | #N/A | #N/A | #N/A | #N/A | #N/A | #N/A | #N/A | #N/A | #N/A | #N/A | #N/A | #N/A | #N/A | #N/A | #N/A | #N/A | #N/A | #N/A | #N/A | #N/A | #N/A | #N/A | #N/A | #N/A | #N/A | #N/A | #N/A
[7 empty] | 10 | 3 | 6603 | 3 | 2020-10-03 | Thursday | 4 | No | #N/A | #N/A | #N/A | #N/A | #N/A | #N/A | #N/A | #N/A | #N/A | #N/A | #N/A | #N/A | #N/A | #N/A | #N/A | #N/A | #N/A | #N/A | #N/A | #N/A | #N/A | #N/A | #N/A | #N/A | #N/A | #N/A | #N/A | #N/A | #N/A | #N/A | #N/A | #N/A | #N/A | #N/A | #N/A | #N/A
[7 empty] | 10 | 3 | 6604 | 4 | 2020-10-03 | Thursday | 4 | No | #N/A | #N/A | #N/A | #N/A | #N/A | #N/A | #N/A | #N/A | #N/A | #N/A | #N/A | #N/A | #N/A | #N/A | #N/A | #N/A | #N/A | #N/A | #N/A | #N/A | #N/A | #N/A | #N/A | #N/A | #N/A | #N/A | #N/A | #N/A | #N/A | #N/A | #N/A | #N/A | #N/A | #N/A | #N/A | #N/A
[7 empty] | 10 | 3 | 6605 | 5 | 2020-10-03 | Thursday | 4 | No | #N/A | #N/A | #N/A | #N/A | #N/A | #N/A | #N/A | #N/A | #N/A | #N/A | #N/A | #N/A | #N/A | #N/A | #N/A | #N/A | #N/A | #N/A | #N/A | #N/A | #N/A | #N/A | #N/A | #N/A | #N/A | #N/A | #N/A | #N/A | #N/A | #N/A | #N/A | #N/A | #N/A | #N/A | #N/A | #N/A
[7 empty] | 10 | 3 | 6606 | 6 | 2020-10-03 | Thursday | 4 | No | #N/A | #N/A | #N/A | #N/A | #N/A | #N/A | #N/A | #N/A | #N/A | #N/A | #N/A | #N/A | #N/A | #N/A | #N/A | #N/A | #N/A | #N/A | #N/A | #N/A | #N/A | #N/A | #N/A | #N/A | #N/A | #N/A | #N/A | #N/A | #N/A | #N/A | #N/A | #N/A | #N/A | #N/A | #N/A | #N/A
[7 empty] | 10 | 3 | 6607 | 7 | 2020-10-03 | Thursday | 4 | No | #N/A | #N/A | #N/A | #N/A | #N/A | #N/A | #N/A | #N/A | #N/A | #N/A | #N/A | #N/A | #N/A | #N/A | #N/A | #N/A | #N/A | #N/A | #N/A | #N/A | #N/A | #N/A | #N/A | #N/A | #N/A | #N/A | #N/A | #N/A | #N/A | #N/A | #N/A | #N/A | #N/A | #N/A | #N/A | #N/A
[7 empty] | 10 | 3 | 6608 | 8 | 2020-10-03 | Thursday | 4 | No | #N/A | #N/A | #N/A | #N/A | #N/A | #N/A | #N/A | #N/A | #N/A | #N/A | #N/A | #N/A | #N/A | #N/A | #N/A | #N/A | #N/A | #N/A | #N/A | #N/A | #N/A | #N/A | #N/A | #N/A | #N/A | #N/A | #N/A | #N/A | #N/A | #N/A | #N/A | #N/A | #N/A | #N/A | #N/A | #N/A
[7 empty] | 10 | 3 | 6609 | 9 | 2020-10-03 | Thursday | 4 | No | #N/A | #N/A | #N/A | #N/A | #N/A | #N/A | #N/A | #N/A | #N/A | #N/A | #N/A | #N/A | #N/A | #N/A | #N/A | #N/A | #N/A | #N/A | #N/A | #N/A | #N/A | #N/A | #N/A | #N/A | #N/A | #N/A | #N/A | #N/A | #N/A | #N/A | #N/A | #N/A | #N/A | #N/A | #N/A | #N/A
[7 empty] | 10 | 3 | 6610 | 10 | 2020-10-03 | Thursday | 4 | No | #N/A | #N/A | #N/A | #N/A | #N/A | #N/A | #N/A | #N/A | #N/A | #N/A | #N/A | #N/A | #N/A | #N/A | #N/A | #N/A | #N/A | #N/A | #N/A | #N/A | #N/A | #N/A | #N/A | #N/A | #N/A | #N/A | #N/A | #N/A | #N/A | #N/A | #N/A | #N/A | #N/A | #N/A | #N/A | #N/A
[7 empty] | 10 | 3 | 6611 | 11 | 2020-10-03 | Thursday | 4 | No | #N/A | #N/A | #N/A | #N/A | #N/A | #N/A | #N/A | #N/A | #N/A | #N/A | #N/A | #N/A | #N/A | #N/A | #N/A | #N/A | #N/A | #N/A | #N/A | #N/A | #N/A | #N/A | #N/A | #N/A | #N/A | #N/A | #N/A | #N/A | #N/A | #N/A | #N/A | #N/A | #N/A | #N/A | #N/A | #N/A
[7 empty] | 10 | 3 | 6612 | 12 | 2020-10-03 | Thursday | 4 | No | #N/A | #N/A | #N/A | #N/A | #N/A | #N/A | #N/A | #N/A | #N/A | #N/A | #N/A | #N/A | #N/A | #N/A | #N/A | #N/A | #N/A | #N/A | #N/A | #N/A | #N/A | #N/A | #N/A | #N/A | #N/A | #N/A | #N/A | #N/A | #N/A | #N/A | #N/A | #N/A | #N/A | #N/A | #N/A | #N/A
[7 empty] | 10 | 3 | 6613 | 13 | 2020-10-03 | Thursday | 4 | No | #N/A | #N/A | #N/A | #N/A | #N/A | #N/A | #N/A | #N/A | #N/A | #N/A | #N/A | #N/A | #N/A | #N/A | #N/A | #N/A | #N/A | #N/A | #N/A | #N/A | #N/A | #N/A | #N/A | #N/A | #N/A | #N/A | #N/A | #N/A | #N/A | #N/A | #N/A | #N/A | #N/A | #N/A | #N/A | #N/A
[7 empty] | 10 | 3 | 6614 | 14 | 2020-10-03 | Thursday | 4 | No | #N/A | #N/A | #N/A | #N/A | #N/A | #N/A | #N/A | #N/A | #N/A | #N/A | #N/A | #N/A | #N/A | #N/A | #N/A | #N/A | #N/A | #N/A | #N/A | #N/A | #N/A | #N/A | #N/A | #N/A | #N/A | #N/A | #N/A | #N/A | #N/A | #N/A | #N/A | #N/A | #N/A | #N/A | #N/A | #N/A
[7 empty] | 10 | 3 | 6615 | 15 | 2020-10-03 | Thursday | 4 | No | #N/A | #N/A | #N/A | #N/A | #N/A | #N/A | #N/A | #N/A | #N/A | #N/A | #N/A | #N/A | #N/A | #N/A | #N/A | #N/A | #N/A | #N/A | #N/A | #N/A | #N/A | #N/A | #N/A | #N/A | #N/A | #N/A | #N/A | #N/A | #N/A | #N/A | #N/A | #N/A | #N/A | #N/A | #N/A | #N/A
[7 empty] | 10 | 3 | 6616 | 16 | 2020-10-03 | Thursday | 4 | No | #N/A | #N/A | #N/A | #N/A | #N/A | #N/A | #N/A | #N/A | #N/A | #N/A | #N/A | #N/A | #N/A | #N/A | #N/A | #N/A | #N/A | #N/A | #N/A | #N/A | #N/A | #N/A | #N/A | #N/A | #N/A | #N/A | #N/A | #N/A | #N/A | #N/A | #N/A | #N/A | #N/A | #N/A | #N/A | #N/A
[7 empty] | 10 | 3 | 6617 | 17 | 2020-10-03 | Thursday | 4 | No | #N/A | #N/A | #N/A | #N/A | #N/A | #N/A | #N/A | #N/A | #N/A | #N/A | #N/A | #N/A | #N/A | #N/A | #N/A | #N/A | #N/A | #N/A | #N/A | #N/A | #N/A | #N/A | #N/A | #N/A | #N/A | #N/A | #N/A | #N/A | #N/A | #N/A | #N/A | #N/A | #N/A | #N/A | #N/A | #N/A
[7 empty] | 10 | 3 | 6618 | 18 | 2020-10-03 | Thursday | 4 | No | #N/A | #N/A | #N/A | #N/A | #N/A | #N/A | #N/A | #N/A | #N/A | #N/A | #N/A | #N/A | #N/A | #N/A | #N/A | #N/A | #N/A | #N/A | #N/A | #N/A | #N/A | #N/A | #N/A | #N/A | #N/A | #N/A | #N/A | #N/A | #N/A | #N/A | #N/A | #N/A | #N/A | #N/A | #N/A | #N/A
[7 empty] | 10 | 3 | 6619 | 19 | 2020-10-03 | Thursday | 4 | No | #N/A | #N/A | #N/A | #N/A | #N/A | #N/A | #N/A | #N/A | #N/A | #N/A | #N/A | #N/A | #N/A | #N/A | #N/A | #N/A | #N/A | #N/A | #N/A | #N/A | #N/A | #N/A | #N/A | #N/A | #N/A | #N/A | #N/A | #N/A | #N/A | #N/A | #N/A | #N/A | #N/A | #N/A | #N/A | #N/A
[7 empty] | 10 | 3 | 6620 | 20 | 2020-10-03 | Thursday | 4 | No | #N/A | #N/A | #N/A | #N/A | #N/A | #N/A | #N/A | #N/A | #N/A | #N/A | #N/A | #N/A | #N/A | #N/A | #N/A | #N/A | #N/A | #N/A | #N/A | #N/A | #N/A | #N/A | #N/A | #N/A | #N/A | #N/A | #N/A | #N/A | #N/A | #N/A | #N/A | #N/A | #N/A | #N/A | #N/A | #N/A
[7 empty] | 10 | 3 | 6621 | 21 | 2020-10-03 | Thursday | 4 | No | #N/A | #N/A | #N/A | #N/A | #N/A | #N/A | #N/A | #N/A | #N/A | #N/A | #N/A | #N/A | #N/A | #N/A | #N/A | #N/A | #N/A | #N/A | #N/A | #N/A | #N/A | #N/A | #N/A | #N/A | #N/A | #N/A | #N/A | #N/A | #N/A | #N/A | #N/A | #N/A | #N/A | #N/A | #N/A | #N/A
[7 empty] | 10 | 3 | 6622 | 22 | 2020-10-03 | Thursday | 4 | No | #N/A | #N/A | #N/A | #N/A | #N/A | #N/A | #N/A | #N/A | #N/A | #N/A | #N/A | #N/A | #N/A | #N/A | #N/A | #N/A | #N/A | #N/A | #N/A | #N/A | #N/A | #N/A | #N/A | #N/A | #N/A | #N/A | #N/A | #N/A | #N/A | #N/A | #N/A | #N/A | #N/A | #N/A | #N/A | #N/A
[7 empty] | 10 | 3 | 6623 | 23 | 2020-10-03 | Thursday | 4 | No | #N/A | #N/A | #N/A | #N/A | #N/A | #N/A | #N/A | #N/A | #N/A | #N/A | #N/A | #N/A | #N/A | #N/A | #N/A | #N/A | #N/A | #N/A | #N/A | #N/A | #N/A | #N/A | #N/A | #N/A | #N/A | #N/A | #N/A | #N/A | #N/A | #N/A | #N/A | #N/A | #N/A | #N/A | #N/A | #N/A
[7 empty] | 10 | 3 | 6624 | 24 | 2020-10-03 | Thursday | 4 | No | #N/A | #N/A | #N/A | #N/A | #N/A | #N/A | #N/A | #N/A | #N/A | #N/A | #N/A | #N/A | #N/A | #N/A | #N/A | #N/A | #N/A | #N/A | #N/A | #N/A | #N/A | #N/A | #N/A | #N/A | #N/A | #N/A | #N/A | #N/A | #N/A | #N/A | #N/A | #N/A | #N/A | #N/A | #N/A | #N/A
[7 empty] | 10 | 4 | 6625 | 1 | 2020-10-04 | Friday | 5 | No | #N/A | #N/A | #N/A | #N/A | #N/A | #N/A | #N/A | #N/A | #N/A | #N/A | #N/A | #N/A | #N/A | #N/A | #N/A | #N/A | #N/A | #N/A | #N/A | #N/A | #N/A | #N/A | #N/A | #N/A | #N/A | #N/A | #N/A | #N/A | #N/A | #N/A | #N/A | #N/A | #N/A | #N/A | #N/A | #N/A
[7 empty] | 10 | 4 | 6626 | 2 | 2020-10-04 | Friday | 5 | No | #N/A | #N/A | #N/A | #N/A | #N/A | #N/A | #N/A | #N/A | #N/A | #N/A | #N/A | #N/A | #N/A | #N/A | #N/A | #N/A | #N/A | #N/A | #N/A | #N/A | #N/A | #N/A | #N/A | #N/A | #N/A | #N/A | #N/A | #N/A | #N/A | #N/A | #N/A | #N/A | #N/A | #N/A | #N/A | #N/A
[7 empty] | 10 | 4 | 6627 | 3 | 2020-10-04 | Friday | 5 | No | #N/A | #N/A | #N/A | #N/A | #N/A | #N/A | #N/A | #N/A | #N/A | #N/A | #N/A | #N/A | #N/A | #N/A | #N/A | #N/A | #N/A | #N/A | #N/A | #N/A | #N/A | #N/A | #N/A | #N/A | #N/A | #N/A | #N/A | #N/A | #N/A | #N/A | #N/A | #N/A | #N/A | #N/A | #N/A | #N/A
[7 empty] | 10 | 4 | 6628 | 4 | 2020-10-04 | Friday | 5 | No | #N/A | #N/A | #N/A | #N/A | #N/A | #N/A | #N/A | #N/A | #N/A | #N/A | #N/A | #N/A | #N/A | #N/A | #N/A | #N/A | #N/A | #N/A | #N/A | #N/A | #N/A | #N/A | #N/A | #N/A | #N/A | #N/A | #N/A | #N/A | #N/A | #N/A | #N/A | #N/A | #N/A | #N/A | #N/A | #N/A
[7 empty] | 10 | 4 | 6629 | 5 | 2020-10-04 | Friday | 5 | No | #N/A | #N/A | #N/A | #N/A | #N/A | #N/A | #N/A | #N/A | #N/A | #N/A | #N/A | #N/A | #N/A | #N/A | #N/A | #N/A | #N/A | #N/A | #N/A | #N/A | #N/A | #N/A | #N/A | #N/A | #N/A | #N/A | #N/A | #N/A | #N/A | #N/A | #N/A | #N/A | #N/A | #N/A | #N/A | #N/A
[7 empty] | 10 | 4 | 6630 | 6 | 2020-10-04 | Friday | 5 | No | #N/A | #N/A | #N/A | #N/A | #N/A | #N/A | #N/A | #N/A | #N/A | #N/A | #N/A | #N/A | #N/A | #N/A | #N/A | #N/A | #N/A | #N/A | #N/A | #N/A | #N/A | #N/A | #N/A | #N/A | #N/A | #N/A | #N/A | #N/A | #N/A | #N/A | #N/A | #N/A | #N/A | #N/A | #N/A | #N/A
[7 empty] | 10 | 4 | 6631 | 7 | 2020-10-04 | Friday | 5 | No | #N/A | #N/A | #N/A | #N/A | #N/A | #N/A | #N/A | #N/A | #N/A | #N/A | #N/A | #N/A | #N/A | #N/A | #N/A | #N/A | #N/A | #N/A | #N/A | #N/A | #N/A | #N/A | #N/A | #N/A | #N/A | #N/A | #N/A | #N/A | #N/A | #N/A | #N/A | #N/A | #N/A | #N/A | #N/A | #N/A
[7 empty] | 10 | 4 | 6632 | 8 | 2020-10-04 | Friday | 5 | No | #N/A | #N/A | #N/A | #N/A | #N/A | #N/A | #N/A | #N/A | #N/A | #N/A | #N/A | #N/A | #N/A | #N/A | #N/A | #N/A | #N/A | #N/A | #N/A | #N/A | #N/A | #N/A | #N/A | #N/A | #N/A | #N/A | #N/A | #N/A | #N/A | #N/A | #N/A | #N/A | #N/A | #N/A | #N/A | #N/A
[7 empty] | 10 | 4 | 6633 | 9 | 2020-10-04 | Friday | 5 | No | #N/A | #N/A | #N/A | #N/A | #N/A | #N/A | #N/A | #N/A | #N/A | #N/A | #N/A | #N/A | #N/A | #N/A | #N/A | #N/A | #N/A | #N/A | #N/A | #N/A | #N/A | #N/A | #N/A | #N/A | #N/A | #N/A | #N/A | #N/A | #N/A | #N/A | #N/A | #N/A | #N/A | #N/A | #N/A | #N/A
[7 empty] | 10 | 4 | 6634 | 10 | 2020-10-04 | Friday | 5 | No | #N/A | #N/A | #N/A | #N/A | #N/A | #N/A | #N/A | #N/A | #N/A | #N/A | #N/A | #N/A | #N/A | #N/A | #N/A | #N/A | #N/A | #N/A | #N/A | #N/A | #N/A | #N/A | #N/A | #N/A | #N/A | #N/A | #N/A | #N/A | #N/A | #N/A | #N/A | #N/A | #N/A | #N/A | #N/A | #N/A
[7 empty] | 10 | 4 | 6635 | 11 | 2020-10-04 | Friday | 5 | No | #N/A | #N/A | #N/A | #N/A | #N/A | #N/A | #N/A | #N/A | #N/A | #N/A | #N/A | #N/A | #N/A | #N/A | #N/A | #N/A | #N/A | #N/A | #N/A | #N/A | #N/A | #N/A | #N/A | #N/A | #N/A | #N/A | #N/A | #N/A | #N/A | #N/A | #N/A | #N/A | #N/A | #N/A | #N/A | #N/A
[7 empty] | 10 | 4 | 6636 | 12 | 2020-10-04 | Friday | 5 | No | #N/A | #N/A | #N/A | #N/A | #N/A | #N/A | #N/A | #N/A | #N/A | #N/A | #N/A | #N/A | #N/A | #N/A | #N/A | #N/A | #N/A | #N/A | #N/A | #N/A | #N/A | #N/A | #N/A | #N/A | #N/A | #N/A | #N/A | #N/A | #N/A | #N/A | #N/A | #N/A | #N/A | #N/A | #N/A | #N/A
[7 empty] | 10 | 4 | 6637 | 13 | 2020-10-04 | Friday | 5 | No | #N/A | #N/A | #N/A | #N/A | #N/A | #N/A | #N/A | #N/A | #N/A | #N/A | #N/A | #N/A | #N/A | #N/A | #N/A | #N/A | #N/A | #N/A | #N/A | #N/A | #N/A | #N/A | #N/A | #N/A | #N/A | #N/A | #N/A | #N/A | #N/A | #N/A | #N/A | #N/A | #N/A | #N/A | #N/A | #N/A
[7 empty] | 10 | 4 | 6638 | 14 | 2020-10-04 | Friday | 5 | No | #N/A | #N/A | #N/A | #N/A | #N/A | #N/A | #N/A | #N/A | #N/A | #N/A | #N/A | #N/A | #N/A | #N/A | #N/A | #N/A | #N/A | #N/A | #N/A | #N/A | #N/A | #N/A | #N/A | #N/A | #N/A | #N/A | #N/A | #N/A | #N/A | #N/A | #N/A | #N/A | #N/A | #N/A | #N/A | #N/A
[7 empty] | 10 | 4 | 6639 | 15 | 2020-10-04 | Friday | 5 | No | #N/A | #N/A | #N/A | #N/A | #N/A | #N/A | #N/A | #N/A | #N/A | #N/A | #N/A | #N/A | #N/A | #N/A | #N/A | #N/A | #N/A | #N/A | #N/A | #N/A | #N/A | #N/A | #N/A | #N/A | #N/A | #N/A | #N/A | #N/A | #N/A | #N/A | #N/A | #N/A | #N/A | #N/A | #N/A | #N/A
[7 empty] | 10 | 4 | 6640 | 16 | 2020-10-04 | Friday | 5 | No | #N/A | #N/A | #N/A | #N/A | #N/A | #N/A | #N/A | #N/A | #N/A | #N/A | #N/A | #N/A | #N/A | #N/A | #N/A | #N/A | #N/A | #N/A | #N/A | #N/A | #N/A | #N/A | #N/A | #N/A | #N/A | #N/A | #N/A | #N/A | #N/A | #N/A | #N/A | #N/A | #N/A | #N/A | #N/A | #N/A
[7 empty] | 10 | 4 | 6641 | 17 | 2020-10-04 | Friday | 5 | No | #N/A | #N/A | #N/A | #N/A | #N/A | #N/A | #N/A | #N/A | #N/A | #N/A | #N/A | #N/A | #N/A | #N/A | #N/A | #N/A | #N/A | #N/A | #N/A | #N/A | #N/A | #N/A | #N/A | #N/A | #N/A | #N/A | #N/A | #N/A | #N/A | #N/A | #N/A | #N/A | #N/A | #N/A | #N/A | #N/A
[7 empty] | 10 | 4 | 6642 | 18 | 2020-10-04 | Friday | 5 | No | #N/A | #N/A | #N/A | #N/A | #N/A | #N/A | #N/A | #N/A | #N/A | #N/A | #N/A | #N/A | #N/A | #N/A | #N/A | #N/A | #N/A | #N/A | #N/A | #N/A | #N/A | #N/A | #N/A | #N/A | #N/A | #N/A | #N/A | #N/A | #N/A | #N/A | #N/A | #N/A | #N/A | #N/A | #N/A | #N/A
[7 empty] | 10 | 4 | 6643 | 19 | 2020-10-04 | Friday | 5 | No | #N/A | #N/A | #N/A | #N/A | #N/A | #N/A | #N/A | #N/A | #N/A | #N/A | #N/A | #N/A | #N/A | #N/A | #N/A | #N/A | #N/A | #N/A | #N/A | #N/A | #N/A | #N/A | #N/A | #N/A | #N/A | #N/A | #N/A | #N/A | #N/A | #N/A | #N/A | #N/A | #N/A | #N/A | #N/A | #N/A
[7 empty] | 10 | 4 | 6644 | 20 | 2020-10-04 | Friday | 5 | No | #N/A | #N/A | #N/A | #N/A | #N/A | #N/A | #N/A | #N/A | #N/A | #N/A | #N/A | #N/A | #N/A | #N/A | #N/A | #N/A | #N/A | #N/A | #N/A | #N/A | #N/A | #N/A | #N/A | #N/A | #N/A | #N/A | #N/A | #N/A | #N/A | #N/A | #N/A | #N/A | #N/A | #N/A | #N/A | #N/A
[7 empty] | 10 | 4 | 6645 | 21 | 2020-10-04 | Friday | 5 | No | #N/A | #N/A | #N/A | #N/A | #N/A | #N/A | #N/A | #N/A | #N/A | #N/A | #N/A | #N/A | #N/A | #N/A | #N/A | #N/A | #N/A | #N/A | #N/A | #N/A | #N/A | #N/A | #N/A | #N/A | #N/A | #N/A | #N/A | #N/A | #N/A | #N/A | #N/A | #N/A | #N/A | #N/A | #N/A | #N/A
[7 empty] | 10 | 4 | 6646 | 22 | 2020-10-04 | Friday | 5 | No | #N/A | #N/A | #N/A | #N/A | #N/A | #N/A | #N/A | #N/A | #N/A | #N/A | #N/A | #N/A | #N/A | #N/A | #N/A | #N/A | #N/A | #N/A | #N/A | #N/A | #N/A | #N/A | #N/A | #N/A | #N/A | #N/A | #N/A | #N/A | #N/A | #N/A | #N/A | #N/A | #N/A | #N/A | #N/A | #N/A
[7 empty] | 10 | 4 | 6647 | 23 | 2020-10-04 | Friday | 5 | No | #N/A | #N/A | #N/A | #N/A | #N/A | #N/A | #N/A | #N/A | #N/A | #N/A | #N/A | #N/A | #N/A | #N/A | #N/A | #N/A | #N/A | #N/A | #N/A | #N/A | #N/A | #N/A | #N/A | #N/A | #N/A | #N/A | #N/A | #N/A | #N/A | #N/A | #N/A | #N/A | #N/A | #N/A | #N/A | #N/A
[7 empty] | 10 | 4 | 6648 | 24 | 2020-10-04 | Friday | 5 | No | #N/A | #N/A | #N/A | #N/A | #N/A | #N/A | #N/A | #N/A | #N/A | #N/A | #N/A | #N/A | #N/A | #N/A | #N/A | #N/A | #N/A | #N/A | #N/A | #N/A | #N/A | #N/A | #N/A | #N/A | #N/A | #N/A | #N/A | #N/A | #N/A | #N/A | #N/A | #N/A | #N/A | #N/A | #N/A | #N/A
[7 empty] | 10 | 5 | 6649 | 1 | 2020-10-05 | Saturday | 6 | No | #N/A | #N/A | #N/A | #N/A | #N/A | #N/A | #N/A | #N/A | #N/A | #N/A | #N/A | #N/A | #N/A | #N/A | #N/A | #N/A | #N/A | #N/A | #N/A | #N/A | #N/A | #N/A | #N/A | #N/A | #N/A | #N/A | #N/A | #N/A | #N/A | #N/A | #N/A | #N/A | #N/A | #N/A | #N/A | #N/A
[7 empty] | 10 | 5 | 6650 | 2 | 2020-10-05 | Saturday | 6 | No | #N/A | #N/A | #N/A | #N/A | #N/A | #N/A | #N/A | #N/A | #N/A | #N/A | #N/A | #N/A | #N/A | #N/A | #N/A | #N/A | #N/A | #N/A | #N/A | #N/A | #N/A | #N/A | #N/A | #N/A | #N/A | #N/A | #N/A | #N/A | #N/A | #N/A | #N/A | #N/A | #N/A | #N/A | #N/A | #N/A
[7 empty] | 10 | 5 | 6651 | 3 | 2020-10-05 | Saturday | 6 | No | #N/A | #N/A | #N/A | #N/A | #N/A | #N/A | #N/A | #N/A | #N/A | #N/A | #N/A | #N/A | #N/A | #N/A | #N/A | #N/A | #N/A | #N/A | #N/A | #N/A | #N/A | #N/A | #N/A | #N/A | #N/A | #N/A | #N/A | #N/A | #N/A | #N/A | #N/A | #N/A | #N/A | #N/A | #N/A | #N/A
[7 empty] | 10 | 5 | 6652 | 4 | 2020-10-05 | Saturday | 6 | No | #N/A | #N/A | #N/A | #N/A | #N/A | #N/A | #N/A | #N/A | #N/A | #N/A | #N/A | #N/A | #N/A | #N/A | #N/A | #N/A | #N/A | #N/A | #N/A | #N/A | #N/A | #N/A | #N/A | #N/A | #N/A | #N/A | #N/A | #N/A | #N/A | #N/A | #N/A | #N/A | #N/A | #N/A | #N/A | #N/A
[7 empty] | 10 | 5 | 6653 | 5 | 2020-10-05 | Saturday | 6 | No | #N/A | #N/A | #N/A | #N/A | #N/A | #N/A | #N/A | #N/A | #N/A | #N/A | #N/A | #N/A | #N/A | #N/A | #N/A | #N/A | #N/A | #N/A | #N/A | #N/A | #N/A | #N/A | #N/A | #N/A | #N/A | #N/A | #N/A | #N/A | #N/A | #N/A | #N/A | #N/A | #N/A | #N/A | #N/A | #N/A
[7 empty] | 10 | 5 | 6654 | 6 | 2020-10-05 | Saturday | 6 | No | #N/A | #N/A | #N/A | #N/A | #N/A | #N/A | #N/A | #N/A | #N/A | #N/A | #N/A | #N/A | #N/A | #N/A | #N/A | #N/A | #N/A | #N/A | #N/A | #N/A | #N/A | #N/A | #N/A | #N/A | #N/A | #N/A | #N/A | #N/A | #N/A | #N/A | #N/A | #N/A | #N/A | #N/A | #N/A | #N/A
[7 empty] | 10 | 5 | 6655 | 7 | 2020-10-05 | Saturday | 6 | No | #N/A | #N/A | #N/A | #N/A | #N/A | #N/A | #N/A | #N/A | #N/A | #N/A | #N/A | #N/A | #N/A | #N/A | #N/A | #N/A | #N/A | #N/A | #N/A | #N/A | #N/A | #N/A | #N/A | #N/A | #N/A | #N/A | #N/A | #N/A | #N/A | #N/A | #N/A | #N/A | #N/A | #N/A | #N/A | #N/A
[7 empty] | 10 | 5 | 6656 | 8 | 2020-10-05 | Saturday | 6 | No | #N/A | #N/A | #N/A | #N/A | #N/A | #N/A | #N/A | #N/A | #N/A | #N/A | #N/A | #N/A | #N/A | #N/A | #N/A | #N/A | #N/A | #N/A | #N/A | #N/A | #N/A | #N/A | #N/A | #N/A | #N/A | #N/A | #N/A | #N/A | #N/A | #N/A | #N/A | #N/A | #N/A | #N/A | #N/A | #N/A
[7 empty] | 10 | 5 | 6657 | 9 | 2020-10-05 | Saturday | 6 | No | #N/A | #N/A | #N/A | #N/A | #N/A | #N/A | #N/A | #N/A | #N/A | #N/A | #N/A | #N/A | #N/A | #N/A | #N/A | #N/A | #N/A | #N/A | #N/A | #N/A | #N/A | #N/A | #N/A | #N/A | #N/A | #N/A | #N/A | #N/A | #N/A | #N/A | #N/A | #N/A | #N/A | #N/A | #N/A | #N/A
[7 empty] | 10 | 5 | 6658 | 10 | 2020-10-05 | Saturday | 6 | No | #N/A | #N/A | #N/A | #N/A | #N/A | #N/A | #N/A | #N/A | #N/A | #N/A | #N/A | #N/A | #N/A | #N/A | #N/A | #N/A | #N/A | #N/A | #N/A | #N/A | #N/A | #N/A | #N/A | #N/A | #N/A | #N/A | #N/A | #N/A | #N/A | #N/A | #N/A | #N/A | #N/A | #N/A | #N/A | #N/A
[7 empty] | 10 | 5 | 6659 | 11 | 2020-10-05 | Saturday | 6 | No | #N/A | #N/A | #N/A | #N/A | #N/A | #N/A | #N/A | #N/A | #N/A | #N/A | #N/A | #N/A | #N/A | #N/A | #N/A | #N/A | #N/A | #N/A | #N/A | #N/A | #N/A | #N/A | #N/A | #N/A | #N/A | #N/A | #N/A | #N/A | #N/A | #N/A | #N/A | #N/A | #N/A | #N/A | #N/A | #N/A
[7 empty] | 10 | 5 | 6660 | 12 | 2020-10-05 | Saturday | 6 | No | #N/A | #N/A | #N/A | #N/A | #N/A | #N/A | #N/A | #N/A | #N/A | #N/A | #N/A | #N/A | #N/A | #N/A | #N/A | #N/A | #N/A | #N/A | #N/A | #N/A | #N/A | #N/A | #N/A | #N/A | #N/A | #N/A | #N/A | #N/A | #N/A | #N/A | #N/A | #N/A | #N/A | #N/A | #N/A | #N/A
[7 empty] | 10 | 5 | 6661 | 13 | 2020-10-05 | Saturday | 6 | No | #N/A | #N/A | #N/A | #N/A | #N/A | #N/A | #N/A | #N/A | #N/A | #N/A | #N/A | #N/A | #N/A | #N/A | #N/A | #N/A | #N/A | #N/A | #N/A | #N/A | #N/A | #N/A | #N/A | #N/A | #N/A | #N/A | #N/A | #N/A | #N/A | #N/A | #N/A | #N/A | #N/A | #N/A | #N/A | #N/A
[7 empty] | 10 | 5 | 6662 | 14 | 2020-10-05 | Saturday | 6 | No | #N/A | #N/A | #N/A | #N/A | #N/A | #N/A | #N/A | #N/A | #N/A | #N/A | #N/A | #N/A | #N/A | #N/A | #N/A | #N/A | #N/A | #N/A | #N/A | #N/A | #N/A | #N/A | #N/A | #N/A | #N/A | #N/A | #N/A | #N/A | #N/A | #N/A | #N/A | #N/A | #N/A | #N/A | #N/A | #N/A
[7 empty] | 10 | 5 | 6663 | 15 | 2020-10-05 | Saturday | 6 | No | #N/A | #N/A | #N/A | #N/A | #N/A | #N/A | #N/A | #N/A | #N/A | #N/A | #N/A | #N/A | #N/A | #N/A | #N/A | #N/A | #N/A | #N/A | #N/A | #N/A | #N/A | #N/A | #N/A | #N/A | #N/A | #N/A | #N/A | #N/A | #N/A | #N/A | #N/A | #N/A | #N/A | #N/A | #N/A | #N/A
[7 empty] | 10 | 5 | 6664 | 16 | 2020-10-05 | Saturday | 6 | No | #N/A | #N/A | #N/A | #N/A | #N/A | #N/A | #N/A | #N/A | #N/A | #N/A | #N/A | #N/A | #N/A | #N/A | #N/A | #N/A | #N/A | #N/A | #N/A | #N/A | #N/A | #N/A | #N/A | #N/A | #N/A | #N/A | #N/A | #N/A | #N/A | #N/A | #N/A | #N/A | #N/A | #N/A | #N/A | #N/A
[7 empty] | 10 | 5 | 6665 | 17 | 2020-10-05 | Saturday | 6 | No | #N/A | #N/A | #N/A | #N/A | #N/A | #N/A | #N/A | #N/A | #N/A | #N/A | #N/A | #N/A | #N/A | #N/A | #N/A | #N/A | #N/A | #N/A | #N/A | #N/A | #N/A | #N/A | #N/A | #N/A | #N/A | #N/A | #N/A | #N/A | #N/A | #N/A | #N/A | #N/A | #N/A | #N/A | #N/A | #N/A
[7 empty] | 10 | 5 | 6666 | 18 | 2020-10-05 | Saturday | 6 | No | #N/A | #N/A | #N/A | #N/A | #N/A | #N/A | #N/A | #N/A | #N/A | #N/A | #N/A | #N/A | #N/A | #N/A | #N/A | #N/A | #N/A | #N/A | #N/A | #N/A | #N/A | #N/A | #N/A | #N/A | #N/A | #N/A | #N/A | #N/A | #N/A | #N/A | #N/A | #N/A | #N/A | #N/A | #N/A | #N/A
[7 empty] | 10 | 5 | 6667 | 19 | 2020-10-05 | Saturday | 6 | No | #N/A | #N/A | #N/A | #N/A | #N/A | #N/A | #N/A | #N/A | #N/A | #N/A | #N/A | #N/A | #N/A | #N/A | #N/A | #N/A | #N/A | #N/A | #N/A | #N/A | #N/A | #N/A | #N/A | #N/A | #N/A | #N/A | #N/A | #N/A | #N/A | #N/A | #N/A | #N/A | #N/A | #N/A | #N/A | #N/A
[7 empty] | 10 | 5 | 6668 | 20 | 2020-10-05 | Saturday | 6 | No | #N/A | #N/A | #N/A | #N/A | #N/A | #N/A | #N/A | #N/A | #N/A | #N/A | #N/A | #N/A | #N/A | #N/A | #N/A | #N/A | #N/A | #N/A | #N/A | #N/A | #N/A | #N/A | #N/A | #N/A | #N/A | #N/A | #N/A | #N/A | #N/A | #N/A | #N/A | #N/A | #N/A | #N/A | #N/A | #N/A
[7 empty] | 10 | 5 | 6669 | 21 | 2020-10-05 | Saturday | 6 | No | #N/A | #N/A | #N/A | #N/A | #N/A | #N/A | #N/A | #N/A | #N/A | #N/A | #N/A | #N/A | #N/A | #N/A | #N/A | #N/A | #N/A | #N/A | #N/A | #N/A | #N/A | #N/A | #N/A | #N/A | #N/A | #N/A | #N/A | #N/A | #N/A | #N/A | #N/A | #N/A | #N/A | #N/A | #N/A | #N/A
[7 empty] | 10 | 5 | 6670 | 22 | 2020-10-05 | Saturday | 6 | No | #N/A | #N/A | #N/A | #N/A | #N/A | #N/A | #N/A | #N/A | #N/A | #N/A | #N/A | #N/A | #N/A | #N/A | #N/A | #N/A | #N/A | #N/A | #N/A | #N/A | #N/A | #N/A | #N/A | #N/A | #N/A | #N/A | #N/A | #N/A | #N/A | #N/A | #N/A | #N/A | #N/A | #N/A | #N/A | #N/A
[7 empty] | 10 | 5 | 6671 | 23 | 2020-10-05 | Saturday | 6 | No | #N/A | #N/A | #N/A | #N/A | #N/A | #N/A | #N/A | #N/A | #N/A | #N/A | #N/A | #N/A | #N/A | #N/A | #N/A | #N/A | #N/A | #N/A | #N/A | #N/A | #N/A | #N/A | #N/A | #N/A | #N/A | #N/A | #N/A | #N/A | #N/A | #N/A | #N/A | #N/A | #N/A | #N/A | #N/A | #N/A
[7 empty] | 10 | 5 | 6672 | 24 | 2020-10-05 | Saturday | 6 | No | #N/A | #N/A | #N/A | #N/A | #N/A | #N/A | #N/A | #N/A | #N/A | #N/A | #N/A | #N/A | #N/A | #N/A | #N/A | #N/A | #N/A | #N/A | #N/A | #N/A | #N/A | #N/A | #N/A | #N/A | #N/A | #N/A | #N/A | #N/A | #N/A | #N/A | #N/A | #N/A | #N/A | #N/A | #N/A | #N/A
[7 empty] | 10 | 6 | 6673 | 1 | 2020-10-06 | Sunday | 7 | No | #N/A | #N/A | #N/A | #N/A | #N/A | #N/A | #N/A | #N/A | #N/A | #N/A | #N/A | #N/A | #N/A | #N/A | #N/A | #N/A | #N/A | #N/A | #N/A | #N/A | #N/A | #N/A | #N/A | #N/A | #N/A | #N/A | #N/A | #N/A | #N/A | #N/A | #N/A | #N/A | #N/A | #N/A | #N/A | #N/A
[7 empty] | 10 | 6 | 6674 | 2 | 2020-10-06 | Sunday | 7 | No | #N/A | #N/A | #N/A | #N/A | #N/A | #N/A | #N/A | #N/A | #N/A | #N/A | #N/A | #N/A | #N/A | #N/A | #N/A | #N/A | #N/A | #N/A | #N/A | #N/A | #N/A | #N/A | #N/A | #N/A | #N/A | #N/A | #N/A | #N/A | #N/A | #N/A | #N/A | #N/A | #N/A | #N/A | #N/A | #N/A
[7 empty] | 10 | 6 | 6675 | 3 | 2020-10-06 | Sunday | 7 | No | #N/A | #N/A | #N/A | #N/A | #N/A | #N/A | #N/A | #N/A | #N/A | #N/A | #N/A | #N/A | #N/A | #N/A | #N/A | #N/A | #N/A | #N/A | #N/A | #N/A | #N/A | #N/A | #N/A | #N/A | #N/A | #N/A | #N/A | #N/A | #N/A | #N/A | #N/A | #N/A | #N/A | #N/A | #N/A | #N/A
[7 empty] | 10 | 6 | 6676 | 4 | 2020-10-06 | Sunday | 7 | No | #N/A | #N/A | #N/A | #N/A | #N/A | #N/A | #N/A | #N/A | #N/A | #N/A | #N/A | #N/A | #N/A | #N/A | #N/A | #N/A | #N/A | #N/A | #N/A | #N/A | #N/A | #N/A | #N/A | #N/A | #N/A | #N/A | #N/A | #N/A | #N/A | #N/A | #N/A | #N/A | #N/A | #N/A | #N/A | #N/A
[7 empty] | 10 | 6 | 6677 | 5 | 2020-10-06 | Sunday | 7 | No | #N/A | #N/A | #N/A | #N/A | #N/A | #N/A | #N/A | #N/A | #N/A | #N/A | #N/A | #N/A | #N/A | #N/A | #N/A | #N/A | #N/A | #N/A | #N/A | #N/A | #N/A | #N/A | #N/A | #N/A | #N/A | #N/A | #N/A | #N/A | #N/A | #N/A | #N/A | #N/A | #N/A | #N/A | #N/A | #N/A
[7 empty] | 10 | 6 | 6678 | 6 | 2020-10-06 | Sunday | 7 | No | #N/A | #N/A | #N/A | #N/A | #N/A | #N/A | #N/A | #N/A | #N/A | #N/A | #N/A | #N/A | #N/A | #N/A | #N/A | #N/A | #N/A | #N/A | #N/A | #N/A | #N/A | #N/A | #N/A | #N/A | #N/A | #N/A | #N/A | #N/A | #N/A | #N/A | #N/A | #N/A | #N/A | #N/A | #N/A | #N/A
[7 empty] | 10 | 6 | 6679 | 7 | 2020-10-06 | Sunday | 7 | No | #N/A | #N/A | #N/A | #N/A | #N/A | #N/A | #N/A | #N/A | #N/A | #N/A | #N/A | #N/A | #N/A | #N/A | #N/A | #N/A | #N/A | #N/A | #N/A | #N/A | #N/A | #N/A | #N/A | #N/A | #N/A | #N/A | #N/A | #N/A | #N/A | #N/A | #N/A | #N/A | #N/A | #N/A | #N/A | #N/A
[7 empty] | 10 | 6 | 6680 | 8 | 2020-10-06 | Sunday | 7 | No | #N/A | #N/A | #N/A | #N/A | #N/A | #N/A | #N/A | #N/A | #N/A | #N/A | #N/A | #N/A | #N/A | #N/A | #N/A | #N/A | #N/A | #N/A | #N/A | #N/A | #N/A | #N/A | #N/A | #N/A | #N/A | #N/A | #N/A | #N/A | #N/A | #N/A | #N/A | #N/A | #N/A | #N/A | #N/A | #N/A
[7 empty] | 10 | 6 | 6681 | 9 | 2020-10-06 | Sunday | 7 | No | #N/A | #N/A | #N/A | #N/A | #N/A | #N/A | #N/A | #N/A | #N/A | #N/A | #N/A | #N/A | #N/A | #N/A | #N/A | #N/A | #N/A | #N/A | #N/A | #N/A | #N/A | #N/A | #N/A | #N/A | #N/A | #N/A | #N/A | #N/A | #N/A | #N/A | #N/A | #N/A | #N/A | #N/A | #N/A | #N/A
[7 empty] | 10 | 6 | 6682 | 10 | 2020-10-06 | Sunday | 7 | No | #N/A | #N/A | #N/A | #N/A | #N/A | #N/A | #N/A | #N/A | #N/A | #N/A | #N/A | #N/A | #N/A | #N/A | #N/A | #N/A | #N/A | #N/A | #N/A | #N/A | #N/A | #N/A | #N/A | #N/A | #N/A | #N/A | #N/A | #N/A | #N/A | #N/A | #N/A | #N/A | #N/A | #N/A | #N/A | #N/A
[7 empty] | 10 | 6 | 6683 | 11 | 2020-10-06 | Sunday | 7 | No | #N/A | #N/A | #N/A | #N/A | #N/A | #N/A | #N/A | #N/A | #N/A | #N/A | #N/A | #N/A | #N/A | #N/A | #N/A | #N/A | #N/A | #N/A | #N/A | #N/A | #N/A | #N/A | #N/A | #N/A | #N/A | #N/A | #N/A | #N/A | #N/A | #N/A | #N/A | #N/A | #N/A | #N/A | #N/A | #N/A
[7 empty] | 10 | 6 | 6684 | 12 | 2020-10-06 | Sunday | 7 | No | #N/A | #N/A | #N/A | #N/A | #N/A | #N/A | #N/A | #N/A | #N/A | #N/A | #N/A | #N/A | #N/A | #N/A | #N/A | #N/A | #N/A | #N/A | #N/A | #N/A | #N/A | #N/A | #N/A | #N/A | #N/A | #N/A | #N/A | #N/A | #N/A | #N/A | #N/A | #N/A | #N/A | #N/A | #N/A | #N/A
[7 empty] | 10 | 6 | 6685 | 13 | 2020-10-06 | Sunday | 7 | No | #N/A | #N/A | #N/A | #N/A | #N/A | #N/A | #N/A | #N/A | #N/A | #N/A | #N/A | #N/A | #N/A | #N/A | #N/A | #N/A | #N/A | #N/A | #N/A | #N/A | #N/A | #N/A | #N/A | #N/A | #N/A | #N/A | #N/A | #N/A | #N/A | #N/A | #N/A | #N/A | #N/A | #N/A | #N/A | #N/A
[7 empty] | 10 | 6 | 6686 | 14 | 2020-10-06 | Sunday | 7 | No | #N/A | #N/A | #N/A | #N/A | #N/A | #N/A | #N/A | #N/A | #N/A | #N/A | #N/A | #N/A | #N/A | #N/A | #N/A | #N/A | #N/A | #N/A | #N/A | #N/A | #N/A | #N/A | #N/A | #N/A | #N/A | #N/A | #N/A | #N/A | #N/A | #N/A | #N/A | #N/A | #N/A | #N/A | #N/A | #N/A
[7 empty] | 10 | 6 | 6687 | 15 | 2020-10-06 | Sunday | 7 | No | #N/A | #N/A | #N/A | #N/A | #N/A | #N/A | #N/A | #N/A | #N/A | #N/A | #N/A | #N/A | #N/A | #N/A | #N/A | #N/A | #N/A | #N/A | #N/A | #N/A | #N/A | #N/A | #N/A | #N/A | #N/A | #N/A | #N/A | #N/A | #N/A | #N/A | #N/A | #N/A | #N/A | #N/A | #N/A | #N/A
[7 empty] | 10 | 6 | 6688 | 16 | 2020-10-06 | Sunday | 7 | No | #N/A | #N/A | #N/A | #N/A | #N/A | #N/A | #N/A | #N/A | #N/A | #N/A | #N/A | #N/A | #N/A | #N/A | #N/A | #N/A | #N/A | #N/A | #N/A | #N/A | #N/A | #N/A | #N/A | #N/A | #N/A | #N/A | #N/A | #N/A | #N/A | #N/A | #N/A | #N/A | #N/A | #N/A | #N/A | #N/A
[7 empty] | 10 | 6 | 6689 | 17 | 2020-10-06 | Sunday | 7 | No | #N/A | #N/A | #N/A | #N/A | #N/A | #N/A | #N/A | #N/A | #N/A | #N/A | #N/A | #N/A | #N/A | #N/A | #N/A | #N/A | #N/A | #N/A | #N/A | #N/A | #N/A | #N/A | #N/A | #N/A | #N/A | #N/A | #N/A | #N/A | #N/A | #N/A | #N/A | #N/A | #N/A | #N/A | #N/A | #N/A
[7 empty] | 10 | 6 | 6690 | 18 | 2020-10-06 | Sunday | 7 | No | #N/A | #N/A | #N/A | #N/A | #N/A | #N/A | #N/A | #N/A | #N/A | #N/A | #N/A | #N/A | #N/A | #N/A | #N/A | #N/A | #N/A | #N/A | #N/A | #N/A | #N/A | #N/A | #N/A | #N/A | #N/A | #N/A | #N/A | #N/A | #N/A | #N/A | #N/A | #N/A | #N/A | #N/A | #N/A | #N/A
[7 empty] | 10 | 6 | 6691 | 19 | 2020-10-06 | Sunday | 7 | No | #N/A | #N/A | #N/A | #N/A | #N/A | #N/A | #N/A | #N/A | #N/A | #N/A | #N/A | #N/A | #N/A | #N/A | #N/A | #N/A | #N/A | #N/A | #N/A | #N/A | #N/A | #N/A | #N/A | #N/A | #N/A | #N/A | #N/A | #N/A | #N/A | #N/A | #N/A | #N/A | #N/A | #N/A | #N/A | #N/A
[7 empty] | 10 | 6 | 6692 | 20 | 2020-10-06 | Sunday | 7 | No | #N/A | #N/A | #N/A | #N/A | #N/A | #N/A | #N/A | #N/A | #N/A | #N/A | #N/A | #N/A | #N/A | #N/A | #N/A | #N/A | #N/A | #N/A | #N/A | #N/A | #N/A | #N/A | #N/A | #N/A | #N/A | #N/A | #N/A | #N/A | #N/A | #N/A | #N/A | #N/A | #N/A | #N/A | #N/A | #N/A
[7 empty] | 10 | 6 | 6693 | 21 | 2020-10-06 | Sunday | 7 | No | #N/A | #N/A | #N/A | #N/A | #N/A | #N/A | #N/A | #N/A | #N/A | #N/A | #N/A | #N/A | #N/A | #N/A | #N/A | #N/A | #N/A | #N/A | #N/A | #N/A | #N/A | #N/A | #N/A | #N/A | #N/A | #N/A | #N/A | #N/A | #N/A | #N/A | #N/A | #N/A | #N/A | #N/A | #N/A | #N/A
[7 empty] | 10 | 6 | 6694 | 22 | 2020-10-06 | Sunday | 7 | No | #N/A | #N/A | #N/A | #N/A | #N/A | #N/A | #N/A | #N/A | #N/A | #N/A | #N/A | #N/A | #N/A | #N/A | #N/A | #N/A | #N/A | #N/A | #N/A | #N/A | #N/A | #N/A | #N/A | #N/A | #N/A | #N/A | #N/A | #N/A | #N/A | #N/A | #N/A | #N/A | #N/A | #N/A | #N/A | #N/A
[7 empty] | 10 | 6 | 6695 | 23 | 2020-10-06 | Sunday | 7 | No | #N/A | #N/A | #N/A | #N/A | #N/A | #N/A | #N/A | #N/A | #N/A | #N/A | #N/A | #N/A | #N/A | #N/A | #N/A | #N/A | #N/A | #N/A | #N/A | #N/A | #N/A | #N/A | #N/A | #N/A | #N/A | #N/A | #N/A | #N/A | #N/A | #N/A | #N/A | #N/A | #N/A | #N/A | #N/A | #N/A
[7 empty] | 10 | 6 | 6696 | 24 | 2020-10-06 | Sunday | 7 | No | #N/A | #N/A | #N/A | #N/A | #N/A | #N/A | #N/A | #N/A | #N/A | #N/A | #N/A | #N/A | #N/A | #N/A | #N/A | #N/A | #N/A | #N/A | #N/A | #N/A | #N/A | #N/A | #N/A | #N/A | #N/A | #N/A | #N/A | #N/A | #N/A | #N/A | #N/A | #N/A | #N/A | #N/A | #N/A | #N/A
[7 empty] | 10 | 7 | 6697 | 1 | 2020-10-07 | Monday | 1 | No | #N/A | #N/A | #N/A | #N/A | #N/A | #N/A | #N/A | #N/A | #N/A | #N/A | #N/A | #N/A | #N/A | #N/A | #N/A | #N/A | #N/A | #N/A | #N/A | #N/A | #N/A | #N/A | #N/A | #N/A | #N/A | #N/A | #N/A | #N/A | #N/A | #N/A | #N/A | #N/A | #N/A | #N/A | #N/A | #N/A
[7 empty] | 10 | 7 | 6698 | 2 | 2020-10-07 | Monday | 1 | No | #N/A | #N/A | #N/A | #N/A | #N/A | #N/A | #N/A | #N/A | #N/A | #N/A | #N/A | #N/A | #N/A | #N/A | #N/A | #N/A | #N/A | #N/A | #N/A | #N/A | #N/A | #N/A | #N/A | #N/A | #N/A | #N/A | #N/A | #N/A | #N/A | #N/A | #N/A | #N/A | #N/A | #N/A | #N/A | #N/A
[7 empty] | 10 | 7 | 6699 | 3 | 2020-10-07 | Monday | 1 | No | #N/A | #N/A | #N/A | #N/A | #N/A | #N/A | #N/A | #N/A | #N/A | #N/A | #N/A | #N/A | #N/A | #N/A | #N/A | #N/A | #N/A | #N/A | #N/A | #N/A | #N/A | #N/A | #N/A | #N/A | #N/A | #N/A | #N/A | #N/A | #N/A | #N/A | #N/A | #N/A | #N/A | #N/A | #N/A | #N/A
[7 empty] | 10 | 7 | 6700 | 4 | 2020-10-07 | Monday | 1 | No | #N/A | #N/A | #N/A | #N/A | #N/A | #N/A | #N/A | #N/A | #N/A | #N/A | #N/A | #N/A | #N/A | #N/A | #N/A | #N/A | #N/A | #N/A | #N/A | #N/A | #N/A | #N/A | #N/A | #N/A | #N/A | #N/A | #N/A | #N/A | #N/A | #N/A | #N/A | #N/A | #N/A | #N/A | #N/A | #N/A
[7 empty] | 10 | 7 | 6701 | 5 | 2020-10-07 | Monday | 1 | No | #N/A | #N/A | #N/A | #N/A | #N/A | #N/A | #N/A | #N/A | #N/A | #N/A | #N/A | #N/A | #N/A | #N/A | #N/A | #N/A | #N/A | #N/A | #N/A | #N/A | #N/A | #N/A | #N/A | #N/A | #N/A | #N/A | #N/A | #N/A | #N/A | #N/A | #N/A | #N/A | #N/A | #N/A | #N/A | #N/A
[7 empty] | 10 | 7 | 6702 | 6 | 2020-10-07 | Monday | 1 | No | #N/A | #N/A | #N/A | #N/A | #N/A | #N/A | #N/A | #N/A | #N/A | #N/A | #N/A | #N/A | #N/A | #N/A | #N/A | #N/A | #N/A | #N/A | #N/A | #N/A | #N/A | #N/A | #N/A | #N/A | #N/A | #N/A | #N/A | #N/A | #N/A | #N/A | #N/A | #N/A | #N/A | #N/A | #N/A | #N/A
[7 empty] | 10 | 7 | 6703 | 7 | 2020-10-07 | Monday | 1 | No | #N/A | #N/A | #N/A | #N/A | #N/A | #N/A | #N/A | #N/A | #N/A | #N/A | #N/A | #N/A | #N/A | #N/A | #N/A | #N/A | #N/A | #N/A | #N/A | #N/A | #N/A | #N/A | #N/A | #N/A | #N/A | #N/A | #N/A | #N/A | #N/A | #N/A | #N/A | #N/A | #N/A | #N/A | #N/A | #N/A
[7 empty] | 10 | 7 | 6704 | 8 | 2020-10-07 | Monday | 1 | No | #N/A | #N/A | #N/A | #N/A | #N/A | #N/A | #N/A | #N/A | #N/A | #N/A | #N/A | #N/A | #N/A | #N/A | #N/A | #N/A | #N/A | #N/A | #N/A | #N/A | #N/A | #N/A | #N/A | #N/A | #N/A | #N/A | #N/A | #N/A | #N/A | #N/A | #N/A | #N/A | #N/A | #N/A | #N/A | #N/A
[7 empty] | 10 | 7 | 6705 | 9 | 2020-10-07 | Monday | 1 | No | #N/A | #N/A | #N/A | #N/A | #N/A | #N/A | #N/A | #N/A | #N/A | #N/A | #N/A | #N/A | #N/A | #N/A | #N/A | #N/A | #N/A | #N/A | #N/A | #N/A | #N/A | #N/A | #N/A | #N/A | #N/A | #N/A | #N/A | #N/A | #N/A | #N/A | #N/A | #N/A | #N/A | #N/A | #N/A | #N/A
[7 empty] | 10 | 7 | 6706 | 10 | 2020-10-07 | Monday | 1 | No | #N/A | #N/A | #N/A | #N/A | #N/A | #N/A | #N/A | #N/A | #N/A | #N/A | #N/A | #N/A | #N/A | #N/A | #N/A | #N/A | #N/A | #N/A | #N/A | #N/A | #N/A | #N/A | #N/A | #N/A | #N/A | #N/A | #N/A | #N/A | #N/A | #N/A | #N/A | #N/A | #N/A | #N/A | #N/A | #N/A
[7 empty] | 10 | 7 | 6707 | 11 | 2020-10-07 | Monday | 1 | No | #N/A | #N/A | #N/A | #N/A | #N/A | #N/A | #N/A | #N/A | #N/A | #N/A | #N/A | #N/A | #N/A | #N/A | #N/A | #N/A | #N/A | #N/A | #N/A | #N/A | #N/A | #N/A | #N/A | #N/A | #N/A | #N/A | #N/A | #N/A | #N/A | #N/A | #N/A | #N/A | #N/A | #N/A | #N/A | #N/A
[7 empty] | 10 | 7 | 6708 | 12 | 2020-10-07 | Monday | 1 | No | #N/A | #N/A | #N/A | #N/A | #N/A | #N/A | #N/A | #N/A | #N/A | #N/A | #N/A | #N/A | #N/A | #N/A | #N/A | #N/A | #N/A | #N/A | #N/A | #N/A | #N/A | #N/A | #N/A | #N/A | #N/A | #N/A | #N/A | #N/A | #N/A | #N/A | #N/A | #N/A | #N/A | #N/A | #N/A | #N/A
[7 empty] | 10 | 7 | 6709 | 13 | 2020-10-07 | Monday | 1 | No | #N/A | #N/A | #N/A | #N/A | #N/A | #N/A | #N/A | #N/A | #N/A | #N/A | #N/A | #N/A | #N/A | #N/A | #N/A | #N/A | #N/A | #N/A | #N/A | #N/A | #N/A | #N/A | #N/A | #N/A | #N/A | #N/A | #N/A | #N/A | #N/A | #N/A | #N/A | #N/A | #N/A | #N/A | #N/A | #N/A
[7 empty] | 10 | 7 | 6710 | 14 | 2020-10-07 | Monday | 1 | No | #N/A | #N/A | #N/A | #N/A | #N/A | #N/A | #N/A | #N/A | #N/A | #N/A | #N/A | #N/A | #N/A | #N/A | #N/A | #N/A | #N/A | #N/A | #N/A | #N/A | #N/A | #N/A | #N/A | #N/A | #N/A | #N/A | #N/A | #N/A | #N/A | #N/A | #N/A | #N/A | #N/A | #N/A | #N/A | #N/A
[7 empty] | 10 | 7 | 6711 | 15 | 2020-10-07 | Monday | 1 | No | #N/A | #N/A | #N/A | #N/A | #N/A | #N/A | #N/A | #N/A | #N/A | #N/A | #N/A | #N/A | #N/A | #N/A | #N/A | #N/A | #N/A | #N/A | #N/A | #N/A | #N/A | #N/A | #N/A | #N/A | #N/A | #N/A | #N/A | #N/A | #N/A | #N/A | #N/A | #N/A | #N/A | #N/A | #N/A | #N/A
[7 empty] | 10 | 7 | 6712 | 16 | 2020-10-07 | Monday | 1 | No | #N/A | #N/A | #N/A | #N/A | #N/A | #N/A | #N/A | #N/A | #N/A | #N/A | #N/A | #N/A | #N/A | #N/A | #N/A | #N/A | #N/A | #N/A | #N/A | #N/A | #N/A | #N/A | #N/A | #N/A | #N/A | #N/A | #N/A | #N/A | #N/A | #N/A | #N/A | #N/A | #N/A | #N/A | #N/A | #N/A
[7 empty] | 10 | 7 | 6713 | 17 | 2020-10-07 | Monday | 1 | No | #N/A | #N/A | #N/A | #N/A | #N/A | #N/A | #N/A | #N/A | #N/A | #N/A | #N/A | #N/A | #N/A | #N/A | #N/A | #N/A | #N/A | #N/A | #N/A | #N/A | #N/A | #N/A | #N/A | #N/A | #N/A | #N/A | #N/A | #N/A | #N/A | #N/A | #N/A | #N/A | #N/A | #N/A | #N/A | #N/A
[7 empty] | 10 | 7 | 6714 | 18 | 2020-10-07 | Monday | 1 | No | #N/A | #N/A | #N/A | #N/A | #N/A | #N/A | #N/A | #N/A | #N/A | #N/A | #N/A | #N/A | #N/A | #N/A | #N/A | #N/A | #N/A | #N/A | #N/A | #N/A | #N/A | #N/A | #N/A | #N/A | #N/A | #N/A | #N/A | #N/A | #N/A | #N/A | #N/A | #N/A | #N/A | #N/A | #N/A | #N/A
[7 empty] | 10 | 7 | 6715 | 19 | 2020-10-07 | Monday | 1 | No | #N/A | #N/A | #N/A | #N/A | #N/A | #N/A | #N/A | #N/A | #N/A | #N/A | #N/A | #N/A | #N/A | #N/A | #N/A | #N/A | #N/A | #N/A | #N/A | #N/A | #N/A | #N/A | #N/A | #N/A | #N/A | #N/A | #N/A | #N/A | #N/A | #N/A | #N/A | #N/A | #N/A | #N/A | #N/A | #N/A
[7 empty] | 10 | 7 | 6716 | 20 | 2020-10-07 | Monday | 1 | No | #N/A | #N/A | #N/A | #N/A | #N/A | #N/A | #N/A | #N/A | #N/A | #N/A | #N/A | #N/A | #N/A | #N/A | #N/A | #N/A | #N/A | #N/A | #N/A | #N/A | #N/A | #N/A | #N/A | #N/A | #N/A | #N/A | #N/A | #N/A | #N/A | #N/A | #N/A | #N/A | #N/A | #N/A | #N/A | #N/A
[7 empty] | 10 | 7 | 6717 | 21 | 2020-10-07 | Monday | 1 | No | #N/A | #N/A | #N/A | #N/A | #N/A | #N/A | #N/A | #N/A | #N/A | #N/A | #N/A | #N/A | #N/A | #N/A | #N/A | #N/A | #N/A | #N/A | #N/A | #N/A | #N/A | #N/A | #N/A | #N/A | #N/A | #N/A | #N/A | #N/A | #N/A | #N/A | #N/A | #N/A | #N/A | #N/A | #N/A | #N/A
[7 empty] | 10 | 7 | 6718 | 22 | 2020-10-07 | Monday | 1 | No | #N/A | #N/A | #N/A | #N/A | #N/A | #N/A | #N/A | #N/A | #N/A | #N/A | #N/A | #N/A | #N/A | #N/A | #N/A | #N/A | #N/A | #N/A | #N/A | #N/A | #N/A | #N/A | #N/A | #N/A | #N/A | #N/A | #N/A | #N/A | #N/A | #N/A | #N/A | #N/A | #N/A | #N/A | #N/A | #N/A
[7 empty] | 10 | 7 | 6719 | 23 | 2020-10-07 | Monday | 1 | No | #N/A | #N/A | #N/A | #N/A | #N/A | #N/A | #N/A | #N/A | #N/A | #N/A | #N/A | #N/A | #N/A | #N/A | #N/A | #N/A | #N/A | #N/A | #N/A | #N/A | #N/A | #N/A | #N/A | #N/A | #N/A | #N/A | #N/A | #N/A | #N/A | #N/A | #N/A | #N/A | #N/A | #N/A | #N/A | #N/A
[7 empty] | 10 | 7 | 6720 | 24 | 2020-10-07 | Monday | 1 | No | #N/A | #N/A | #N/A | #N/A | #N/A | #N/A | #N/A | #N/A | #N/A | #N/A | #N/A | #N/A | #N/A | #N/A | #N/A | #N/A | #N/A | #N/A | #N/A | #N/A | #N/A | #N/A | #N/A | #N/A | #N/A | #N/A | #N/A | #N/A | #N/A | #N/A | #N/A | #N/A | #N/A | #N/A | #N/A | #N/A
[7 empty] | 10 | 8 | 6721 | 1 | 2020-10-08 | Tuesday | 2 | No | #N/A | #N/A | #N/A | #N/A | #N/A | #N/A | #N/A | #N/A | #N/A | #N/A | #N/A | #N/A | #N/A | #N/A | #N/A | #N/A | #N/A | #N/A | #N/A | #N/A | #N/A | #N/A | #N/A | #N/A | #N/A | #N/A | #N/A | #N/A | #N/A | #N/A | #N/A | #N/A | #N/A | #N/A | #N/A | #N/A
[7 empty] | 10 | 8 | 6722 | 2 | 2020-10-08 | Tuesday | 2 | No | #N/A | #N/A | #N/A | #N/A | #N/A | #N/A | #N/A | #N/A | #N/A | #N/A | #N/A | #N/A | #N/A | #N/A | #N/A | #N/A | #N/A | #N/A | #N/A | #N/A | #N/A | #N/A | #N/A | #N/A | #N/A | #N/A | #N/A | #N/A | #N/A | #N/A | #N/A | #N/A | #N/A | #N/A | #N/A | #N/A
[7 empty] | 10 | 8 | 6723 | 3 | 2020-10-08 | Tuesday | 2 | No | #N/A | #N/A | #N/A | #N/A | #N/A | #N/A | #N/A | #N/A | #N/A | #N/A | #N/A | #N/A | #N/A | #N/A | #N/A | #N/A | #N/A | #N/A | #N/A | #N/A | #N/A | #N/A | #N/A | #N/A | #N/A | #N/A | #N/A | #N/A | #N/A | #N/A | #N/A | #N/A | #N/A | #N/A | #N/A | #N/A
[7 empty] | 10 | 8 | 6724 | 4 | 2020-10-08 | Tuesday | 2 | No | #N/A | #N/A | #N/A | #N/A | #N/A | #N/A | #N/A | #N/A | #N/A | #N/A | #N/A | #N/A | #N/A | #N/A | #N/A | #N/A | #N/A | #N/A | #N/A | #N/A | #N/A | #N/A | #N/A | #N/A | #N/A | #N/A | #N/A | #N/A | #N/A | #N/A | #N/A | #N/A | #N/A | #N/A | #N/A | #N/A
[7 empty] | 10 | 8 | 6725 | 5 | 2020-10-08 | Tuesday | 2 | No | #N/A | #N/A | #N/A | #N/A | #N/A | #N/A | #N/A | #N/A | #N/A | #N/A | #N/A | #N/A | #N/A | #N/A | #N/A | #N/A | #N/A | #N/A | #N/A | #N/A | #N/A | #N/A | #N/A | #N/A | #N/A | #N/A | #N/A | #N/A | #N/A | #N/A | #N/A | #N/A | #N/A | #N/A | #N/A | #N/A
[7 empty] | 10 | 8 | 6726 | 6 | 2020-10-08 | Tuesday | 2 | No | #N/A | #N/A | #N/A | #N/A | #N/A | #N/A | #N/A | #N/A | #N/A | #N/A | #N/A | #N/A | #N/A | #N/A | #N/A | #N/A | #N/A | #N/A | #N/A | #N/A | #N/A | #N/A | #N/A | #N/A | #N/A | #N/A | #N/A | #N/A | #N/A | #N/A | #N/A | #N/A | #N/A | #N/A | #N/A | #N/A
[7 empty] | 10 | 8 | 6727 | 7 | 2020-10-08 | Tuesday | 2 | No | #N/A | #N/A | #N/A | #N/A | #N/A | #N/A | #N/A | #N/A | #N/A | #N/A | #N/A | #N/A | #N/A | #N/A | #N/A | #N/A | #N/A | #N/A | #N/A | #N/A | #N/A | #N/A | #N/A | #N/A | #N/A | #N/A | #N/A | #N/A | #N/A | #N/A | #N/A | #N/A | #N/A | #N/A | #N/A | #N/A
[7 empty] | 10 | 8 | 6728 | 8 | 2020-10-08 | Tuesday | 2 | No | #N/A | #N/A | #N/A | #N/A | #N/A | #N/A | #N/A | #N/A | #N/A | #N/A | #N/A | #N/A | #N/A | #N/A | #N/A | #N/A | #N/A | #N/A | #N/A | #N/A | #N/A | #N/A | #N/A | #N/A | #N/A | #N/A | #N/A | #N/A | #N/A | #N/A | #N/A | #N/A | #N/A | #N/A | #N/A | #N/A
[7 empty] | 10 | 8 | 6729 | 9 | 2020-10-08 | Tuesday | 2 | No | #N/A | #N/A | #N/A | #N/A | #N/A | #N/A | #N/A | #N/A | #N/A | #N/A | #N/A | #N/A | #N/A | #N/A | #N/A | #N/A | #N/A | #N/A | #N/A | #N/A | #N/A | #N/A | #N/A | #N/A | #N/A | #N/A | #N/A | #N/A | #N/A | #N/A | #N/A | #N/A | #N/A | #N/A | #N/A | #N/A
[7 empty] | 10 | 8 | 6730 | 10 | 2020-10-08 | Tuesday | 2 | No | #N/A | #N/A | #N/A | #N/A | #N/A | #N/A | #N/A | #N/A | #N/A | #N/A | #N/A | #N/A | #N/A | #N/A | #N/A | #N/A | #N/A | #N/A | #N/A | #N/A | #N/A | #N/A | #N/A | #N/A | #N/A | #N/A | #N/A | #N/A | #N/A | #N/A | #N/A | #N/A | #N/A | #N/A | #N/A | #N/A
[7 empty] | 10 | 8 | 6731 | 11 | 2020-10-08 | Tuesday | 2 | No | #N/A | #N/A | #N/A | #N/A | #N/A | #N/A | #N/A | #N/A | #N/A | #N/A | #N/A | #N/A | #N/A | #N/A | #N/A | #N/A | #N/A | #N/A | #N/A | #N/A | #N/A | #N/A | #N/A | #N/A | #N/A | #N/A | #N/A | #N/A | #N/A | #N/A | #N/A | #N/A | #N/A | #N/A | #N/A | #N/A
[7 empty] | 10 | 8 | 6732 | 12 | 2020-10-08 | Tuesday | 2 | No | #N/A | #N/A | #N/A | #N/A | #N/A | #N/A | #N/A | #N/A | #N/A | #N/A | #N/A | #N/A | #N/A | #N/A | #N/A | #N/A | #N/A | #N/A | #N/A | #N/A | #N/A | #N/A | #N/A | #N/A | #N/A | #N/A | #N/A | #N/A | #N/A | #N/A | #N/A | #N/A | #N/A | #N/A | #N/A | #N/A
[7 empty] | 10 | 8 | 6733 | 13 | 2020-10-08 | Tuesday | 2 | No | #N/A | #N/A | #N/A | #N/A | #N/A | #N/A | #N/A | #N/A | #N/A | #N/A | #N/A | #N/A | #N/A | #N/A | #N/A | #N/A | #N/A | #N/A | #N/A | #N/A | #N/A | #N/A | #N/A | #N/A | #N/A | #N/A | #N/A | #N/A | #N/A | #N/A | #N/A | #N/A | #N/A | #N/A | #N/A | #N/A
[7 empty] | 10 | 8 | 6734 | 14 | 2020-10-08 | Tuesday | 2 | No | #N/A | #N/A | #N/A | #N/A | #N/A | #N/A | #N/A | #N/A | #N/A | #N/A | #N/A | #N/A | #N/A | #N/A | #N/A | #N/A | #N/A | #N/A | #N/A | #N/A | #N/A | #N/A | #N/A | #N/A | #N/A | #N/A | #N/A | #N/A | #N/A | #N/A | #N/A | #N/A | #N/A | #N/A | #N/A | #N/A
[7 empty] | 10 | 8 | 6735 | 15 | 2020-10-08 | Tuesday | 2 | No | #N/A | #N/A | #N/A | #N/A | #N/A | #N/A | #N/A | #N/A | #N/A | #N/A | #N/A | #N/A | #N/A | #N/A | #N/A | #N/A | #N/A | #N/A | #N/A | #N/A | #N/A | #N/A | #N/A | #N/A | #N/A | #N/A | #N/A | #N/A | #N/A | #N/A | #N/A | #N/A | #N/A | #N/A | #N/A | #N/A
[7 empty] | 10 | 8 | 6736 | 16 | 2020-10-08 | Tuesday | 2 | No | #N/A | #N/A | #N/A | #N/A | #N/A | #N/A | #N/A | #N/A | #N/A | #N/A | #N/A | #N/A | #N/A | #N/A | #N/A | #N/A | #N/A | #N/A | #N/A | #N/A | #N/A | #N/A | #N/A | #N/A | #N/A | #N/A | #N/A | #N/A | #N/A | #N/A | #N/A | #N/A | #N/A | #N/A | #N/A | #N/A
[7 empty] | 10 | 8 | 6737 | 17 | 2020-10-08 | Tuesday | 2 | No | #N/A | #N/A | #N/A | #N/A | #N/A | #N/A | #N/A | #N/A | #N/A | #N/A | #N/A | #N/A | #N/A | #N/A | #N/A | #N/A | #N/A | #N/A | #N/A | #N/A | #N/A | #N/A | #N/A | #N/A | #N/A | #N/A | #N/A | #N/A | #N/A | #N/A | #N/A | #N/A | #N/A | #N/A | #N/A | #N/A
[7 empty] | 10 | 8 | 6738 | 18 | 2020-10-08 | Tuesday | 2 | No | #N/A | #N/A | #N/A | #N/A | #N/A | #N/A | #N/A | #N/A | #N/A | #N/A | #N/A | #N/A | #N/A | #N/A | #N/A | #N/A | #N/A | #N/A | #N/A | #N/A | #N/A | #N/A | #N/A | #N/A | #N/A | #N/A | #N/A | #N/A | #N/A | #N/A | #N/A | #N/A | #N/A | #N/A | #N/A | #N/A
[7 empty] | 10 | 8 | 6739 | 19 | 2020-10-08 | Tuesday | 2 | No | #N/A | #N/A | #N/A | #N/A | #N/A | #N/A | #N/A | #N/A | #N/A | #N/A | #N/A | #N/A | #N/A | #N/A | #N/A | #N/A | #N/A | #N/A | #N/A | #N/A | #N/A | #N/A | #N/A | #N/A | #N/A | #N/A | #N/A | #N/A | #N/A | #N/A | #N/A | #N/A | #N/A | #N/A | #N/A | #N/A
[7 empty] | 10 | 8 | 6740 | 20 | 2020-10-08 | Tuesday | 2 | No | #N/A | #N/A | #N/A | #N/A | #N/A | #N/A | #N/A | #N/A | #N/A | #N/A | #N/A | #N/A | #N/A | #N/A | #N/A | #N/A | #N/A | #N/A | #N/A | #N/A | #N/A | #N/A | #N/A | #N/A | #N/A | #N/A | #N/A | #N/A | #N/A | #N/A | #N/A | #N/A | #N/A | #N/A | #N/A | #N/A
[7 empty] | 10 | 8 | 6741 | 21 | 2020-10-08 | Tuesday | 2 | No | #N/A | #N/A | #N/A | #N/A | #N/A | #N/A | #N/A | #N/A | #N/A | #N/A | #N/A | #N/A | #N/A | #N/A | #N/A | #N/A | #N/A | #N/A | #N/A | #N/A | #N/A | #N/A | #N/A | #N/A | #N/A | #N/A | #N/A | #N/A | #N/A | #N/A | #N/A | #N/A | #N/A | #N/A | #N/A | #N/A
[7 empty] | 10 | 8 | 6742 | 22 | 2020-10-08 | Tuesday | 2 | No | #N/A | #N/A | #N/A | #N/A | #N/A | #N/A | #N/A | #N/A | #N/A | #N/A | #N/A | #N/A | #N/A | #N/A | #N/A | #N/A | #N/A | #N/A | #N/A | #N/A | #N/A | #N/A | #N/A | #N/A | #N/A | #N/A | #N/A | #N/A | #N/A | #N/A | #N/A | #N/A | #N/A | #N/A | #N/A | #N/A
[7 empty] | 10 | 8 | 6743 | 23 | 2020-10-08 | Tuesday | 2 | No | #N/A | #N/A | #N/A | #N/A | #N/A | #N/A | #N/A | #N/A | #N/A | #N/A | #N/A | #N/A | #N/A | #N/A | #N/A | #N/A | #N/A | #N/A | #N/A | #N/A | #N/A | #N/A | #N/A | #N/A | #N/A | #N/A | #N/A | #N/A | #N/A | #N/A | #N/A | #N/A | #N/A | #N/A | #N/A | #N/A
[7 empty] | 10 | 8 | 6744 | 24 | 2020-10-08 | Tuesday | 2 | No | #N/A | #N/A | #N/A | #N/A | #N/A | #N/A | #N/A | #N/A | #N/A | #N/A | #N/A | #N/A | #N/A | #N/A | #N/A | #N/A | #N/A | #N/A | #N/A | #N/A | #N/A | #N/A | #N/A | #N/A | #N/A | #N/A | #N/A | #N/A | #N/A | #N/A | #N/A | #N/A | #N/A | #N/A | #N/A | #N/A
[7 empty] | 10 | 9 | 6745 | 1 | 2020-10-09 | Wednesday | 3 | No | #N/A | #N/A | #N/A | #N/A | #N/A | #N/A | #N/A | #N/A | #N/A | #N/A | #N/A | #N/A | #N/A | #N/A | #N/A | #N/A | #N/A | #N/A | #N/A | #N/A | #N/A | #N/A | #N/A | #N/A | #N/A | #N/A | #N/A | #N/A | #N/A | #N/A | #N/A | #N/A | #N/A | #N/A | #N/A | #N/A
[7 empty] | 10 | 9 | 6746 | 2 | 2020-10-09 | Wednesday | 3 | No | #N/A | #N/A | #N/A | #N/A | #N/A | #N/A | #N/A | #N/A | #N/A | #N/A | #N/A | #N/A | #N/A | #N/A | #N/A | #N/A | #N/A | #N/A | #N/A | #N/A | #N/A | #N/A | #N/A | #N/A | #N/A | #N/A | #N/A | #N/A | #N/A | #N/A | #N/A | #N/A | #N/A | #N/A | #N/A | #N/A
[7 empty] | 10 | 9 | 6747 | 3 | 2020-10-09 | Wednesday | 3 | No | #N/A | #N/A | #N/A | #N/A | #N/A | #N/A | #N/A | #N/A | #N/A | #N/A | #N/A | #N/A | #N/A | #N/A | #N/A | #N/A | #N/A | #N/A | #N/A | #N/A | #N/A | #N/A | #N/A | #N/A | #N/A | #N/A | #N/A | #N/A | #N/A | #N/A | #N/A | #N/A | #N/A | #N/A | #N/A | #N/A
[7 empty] | 10 | 9 | 6748 | 4 | 2020-10-09 | Wednesday | 3 | No | #N/A | #N/A | #N/A | #N/A | #N/A | #N/A | #N/A | #N/A | #N/A | #N/A | #N/A | #N/A | #N/A | #N/A | #N/A | #N/A | #N/A | #N/A | #N/A | #N/A | #N/A | #N/A | #N/A | #N/A | #N/A | #N/A | #N/A | #N/A | #N/A | #N/A | #N/A | #N/A | #N/A | #N/A | #N/A | #N/A
[7 empty] | 10 | 9 | 6749 | 5 | 2020-10-09 | Wednesday | 3 | No | #N/A | #N/A | #N/A | #N/A | #N/A | #N/A | #N/A | #N/A | #N/A | #N/A | #N/A | #N/A | #N/A | #N/A | #N/A | #N/A | #N/A | #N/A | #N/A | #N/A | #N/A | #N/A | #N/A | #N/A | #N/A | #N/A | #N/A | #N/A | #N/A | #N/A | #N/A | #N/A | #N/A | #N/A | #N/A | #N/A
[7 empty] | 10 | 9 | 6750 | 6 | 2020-10-09 | Wednesday | 3 | No | #N/A | #N/A | #N/A | #N/A | #N/A | #N/A | #N/A | #N/A | #N/A | #N/A | #N/A | #N/A | #N/A | #N/A | #N/A | #N/A | #N/A | #N/A | #N/A | #N/A | #N/A | #N/A | #N/A | #N/A | #N/A | #N/A | #N/A | #N/A | #N/A | #N/A | #N/A | #N/A | #N/A | #N/A | #N/A | #N/A
[7 empty] | 10 | 9 | 6751 | 7 | 2020-10-09 | Wednesday | 3 | No | #N/A | #N/A | #N/A | #N/A | #N/A | #N/A | #N/A | #N/A | #N/A | #N/A | #N/A | #N/A | #N/A | #N/A | #N/A | #N/A | #N/A | #N/A | #N/A | #N/A | #N/A | #N/A | #N/A | #N/A | #N/A | #N/A | #N/A | #N/A | #N/A | #N/A | #N/A | #N/A | #N/A | #N/A | #N/A | #N/A
[7 empty] | 10 | 9 | 6752 | 8 | 2020-10-09 | Wednesday | 3 | No | #N/A | #N/A | #N/A | #N/A | #N/A | #N/A | #N/A | #N/A | #N/A | #N/A | #N/A | #N/A | #N/A | #N/A | #N/A | #N/A | #N/A | #N/A | #N/A | #N/A | #N/A | #N/A | #N/A | #N/A | #N/A | #N/A | #N/A | #N/A | #N/A | #N/A | #N/A | #N/A | #N/A | #N/A | #N/A | #N/A
[7 empty] | 10 | 9 | 6753 | 9 | 2020-10-09 | Wednesday | 3 | No | #N/A | #N/A | #N/A | #N/A | #N/A | #N/A | #N/A | #N/A | #N/A | #N/A | #N/A | #N/A | #N/A | #N/A | #N/A | #N/A | #N/A | #N/A | #N/A | #N/A | #N/A | #N/A | #N/A | #N/A | #N/A | #N/A | #N/A | #N/A | #N/A | #N/A | #N/A | #N/A | #N/A | #N/A | #N/A | #N/A
[7 empty] | 10 | 9 | 6754 | 10 | 2020-10-09 | Wednesday | 3 | No | #N/A | #N/A | #N/A | #N/A | #N/A | #N/A | #N/A | #N/A | #N/A | #N/A | #N/A | #N/A | #N/A | #N/A | #N/A | #N/A | #N/A | #N/A | #N/A | #N/A | #N/A | #N/A | #N/A | #N/A | #N/A | #N/A | #N/A | #N/A | #N/A | #N/A | #N/A | #N/A | #N/A | #N/A | #N/A | #N/A
[7 empty] | 10 | 9 | 6755 | 11 | 2020-10-09 | Wednesday | 3 | No | #N/A | #N/A | #N/A | #N/A | #N/A | #N/A | #N/A | #N/A | #N/A | #N/A | #N/A | #N/A | #N/A | #N/A | #N/A | #N/A | #N/A | #N/A | #N/A | #N/A | #N/A | #N/A | #N/A | #N/A | #N/A | #N/A | #N/A | #N/A | #N/A | #N/A | #N/A | #N/A | #N/A | #N/A | #N/A | #N/A
[7 empty] | 10 | 9 | 6756 | 12 | 2020-10-09 | Wednesday | 3 | No | #N/A | #N/A | #N/A | #N/A | #N/A | #N/A | #N/A | #N/A | #N/A | #N/A | #N/A | #N/A | #N/A | #N/A | #N/A | #N/A | #N/A | #N/A | #N/A | #N/A | #N/A | #N/A | #N/A | #N/A | #N/A | #N/A | #N/A | #N/A | #N/A | #N/A | #N/A | #N/A | #N/A | #N/A | #N/A | #N/A
[7 empty] | 10 | 9 | 6757 | 13 | 2020-10-09 | Wednesday | 3 | No | #N/A | #N/A | #N/A | #N/A | #N/A | #N/A | #N/A | #N/A | #N/A | #N/A | #N/A | #N/A | #N/A | #N/A | #N/A | #N/A | #N/A | #N/A | #N/A | #N/A | #N/A | #N/A | #N/A | #N/A | #N/A | #N/A | #N/A | #N/A | #N/A | #N/A | #N/A | #N/A | #N/A | #N/A | #N/A | #N/A
[7 empty] | 10 | 9 | 6758 | 14 | 2020-10-09 | Wednesday | 3 | No | #N/A | #N/A | #N/A | #N/A | #N/A | #N/A | #N/A | #N/A | #N/A | #N/A | #N/A | #N/A | #N/A | #N/A | #N/A | #N/A | #N/A | #N/A | #N/A | #N/A | #N/A | #N/A | #N/A | #N/A | #N/A | #N/A | #N/A | #N/A | #N/A | #N/A | #N/A | #N/A | #N/A | #N/A | #N/A | #N/A
[7 empty] | 10 | 9 | 6759 | 15 | 2020-10-09 | Wednesday | 3 | No | #N/A | #N/A | #N/A | #N/A | #N/A | #N/A | #N/A | #N/A | #N/A | #N/A | #N/A | #N/A | #N/A | #N/A | #N/A | #N/A | #N/A | #N/A | #N/A | #N/A | #N/A | #N/A | #N/A | #N/A | #N/A | #N/A | #N/A | #N/A | #N/A | #N/A | #N/A | #N/A | #N/A | #N/A | #N/A | #N/A
[7 empty] | 10 | 9 | 6760 | 16 | 2020-10-09 | Wednesday | 3 | No | #N/A | #N/A | #N/A | #N/A | #N/A | #N/A | #N/A | #N/A | #N/A | #N/A | #N/A | #N/A | #N/A | #N/A | #N/A | #N/A | #N/A | #N/A | #N/A | #N/A | #N/A | #N/A | #N/A | #N/A | #N/A | #N/A | #N/A | #N/A | #N/A | #N/A | #N/A | #N/A | #N/A | #N/A | #N/A | #N/A
[7 empty] | 10 | 9 | 6761 | 17 | 2020-10-09 | Wednesday | 3 | No | #N/A | #N/A | #N/A | #N/A | #N/A | #N/A | #N/A | #N/A | #N/A | #N/A | #N/A | #N/A | #N/A | #N/A | #N/A | #N/A | #N/A | #N/A | #N/A | #N/A | #N/A | #N/A | #N/A | #N/A | #N/A | #N/A | #N/A | #N/A | #N/A | #N/A | #N/A | #N/A | #N/A | #N/A | #N/A | #N/A
[7 empty] | 10 | 9 | 6762 | 18 | 2020-10-09 | Wednesday | 3 | No | #N/A | #N/A | #N/A | #N/A | #N/A | #N/A | #N/A | #N/A | #N/A | #N/A | #N/A | #N/A | #N/A | #N/A | #N/A | #N/A | #N/A | #N/A | #N/A | #N/A | #N/A | #N/A | #N/A | #N/A | #N/A | #N/A | #N/A | #N/A | #N/A | #N/A | #N/A | #N/A | #N/A | #N/A | #N/A | #N/A
[7 empty] | 10 | 9 | 6763 | 19 | 2020-10-09 | Wednesday | 3 | No | #N/A | #N/A | #N/A | #N/A | #N/A | #N/A | #N/A | #N/A | #N/A | #N/A | #N/A | #N/A | #N/A | #N/A | #N/A | #N/A | #N/A | #N/A | #N/A | #N/A | #N/A | #N/A | #N/A | #N/A | #N/A | #N/A | #N/A | #N/A | #N/A | #N/A | #N/A | #N/A | #N/A | #N/A | #N/A | #N/A
[7 empty] | 10 | 9 | 6764 | 20 | 2020-10-09 | Wednesday | 3 | No | #N/A | #N/A | #N/A | #N/A | #N/A | #N/A | #N/A | #N/A | #N/A | #N/A | #N/A | #N/A | #N/A | #N/A | #N/A | #N/A | #N/A | #N/A | #N/A | #N/A | #N/A | #N/A | #N/A | #N/A | #N/A | #N/A | #N/A | #N/A | #N/A | #N/A | #N/A | #N/A | #N/A | #N/A | #N/A | #N/A
[7 empty] | 10 | 9 | 6765 | 21 | 2020-10-09 | Wednesday | 3 | No | #N/A | #N/A | #N/A | #N/A | #N/A | #N/A | #N/A | #N/A | #N/A | #N/A | #N/A | #N/A | #N/A | #N/A | #N/A | #N/A | #N/A | #N/A | #N/A | #N/A | #N/A | #N/A | #N/A | #N/A | #N/A | #N/A | #N/A | #N/A | #N/A | #N/A | #N/A | #N/A | #N/A | #N/A | #N/A | #N/A
[7 empty] | 10 | 9 | 6766 | 22 | 2020-10-09 | Wednesday | 3 | No | #N/A | #N/A | #N/A | #N/A | #N/A | #N/A | #N/A | #N/A | #N/A | #N/A | #N/A | #N/A | #N/A | #N/A | #N/A | #N/A | #N/A | #N/A | #N/A | #N/A | #N/A | #N/A | #N/A | #N/A | #N/A | #N/A | #N/A | #N/A | #N/A | #N/A | #N/A | #N/A | #N/A | #N/A | #N/A | #N/A
[7 empty] | 10 | 9 | 6767 | 23 | 2020-10-09 | Wednesday | 3 | No | #N/A | #N/A | #N/A | #N/A | #N/A | #N/A | #N/A | #N/A | #N/A | #N/A | #N/A | #N/A | #N/A | #N/A | #N/A | #N/A | #N/A | #N/A | #N/A | #N/A | #N/A | #N/A | #N/A | #N/A | #N/A | #N/A | #N/A | #N/A | #N/A | #N/A | #N/A | #N/A | #N/A | #N/A | #N/A | #N/A
[7 empty] | 10 | 9 | 6768 | 24 | 2020-10-09 | Wednesday | 3 | No | #N/A | #N/A | #N/A | #N/A | #N/A | #N/A | #N/A | #N/A | #N/A | #N/A | #N/A | #N/A | #N/A | #N/A | #N/A | #N/A | #N/A | #N/A | #N/A | #N/A | #N/A | #N/A | #N/A | #N/A | #N/A | #N/A | #N/A | #N/A | #N/A | #N/A | #N/A | #N/A | #N/A | #N/A | #N/A | #N/A
[7 empty] | 10 | 10 | 6769 | 1 | 2020-10-10 | Thursday | 4 | No | #N/A | #N/A | #N/A | #N/A | #N/A | #N/A | #N/A | #N/A | #N/A | #N/A | #N/A | #N/A | #N/A | #N/A | #N/A | #N/A | #N/A | #N/A | #N/A | #N/A | #N/A | #N/A | #N/A | #N/A | #N/A | #N/A | #N/A | #N/A | #N/A | #N/A | #N/A | #N/A | #N/A | #N/A | #N/A | #N/A
[7 empty] | 10 | 10 | 6770 | 2 | 2020-10-10 | Thursday | 4 | No | #N/A | #N/A | #N/A | #N/A | #N/A | #N/A | #N/A | #N/A | #N/A | #N/A | #N/A | #N/A | #N/A | #N/A | #N/A | #N/A | #N/A | #N/A | #N/A | #N/A | #N/A | #N/A | #N/A | #N/A | #N/A | #N/A | #N/A | #N/A | #N/A | #N/A | #N/A | #N/A | #N/A | #N/A | #N/A | #N/A
[7 empty] | 10 | 10 | 6771 | 3 | 2020-10-10 | Thursday | 4 | No | #N/A | #N/A | #N/A | #N/A | #N/A | #N/A | #N/A | #N/A | #N/A | #N/A | #N/A | #N/A | #N/A | #N/A | #N/A | #N/A | #N/A | #N/A | #N/A | #N/A | #N/A | #N/A | #N/A | #N/A | #N/A | #N/A | #N/A | #N/A | #N/A | #N/A | #N/A | #N/A | #N/A | #N/A | #N/A | #N/A
[7 empty] | 10 | 10 | 6772 | 4 | 2020-10-10 | Thursday | 4 | No | #N/A | #N/A | #N/A | #N/A | #N/A | #N/A | #N/A | #N/A | #N/A | #N/A | #N/A | #N/A | #N/A | #N/A | #N/A | #N/A | #N/A | #N/A | #N/A | #N/A | #N/A | #N/A | #N/A | #N/A | #N/A | #N/A | #N/A | #N/A | #N/A | #N/A | #N/A | #N/A | #N/A | #N/A | #N/A | #N/A
[7 empty] | 10 | 10 | 6773 | 5 | 2020-10-10 | Thursday | 4 | No | #N/A | #N/A | #N/A | #N/A | #N/A | #N/A | #N/A | #N/A | #N/A | #N/A | #N/A | #N/A | #N/A | #N/A | #N/A | #N/A | #N/A | #N/A | #N/A | #N/A | #N/A | #N/A | #N/A | #N/A | #N/A | #N/A | #N/A | #N/A | #N/A | #N/A | #N/A | #N/A | #N/A | #N/A | #N/A | #N/A
[7 empty] | 10 | 10 | 6774 | 6 | 2020-10-10 | Thursday | 4 | No | #N/A | #N/A | #N/A | #N/A | #N/A | #N/A | #N/A | #N/A | #N/A | #N/A | #N/A | #N/A | #N/A | #N/A | #N/A | #N/A | #N/A | #N/A | #N/A | #N/A | #N/A | #N/A | #N/A | #N/A | #N/A | #N/A | #N/A | #N/A | #N/A | #N/A | #N/A | #N/A | #N/A | #N/A | #N/A | #N/A
[7 empty] | 10 | 10 | 6775 | 7 | 2020-10-10 | Thursday | 4 | No | #N/A | #N/A | #N/A | #N/A | #N/A | #N/A | #N/A | #N/A | #N/A | #N/A | #N/A | #N/A | #N/A | #N/A | #N/A | #N/A | #N/A | #N/A | #N/A | #N/A | #N/A | #N/A | #N/A | #N/A | #N/A | #N/A | #N/A | #N/A | #N/A | #N/A | #N/A | #N/A | #N/A | #N/A | #N/A | #N/A
[7 empty] | 10 | 10 | 6776 | 8 | 2020-10-10 | Thursday | 4 | No | #N/A | #N/A | #N/A | #N/A | #N/A | #N/A | #N/A | #N/A | #N/A | #N/A | #N/A | #N/A | #N/A | #N/A | #N/A | #N/A | #N/A | #N/A | #N/A | #N/A | #N/A | #N/A | #N/A | #N/A | #N/A | #N/A | #N/A | #N/A | #N/A | #N/A | #N/A | #N/A | #N/A | #N/A | #N/A | #N/A
[7 empty] | 10 | 10 | 6777 | 9 | 2020-10-10 | Thursday | 4 | No | #N/A | #N/A | #N/A | #N/A | #N/A | #N/A | #N/A | #N/A | #N/A | #N/A | #N/A | #N/A | #N/A | #N/A | #N/A | #N/A | #N/A | #N/A | #N/A | #N/A | #N/A | #N/A | #N/A | #N/A | #N/A | #N/A | #N/A | #N/A | #N/A | #N/A | #N/A | #N/A | #N/A | #N/A | #N/A | #N/A
[7 empty] | 10 | 10 | 6778 | 10 | 2020-10-10 | Thursday | 4 | No | #N/A | #N/A | #N/A | #N/A | #N/A | #N/A | #N/A | #N/A | #N/A | #N/A | #N/A | #N/A | #N/A | #N/A | #N/A | #N/A | #N/A | #N/A | #N/A | #N/A | #N/A | #N/A | #N/A | #N/A | #N/A | #N/A | #N/A | #N/A | #N/A | #N/A | #N/A | #N/A | #N/A | #N/A | #N/A | #N/A
[7 empty] | 10 | 10 | 6779 | 11 | 2020-10-10 | Thursday | 4 | No | #N/A | #N/A | #N/A | #N/A | #N/A | #N/A | #N/A | #N/A | #N/A | #N/A | #N/A | #N/A | #N/A | #N/A | #N/A | #N/A | #N/A | #N/A | #N/A | #N/A | #N/A | #N/A | #N/A | #N/A | #N/A | #N/A | #N/A | #N/A | #N/A | #N/A | #N/A | #N/A | #N/A | #N/A | #N/A | #N/A
[7 empty] | 10 | 10 | 6780 | 12 | 2020-10-10 | Thursday | 4 | No | #N/A | #N/A | #N/A | #N/A | #N/A | #N/A | #N/A | #N/A | #N/A | #N/A | #N/A | #N/A | #N/A | #N/A | #N/A | #N/A | #N/A | #N/A | #N/A | #N/A | #N/A | #N/A | #N/A | #N/A | #N/A | #N/A | #N/A | #N/A | #N/A | #N/A | #N/A | #N/A | #N/A | #N/A | #N/A | #N/A
[7 empty] | 10 | 10 | 6781 | 13 | 2020-10-10 | Thursday | 4 | No | #N/A | #N/A | #N/A | #N/A | #N/A | #N/A | #N/A | #N/A | #N/A | #N/A | #N/A | #N/A | #N/A | #N/A | #N/A | #N/A | #N/A | #N/A | #N/A | #N/A | #N/A | #N/A | #N/A | #N/A | #N/A | #N/A | #N/A | #N/A | #N/A | #N/A | #N/A | #N/A | #N/A | #N/A | #N/A | #N/A
[7 empty] | 10 | 10 | 6782 | 14 | 2020-10-10 | Thursday | 4 | No | #N/A | #N/A | #N/A | #N/A | #N/A | #N/A | #N/A | #N/A | #N/A | #N/A | #N/A | #N/A | #N/A | #N/A | #N/A | #N/A | #N/A | #N/A | #N/A | #N/A | #N/A | #N/A | #N/A | #N/A | #N/A | #N/A | #N/A | #N/A | #N/A | #N/A | #N/A | #N/A | #N/A | #N/A | #N/A | #N/A
[7 empty] | 10 | 10 | 6783 | 15 | 2020-10-10 | Thursday | 4 | No | #N/A | #N/A | #N/A | #N/A | #N/A | #N/A | #N/A | #N/A | #N/A | #N/A | #N/A | #N/A | #N/A | #N/A | #N/A | #N/A | #N/A | #N/A | #N/A | #N/A | #N/A | #N/A | #N/A | #N/A | #N/A | #N/A | #N/A | #N/A | #N/A | #N/A | #N/A | #N/A | #N/A | #N/A | #N/A | #N/A
[7 empty] | 10 | 10 | 6784 | 16 | 2020-10-10 | Thursday | 4 | No | #N/A | #N/A | #N/A | #N/A | #N/A | #N/A | #N/A | #N/A | #N/A | #N/A | #N/A | #N/A | #N/A | #N/A | #N/A | #N/A | #N/A | #N/A | #N/A | #N/A | #N/A | #N/A | #N/A | #N/A | #N/A | #N/A | #N/A | #N/A | #N/A | #N/A | #N/A | #N/A | #N/A | #N/A | #N/A | #N/A
[7 empty] | 10 | 10 | 6785 | 17 | 2020-10-10 | Thursday | 4 | No | #N/A | #N/A | #N/A | #N/A | #N/A | #N/A | #N/A | #N/A | #N/A | #N/A | #N/A | #N/A | #N/A | #N/A | #N/A | #N/A | #N/A | #N/A | #N/A | #N/A | #N/A | #N/A | #N/A | #N/A | #N/A | #N/A | #N/A | #N/A | #N/A | #N/A | #N/A | #N/A | #N/A | #N/A | #N/A | #N/A
[7 empty] | 10 | 10 | 6786 | 18 | 2020-10-10 | Thursday | 4 | No | #N/A | #N/A | #N/A | #N/A | #N/A | #N/A | #N/A | #N/A | #N/A | #N/A | #N/A | #N/A | #N/A | #N/A | #N/A | #N/A | #N/A | #N/A | #N/A | #N/A | #N/A | #N/A | #N/A | #N/A | #N/A | #N/A | #N/A | #N/A | #N/A | #N/A | #N/A | #N/A | #N/A | #N/A | #N/A | #N/A
[7 empty] | 10 | 10 | 6787 | 19 | 2020-10-10 | Thursday | 4 | No | #N/A | #N/A | #N/A | #N/A | #N/A | #N/A | #N/A | #N/A | #N/A | #N/A | #N/A | #N/A | #N/A | #N/A | #N/A | #N/A | #N/A | #N/A | #N/A | #N/A | #N/A | #N/A | #N/A | #N/A | #N/A | #N/A | #N/A | #N/A | #N/A | #N/A | #N/A | #N/A | #N/A | #N/A | #N/A | #N/A
[7 empty] | 10 | 10 | 6788 | 20 | 2020-10-10 | Thursday | 4 | No | #N/A | #N/A | #N/A | #N/A | #N/A | #N/A | #N/A | #N/A | #N/A | #N/A | #N/A | #N/A | #N/A | #N/A | #N/A | #N/A | #N/A | #N/A | #N/A | #N/A | #N/A | #N/A | #N/A | #N/A | #N/A | #N/A | #N/A | #N/A | #N/A | #N/A | #N/A | #N/A | #N/A | #N/A | #N/A | #N/A
[7 empty] | 10 | 10 | 6789 | 21 | 2020-10-10 | Thursday | 4 | No | #N/A | #N/A | #N/A | #N/A | #N/A | #N/A | #N/A | #N/A | #N/A | #N/A | #N/A | #N/A | #N/A | #N/A | #N/A | #N/A | #N/A | #N/A | #N/A | #N/A | #N/A | #N/A | #N/A | #N/A | #N/A | #N/A | #N/A | #N/A | #N/A | #N/A | #N/A | #N/A | #N/A | #N/A | #N/A | #N/A
[7 empty] | 10 | 10 | 6790 | 22 | 2020-10-10 | Thursday | 4 | No | #N/A | #N/A | #N/A | #N/A | #N/A | #N/A | #N/A | #N/A | #N/A | #N/A | #N/A | #N/A | #N/A | #N/A | #N/A | #N/A | #N/A | #N/A | #N/A | #N/A | #N/A | #N/A | #N/A | #N/A | #N/A | #N/A | #N/A | #N/A | #N/A | #N/A | #N/A | #N/A | #N/A | #N/A | #N/A | #N/A
[7 empty] | 10 | 10 | 6791 | 23 | 2020-10-10 | Thursday | 4 | No | #N/A | #N/A | #N/A | #N/A | #N/A | #N/A | #N/A | #N/A | #N/A | #N/A | #N/A | #N/A | #N/A | #N/A | #N/A | #N/A | #N/A | #N/A | #N/A | #N/A | #N/A | #N/A | #N/A | #N/A | #N/A | #N/A | #N/A | #N/A | #N/A | #N/A | #N/A | #N/A | #N/A | #N/A | #N/A | #N/A
[7 empty] | 10 | 10 | 6792 | 24 | 2020-10-10 | Thursday | 4 | No | #N/A | #N/A | #N/A | #N/A | #N/A | #N/A | #N/A | #N/A | #N/A | #N/A | #N/A | #N/A | #N/A | #N/A | #N/A | #N/A | #N/A | #N/A | #N/A | #N/A | #N/A | #N/A | #N/A | #N/A | #N/A | #N/A | #N/A | #N/A | #N/A | #N/A | #N/A | #N/A | #N/A | #N/A | #N/A | #N/A
[7 empty] | 10 | 11 | 6793 | 1 | 2020-10-11 | Friday | 5 | No | #N/A | #N/A | #N/A | #N/A | #N/A | #N/A | #N/A | #N/A | #N/A | #N/A | #N/A | #N/A | #N/A | #N/A | #N/A | #N/A | #N/A | #N/A | #N/A | #N/A | #N/A | #N/A | #N/A | #N/A | #N/A | #N/A | #N/A | #N/A | #N/A | #N/A | #N/A | #N/A | #N/A | #N/A | #N/A | #N/A
[7 empty] | 10 | 11 | 6794 | 2 | 2020-10-11 | Friday | 5 | No | #N/A | #N/A | #N/A | #N/A | #N/A | #N/A | #N/A | #N/A | #N/A | #N/A | #N/A | #N/A | #N/A | #N/A | #N/A | #N/A | #N/A | #N/A | #N/A | #N/A | #N/A | #N/A | #N/A | #N/A | #N/A | #N/A | #N/A | #N/A | #N/A | #N/A | #N/A | #N/A | #N/A | #N/A | #N/A | #N/A
[7 empty] | 10 | 11 | 6795 | 3 | 2020-10-11 | Friday | 5 | No | #N/A | #N/A | #N/A | #N/A | #N/A | #N/A | #N/A | #N/A | #N/A | #N/A | #N/A | #N/A | #N/A | #N/A | #N/A | #N/A | #N/A | #N/A | #N/A | #N/A | #N/A | #N/A | #N/A | #N/A | #N/A | #N/A | #N/A | #N/A | #N/A | #N/A | #N/A | #N/A | #N/A | #N/A | #N/A | #N/A
[7 empty] | 10 | 11 | 6796 | 4 | 2020-10-11 | Friday | 5 | No | #N/A | #N/A | #N/A | #N/A | #N/A | #N/A | #N/A | #N/A | #N/A | #N/A | #N/A | #N/A | #N/A | #N/A | #N/A | #N/A | #N/A | #N/A | #N/A | #N/A | #N/A | #N/A | #N/A | #N/A | #N/A | #N/A | #N/A | #N/A | #N/A | #N/A | #N/A | #N/A | #N/A | #N/A | #N/A | #N/A
[7 empty] | 10 | 11 | 6797 | 5 | 2020-10-11 | Friday | 5 | No | #N/A | #N/A | #N/A | #N/A | #N/A | #N/A | #N/A | #N/A | #N/A | #N/A | #N/A | #N/A | #N/A | #N/A | #N/A | #N/A | #N/A | #N/A | #N/A | #N/A | #N/A | #N/A | #N/A | #N/A | #N/A | #N/A | #N/A | #N/A | #N/A | #N/A | #N/A | #N/A | #N/A | #N/A | #N/A | #N/A
[7 empty] | 10 | 11 | 6798 | 6 | 2020-10-11 | Friday | 5 | No | #N/A | #N/A | #N/A | #N/A | #N/A | #N/A | #N/A | #N/A | #N/A | #N/A | #N/A | #N/A | #N/A | #N/A | #N/A | #N/A | #N/A | #N/A | #N/A | #N/A | #N/A | #N/A | #N/A | #N/A | #N/A | #N/A | #N/A | #N/A | #N/A | #N/A | #N/A | #N/A | #N/A | #N/A | #N/A | #N/A
[7 empty] | 10 | 11 | 6799 | 7 | 2020-10-11 | Friday | 5 | No | #N/A | #N/A | #N/A | #N/A | #N/A | #N/A | #N/A | #N/A | #N/A | #N/A | #N/A | #N/A | #N/A | #N/A | #N/A | #N/A | #N/A | #N/A | #N/A | #N/A | #N/A | #N/A | #N/A | #N/A | #N/A | #N/A | #N/A | #N/A | #N/A | #N/A | #N/A | #N/A | #N/A | #N/A | #N/A | #N/A
[7 empty] | 10 | 11 | 6800 | 8 | 2020-10-11 | Friday | 5 | No | #N/A | #N/A | #N/A | #N/A | #N/A | #N/A | #N/A | #N/A | #N/A | #N/A | #N/A | #N/A | #N/A | #N/A | #N/A | #N/A | #N/A | #N/A | #N/A | #N/A | #N/A | #N/A | #N/A | #N/A | #N/A | #N/A | #N/A | #N/A | #N/A | #N/A | #N/A | #N/A | #N/A | #N/A | #N/A | #N/A
[7 empty] | 10 | 11 | 6801 | 9 | 2020-10-11 | Friday | 5 | No | #N/A | #N/A | #N/A | #N/A | #N/A | #N/A | #N/A | #N/A | #N/A | #N/A | #N/A | #N/A | #N/A | #N/A | #N/A | #N/A | #N/A | #N/A | #N/A | #N/A | #N/A | #N/A | #N/A | #N/A | #N/A | #N/A | #N/A | #N/A | #N/A | #N/A | #N/A | #N/A | #N/A | #N/A | #N/A | #N/A
[7 empty] | 10 | 11 | 6802 | 10 | 2020-10-11 | Friday | 5 | No | #N/A | #N/A | #N/A | #N/A | #N/A | #N/A | #N/A | #N/A | #N/A | #N/A | #N/A | #N/A | #N/A | #N/A | #N/A | #N/A | #N/A | #N/A | #N/A | #N/A | #N/A | #N/A | #N/A | #N/A | #N/A | #N/A | #N/A | #N/A | #N/A | #N/A | #N/A | #N/A | #N/A | #N/A | #N/A | #N/A
[7 empty] | 10 | 11 | 6803 | 11 | 2020-10-11 | Friday | 5 | No | #N/A | #N/A | #N/A | #N/A | #N/A | #N/A | #N/A | #N/A | #N/A | #N/A | #N/A | #N/A | #N/A | #N/A | #N/A | #N/A | #N/A | #N/A | #N/A | #N/A | #N/A | #N/A | #N/A | #N/A | #N/A | #N/A | #N/A | #N/A | #N/A | #N/A | #N/A | #N/A | #N/A | #N/A | #N/A | #N/A
[7 empty] | 10 | 11 | 6804 | 12 | 2020-10-11 | Friday | 5 | No | #N/A | #N/A | #N/A | #N/A | #N/A | #N/A | #N/A | #N/A | #N/A | #N/A | #N/A | #N/A | #N/A | #N/A | #N/A | #N/A | #N/A | #N/A | #N/A | #N/A | #N/A | #N/A | #N/A | #N/A | #N/A | #N/A | #N/A | #N/A | #N/A | #N/A | #N/A | #N/A | #N/A | #N/A | #N/A | #N/A
[7 empty] | 10 | 11 | 6805 | 13 | 2020-10-11 | Friday | 5 | No | #N/A | #N/A | #N/A | #N/A | #N/A | #N/A | #N/A | #N/A | #N/A | #N/A | #N/A | #N/A | #N/A | #N/A | #N/A | #N/A | #N/A | #N/A | #N/A | #N/A | #N/A | #N/A | #N/A | #N/A | #N/A | #N/A | #N/A | #N/A | #N/A | #N/A | #N/A | #N/A | #N/A | #N/A | #N/A | #N/A
[7 empty] | 10 | 11 | 6806 | 14 | 2020-10-11 | Friday | 5 | No | #N/A | #N/A | #N/A | #N/A | #N/A | #N/A | #N/A | #N/A | #N/A | #N/A | #N/A | #N/A | #N/A | #N/A | #N/A | #N/A | #N/A | #N/A | #N/A | #N/A | #N/A | #N/A | #N/A | #N/A | #N/A | #N/A | #N/A | #N/A | #N/A | #N/A | #N/A | #N/A | #N/A | #N/A | #N/A | #N/A
[7 empty] | 10 | 11 | 6807 | 15 | 2020-10-11 | Friday | 5 | No | #N/A | #N/A | #N/A | #N/A | #N/A | #N/A | #N/A | #N/A | #N/A | #N/A | #N/A | #N/A | #N/A | #N/A | #N/A | #N/A | #N/A | #N/A | #N/A | #N/A | #N/A | #N/A | #N/A | #N/A | #N/A | #N/A | #N/A | #N/A | #N/A | #N/A | #N/A | #N/A | #N/A | #N/A | #N/A | #N/A
[7 empty] | 10 | 11 | 6808 | 16 | 2020-10-11 | Friday | 5 | No | #N/A | #N/A | #N/A | #N/A | #N/A | #N/A | #N/A | #N/A | #N/A | #N/A | #N/A | #N/A | #N/A | #N/A | #N/A | #N/A | #N/A | #N/A | #N/A | #N/A | #N/A | #N/A | #N/A | #N/A | #N/A | #N/A | #N/A | #N/A | #N/A | #N/A | #N/A | #N/A | #N/A | #N/A | #N/A | #N/A
[7 empty] | 10 | 11 | 6809 | 17 | 2020-10-11 | Friday | 5 | No | #N/A | #N/A | #N/A | #N/A | #N/A | #N/A | #N/A | #N/A | #N/A | #N/A | #N/A | #N/A | #N/A | #N/A | #N/A | #N/A | #N/A | #N/A | #N/A | #N/A | #N/A | #N/A | #N/A | #N/A | #N/A | #N/A | #N/A | #N/A | #N/A | #N/A | #N/A | #N/A | #N/A | #N/A | #N/A | #N/A
[7 empty] | 10 | 11 | 6810 | 18 | 2020-10-11 | Friday | 5 | No | #N/A | #N/A | #N/A | #N/A | #N/A | #N/A | #N/A | #N/A | #N/A | #N/A | #N/A | #N/A | #N/A | #N/A | #N/A | #N/A | #N/A | #N/A | #N/A | #N/A | #N/A | #N/A | #N/A | #N/A | #N/A | #N/A | #N/A | #N/A | #N/A | #N/A | #N/A | #N/A | #N/A | #N/A | #N/A | #N/A
[7 empty] | 10 | 11 | 6811 | 19 | 2020-10-11 | Friday | 5 | No | #N/A | #N/A | #N/A | #N/A | #N/A | #N/A | #N/A | #N/A | #N/A | #N/A | #N/A | #N/A | #N/A | #N/A | #N/A | #N/A | #N/A | #N/A | #N/A | #N/A | #N/A | #N/A | #N/A | #N/A | #N/A | #N/A | #N/A | #N/A | #N/A | #N/A | #N/A | #N/A | #N/A | #N/A | #N/A | #N/A
[7 empty] | 10 | 11 | 6812 | 20 | 2020-10-11 | Friday | 5 | No | #N/A | #N/A | #N/A | #N/A | #N/A | #N/A | #N/A | #N/A | #N/A | #N/A | #N/A | #N/A | #N/A | #N/A | #N/A | #N/A | #N/A | #N/A | #N/A | #N/A | #N/A | #N/A | #N/A | #N/A | #N/A | #N/A | #N/A | #N/A | #N/A | #N/A | #N/A | #N/A | #N/A | #N/A | #N/A | #N/A
[7 empty] | 10 | 11 | 6813 | 21 | 2020-10-11 | Friday | 5 | No | #N/A | #N/A | #N/A | #N/A | #N/A | #N/A | #N/A | #N/A | #N/A | #N/A | #N/A | #N/A | #N/A | #N/A | #N/A | #N/A | #N/A | #N/A | #N/A | #N/A | #N/A | #N/A | #N/A | #N/A | #N/A | #N/A | #N/A | #N/A | #N/A | #N/A | #N/A | #N/A | #N/A | #N/A | #N/A | #N/A
[7 empty] | 10 | 11 | 6814 | 22 | 2020-10-11 | Friday | 5 | No | #N/A | #N/A | #N/A | #N/A | #N/A | #N/A | #N/A | #N/A | #N/A | #N/A | #N/A | #N/A | #N/A | #N/A | #N/A | #N/A | #N/A | #N/A | #N/A | #N/A | #N/A | #N/A | #N/A | #N/A | #N/A | #N/A | #N/A | #N/A | #N/A | #N/A | #N/A | #N/A | #N/A | #N/A | #N/A | #N/A
[7 empty] | 10 | 11 | 6815 | 23 | 2020-10-11 | Friday | 5 | No | #N/A | #N/A | #N/A | #N/A | #N/A | #N/A | #N/A | #N/A | #N/A | #N/A | #N/A | #N/A | #N/A | #N/A | #N/A | #N/A | #N/A | #N/A | #N/A | #N/A | #N/A | #N/A | #N/A | #N/A | #N/A | #N/A | #N/A | #N/A | #N/A | #N/A | #N/A | #N/A | #N/A | #N/A | #N/A | #N/A
[7 empty] | 10 | 11 | 6816 | 24 | 2020-10-11 | Friday | 5 | No | #N/A | #N/A | #N/A | #N/A | #N/A | #N/A | #N/A | #N/A | #N/A | #N/A | #N/A | #N/A | #N/A | #N/A | #N/A | #N/A | #N/A | #N/A | #N/A | #N/A | #N/A | #N/A | #N/A | #N/A | #N/A | #N/A | #N/A | #N/A | #N/A | #N/A | #N/A | #N/A | #N/A | #N/A | #N/A | #N/A
[7 empty] | 10 | 12 | 6817 | 1 | 2020-10-12 | Saturday | 6 | No | #N/A | #N/A | #N/A | #N/A | #N/A | #N/A | #N/A | #N/A | #N/A | #N/A | #N/A | #N/A | #N/A | #N/A | #N/A | #N/A | #N/A | #N/A | #N/A | #N/A | #N/A | #N/A | #N/A | #N/A | #N/A | #N/A | #N/A | #N/A | #N/A | #N/A | #N/A | #N/A | #N/A | #N/A | #N/A | #N/A
[7 empty] | 10 | 12 | 6818 | 2 | 2020-10-12 | Saturday | 6 | No | #N/A | #N/A | #N/A | #N/A | #N/A | #N/A | #N/A | #N/A | #N/A | #N/A | #N/A | #N/A | #N/A | #N/A | #N/A | #N/A | #N/A | #N/A | #N/A | #N/A | #N/A | #N/A | #N/A | #N/A | #N/A | #N/A | #N/A | #N/A | #N/A | #N/A | #N/A | #N/A | #N/A | #N/A | #N/A | #N/A
[7 empty] | 10 | 12 | 6819 | 3 | 2020-10-12 | Saturday | 6 | No | #N/A | #N/A | #N/A | #N/A | #N/A | #N/A | #N/A | #N/A | #N/A | #N/A | #N/A | #N/A | #N/A | #N/A | #N/A | #N/A | #N/A | #N/A | #N/A | #N/A | #N/A | #N/A | #N/A | #N/A | #N/A | #N/A | #N/A | #N/A | #N/A | #N/A | #N/A | #N/A | #N/A | #N/A | #N/A | #N/A
[7 empty] | 10 | 12 | 6820 | 4 | 2020-10-12 | Saturday | 6 | No | #N/A | #N/A | #N/A | #N/A | #N/A | #N/A | #N/A | #N/A | #N/A | #N/A | #N/A | #N/A | #N/A | #N/A | #N/A | #N/A | #N/A | #N/A | #N/A | #N/A | #N/A | #N/A | #N/A | #N/A | #N/A | #N/A | #N/A | #N/A | #N/A | #N/A | #N/A | #N/A | #N/A | #N/A | #N/A | #N/A
[7 empty] | 10 | 12 | 6821 | 5 | 2020-10-12 | Saturday | 6 | No | #N/A | #N/A | #N/A | #N/A | #N/A | #N/A | #N/A | #N/A | #N/A | #N/A | #N/A | #N/A | #N/A | #N/A | #N/A | #N/A | #N/A | #N/A | #N/A | #N/A | #N/A | #N/A | #N/A | #N/A | #N/A | #N/A | #N/A | #N/A | #N/A | #N/A | #N/A | #N/A | #N/A | #N/A | #N/A | #N/A
[7 empty] | 10 | 12 | 6822 | 6 | 2020-10-12 | Saturday | 6 | No | #N/A | #N/A | #N/A | #N/A | #N/A | #N/A | #N/A | #N/A | #N/A | #N/A | #N/A | #N/A | #N/A | #N/A | #N/A | #N/A | #N/A | #N/A | #N/A | #N/A | #N/A | #N/A | #N/A | #N/A | #N/A | #N/A | #N/A | #N/A | #N/A | #N/A | #N/A | #N/A | #N/A | #N/A | #N/A | #N/A
[7 empty] | 10 | 12 | 6823 | 7 | 2020-10-12 | Saturday | 6 | No | #N/A | #N/A | #N/A | #N/A | #N/A | #N/A | #N/A | #N/A | #N/A | #N/A | #N/A | #N/A | #N/A | #N/A | #N/A | #N/A | #N/A | #N/A | #N/A | #N/A | #N/A | #N/A | #N/A | #N/A | #N/A | #N/A | #N/A | #N/A | #N/A | #N/A | #N/A | #N/A | #N/A | #N/A | #N/A | #N/A
[7 empty] | 10 | 12 | 6824 | 8 | 2020-10-12 | Saturday | 6 | No | #N/A | #N/A | #N/A | #N/A | #N/A | #N/A | #N/A | #N/A | #N/A | #N/A | #N/A | #N/A | #N/A | #N/A | #N/A | #N/A | #N/A | #N/A | #N/A | #N/A | #N/A | #N/A | #N/A | #N/A | #N/A | #N/A | #N/A | #N/A | #N/A | #N/A | #N/A | #N/A | #N/A | #N/A | #N/A | #N/A
[7 empty] | 10 | 12 | 6825 | 9 | 2020-10-12 | Saturday | 6 | No | #N/A | #N/A | #N/A | #N/A | #N/A | #N/A | #N/A | #N/A | #N/A | #N/A | #N/A | #N/A | #N/A | #N/A | #N/A | #N/A | #N/A | #N/A | #N/A | #N/A | #N/A | #N/A | #N/A | #N/A | #N/A | #N/A | #N/A | #N/A | #N/A | #N/A | #N/A | #N/A | #N/A | #N/A | #N/A | #N/A
[7 empty] | 10 | 12 | 6826 | 10 | 2020-10-12 | Saturday | 6 | No | #N/A | #N/A | #N/A | #N/A | #N/A | #N/A | #N/A | #N/A | #N/A | #N/A | #N/A | #N/A | #N/A | #N/A | #N/A | #N/A | #N/A | #N/A | #N/A | #N/A | #N/A | #N/A | #N/A | #N/A | #N/A | #N/A | #N/A | #N/A | #N/A | #N/A | #N/A | #N/A | #N/A | #N/A | #N/A | #N/A
[7 empty] | 10 | 12 | 6827 | 11 | 2020-10-12 | Saturday | 6 | No | #N/A | #N/A | #N/A | #N/A | #N/A | #N/A | #N/A | #N/A | #N/A | #N/A | #N/A | #N/A | #N/A | #N/A | #N/A | #N/A | #N/A | #N/A | #N/A | #N/A | #N/A | #N/A | #N/A | #N/A | #N/A | #N/A | #N/A | #N/A | #N/A | #N/A | #N/A | #N/A | #N/A | #N/A | #N/A | #N/A
[7 empty] | 10 | 12 | 6828 | 12 | 2020-10-12 | Saturday | 6 | No | #N/A | #N/A | #N/A | #N/A | #N/A | #N/A | #N/A | #N/A | #N/A | #N/A | #N/A | #N/A | #N/A | #N/A | #N/A | #N/A | #N/A | #N/A | #N/A | #N/A | #N/A | #N/A | #N/A | #N/A | #N/A | #N/A | #N/A | #N/A | #N/A | #N/A | #N/A | #N/A | #N/A | #N/A | #N/A | #N/A
[7 empty] | 10 | 12 | 6829 | 13 | 2020-10-12 | Saturday | 6 | No | #N/A | #N/A | #N/A | #N/A | #N/A | #N/A | #N/A | #N/A | #N/A | #N/A | #N/A | #N/A | #N/A | #N/A | #N/A | #N/A | #N/A | #N/A | #N/A | #N/A | #N/A | #N/A | #N/A | #N/A | #N/A | #N/A | #N/A | #N/A | #N/A | #N/A | #N/A | #N/A | #N/A | #N/A | #N/A | #N/A
[7 empty] | 10 | 12 | 6830 | 14 | 2020-10-12 | Saturday | 6 | No | #N/A | #N/A | #N/A | #N/A | #N/A | #N/A | #N/A | #N/A | #N/A | #N/A | #N/A | #N/A | #N/A | #N/A | #N/A | #N/A | #N/A | #N/A | #N/A | #N/A | #N/A | #N/A | #N/A | #N/A | #N/A | #N/A | #N/A | #N/A | #N/A | #N/A | #N/A | #N/A | #N/A | #N/A | #N/A | #N/A
[7 empty] | 10 | 12 | 6831 | 15 | 2020-10-12 | Saturday | 6 | No | #N/A | #N/A | #N/A | #N/A | #N/A | #N/A | #N/A | #N/A | #N/A | #N/A | #N/A | #N/A | #N/A | #N/A | #N/A | #N/A | #N/A | #N/A | #N/A | #N/A | #N/A | #N/A | #N/A | #N/A | #N/A | #N/A | #N/A | #N/A | #N/A | #N/A | #N/A | #N/A | #N/A | #N/A | #N/A | #N/A
[7 empty] | 10 | 12 | 6832 | 16 | 2020-10-12 | Saturday | 6 | No | #N/A | #N/A | #N/A | #N/A | #N/A | #N/A | #N/A | #N/A | #N/A | #N/A | #N/A | #N/A | #N/A | #N/A | #N/A | #N/A | #N/A | #N/A | #N/A | #N/A | #N/A | #N/A | #N/A | #N/A | #N/A | #N/A | #N/A | #N/A | #N/A | #N/A | #N/A | #N/A | #N/A | #N/A | #N/A | #N/A
[7 empty] | 10 | 12 | 6833 | 17 | 2020-10-12 | Saturday | 6 | No | #N/A | #N/A | #N/A | #N/A | #N/A | #N/A | #N/A | #N/A | #N/A | #N/A | #N/A | #N/A | #N/A | #N/A | #N/A | #N/A | #N/A | #N/A | #N/A | #N/A | #N/A | #N/A | #N/A | #N/A | #N/A | #N/A | #N/A | #N/A | #N/A | #N/A | #N/A | #N/A | #N/A | #N/A | #N/A | #N/A
[7 empty] | 10 | 12 | 6834 | 18 | 2020-10-12 | Saturday | 6 | No | #N/A | #N/A | #N/A | #N/A | #N/A | #N/A | #N/A | #N/A | #N/A | #N/A | #N/A | #N/A | #N/A | #N/A | #N/A | #N/A | #N/A | #N/A | #N/A | #N/A | #N/A | #N/A | #N/A | #N/A | #N/A | #N/A | #N/A | #N/A | #N/A | #N/A | #N/A | #N/A | #N/A | #N/A | #N/A | #N/A
[7 empty] | 10 | 12 | 6835 | 19 | 2020-10-12 | Saturday | 6 | No | #N/A | #N/A | #N/A | #N/A | #N/A | #N/A | #N/A | #N/A | #N/A | #N/A | #N/A | #N/A | #N/A | #N/A | #N/A | #N/A | #N/A | #N/A | #N/A | #N/A | #N/A | #N/A | #N/A | #N/A | #N/A | #N/A | #N/A | #N/A | #N/A | #N/A | #N/A | #N/A | #N/A | #N/A | #N/A | #N/A
[7 empty] | 10 | 12 | 6836 | 20 | 2020-10-12 | Saturday | 6 | No | #N/A | #N/A | #N/A | #N/A | #N/A | #N/A | #N/A | #N/A | #N/A | #N/A | #N/A | #N/A | #N/A | #N/A | #N/A | #N/A | #N/A | #N/A | #N/A | #N/A | #N/A | #N/A | #N/A | #N/A | #N/A | #N/A | #N/A | #N/A | #N/A | #N/A | #N/A | #N/A | #N/A | #N/A | #N/A | #N/A
[7 empty] | 10 | 12 | 6837 | 21 | 2020-10-12 | Saturday | 6 | No | #N/A | #N/A | #N/A | #N/A | #N/A | #N/A | #N/A | #N/A | #N/A | #N/A | #N/A | #N/A | #N/A | #N/A | #N/A | #N/A | #N/A | #N/A | #N/A | #N/A | #N/A | #N/A | #N/A | #N/A | #N/A | #N/A | #N/A | #N/A | #N/A | #N/A | #N/A | #N/A | #N/A | #N/A | #N/A | #N/A
[7 empty] | 10 | 12 | 6838 | 22 | 2020-10-12 | Saturday | 6 | No | #N/A | #N/A | #N/A | #N/A | #N/A | #N/A | #N/A | #N/A | #N/A | #N/A | #N/A | #N/A | #N/A | #N/A | #N/A | #N/A | #N/A | #N/A | #N/A | #N/A | #N/A | #N/A | #N/A | #N/A | #N/A | #N/A | #N/A | #N/A | #N/A | #N/A | #N/A | #N/A | #N/A | #N/A | #N/A | #N/A
[7 empty] | 10 | 12 | 6839 | 23 | 2020-10-12 | Saturday | 6 | No | #N/A | #N/A | #N/A | #N/A | #N/A | #N/A | #N/A | #N/A | #N/A | #N/A | #N/A | #N/A | #N/A | #N/A | #N/A | #N/A | #N/A | #N/A | #N/A | #N/A | #N/A | #N/A | #N/A | #N/A | #N/A | #N/A | #N/A | #N/A | #N/A | #N/A | #N/A | #N/A | #N/A | #N/A | #N/A | #N/A
[7 empty] | 10 | 12 | 6840 | 24 | 2020-10-12 | Saturday | 6 | No | #N/A | #N/A | #N/A | #N/A | #N/A | #N/A | #N/A | #N/A | #N/A | #N/A | #N/A | #N/A | #N/A | #N/A | #N/A | #N/A | #N/A | #N/A | #N/A | #N/A | #N/A | #N/A | #N/A | #N/A | #N/A | #N/A | #N/A | #N/A | #N/A | #N/A | #N/A | #N/A | #N/A | #N/A | #N/A | #N/A
[7 empty] | 10 | 13 | 6841 | 1 | 2020-10-13 | Sunday | 7 | No | #N/A | #N/A | #N/A | #N/A | #N/A | #N/A | #N/A | #N/A | #N/A | #N/A | #N/A | #N/A | #N/A | #N/A | #N/A | #N/A | #N/A | #N/A | #N/A | #N/A | #N/A | #N/A | #N/A | #N/A | #N/A | #N/A | #N/A | #N/A | #N/A | #N/A | #N/A | #N/A | #N/A | #N/A | #N/A | #N/A
[7 empty] | 10 | 13 | 6842 | 2 | 2020-10-13 | Sunday | 7 | No | #N/A | #N/A | #N/A | #N/A | #N/A | #N/A | #N/A | #N/A | #N/A | #N/A | #N/A | #N/A | #N/A | #N/A | #N/A | #N/A | #N/A | #N/A | #N/A | #N/A | #N/A | #N/A | #N/A | #N/A | #N/A | #N/A | #N/A | #N/A | #N/A | #N/A | #N/A | #N/A | #N/A | #N/A | #N/A | #N/A
[7 empty] | 10 | 13 | 6843 | 3 | 2020-10-13 | Sunday | 7 | No | #N/A | #N/A | #N/A | #N/A | #N/A | #N/A | #N/A | #N/A | #N/A | #N/A | #N/A | #N/A | #N/A | #N/A | #N/A | #N/A | #N/A | #N/A | #N/A | #N/A | #N/A | #N/A | #N/A | #N/A | #N/A | #N/A | #N/A | #N/A | #N/A | #N/A | #N/A | #N/A | #N/A | #N/A | #N/A | #N/A
[7 empty] | 10 | 13 | 6844 | 4 | 2020-10-13 | Sunday | 7 | No | #N/A | #N/A | #N/A | #N/A | #N/A | #N/A | #N/A | #N/A | #N/A | #N/A | #N/A | #N/A | #N/A | #N/A | #N/A | #N/A | #N/A | #N/A | #N/A | #N/A | #N/A | #N/A | #N/A | #N/A | #N/A | #N/A | #N/A | #N/A | #N/A | #N/A | #N/A | #N/A | #N/A | #N/A | #N/A | #N/A
[7 empty] | 10 | 13 | 6845 | 5 | 2020-10-13 | Sunday | 7 | No | #N/A | #N/A | #N/A | #N/A | #N/A | #N/A | #N/A | #N/A | #N/A | #N/A | #N/A | #N/A | #N/A | #N/A | #N/A | #N/A | #N/A | #N/A | #N/A | #N/A | #N/A | #N/A | #N/A | #N/A | #N/A | #N/A | #N/A | #N/A | #N/A | #N/A | #N/A | #N/A | #N/A | #N/A | #N/A | #N/A
[7 empty] | 10 | 13 | 6846 | 6 | 2020-10-13 | Sunday | 7 | No | #N/A | #N/A | #N/A | #N/A | #N/A | #N/A | #N/A | #N/A | #N/A | #N/A | #N/A | #N/A | #N/A | #N/A | #N/A | #N/A | #N/A | #N/A | #N/A | #N/A | #N/A | #N/A | #N/A | #N/A | #N/A | #N/A | #N/A | #N/A | #N/A | #N/A | #N/A | #N/A | #N/A | #N/A | #N/A | #N/A
[7 empty] | 10 | 13 | 6847 | 7 | 2020-10-13 | Sunday | 7 | No | #N/A | #N/A | #N/A | #N/A | #N/A | #N/A | #N/A | #N/A | #N/A | #N/A | #N/A | #N/A | #N/A | #N/A | #N/A | #N/A | #N/A | #N/A | #N/A | #N/A | #N/A | #N/A | #N/A | #N/A | #N/A | #N/A | #N/A | #N/A | #N/A | #N/A | #N/A | #N/A | #N/A | #N/A | #N/A | #N/A
[7 empty] | 10 | 13 | 6848 | 8 | 2020-10-13 | Sunday | 7 | No | #N/A | #N/A | #N/A | #N/A | #N/A | #N/A | #N/A | #N/A | #N/A | #N/A | #N/A | #N/A | #N/A | #N/A | #N/A | #N/A | #N/A | #N/A | #N/A | #N/A | #N/A | #N/A | #N/A | #N/A | #N/A | #N/A | #N/A | #N/A | #N/A | #N/A | #N/A | #N/A | #N/A | #N/A | #N/A | #N/A
[7 empty] | 10 | 13 | 6849 | 9 | 2020-10-13 | Sunday | 7 | No | #N/A | #N/A | #N/A | #N/A | #N/A | #N/A | #N/A | #N/A | #N/A | #N/A | #N/A | #N/A | #N/A | #N/A | #N/A | #N/A | #N/A | #N/A | #N/A | #N/A | #N/A | #N/A | #N/A | #N/A | #N/A | #N/A | #N/A | #N/A | #N/A | #N/A | #N/A | #N/A | #N/A | #N/A | #N/A | #N/A
[7 empty] | 10 | 13 | 6850 | 10 | 2020-10-13 | Sunday | 7 | No | #N/A | #N/A | #N/A | #N/A | #N/A | #N/A | #N/A | #N/A | #N/A | #N/A | #N/A | #N/A | #N/A | #N/A | #N/A | #N/A | #N/A | #N/A | #N/A | #N/A | #N/A | #N/A | #N/A | #N/A | #N/A | #N/A | #N/A | #N/A | #N/A | #N/A | #N/A | #N/A | #N/A | #N/A | #N/A | #N/A
[7 empty] | 10 | 13 | 6851 | 11 | 2020-10-13 | Sunday | 7 | No | #N/A | #N/A | #N/A | #N/A | #N/A | #N/A | #N/A | #N/A | #N/A | #N/A | #N/A | #N/A | #N/A | #N/A | #N/A | #N/A | #N/A | #N/A | #N/A | #N/A | #N/A | #N/A | #N/A | #N/A | #N/A | #N/A | #N/A | #N/A | #N/A | #N/A | #N/A | #N/A | #N/A | #N/A | #N/A | #N/A
[7 empty] | 10 | 13 | 6852 | 12 | 2020-10-13 | Sunday | 7 | No | #N/A | #N/A | #N/A | #N/A | #N/A | #N/A | #N/A | #N/A | #N/A | #N/A | #N/A | #N/A | #N/A | #N/A | #N/A | #N/A | #N/A | #N/A | #N/A | #N/A | #N/A | #N/A | #N/A | #N/A | #N/A | #N/A | #N/A | #N/A | #N/A | #N/A | #N/A | #N/A | #N/A | #N/A | #N/A | #N/A
[7 empty] | 10 | 13 | 6853 | 13 | 2020-10-13 | Sunday | 7 | No | #N/A | #N/A | #N/A | #N/A | #N/A | #N/A | #N/A | #N/A | #N/A | #N/A | #N/A | #N/A | #N/A | #N/A | #N/A | #N/A | #N/A | #N/A | #N/A | #N/A | #N/A | #N/A | #N/A | #N/A | #N/A | #N/A | #N/A | #N/A | #N/A | #N/A | #N/A | #N/A | #N/A | #N/A | #N/A | #N/A
[7 empty] | 10 | 13 | 6854 | 14 | 2020-10-13 | Sunday | 7 | No | #N/A | #N/A | #N/A | #N/A | #N/A | #N/A | #N/A | #N/A | #N/A | #N/A | #N/A | #N/A | #N/A | #N/A | #N/A | #N/A | #N/A | #N/A | #N/A | #N/A | #N/A | #N/A | #N/A | #N/A | #N/A | #N/A | #N/A | #N/A | #N/A | #N/A | #N/A | #N/A | #N/A | #N/A | #N/A | #N/A
[7 empty] | 10 | 13 | 6855 | 15 | 2020-10-13 | Sunday | 7 | No | #N/A | #N/A | #N/A | #N/A | #N/A | #N/A | #N/A | #N/A | #N/A | #N/A | #N/A | #N/A | #N/A | #N/A | #N/A | #N/A | #N/A | #N/A | #N/A | #N/A | #N/A | #N/A | #N/A | #N/A | #N/A | #N/A | #N/A | #N/A | #N/A | #N/A | #N/A | #N/A | #N/A | #N/A | #N/A | #N/A
[7 empty] | 10 | 13 | 6856 | 16 | 2020-10-13 | Sunday | 7 | No | #N/A | #N/A | #N/A | #N/A | #N/A | #N/A | #N/A | #N/A | #N/A | #N/A | #N/A | #N/A | #N/A | #N/A | #N/A | #N/A | #N/A | #N/A | #N/A | #N/A | #N/A | #N/A | #N/A | #N/A | #N/A | #N/A | #N/A | #N/A | #N/A | #N/A | #N/A | #N/A | #N/A | #N/A | #N/A | #N/A
[7 empty] | 10 | 13 | 6857 | 17 | 2020-10-13 | Sunday | 7 | No | #N/A | #N/A | #N/A | #N/A | #N/A | #N/A | #N/A | #N/A | #N/A | #N/A | #N/A | #N/A | #N/A | #N/A | #N/A | #N/A | #N/A | #N/A | #N/A | #N/A | #N/A | #N/A | #N/A | #N/A | #N/A | #N/A | #N/A | #N/A | #N/A | #N/A | #N/A | #N/A | #N/A | #N/A | #N/A | #N/A
[7 empty] | 10 | 13 | 6858 | 18 | 2020-10-13 | Sunday | 7 | No | #N/A | #N/A | #N/A | #N/A | #N/A | #N/A | #N/A | #N/A | #N/A | #N/A | #N/A | #N/A | #N/A | #N/A | #N/A | #N/A | #N/A | #N/A | #N/A | #N/A | #N/A | #N/A | #N/A | #N/A | #N/A | #N/A | #N/A | #N/A | #N/A | #N/A | #N/A | #N/A | #N/A | #N/A | #N/A | #N/A
[7 empty] | 10 | 13 | 6859 | 19 | 2020-10-13 | Sunday | 7 | No | #N/A | #N/A | #N/A | #N/A | #N/A | #N/A | #N/A | #N/A | #N/A | #N/A | #N/A | #N/A | #N/A | #N/A | #N/A | #N/A | #N/A | #N/A | #N/A | #N/A | #N/A | #N/A | #N/A | #N/A | #N/A | #N/A | #N/A | #N/A | #N/A | #N/A | #N/A | #N/A | #N/A | #N/A | #N/A | #N/A
[7 empty] | 10 | 13 | 6860 | 20 | 2020-10-13 | Sunday | 7 | No | #N/A | #N/A | #N/A | #N/A | #N/A | #N/A | #N/A | #N/A | #N/A | #N/A | #N/A | #N/A | #N/A | #N/A | #N/A | #N/A | #N/A | #N/A | #N/A | #N/A | #N/A | #N/A | #N/A | #N/A | #N/A | #N/A | #N/A | #N/A | #N/A | #N/A | #N/A | #N/A | #N/A | #N/A | #N/A | #N/A
[7 empty] | 10 | 13 | 6861 | 21 | 2020-10-13 | Sunday | 7 | No | #N/A | #N/A | #N/A | #N/A | #N/A | #N/A | #N/A | #N/A | #N/A | #N/A | #N/A | #N/A | #N/A | #N/A | #N/A | #N/A | #N/A | #N/A | #N/A | #N/A | #N/A | #N/A | #N/A | #N/A | #N/A | #N/A | #N/A | #N/A | #N/A | #N/A | #N/A | #N/A | #N/A | #N/A | #N/A | #N/A
[7 empty] | 10 | 13 | 6862 | 22 | 2020-10-13 | Sunday | 7 | No | #N/A | #N/A | #N/A | #N/A | #N/A | #N/A | #N/A | #N/A | #N/A | #N/A | #N/A | #N/A | #N/A | #N/A | #N/A | #N/A | #N/A | #N/A | #N/A | #N/A | #N/A | #N/A | #N/A | #N/A | #N/A | #N/A | #N/A | #N/A | #N/A | #N/A | #N/A | #N/A | #N/A | #N/A | #N/A | #N/A
[7 empty] | 10 | 13 | 6863 | 23 | 2020-10-13 | Sunday | 7 | No | #N/A | #N/A | #N/A | #N/A | #N/A | #N/A | #N/A | #N/A | #N/A | #N/A | #N/A | #N/A | #N/A | #N/A | #N/A | #N/A | #N/A | #N/A | #N/A | #N/A | #N/A | #N/A | #N/A | #N/A | #N/A | #N/A | #N/A | #N/A | #N/A | #N/A | #N/A | #N/A | #N/A | #N/A | #N/A | #N/A
[7 empty] | 10 | 13 | 6864 | 24 | 2020-10-13 | Sunday | 7 | No | #N/A | #N/A | #N/A | #N/A | #N/A | #N/A | #N/A | #N/A | #N/A | #N/A | #N/A | #N/A | #N/A | #N/A | #N/A | #N/A | #N/A | #N/A | #N/A | #N/A | #N/A | #N/A | #N/A | #N/A | #N/A | #N/A | #N/A | #N/A | #N/A | #N/A | #N/A | #N/A | #N/A | #N/A | #N/A | #N/A
[7 empty] | 10 | 14 | 6865 | 1 | 2020-10-14 | Monday | 1 | Yes | #N/A | 0 | 0 | #N/A | #N/A | #N/A | #N/A | #N/A | #N/A | #N/A | #N/A | #N/A | #N/A | #N/A | 0 | #N/A | #N/A | #N/A | #N/A | #N/A | #N/A | #N/A | #N/A | #N/A | #N/A | #N/A | #N/A | #N/A | #N/A | #N/A | #N/A | #N/A | #N/A | #N/A | #N/A | #N/A
[7 empty] | 10 | 14 | 6866 | 2 | 2020-10-14 | Monday | 1 | Yes | #N/A | 0 | 0 | #N/A | #N/A | #N/A | #N/A | #N/A | #N/A | #N/A | #N/A | #N/A | #N/A | #N/A | 0 | #N/A | #N/A | #N/A | #N/A | #N/A | #N/A | #N/A | #N/A | #N/A | #N/A | #N/A | #N/A | #N/A | #N/A | #N/A | #N/A | #N/A | #N/A | #N/A | #N/A | #N/A
[7 empty] | 10 | 14 | 6867 | 3 | 2020-10-14 | Monday | 1 | Yes | #N/A | 0 | 0 | #N/A | #N/A | #N/A | #N/A | #N/A | #N/A | #N/A | #N/A | #N/A | #N/A | #N/A | 0 | #N/A | #N/A | #N/A | #N/A | #N/A | #N/A | #N/A | #N/A | #N/A | #N/A | #N/A | #N/A | #N/A | #N/A | #N/A | #N/A | #N/A | #N/A | #N/A | #N/A | #N/A
[7 empty] | 10 | 14 | 6868 | 4 | 2020-10-14 | Monday | 1 | Yes | #N/A | 0 | 0 | #N/A | #N/A | #N/A | #N/A | #N/A | #N/A | #N/A | #N/A | #N/A | #N/A | #N/A | 0 | #N/A | #N/A | #N/A | #N/A | #N/A | #N/A | #N/A | #N/A | #N/A | #N/A | #N/A | #N/A | #N/A | #N/A | #N/A | #N/A | #N/A | #N/A | #N/A | #N/A | #N/A
[7 empty] | 10 | 14 | 6869 | 5 | 2020-10-14 | Monday | 1 | Yes | #N/A | 0 | 0 | #N/A | #N/A | #N/A | #N/A | #N/A | #N/A | #N/A | #N/A | #N/A | #N/A | #N/A | 0 | #N/A | #N/A | #N/A | #N/A | #N/A | #N/A | #N/A | #N/A | #N/A | #N/A | #N/A | #N/A | #N/A | #N/A | #N/A | #N/A | #N/A | #N/A | #N/A | #N/A | #N/A
[7 empty] | 10 | 14 | 6870 | 6 | 2020-10-14 | Monday | 1 | Yes | #N/A | 0 | 0 | #N/A | #N/A | #N/A | #N/A | #N/A | #N/A | #N/A | #N/A | #N/A | #N/A | #N/A | 0 | #N/A | #N/A | #N/A | #N/A | #N/A | #N/A | #N/A | #N/A | #N/A | #N/A | #N/A | #N/A | #N/A | #N/A | #N/A | #N/A | #N/A | #N/A | #N/A | #N/A | #N/A
[7 empty] | 10 | 14 | 6871 | 7 | 2020-10-14 | Monday | 1 | Yes | #N/A | 0 | 0 | #N/A | #N/A | #N/A | #N/A | #N/A | #N/A | #N/A | #N/A | #N/A | #N/A | #N/A | 0 | #N/A | #N/A | #N/A | #N/A | #N/A | #N/A | #N/A | #N/A | #N/A | #N/A | #N/A | #N/A | #N/A | #N/A | #N/A | #N/A | #N/A | #N/A | #N/A | #N/A | #N/A
[7 empty] | 10 | 14 | 6872 | 8 | 2020-10-14 | Monday | 1 | Yes | #N/A | 0 | 0 | #N/A | #N/A | #N/A | #N/A | #N/A | #N/A | #N/A | #N/A | #N/A | #N/A | #N/A | 0 | #N/A | #N/A | #N/A | #N/A | #N/A | #N/A | #N/A | #N/A | #N/A | #N/A | #N/A | #N/A | #N/A | #N/A | #N/A | #N/A | #N/A | #N/A | #N/A | #N/A | #N/A
[7 empty] | 10 | 14 | 6873 | 9 | 2020-10-14 | Monday | 1 | Yes | #N/A | 0 | 0 | #N/A | #N/A | #N/A | #N/A | #N/A | #N/A | #N/A | #N/A | #N/A | #N/A | #N/A | 0 | #N/A | #N/A | #N/A | #N/A | #N/A | #N/A | #N/A | #N/A | #N/A | #N/A | #N/A | #N/A | #N/A | #N/A | #N/A | #N/A | #N/A | #N/A | #N/A | #N/A | #N/A
[7 empty] | 10 | 14 | 6874 | 10 | 2020-10-14 | Monday | 1 | Yes | #N/A | 0 | 0 | #N/A | #N/A | #N/A | #N/A | #N/A | #N/A | #N/A | #N/A | #N/A | #N/A | #N/A | 0 | #N/A | #N/A | #N/A | #N/A | #N/A | #N/A | #N/A | #N/A | #N/A | #N/A | #N/A | #N/A | #N/A | #N/A | #N/A | #N/A | #N/A | #N/A | #N/A | #N/A | #N/A
[7 empty] | 10 | 14 | 6875 | 11 | 2020-10-14 | Monday | 1 | Yes | #N/A | 0 | 0 | #N/A | #N/A | #N/A | #N/A | #N/A | #N/A | #N/A | #N/A | #N/A | #N/A | #N/A | 0 | #N/A | #N/A | #N/A | #N/A | #N/A | #N/A | #N/A | #N/A | #N/A | #N/A | #N/A | #N/A | #N/A | #N/A | #N/A | #N/A | #N/A | #N/A | #N/A | #N/A | #N/A
[7 empty] | 10 | 14 | 6876 | 12 | 2020-10-14 | Monday | 1 | Yes | #N/A | 0 | 0 | #N/A | #N/A | #N/A | #N/A | #N/A | #N/A | #N/A | #N/A | #N/A | #N/A | #N/A | 0 | #N/A | #N/A | #N/A | #N/A | #N/A | #N/A | #N/A | #N/A | #N/A | #N/A | #N/A | #N/A | #N/A | #N/A | #N/A | #N/A | #N/A | #N/A | #N/A | #N/A | #N/A
[7 empty] | 10 | 14 | 6877 | 13 | 2020-10-14 | Monday | 1 | Yes | #N/A | 0 | 0 | #N/A | #N/A | #N/A | #N/A | #N/A | #N/A | #N/A | #N/A | #N/A | #N/A | #N/A | 0 | #N/A | #N/A | #N/A | #N/A | #N/A | #N/A | #N/A | #N/A | #N/A | #N/A | #N/A | #N/A | #N/A | #N/A | #N/A | #N/A | #N/A | #N/A | #N/A | #N/A | #N/A
[7 empty] | 10 | 14 | 6878 | 14 | 2020-10-14 | Monday | 1 | Yes | #N/A | 0 | 0 | #N/A | #N/A | #N/A | #N/A | #N/A | #N/A | #N/A | #N/A | #N/A | #N/A | #N/A | 0 | #N/A | #N/A | #N/A | #N/A | #N/A | #N/A | #N/A | #N/A | #N/A | #N/A | #N/A | #N/A | #N/A | #N/A | #N/A | #N/A | #N/A | #N/A | #N/A | #N/A | #N/A
[7 empty] | 10 | 14 | 6879 | 15 | 2020-10-14 | Monday | 1 | Yes | #N/A | 0 | 0 | #N/A | #N/A | #N/A | #N/A | #N/A | #N/A | #N/A | #N/A | #N/A | #N/A | #N/A | 0 | #N/A | #N/A | #N/A | #N/A | #N/A | #N/A | #N/A | #N/A | #N/A | #N/A | #N/A | #N/A | #N/A | #N/A | #N/A | #N/A | #N/A | #N/A | #N/A | #N/A | #N/A
[7 empty] | 10 | 14 | 6880 | 16 | 2020-10-14 | Monday | 1 | Yes | #N/A | 0 | 0 | #N/A | #N/A | #N/A | #N/A | #N/A | #N/A | #N/A | #N/A | #N/A | #N/A | #N/A | 0 | #N/A | #N/A | #N/A | #N/A | #N/A | #N/A | #N/A | #N/A | #N/A | #N/A | #N/A | #N/A | #N/A | #N/A | #N/A | #N/A | #N/A | #N/A | #N/A | #N/A | #N/A
[7 empty] | 10 | 14 | 6881 | 17 | 2020-10-14 | Monday | 1 | Yes | #N/A | 0 | 0 | #N/A | #N/A | #N/A | #N/A | #N/A | #N/A | #N/A | #N/A | #N/A | #N/A | #N/A | 0 | #N/A | #N/A | #N/A | #N/A | #N/A | #N/A | #N/A | #N/A | #N/A | #N/A | #N/A | #N/A | #N/A | #N/A | #N/A | #N/A | #N/A | #N/A | #N/A | #N/A | #N/A
[7 empty] | 10 | 14 | 6882 | 18 | 2020-10-14 | Monday | 1 | Yes | #N/A | 0 | 0 | #N/A | #N/A | #N/A | #N/A | #N/A | #N/A | #N/A | #N/A | #N/A | #N/A | #N/A | 0 | #N/A | #N/A | #N/A | #N/A | #N/A | #N/A | #N/A | #N/A | #N/A | #N/A | #N/A | #N/A | #N/A | #N/A | #N/A | #N/A | #N/A | #N/A | #N/A | #N/A | #N/A
[7 empty] | 10 | 14 | 6883 | 19 | 2020-10-14 | Monday | 1 | Yes | #N/A | 0 | 0 | #N/A | #N/A | #N/A | #N/A | #N/A | #N/A | #N/A | #N/A | #N/A | #N/A | #N/A | 0 | #N/A | #N/A | #N/A | #N/A | #N/A | #N/A | #N/A | #N/A | #N/A | #N/A | #N/A | #N/A | #N/A | #N/A | #N/A | #N/A | #N/A | #N/A | #N/A | #N/A | #N/A
[7 empty] | 10 | 14 | 6884 | 20 | 2020-10-14 | Monday | 1 | Yes | #N/A | 0 | 0 | #N/A | #N/A | #N/A | #N/A | #N/A | #N/A | #N/A | #N/A | #N/A | #N/A | #N/A | 0 | #N/A | #N/A | #N/A | #N/A | #N/A | #N/A | #N/A | #N/A | #N/A | #N/A | #N/A | #N/A | #N/A | #N/A | #N/A | #N/A | #N/A | #N/A | #N/A | #N/A | #N/A
[7 empty] | 10 | 14 | 6885 | 21 | 2020-10-14 | Monday | 1 | Yes | #N/A | 0 | 0 | #N/A | #N/A | #N/A | #N/A | #N/A | #N/A | #N/A | #N/A | #N/A | #N/A | #N/A | 0 | #N/A | #N/A | #N/A | #N/A | #N/A | #N/A | #N/A | #N/A | #N/A | #N/A | #N/A | #N/A | #N/A | #N/A | #N/A | #N/A | #N/A | #N/A | #N/A | #N/A | #N/A
[7 empty] | 10 | 14 | 6886 | 22 | 2020-10-14 | Monday | 1 | Yes | #N/A | 0 | 0 | #N/A | #N/A | #N/A | #N/A | #N/A | #N/A | #N/A | #N/A | #N/A | #N/A | #N/A | 0 | #N/A | #N/A | #N/A | #N/A | #N/A | #N/A | #N/A | #N/A | #N/A | #N/A | #N/A | #N/A | #N/A | #N/A | #N/A | #N/A | #N/A | #N/A | #N/A | #N/A | #N/A
[7 empty] | 10 | 14 | 6887 | 23 | 2020-10-14 | Monday | 1 | Yes | #N/A | 0 | 0 | #N/A | #N/A | #N/A | #N/A | #N/A | #N/A | #N/A | #N/A | #N/A | #N/A | #N/A | 0 | #N/A | #N/A | #N/A | #N/A | #N/A | #N/A | #N/A | #N/A | #N/A | #N/A | #N/A | #N/A | #N/A | #N/A | #N/A | #N/A | #N/A | #N/A | #N/A | #N/A | #N/A
[7 empty] | 10 | 14 | 6888 | 24 | 2020-10-14 | Monday | 1 | Yes | #N/A | 0 | 0 | #N/A | #N/A | #N/A | #N/A | #N/A | #N/A | #N/A | #N/A | #N/A | #N/A | #N/A | 0 | #N/A | #N/A | #N/A | #N/A | #N/A | #N/A | #N/A | #N/A | #N/A | #N/A | #N/A | #N/A | #N/A | #N/A | #N/A | #N/A | #N/A | #N/A | #N/A | #N/A | #N/A
[7 empty] | 10 | 15 | 6889 | 1 | 2020-10-15 | Tuesday | 2 | No | #N/A | #N/A | #N/A | #N/A | #N/A | #N/A | #N/A | #N/A | #N/A | #N/A | #N/A | #N/A | #N/A | #N/A | #N/A | #N/A | #N/A | #N/A | #N/A | #N/A | #N/A | #N/A | #N/A | #N/A | #N/A | #N/A | #N/A | #N/A | #N/A | #N/A | #N/A | #N/A | #N/A | #N/A | #N/A | #N/A
[7 empty] | 10 | 15 | 6890 | 2 | 2020-10-15 | Tuesday | 2 | No | #N/A | #N/A | #N/A | #N/A | #N/A | #N/A | #N/A | #N/A | #N/A | #N/A | #N/A | #N/A | #N/A | #N/A | #N/A | #N/A | #N/A | #N/A | #N/A | #N/A | #N/A | #N/A | #N/A | #N/A | #N/A | #N/A | #N/A | #N/A | #N/A | #N/A | #N/A | #N/A | #N/A | #N/A | #N/A | #N/A
[7 empty] | 10 | 15 | 6891 | 3 | 2020-10-15 | Tuesday | 2 | No | #N/A | #N/A | #N/A | #N/A | #N/A | #N/A | #N/A | #N/A | #N/A | #N/A | #N/A | #N/A | #N/A | #N/A | #N/A | #N/A | #N/A | #N/A | #N/A | #N/A | #N/A | #N/A | #N/A | #N/A | #N/A | #N/A | #N/A | #N/A | #N/A | #N/A | #N/A | #N/A | #N/A | #N/A | #N/A | #N/A
[7 empty] | 10 | 15 | 6892 | 4 | 2020-10-15 | Tuesday | 2 | No | #N/A | #N/A | #N/A | #N/A | #N/A | #N/A | #N/A | #N/A | #N/A | #N/A | #N/A | #N/A | #N/A | #N/A | #N/A | #N/A | #N/A | #N/A | #N/A | #N/A | #N/A | #N/A | #N/A | #N/A | #N/A | #N/A | #N/A | #N/A | #N/A | #N/A | #N/A | #N/A | #N/A | #N/A | #N/A | #N/A
[7 empty] | 10 | 15 | 6893 | 5 | 2020-10-15 | Tuesday | 2 | No | #N/A | #N/A | #N/A | #N/A | #N/A | #N/A | #N/A | #N/A | #N/A | #N/A | #N/A | #N/A | #N/A | #N/A | #N/A | #N/A | #N/A | #N/A | #N/A | #N/A | #N/A | #N/A | #N/A | #N/A | #N/A | #N/A | #N/A | #N/A | #N/A | #N/A | #N/A | #N/A | #N/A | #N/A | #N/A | #N/A
[7 empty] | 10 | 15 | 6894 | 6 | 2020-10-15 | Tuesday | 2 | No | #N/A | #N/A | #N/A | #N/A | #N/A | #N/A | #N/A | #N/A | #N/A | #N/A | #N/A | #N/A | #N/A | #N/A | #N/A | #N/A | #N/A | #N/A | #N/A | #N/A | #N/A | #N/A | #N/A | #N/A | #N/A | #N/A | #N/A | #N/A | #N/A | #N/A | #N/A | #N/A | #N/A | #N/A | #N/A | #N/A
[7 empty] | 10 | 15 | 6895 | 7 | 2020-10-15 | Tuesday | 2 | No | #N/A | #N/A | #N/A | #N/A | #N/A | #N/A | #N/A | #N/A | #N/A | #N/A | #N/A | #N/A | #N/A | #N/A | #N/A | #N/A | #N/A | #N/A | #N/A | #N/A | #N/A | #N/A | #N/A | #N/A | #N/A | #N/A | #N/A | #N/A | #N/A | #N/A | #N/A | #N/A | #N/A | #N/A | #N/A | #N/A
[7 empty] | 10 | 15 | 6896 | 8 | 2020-10-15 | Tuesday | 2 | No | #N/A | #N/A | #N/A | #N/A | #N/A | #N/A | #N/A | #N/A | #N/A | #N/A | #N/A | #N/A | #N/A | #N/A | #N/A | #N/A | #N/A | #N/A | #N/A | #N/A | #N/A | #N/A | #N/A | #N/A | #N/A | #N/A | #N/A | #N/A | #N/A | #N/A | #N/A | #N/A | #N/A | #N/A | #N/A | #N/A
[7 empty] | 10 | 15 | 6897 | 9 | 2020-10-15 | Tuesday | 2 | No | #N/A | #N/A | #N/A | #N/A | #N/A | #N/A | #N/A | #N/A | #N/A | #N/A | #N/A | #N/A | #N/A | #N/A | #N/A | #N/A | #N/A | #N/A | #N/A | #N/A | #N/A | #N/A | #N/A | #N/A | #N/A | #N/A | #N/A | #N/A | #N/A | #N/A | #N/A | #N/A | #N/A | #N/A | #N/A | #N/A
[7 empty] | 10 | 15 | 6898 | 10 | 2020-10-15 | Tuesday | 2 | No | #N/A | #N/A | #N/A | #N/A | #N/A | #N/A | #N/A | #N/A | #N/A | #N/A | #N/A | #N/A | #N/A | #N/A | #N/A | #N/A | #N/A | #N/A | #N/A | #N/A | #N/A | #N/A | #N/A | #N/A | #N/A | #N/A | #N/A | #N/A | #N/A | #N/A | #N/A | #N/A | #N/A | #N/A | #N/A | #N/A
[7 empty] | 10 | 15 | 6899 | 11 | 2020-10-15 | Tuesday | 2 | No | #N/A | #N/A | #N/A | #N/A | #N/A | #N/A | #N/A | #N/A | #N/A | #N/A | #N/A | #N/A | #N/A | #N/A | #N/A | #N/A | #N/A | #N/A | #N/A | #N/A | #N/A | #N/A | #N/A | #N/A | #N/A | #N/A | #N/A | #N/A | #N/A | #N/A | #N/A | #N/A | #N/A | #N/A | #N/A | #N/A
[7 empty] | 10 | 15 | 6900 | 12 | 2020-10-15 | Tuesday | 2 | No | #N/A | #N/A | #N/A | #N/A | #N/A | #N/A | #N/A | #N/A | #N/A | #N/A | #N/A | #N/A | #N/A | #N/A | #N/A | #N/A | #N/A | #N/A | #N/A | #N/A | #N/A | #N/A | #N/A | #N/A | #N/A | #N/A | #N/A | #N/A | #N/A | #N/A | #N/A | #N/A | #N/A | #N/A | #N/A | #N/A
[7 empty] | 10 | 15 | 6901 | 13 | 2020-10-15 | Tuesday | 2 | No | #N/A | #N/A | #N/A | #N/A | #N/A | #N/A | #N/A | #N/A | #N/A | #N/A | #N/A | #N/A | #N/A | #N/A | #N/A | #N/A | #N/A | #N/A | #N/A | #N/A | #N/A | #N/A | #N/A | #N/A | #N/A | #N/A | #N/A | #N/A | #N/A | #N/A | #N/A | #N/A | #N/A | #N/A | #N/A | #N/A
[7 empty] | 10 | 15 | 6902 | 14 | 2020-10-15 | Tuesday | 2 | No | #N/A | #N/A | #N/A | #N/A | #N/A | #N/A | #N/A | #N/A | #N/A | #N/A | #N/A | #N/A | #N/A | #N/A | #N/A | #N/A | #N/A | #N/A | #N/A | #N/A | #N/A | #N/A | #N/A | #N/A | #N/A | #N/A | #N/A | #N/A | #N/A | #N/A | #N/A | #N/A | #N/A | #N/A | #N/A | #N/A
[7 empty] | 10 | 15 | 6903 | 15 | 2020-10-15 | Tuesday | 2 | No | #N/A | #N/A | #N/A | #N/A | #N/A | #N/A | #N/A | #N/A | #N/A | #N/A | #N/A | #N/A | #N/A | #N/A | #N/A | #N/A | #N/A | #N/A | #N/A | #N/A | #N/A | #N/A | #N/A | #N/A | #N/A | #N/A | #N/A | #N/A | #N/A | #N/A | #N/A | #N/A | #N/A | #N/A | #N/A | #N/A
[7 empty] | 10 | 15 | 6904 | 16 | 2020-10-15 | Tuesday | 2 | No | #N/A | #N/A | #N/A | #N/A | #N/A | #N/A | #N/A | #N/A | #N/A | #N/A | #N/A | #N/A | #N/A | #N/A | #N/A | #N/A | #N/A | #N/A | #N/A | #N/A | #N/A | #N/A | #N/A | #N/A | #N/A | #N/A | #N/A | #N/A | #N/A | #N/A | #N/A | #N/A | #N/A | #N/A | #N/A | #N/A
[7 empty] | 10 | 15 | 6905 | 17 | 2020-10-15 | Tuesday | 2 | No | #N/A | #N/A | #N/A | #N/A | #N/A | #N/A | #N/A | #N/A | #N/A | #N/A | #N/A | #N/A | #N/A | #N/A | #N/A | #N/A | #N/A | #N/A | #N/A | #N/A | #N/A | #N/A | #N/A | #N/A | #N/A | #N/A | #N/A | #N/A | #N/A | #N/A | #N/A | #N/A | #N/A | #N/A | #N/A | #N/A
[7 empty] | 10 | 15 | 6906 | 18 | 2020-10-15 | Tuesday | 2 | No | #N/A | #N/A | #N/A | #N/A | #N/A | #N/A | #N/A | #N/A | #N/A | #N/A | #N/A | #N/A | #N/A | #N/A | #N/A | #N/A | #N/A | #N/A | #N/A | #N/A | #N/A | #N/A | #N/A | #N/A | #N/A | #N/A | #N/A | #N/A | #N/A | #N/A | #N/A | #N/A | #N/A | #N/A | #N/A | #N/A
[7 empty] | 10 | 15 | 6907 | 19 | 2020-10-15 | Tuesday | 2 | No | #N/A | #N/A | #N/A | #N/A | #N/A | #N/A | #N/A | #N/A | #N/A | #N/A | #N/A | #N/A | #N/A | #N/A | #N/A | #N/A | #N/A | #N/A | #N/A | #N/A | #N/A | #N/A | #N/A | #N/A | #N/A | #N/A | #N/A | #N/A | #N/A | #N/A | #N/A | #N/A | #N/A | #N/A | #N/A | #N/A
[7 empty] | 10 | 15 | 6908 | 20 | 2020-10-15 | Tuesday | 2 | No | #N/A | #N/A | #N/A | #N/A | #N/A | #N/A | #N/A | #N/A | #N/A | #N/A | #N/A | #N/A | #N/A | #N/A | #N/A | #N/A | #N/A | #N/A | #N/A | #N/A | #N/A | #N/A | #N/A | #N/A | #N/A | #N/A | #N/A | #N/A | #N/A | #N/A | #N/A | #N/A | #N/A | #N/A | #N/A | #N/A
[7 empty] | 10 | 15 | 6909 | 21 | 2020-10-15 | Tuesday | 2 | No | #N/A | #N/A | #N/A | #N/A | #N/A | #N/A | #N/A | #N/A | #N/A | #N/A | #N/A | #N/A | #N/A | #N/A | #N/A | #N/A | #N/A | #N/A | #N/A | #N/A | #N/A | #N/A | #N/A | #N/A | #N/A | #N/A | #N/A | #N/A | #N/A | #N/A | #N/A | #N/A | #N/A | #N/A | #N/A | #N/A
[7 empty] | 10 | 15 | 6910 | 22 | 2020-10-15 | Tuesday | 2 | No | #N/A | #N/A | #N/A | #N/A | #N/A | #N/A | #N/A | #N/A | #N/A | #N/A | #N/A | #N/A | #N/A | #N/A | #N/A | #N/A | #N/A | #N/A | #N/A | #N/A | #N/A | #N/A | #N/A | #N/A | #N/A | #N/A | #N/A | #N/A | #N/A | #N/A | #N/A | #N/A | #N/A | #N/A | #N/A | #N/A
[7 empty] | 10 | 15 | 6911 | 23 | 2020-10-15 | Tuesday | 2 | No | #N/A | #N/A | #N/A | #N/A | #N/A | #N/A | #N/A | #N/A | #N/A | #N/A | #N/A | #N/A | #N/A | #N/A | #N/A | #N/A | #N/A | #N/A | #N/A | #N/A | #N/A | #N/A | #N/A | #N/A | #N/A | #N/A | #N/A | #N/A | #N/A | #N/A | #N/A | #N/A | #N/A | #N/A | #N/A | #N/A
[7 empty] | 10 | 15 | 6912 | 24 | 2020-10-15 | Tuesday | 2 | No | #N/A | #N/A | #N/A | #N/A | #N/A | #N/A | #N/A | #N/A | #N/A | #N/A | #N/A | #N/A | #N/A | #N/A | #N/A | #N/A | #N/A | #N/A | #N/A | #N/A | #N/A | #N/A | #N/A | #N/A | #N/A | #N/A | #N/A | #N/A | #N/A | #N/A | #N/A | #N/A | #N/A | #N/A | #N/A | #N/A
[7 empty] | 10 | 16 | 6913 | 1 | 2020-10-16 | Wednesday | 3 | No | #N/A | #N/A | #N/A | #N/A | #N/A | #N/A | #N/A | #N/A | #N/A | #N/A | #N/A | #N/A | #N/A | #N/A | #N/A | #N/A | #N/A | #N/A | #N/A | #N/A | #N/A | #N/A | #N/A | #N/A | #N/A | #N/A | #N/A | #N/A | #N/A | #N/A | #N/A | #N/A | #N/A | #N/A | #N/A | #N/A
[7 empty] | 10 | 16 | 6914 | 2 | 2020-10-16 | Wednesday | 3 | No | #N/A | #N/A | #N/A | #N/A | #N/A | #N/A | #N/A | #N/A | #N/A | #N/A | #N/A | #N/A | #N/A | #N/A | #N/A | #N/A | #N/A | #N/A | #N/A | #N/A | #N/A | #N/A | #N/A | #N/A | #N/A | #N/A | #N/A | #N/A | #N/A | #N/A | #N/A | #N/A | #N/A | #N/A | #N/A | #N/A
[7 empty] | 10 | 16 | 6915 | 3 | 2020-10-16 | Wednesday | 3 | No | #N/A | #N/A | #N/A | #N/A | #N/A | #N/A | #N/A | #N/A | #N/A | #N/A | #N/A | #N/A | #N/A | #N/A | #N/A | #N/A | #N/A | #N/A | #N/A | #N/A | #N/A | #N/A | #N/A | #N/A | #N/A | #N/A | #N/A | #N/A | #N/A | #N/A | #N/A | #N/A | #N/A | #N/A | #N/A | #N/A
[7 empty] | 10 | 16 | 6916 | 4 | 2020-10-16 | Wednesday | 3 | No | #N/A | #N/A | #N/A | #N/A | #N/A | #N/A | #N/A | #N/A | #N/A | #N/A | #N/A | #N/A | #N/A | #N/A | #N/A | #N/A | #N/A | #N/A | #N/A | #N/A | #N/A | #N/A | #N/A | #N/A | #N/A | #N/A | #N/A | #N/A | #N/A | #N/A | #N/A | #N/A | #N/A | #N/A | #N/A | #N/A
[7 empty] | 10 | 16 | 6917 | 5 | 2020-10-16 | Wednesday | 3 | No | #N/A | #N/A | #N/A | #N/A | #N/A | #N/A | #N/A | #N/A | #N/A | #N/A | #N/A | #N/A | #N/A | #N/A | #N/A | #N/A | #N/A | #N/A | #N/A | #N/A | #N/A | #N/A | #N/A | #N/A | #N/A | #N/A | #N/A | #N/A | #N/A | #N/A | #N/A | #N/A | #N/A | #N/A | #N/A | #N/A
[7 empty] | 10 | 16 | 6918 | 6 | 2020-10-16 | Wednesday | 3 | No | #N/A | #N/A | #N/A | #N/A | #N/A | #N/A | #N/A | #N/A | #N/A | #N/A | #N/A | #N/A | #N/A | #N/A | #N/A | #N/A | #N/A | #N/A | #N/A | #N/A | #N/A | #N/A | #N/A | #N/A | #N/A | #N/A | #N/A | #N/A | #N/A | #N/A | #N/A | #N/A | #N/A | #N/A | #N/A | #N/A
[7 empty] | 10 | 16 | 6919 | 7 | 2020-10-16 | Wednesday | 3 | No | #N/A | #N/A | #N/A | #N/A | #N/A | #N/A | #N/A | #N/A | #N/A | #N/A | #N/A | #N/A | #N/A | #N/A | #N/A | #N/A | #N/A | #N/A | #N/A | #N/A | #N/A | #N/A | #N/A | #N/A | #N/A | #N/A | #N/A | #N/A | #N/A | #N/A | #N/A | #N/A | #N/A | #N/A | #N/A | #N/A
[7 empty] | 10 | 16 | 6920 | 8 | 2020-10-16 | Wednesday | 3 | No | #N/A | #N/A | #N/A | #N/A | #N/A | #N/A | #N/A | #N/A | #N/A | #N/A | #N/A | #N/A | #N/A | #N/A | #N/A | #N/A | #N/A | #N/A | #N/A | #N/A | #N/A | #N/A | #N/A | #N/A | #N/A | #N/A | #N/A | #N/A | #N/A | #N/A | #N/A | #N/A | #N/A | #N/A | #N/A | #N/A
[7 empty] | 10 | 16 | 6921 | 9 | 2020-10-16 | Wednesday | 3 | No | #N/A | #N/A | #N/A | #N/A | #N/A | #N/A | #N/A | #N/A | #N/A | #N/A | #N/A | #N/A | #N/A | #N/A | #N/A | #N/A | #N/A | #N/A | #N/A | #N/A | #N/A | #N/A | #N/A | #N/A | #N/A | #N/A | #N/A | #N/A | #N/A | #N/A | #N/A | #N/A | #N/A | #N/A | #N/A | #N/A
[7 empty] | 10 | 16 | 6922 | 10 | 2020-10-16 | Wednesday | 3 | No | #N/A | #N/A | #N/A | #N/A | #N/A | #N/A | #N/A | #N/A | #N/A | #N/A | #N/A | #N/A | #N/A | #N/A | #N/A | #N/A | #N/A | #N/A | #N/A | #N/A | #N/A | #N/A | #N/A | #N/A | #N/A | #N/A | #N/A | #N/A | #N/A | #N/A | #N/A | #N/A | #N/A | #N/A | #N/A | #N/A
[7 empty] | 10 | 16 | 6923 | 11 | 2020-10-16 | Wednesday | 3 | No | #N/A | #N/A | #N/A | #N/A | #N/A | #N/A | #N/A | #N/A | #N/A | #N/A | #N/A | #N/A | #N/A | #N/A | #N/A | #N/A | #N/A | #N/A | #N/A | #N/A | #N/A | #N/A | #N/A | #N/A | #N/A | #N/A | #N/A | #N/A | #N/A | #N/A | #N/A | #N/A | #N/A | #N/A | #N/A | #N/A
[7 empty] | 10 | 16 | 6924 | 12 | 2020-10-16 | Wednesday | 3 | No | #N/A | #N/A | #N/A | #N/A | #N/A | #N/A | #N/A | #N/A | #N/A | #N/A | #N/A | #N/A | #N/A | #N/A | #N/A | #N/A | #N/A | #N/A | #N/A | #N/A | #N/A | #N/A | #N/A | #N/A | #N/A | #N/A | #N/A | #N/A | #N/A | #N/A | #N/A | #N/A | #N/A | #N/A | #N/A | #N/A
[7 empty] | 10 | 16 | 6925 | 13 | 2020-10-16 | Wednesday | 3 | No | #N/A | #N/A | #N/A | #N/A | #N/A | #N/A | #N/A | #N/A | #N/A | #N/A | #N/A | #N/A | #N/A | #N/A | #N/A | #N/A | #N/A | #N/A | #N/A | #N/A | #N/A | #N/A | #N/A | #N/A | #N/A | #N/A | #N/A | #N/A | #N/A | #N/A | #N/A | #N/A | #N/A | #N/A | #N/A | #N/A
[7 empty] | 10 | 16 | 6926 | 14 | 2020-10-16 | Wednesday | 3 | No | #N/A | #N/A | #N/A | #N/A | #N/A | #N/A | #N/A | #N/A | #N/A | #N/A | #N/A | #N/A | #N/A | #N/A | #N/A | #N/A | #N/A | #N/A | #N/A | #N/A | #N/A | #N/A | #N/A | #N/A | #N/A | #N/A | #N/A | #N/A | #N/A | #N/A | #N/A | #N/A | #N/A | #N/A | #N/A | #N/A
[7 empty] | 10 | 16 | 6927 | 15 | 2020-10-16 | Wednesday | 3 | No | #N/A | #N/A | #N/A | #N/A | #N/A | #N/A | #N/A | #N/A | #N/A | #N/A | #N/A | #N/A | #N/A | #N/A | #N/A | #N/A | #N/A | #N/A | #N/A | #N/A | #N/A | #N/A | #N/A | #N/A | #N/A | #N/A | #N/A | #N/A | #N/A | #N/A | #N/A | #N/A | #N/A | #N/A | #N/A | #N/A
[7 empty] | 10 | 16 | 6928 | 16 | 2020-10-16 | Wednesday | 3 | No | #N/A | #N/A | #N/A | #N/A | #N/A | #N/A | #N/A | #N/A | #N/A | #N/A | #N/A | #N/A | #N/A | #N/A | #N/A | #N/A | #N/A | #N/A | #N/A | #N/A | #N/A | #N/A | #N/A | #N/A | #N/A | #N/A | #N/A | #N/A | #N/A | #N/A | #N/A | #N/A | #N/A | #N/A | #N/A | #N/A
[7 empty] | 10 | 16 | 6929 | 17 | 2020-10-16 | Wednesday | 3 | No | #N/A | #N/A | #N/A | #N/A | #N/A | #N/A | #N/A | #N/A | #N/A | #N/A | #N/A | #N/A | #N/A | #N/A | #N/A | #N/A | #N/A | #N/A | #N/A | #N/A | #N/A | #N/A | #N/A | #N/A | #N/A | #N/A | #N/A | #N/A | #N/A | #N/A | #N/A | #N/A | #N/A | #N/A | #N/A | #N/A
[7 empty] | 10 | 16 | 6930 | 18 | 2020-10-16 | Wednesday | 3 | No | #N/A | #N/A | #N/A | #N/A | #N/A | #N/A | #N/A | #N/A | #N/A | #N/A | #N/A | #N/A | #N/A | #N/A | #N/A | #N/A | #N/A | #N/A | #N/A | #N/A | #N/A | #N/A | #N/A | #N/A | #N/A | #N/A | #N/A | #N/A | #N/A | #N/A | #N/A | #N/A | #N/A | #N/A | #N/A | #N/A
[7 empty] | 10 | 16 | 6931 | 19 | 2020-10-16 | Wednesday | 3 | No | #N/A | #N/A | #N/A | #N/A | #N/A | #N/A | #N/A | #N/A | #N/A | #N/A | #N/A | #N/A | #N/A | #N/A | #N/A | #N/A | #N/A | #N/A | #N/A | #N/A | #N/A | #N/A | #N/A | #N/A | #N/A | #N/A | #N/A | #N/A | #N/A | #N/A | #N/A | #N/A | #N/A | #N/A | #N/A | #N/A
[7 empty] | 10 | 16 | 6932 | 20 | 2020-10-16 | Wednesday | 3 | No | #N/A | #N/A | #N/A | #N/A | #N/A | #N/A | #N/A | #N/A | #N/A | #N/A | #N/A | #N/A | #N/A | #N/A | #N/A | #N/A | #N/A | #N/A | #N/A | #N/A | #N/A | #N/A | #N/A | #N/A | #N/A | #N/A | #N/A | #N/A | #N/A | #N/A | #N/A | #N/A | #N/A | #N/A | #N/A | #N/A
[7 empty] | 10 | 16 | 6933 | 21 | 2020-10-16 | Wednesday | 3 | No | #N/A | #N/A | #N/A | #N/A | #N/A | #N/A | #N/A | #N/A | #N/A | #N/A | #N/A | #N/A | #N/A | #N/A | #N/A | #N/A | #N/A | #N/A | #N/A | #N/A | #N/A | #N/A | #N/A | #N/A | #N/A | #N/A | #N/A | #N/A | #N/A | #N/A | #N/A | #N/A | #N/A | #N/A | #N/A | #N/A
[7 empty] | 10 | 16 | 6934 | 22 | 2020-10-16 | Wednesday | 3 | No | #N/A | #N/A | #N/A | #N/A | #N/A | #N/A | #N/A | #N/A | #N/A | #N/A | #N/A | #N/A | #N/A | #N/A | #N/A | #N/A | #N/A | #N/A | #N/A | #N/A | #N/A | #N/A | #N/A | #N/A | #N/A | #N/A | #N/A | #N/A | #N/A | #N/A | #N/A | #N/A | #N/A | #N/A | #N/A | #N/A
[7 empty] | 10 | 16 | 6935 | 23 | 2020-10-16 | Wednesday | 3 | No | #N/A | #N/A | #N/A | #N/A | #N/A | #N/A | #N/A | #N/A | #N/A | #N/A | #N/A | #N/A | #N/A | #N/A | #N/A | #N/A | #N/A | #N/A | #N/A | #N/A | #N/A | #N/A | #N/A | #N/A | #N/A | #N/A | #N/A | #N/A | #N/A | #N/A | #N/A | #N/A | #N/A | #N/A | #N/A | #N/A
[7 empty] | 10 | 16 | 6936 | 24 | 2020-10-16 | Wednesday | 3 | No | #N/A | #N/A | #N/A | #N/A | #N/A | #N/A | #N/A | #N/A | #N/A | #N/A | #N/A | #N/A | #N/A | #N/A | #N/A | #N/A | #N/A | #N/A | #N/A | #N/A | #N/A | #N/A | #N/A | #N/A | #N/A | #N/A | #N/A | #N/A | #N/A | #N/A | #N/A | #N/A | #N/A | #N/A | #N/A | #N/A
[7 empty] | 10 | 17 | 6937 | 1 | 2020-10-17 | Thursday | 4 | No | #N/A | #N/A | #N/A | #N/A | #N/A | #N/A | #N/A | #N/A | #N/A | #N/A | #N/A | #N/A | #N/A | #N/A | #N/A | #N/A | #N/A | #N/A | #N/A | #N/A | #N/A | #N/A | #N/A | #N/A | #N/A | #N/A | #N/A | #N/A | #N/A | #N/A | #N/A | #N/A | #N/A | #N/A | #N/A | #N/A
[7 empty] | 10 | 17 | 6938 | 2 | 2020-10-17 | Thursday | 4 | No | #N/A | #N/A | #N/A | #N/A | #N/A | #N/A | #N/A | #N/A | #N/A | #N/A | #N/A | #N/A | #N/A | #N/A | #N/A | #N/A | #N/A | #N/A | #N/A | #N/A | #N/A | #N/A | #N/A | #N/A | #N/A | #N/A | #N/A | #N/A | #N/A | #N/A | #N/A | #N/A | #N/A | #N/A | #N/A | #N/A
[7 empty] | 10 | 17 | 6939 | 3 | 2020-10-17 | Thursday | 4 | No | #N/A | #N/A | #N/A | #N/A | #N/A | #N/A | #N/A | #N/A | #N/A | #N/A | #N/A | #N/A | #N/A | #N/A | #N/A | #N/A | #N/A | #N/A | #N/A | #N/A | #N/A | #N/A | #N/A | #N/A | #N/A | #N/A | #N/A | #N/A | #N/A | #N/A | #N/A | #N/A | #N/A | #N/A | #N/A | #N/A
[7 empty] | 10 | 17 | 6940 | 4 | 2020-10-17 | Thursday | 4 | No | #N/A | #N/A | #N/A | #N/A | #N/A | #N/A | #N/A | #N/A | #N/A | #N/A | #N/A | #N/A | #N/A | #N/A | #N/A | #N/A | #N/A | #N/A | #N/A | #N/A | #N/A | #N/A | #N/A | #N/A | #N/A | #N/A | #N/A | #N/A | #N/A | #N/A | #N/A | #N/A | #N/A | #N/A | #N/A | #N/A
[7 empty] | 10 | 17 | 6941 | 5 | 2020-10-17 | Thursday | 4 | No | #N/A | #N/A | #N/A | #N/A | #N/A | #N/A | #N/A | #N/A | #N/A | #N/A | #N/A | #N/A | #N/A | #N/A | #N/A | #N/A | #N/A | #N/A | #N/A | #N/A | #N/A | #N/A | #N/A | #N/A | #N/A | #N/A | #N/A | #N/A | #N/A | #N/A | #N/A | #N/A | #N/A | #N/A | #N/A | #N/A
[7 empty] | 10 | 17 | 6942 | 6 | 2020-10-17 | Thursday | 4 | No | #N/A | #N/A | #N/A | #N/A | #N/A | #N/A | #N/A | #N/A | #N/A | #N/A | #N/A | #N/A | #N/A | #N/A | #N/A | #N/A | #N/A | #N/A | #N/A | #N/A | #N/A | #N/A | #N/A | #N/A | #N/A | #N/A | #N/A | #N/A | #N/A | #N/A | #N/A | #N/A | #N/A | #N/A | #N/A | #N/A
[7 empty] | 10 | 17 | 6943 | 7 | 2020-10-17 | Thursday | 4 | No | #N/A | #N/A | #N/A | #N/A | #N/A | #N/A | #N/A | #N/A | #N/A | #N/A | #N/A | #N/A | #N/A | #N/A | #N/A | #N/A | #N/A | #N/A | #N/A | #N/A | #N/A | #N/A | #N/A | #N/A | #N/A | #N/A | #N/A | #N/A | #N/A | #N/A | #N/A | #N/A | #N/A | #N/A | #N/A | #N/A
[7 empty] | 10 | 17 | 6944 | 8 | 2020-10-17 | Thursday | 4 | No | #N/A | #N/A | #N/A | #N/A | #N/A | #N/A | #N/A | #N/A | #N/A | #N/A | #N/A | #N/A | #N/A | #N/A | #N/A | #N/A | #N/A | #N/A | #N/A | #N/A | #N/A | #N/A | #N/A | #N/A | #N/A | #N/A | #N/A | #N/A | #N/A | #N/A | #N/A | #N/A | #N/A | #N/A | #N/A | #N/A
[7 empty] | 10 | 17 | 6945 | 9 | 2020-10-17 | Thursday | 4 | No | #N/A | #N/A | #N/A | #N/A | #N/A | #N/A | #N/A | #N/A | #N/A | #N/A | #N/A | #N/A | #N/A | #N/A | #N/A | #N/A | #N/A | #N/A | #N/A | #N/A | #N/A | #N/A | #N/A | #N/A | #N/A | #N/A | #N/A | #N/A | #N/A | #N/A | #N/A | #N/A | #N/A | #N/A | #N/A | #N/A
[7 empty] | 10 | 17 | 6946 | 10 | 2020-10-17 | Thursday | 4 | No | #N/A | #N/A | #N/A | #N/A | #N/A | #N/A | #N/A | #N/A | #N/A | #N/A | #N/A | #N/A | #N/A | #N/A | #N/A | #N/A | #N/A | #N/A | #N/A | #N/A | #N/A | #N/A | #N/A | #N/A | #N/A | #N/A | #N/A | #N/A | #N/A | #N/A | #N/A | #N/A | #N/A | #N/A | #N/A | #N/A
[7 empty] | 10 | 17 | 6947 | 11 | 2020-10-17 | Thursday | 4 | No | #N/A | #N/A | #N/A | #N/A | #N/A | #N/A | #N/A | #N/A | #N/A | #N/A | #N/A | #N/A | #N/A | #N/A | #N/A | #N/A | #N/A | #N/A | #N/A | #N/A | #N/A | #N/A | #N/A | #N/A | #N/A | #N/A | #N/A | #N/A | #N/A | #N/A | #N/A | #N/A | #N/A | #N/A | #N/A | #N/A
[7 empty] | 10 | 17 | 6948 | 12 | 2020-10-17 | Thursday | 4 | No | #N/A | #N/A | #N/A | #N/A | #N/A | #N/A | #N/A | #N/A | #N/A | #N/A | #N/A | #N/A | #N/A | #N/A | #N/A | #N/A | #N/A | #N/A | #N/A | #N/A | #N/A | #N/A | #N/A | #N/A | #N/A | #N/A | #N/A | #N/A | #N/A | #N/A | #N/A | #N/A | #N/A | #N/A | #N/A | #N/A
[7 empty] | 10 | 17 | 6949 | 13 | 2020-10-17 | Thursday | 4 | No | #N/A | #N/A | #N/A | #N/A | #N/A | #N/A | #N/A | #N/A | #N/A | #N/A | #N/A | #N/A | #N/A | #N/A | #N/A | #N/A | #N/A | #N/A | #N/A | #N/A | #N/A | #N/A | #N/A | #N/A | #N/A | #N/A | #N/A | #N/A | #N/A | #N/A | #N/A | #N/A | #N/A | #N/A | #N/A | #N/A
[7 empty] | 10 | 17 | 6950 | 14 | 2020-10-17 | Thursday | 4 | No | #N/A | #N/A | #N/A | #N/A | #N/A | #N/A | #N/A | #N/A | #N/A | #N/A | #N/A | #N/A | #N/A | #N/A | #N/A | #N/A | #N/A | #N/A | #N/A | #N/A | #N/A | #N/A | #N/A | #N/A | #N/A | #N/A | #N/A | #N/A | #N/A | #N/A | #N/A | #N/A | #N/A | #N/A | #N/A | #N/A
[7 empty] | 10 | 17 | 6951 | 15 | 2020-10-17 | Thursday | 4 | No | #N/A | #N/A | #N/A | #N/A | #N/A | #N/A | #N/A | #N/A | #N/A | #N/A | #N/A | #N/A | #N/A | #N/A | #N/A | #N/A | #N/A | #N/A | #N/A | #N/A | #N/A | #N/A | #N/A | #N/A | #N/A | #N/A | #N/A | #N/A | #N/A | #N/A | #N/A | #N/A | #N/A | #N/A | #N/A | #N/A
[7 empty] | 10 | 17 | 6952 | 16 | 2020-10-17 | Thursday | 4 | No | #N/A | #N/A | #N/A | #N/A | #N/A | #N/A | #N/A | #N/A | #N/A | #N/A | #N/A | #N/A | #N/A | #N/A | #N/A | #N/A | #N/A | #N/A | #N/A | #N/A | #N/A | #N/A | #N/A | #N/A | #N/A | #N/A | #N/A | #N/A | #N/A | #N/A | #N/A | #N/A | #N/A | #N/A | #N/A | #N/A
[7 empty] | 10 | 17 | 6953 | 17 | 2020-10-17 | Thursday | 4 | No | #N/A | #N/A | #N/A | #N/A | #N/A | #N/A | #N/A | #N/A | #N/A | #N/A | #N/A | #N/A | #N/A | #N/A | #N/A | #N/A | #N/A | #N/A | #N/A | #N/A | #N/A | #N/A | #N/A | #N/A | #N/A | #N/A | #N/A | #N/A | #N/A | #N/A | #N/A | #N/A | #N/A | #N/A | #N/A | #N/A
[7 empty] | 10 | 17 | 6954 | 18 | 2020-10-17 | Thursday | 4 | No | #N/A | #N/A | #N/A | #N/A | #N/A | #N/A | #N/A | #N/A | #N/A | #N/A | #N/A | #N/A | #N/A | #N/A | #N/A | #N/A | #N/A | #N/A | #N/A | #N/A | #N/A | #N/A | #N/A | #N/A | #N/A | #N/A | #N/A | #N/A | #N/A | #N/A | #N/A | #N/A | #N/A | #N/A | #N/A | #N/A
[7 empty] | 10 | 17 | 6955 | 19 | 2020-10-17 | Thursday | 4 | No | #N/A | #N/A | #N/A | #N/A | #N/A | #N/A | #N/A | #N/A | #N/A | #N/A | #N/A | #N/A | #N/A | #N/A | #N/A | #N/A | #N/A | #N/A | #N/A | #N/A | #N/A | #N/A | #N/A | #N/A | #N/A | #N/A | #N/A | #N/A | #N/A | #N/A | #N/A | #N/A | #N/A | #N/A | #N/A | #N/A
[7 empty] | 10 | 17 | 6956 | 20 | 2020-10-17 | Thursday | 4 | No | #N/A | #N/A | #N/A | #N/A | #N/A | #N/A | #N/A | #N/A | #N/A | #N/A | #N/A | #N/A | #N/A | #N/A | #N/A | #N/A | #N/A | #N/A | #N/A | #N/A | #N/A | #N/A | #N/A | #N/A | #N/A | #N/A | #N/A | #N/A | #N/A | #N/A | #N/A | #N/A | #N/A | #N/A | #N/A | #N/A
[7 empty] | 10 | 17 | 6957 | 21 | 2020-10-17 | Thursday | 4 | No | #N/A | #N/A | #N/A | #N/A | #N/A | #N/A | #N/A | #N/A | #N/A | #N/A | #N/A | #N/A | #N/A | #N/A | #N/A | #N/A | #N/A | #N/A | #N/A | #N/A | #N/A | #N/A | #N/A | #N/A | #N/A | #N/A | #N/A | #N/A | #N/A | #N/A | #N/A | #N/A | #N/A | #N/A | #N/A | #N/A
[7 empty] | 10 | 17 | 6958 | 22 | 2020-10-17 | Thursday | 4 | No | #N/A | #N/A | #N/A | #N/A | #N/A | #N/A | #N/A | #N/A | #N/A | #N/A | #N/A | #N/A | #N/A | #N/A | #N/A | #N/A | #N/A | #N/A | #N/A | #N/A | #N/A | #N/A | #N/A | #N/A | #N/A | #N/A | #N/A | #N/A | #N/A | #N/A | #N/A | #N/A | #N/A | #N/A | #N/A | #N/A
[7 empty] | 10 | 17 | 6959 | 23 | 2020-10-17 | Thursday | 4 | No | #N/A | #N/A | #N/A | #N/A | #N/A | #N/A | #N/A | #N/A | #N/A | #N/A | #N/A | #N/A | #N/A | #N/A | #N/A | #N/A | #N/A | #N/A | #N/A | #N/A | #N/A | #N/A | #N/A | #N/A | #N/A | #N/A | #N/A | #N/A | #N/A | #N/A | #N/A | #N/A | #N/A | #N/A | #N/A | #N/A
[7 empty] | 10 | 17 | 6960 | 24 | 2020-10-17 | Thursday | 4 | No | #N/A | #N/A | #N/A | #N/A | #N/A | #N/A | #N/A | #N/A | #N/A | #N/A | #N/A | #N/A | #N/A | #N/A | #N/A | #N/A | #N/A | #N/A | #N/A | #N/A | #N/A | #N/A | #N/A | #N/A | #N/A | #N/A | #N/A | #N/A | #N/A | #N/A | #N/A | #N/A | #N/A | #N/A | #N/A | #N/A
[7 empty] | 10 | 18 | 6961 | 1 | 2020-10-18 | Friday | 5 | No | #N/A | #N/A | #N/A | #N/A | #N/A | #N/A | #N/A | #N/A | #N/A | #N/A | #N/A | #N/A | #N/A | #N/A | #N/A | #N/A | #N/A | #N/A | #N/A | #N/A | #N/A | #N/A | #N/A | #N/A | #N/A | #N/A | #N/A | #N/A | #N/A | #N/A | #N/A | #N/A | #N/A | #N/A | #N/A | #N/A
[7 empty] | 10 | 18 | 6962 | 2 | 2020-10-18 | Friday | 5 | No | #N/A | #N/A | #N/A | #N/A | #N/A | #N/A | #N/A | #N/A | #N/A | #N/A | #N/A | #N/A | #N/A | #N/A | #N/A | #N/A | #N/A | #N/A | #N/A | #N/A | #N/A | #N/A | #N/A | #N/A | #N/A | #N/A | #N/A | #N/A | #N/A | #N/A | #N/A | #N/A | #N/A | #N/A | #N/A | #N/A
[7 empty] | 10 | 18 | 6963 | 3 | 2020-10-18 | Friday | 5 | No | #N/A | #N/A | #N/A | #N/A | #N/A | #N/A | #N/A | #N/A | #N/A | #N/A | #N/A | #N/A | #N/A | #N/A | #N/A | #N/A | #N/A | #N/A | #N/A | #N/A | #N/A | #N/A | #N/A | #N/A | #N/A | #N/A | #N/A | #N/A | #N/A | #N/A | #N/A | #N/A | #N/A | #N/A | #N/A | #N/A
[7 empty] | 10 | 18 | 6964 | 4 | 2020-10-18 | Friday | 5 | No | #N/A | #N/A | #N/A | #N/A | #N/A | #N/A | #N/A | #N/A | #N/A | #N/A | #N/A | #N/A | #N/A | #N/A | #N/A | #N/A | #N/A | #N/A | #N/A | #N/A | #N/A | #N/A | #N/A | #N/A | #N/A | #N/A | #N/A | #N/A | #N/A | #N/A | #N/A | #N/A | #N/A | #N/A | #N/A | #N/A
[7 empty] | 10 | 18 | 6965 | 5 | 2020-10-18 | Friday | 5 | No | #N/A | #N/A | #N/A | #N/A | #N/A | #N/A | #N/A | #N/A | #N/A | #N/A | #N/A | #N/A | #N/A | #N/A | #N/A | #N/A | #N/A | #N/A | #N/A | #N/A | #N/A | #N/A | #N/A | #N/A | #N/A | #N/A | #N/A | #N/A | #N/A | #N/A | #N/A | #N/A | #N/A | #N/A | #N/A | #N/A
[7 empty] | 10 | 18 | 6966 | 6 | 2020-10-18 | Friday | 5 | No | #N/A | #N/A | #N/A | #N/A | #N/A | #N/A | #N/A | #N/A | #N/A | #N/A | #N/A | #N/A | #N/A | #N/A | #N/A | #N/A | #N/A | #N/A | #N/A | #N/A | #N/A | #N/A | #N/A | #N/A | #N/A | #N/A | #N/A | #N/A | #N/A | #N/A | #N/A | #N/A | #N/A | #N/A | #N/A | #N/A
[7 empty] | 10 | 18 | 6967 | 7 | 2020-10-18 | Friday | 5 | No | #N/A | #N/A | #N/A | #N/A | #N/A | #N/A | #N/A | #N/A | #N/A | #N/A | #N/A | #N/A | #N/A | #N/A | #N/A | #N/A | #N/A | #N/A | #N/A | #N/A | #N/A | #N/A | #N/A | #N/A | #N/A | #N/A | #N/A | #N/A | #N/A | #N/A | #N/A | #N/A | #N/A | #N/A | #N/A | #N/A
[7 empty] | 10 | 18 | 6968 | 8 | 2020-10-18 | Friday | 5 | No | #N/A | #N/A | #N/A | #N/A | #N/A | #N/A | #N/A | #N/A | #N/A | #N/A | #N/A | #N/A | #N/A | #N/A | #N/A | #N/A | #N/A | #N/A | #N/A | #N/A | #N/A | #N/A | #N/A | #N/A | #N/A | #N/A | #N/A | #N/A | #N/A | #N/A | #N/A | #N/A | #N/A | #N/A | #N/A | #N/A
[7 empty] | 10 | 18 | 6969 | 9 | 2020-10-18 | Friday | 5 | No | #N/A | #N/A | #N/A | #N/A | #N/A | #N/A | #N/A | #N/A | #N/A | #N/A | #N/A | #N/A | #N/A | #N/A | #N/A | #N/A | #N/A | #N/A | #N/A | #N/A | #N/A | #N/A | #N/A | #N/A | #N/A | #N/A | #N/A | #N/A | #N/A | #N/A | #N/A | #N/A | #N/A | #N/A | #N/A | #N/A
[7 empty] | 10 | 18 | 6970 | 10 | 2020-10-18 | Friday | 5 | No | #N/A | #N/A | #N/A | #N/A | #N/A | #N/A | #N/A | #N/A | #N/A | #N/A | #N/A | #N/A | #N/A | #N/A | #N/A | #N/A | #N/A | #N/A | #N/A | #N/A | #N/A | #N/A | #N/A | #N/A | #N/A | #N/A | #N/A | #N/A | #N/A | #N/A | #N/A | #N/A | #N/A | #N/A | #N/A | #N/A
[7 empty] | 10 | 18 | 6971 | 11 | 2020-10-18 | Friday | 5 | No | #N/A | #N/A | #N/A | #N/A | #N/A | #N/A | #N/A | #N/A | #N/A | #N/A | #N/A | #N/A | #N/A | #N/A | #N/A | #N/A | #N/A | #N/A | #N/A | #N/A | #N/A | #N/A | #N/A | #N/A | #N/A | #N/A | #N/A | #N/A | #N/A | #N/A | #N/A | #N/A | #N/A | #N/A | #N/A | #N/A
[7 empty] | 10 | 18 | 6972 | 12 | 2020-10-18 | Friday | 5 | No | #N/A | #N/A | #N/A | #N/A | #N/A | #N/A | #N/A | #N/A | #N/A | #N/A | #N/A | #N/A | #N/A | #N/A | #N/A | #N/A | #N/A | #N/A | #N/A | #N/A | #N/A | #N/A | #N/A | #N/A | #N/A | #N/A | #N/A | #N/A | #N/A | #N/A | #N/A | #N/A | #N/A | #N/A | #N/A | #N/A
[7 empty] | 10 | 18 | 6973 | 13 | 2020-10-18 | Friday | 5 | No | #N/A | #N/A | #N/A | #N/A | #N/A | #N/A | #N/A | #N/A | #N/A | #N/A | #N/A | #N/A | #N/A | #N/A | #N/A | #N/A | #N/A | #N/A | #N/A | #N/A | #N/A | #N/A | #N/A | #N/A | #N/A | #N/A | #N/A | #N/A | #N/A | #N/A | #N/A | #N/A | #N/A | #N/A | #N/A | #N/A
[7 empty] | 10 | 18 | 6974 | 14 | 2020-10-18 | Friday | 5 | No | #N/A | #N/A | #N/A | #N/A | #N/A | #N/A | #N/A | #N/A | #N/A | #N/A | #N/A | #N/A | #N/A | #N/A | #N/A | #N/A | #N/A | #N/A | #N/A | #N/A | #N/A | #N/A | #N/A | #N/A | #N/A | #N/A | #N/A | #N/A | #N/A | #N/A | #N/A | #N/A | #N/A | #N/A | #N/A | #N/A
[7 empty] | 10 | 18 | 6975 | 15 | 2020-10-18 | Friday | 5 | No | #N/A | #N/A | #N/A | #N/A | #N/A | #N/A | #N/A | #N/A | #N/A | #N/A | #N/A | #N/A | #N/A | #N/A | #N/A | #N/A | #N/A | #N/A | #N/A | #N/A | #N/A | #N/A | #N/A | #N/A | #N/A | #N/A | #N/A | #N/A | #N/A | #N/A | #N/A | #N/A | #N/A | #N/A | #N/A | #N/A
[7 empty] | 10 | 18 | 6976 | 16 | 2020-10-18 | Friday | 5 | No | #N/A | #N/A | #N/A | #N/A | #N/A | #N/A | #N/A | #N/A | #N/A | #N/A | #N/A | #N/A | #N/A | #N/A | #N/A | #N/A | #N/A | #N/A | #N/A | #N/A | #N/A | #N/A | #N/A | #N/A | #N/A | #N/A | #N/A | #N/A | #N/A | #N/A | #N/A | #N/A | #N/A | #N/A | #N/A | #N/A
[7 empty] | 10 | 18 | 6977 | 17 | 2020-10-18 | Friday | 5 | No | #N/A | #N/A | #N/A | #N/A | #N/A | #N/A | #N/A | #N/A | #N/A | #N/A | #N/A | #N/A | #N/A | #N/A | #N/A | #N/A | #N/A | #N/A | #N/A | #N/A | #N/A | #N/A | #N/A | #N/A | #N/A | #N/A | #N/A | #N/A | #N/A | #N/A | #N/A | #N/A | #N/A | #N/A | #N/A | #N/A
[7 empty] | 10 | 18 | 6978 | 18 | 2020-10-18 | Friday | 5 | No | #N/A | #N/A | #N/A | #N/A | #N/A | #N/A | #N/A | #N/A | #N/A | #N/A | #N/A | #N/A | #N/A | #N/A | #N/A | #N/A | #N/A | #N/A | #N/A | #N/A | #N/A | #N/A | #N/A | #N/A | #N/A | #N/A | #N/A | #N/A | #N/A | #N/A | #N/A | #N/A | #N/A | #N/A | #N/A | #N/A
[7 empty] | 10 | 18 | 6979 | 19 | 2020-10-18 | Friday | 5 | No | #N/A | #N/A | #N/A | #N/A | #N/A | #N/A | #N/A | #N/A | #N/A | #N/A | #N/A | #N/A | #N/A | #N/A | #N/A | #N/A | #N/A | #N/A | #N/A | #N/A | #N/A | #N/A | #N/A | #N/A | #N/A | #N/A | #N/A | #N/A | #N/A | #N/A | #N/A | #N/A | #N/A | #N/A | #N/A | #N/A
[7 empty] | 10 | 18 | 6980 | 20 | 2020-10-18 | Friday | 5 | No | #N/A | #N/A | #N/A | #N/A | #N/A | #N/A | #N/A | #N/A | #N/A | #N/A | #N/A | #N/A | #N/A | #N/A | #N/A | #N/A | #N/A | #N/A | #N/A | #N/A | #N/A | #N/A | #N/A | #N/A | #N/A | #N/A | #N/A | #N/A | #N/A | #N/A | #N/A | #N/A | #N/A | #N/A | #N/A | #N/A
[7 empty] | 10 | 18 | 6981 | 21 | 2020-10-18 | Friday | 5 | No | #N/A | #N/A | #N/A | #N/A | #N/A | #N/A | #N/A | #N/A | #N/A | #N/A | #N/A | #N/A | #N/A | #N/A | #N/A | #N/A | #N/A | #N/A | #N/A | #N/A | #N/A | #N/A | #N/A | #N/A | #N/A | #N/A | #N/A | #N/A | #N/A | #N/A | #N/A | #N/A | #N/A | #N/A | #N/A | #N/A
[7 empty] | 10 | 18 | 6982 | 22 | 2020-10-18 | Friday | 5 | No | #N/A | #N/A | #N/A | #N/A | #N/A | #N/A | #N/A | #N/A | #N/A | #N/A | #N/A | #N/A | #N/A | #N/A | #N/A | #N/A | #N/A | #N/A | #N/A | #N/A | #N/A | #N/A | #N/A | #N/A | #N/A | #N/A | #N/A | #N/A | #N/A | #N/A | #N/A | #N/A | #N/A | #N/A | #N/A | #N/A
[7 empty] | 10 | 18 | 6983 | 23 | 2020-10-18 | Friday | 5 | No | #N/A | #N/A | #N/A | #N/A | #N/A | #N/A | #N/A | #N/A | #N/A | #N/A | #N/A | #N/A | #N/A | #N/A | #N/A | #N/A | #N/A | #N/A | #N/A | #N/A | #N/A | #N/A | #N/A | #N/A | #N/A | #N/A | #N/A | #N/A | #N/A | #N/A | #N/A | #N/A | #N/A | #N/A | #N/A | #N/A
[7 empty] | 10 | 18 | 6984 | 24 | 2020-10-18 | Friday | 5 | No | #N/A | #N/A | #N/A | #N/A | #N/A | #N/A | #N/A | #N/A | #N/A | #N/A | #N/A | #N/A | #N/A | #N/A | #N/A | #N/A | #N/A | #N/A | #N/A | #N/A | #N/A | #N/A | #N/A | #N/A | #N/A | #N/A | #N/A | #N/A | #N/A | #N/A | #N/A | #N/A | #N/A | #N/A | #N/A | #N/A
[7 empty] | 10 | 19 | 6985 | 1 | 2020-10-19 | Saturday | 6 | No | #N/A | #N/A | #N/A | #N/A | #N/A | #N/A | #N/A | #N/A | #N/A | #N/A | #N/A | #N/A | #N/A | #N/A | #N/A | #N/A | #N/A | #N/A | #N/A | #N/A | #N/A | #N/A | #N/A | #N/A | #N/A | #N/A | #N/A | #N/A | #N/A | #N/A | #N/A | #N/A | #N/A | #N/A | #N/A | #N/A
[7 empty] | 10 | 19 | 6986 | 2 | 2020-10-19 | Saturday | 6 | No | #N/A | #N/A | #N/A | #N/A | #N/A | #N/A | #N/A | #N/A | #N/A | #N/A | #N/A | #N/A | #N/A | #N/A | #N/A | #N/A | #N/A | #N/A | #N/A | #N/A | #N/A | #N/A | #N/A | #N/A | #N/A | #N/A | #N/A | #N/A | #N/A | #N/A | #N/A | #N/A | #N/A | #N/A | #N/A | #N/A
[7 empty] | 10 | 19 | 6987 | 3 | 2020-10-19 | Saturday | 6 | No | #N/A | #N/A | #N/A | #N/A | #N/A | #N/A | #N/A | #N/A | #N/A | #N/A | #N/A | #N/A | #N/A | #N/A | #N/A | #N/A | #N/A | #N/A | #N/A | #N/A | #N/A | #N/A | #N/A | #N/A | #N/A | #N/A | #N/A | #N/A | #N/A | #N/A | #N/A | #N/A | #N/A | #N/A | #N/A | #N/A
[7 empty] | 10 | 19 | 6988 | 4 | 2020-10-19 | Saturday | 6 | No | #N/A | #N/A | #N/A | #N/A | #N/A | #N/A | #N/A | #N/A | #N/A | #N/A | #N/A | #N/A | #N/A | #N/A | #N/A | #N/A | #N/A | #N/A | #N/A | #N/A | #N/A | #N/A | #N/A | #N/A | #N/A | #N/A | #N/A | #N/A | #N/A | #N/A | #N/A | #N/A | #N/A | #N/A | #N/A | #N/A
[7 empty] | 10 | 19 | 6989 | 5 | 2020-10-19 | Saturday | 6 | No | #N/A | #N/A | #N/A | #N/A | #N/A | #N/A | #N/A | #N/A | #N/A | #N/A | #N/A | #N/A | #N/A | #N/A | #N/A | #N/A | #N/A | #N/A | #N/A | #N/A | #N/A | #N/A | #N/A | #N/A | #N/A | #N/A | #N/A | #N/A | #N/A | #N/A | #N/A | #N/A | #N/A | #N/A | #N/A | #N/A
[7 empty] | 10 | 19 | 6990 | 6 | 2020-10-19 | Saturday | 6 | No | #N/A | #N/A | #N/A | #N/A | #N/A | #N/A | #N/A | #N/A | #N/A | #N/A | #N/A | #N/A | #N/A | #N/A | #N/A | #N/A | #N/A | #N/A | #N/A | #N/A | #N/A | #N/A | #N/A | #N/A | #N/A | #N/A | #N/A | #N/A | #N/A | #N/A | #N/A | #N/A | #N/A | #N/A | #N/A | #N/A
[7 empty] | 10 | 19 | 6991 | 7 | 2020-10-19 | Saturday | 6 | No | #N/A | #N/A | #N/A | #N/A | #N/A | #N/A | #N/A | #N/A | #N/A | #N/A | #N/A | #N/A | #N/A | #N/A | #N/A | #N/A | #N/A | #N/A | #N/A | #N/A | #N/A | #N/A | #N/A | #N/A | #N/A | #N/A | #N/A | #N/A | #N/A | #N/A | #N/A | #N/A | #N/A | #N/A | #N/A | #N/A
[7 empty] | 10 | 19 | 6992 | 8 | 2020-10-19 | Saturday | 6 | No | #N/A | #N/A | #N/A | #N/A | #N/A | #N/A | #N/A | #N/A | #N/A | #N/A | #N/A | #N/A | #N/A | #N/A | #N/A | #N/A | #N/A | #N/A | #N/A | #N/A | #N/A | #N/A | #N/A | #N/A | #N/A | #N/A | #N/A | #N/A | #N/A | #N/A | #N/A | #N/A | #N/A | #N/A | #N/A | #N/A
[7 empty] | 10 | 19 | 6993 | 9 | 2020-10-19 | Saturday | 6 | No | #N/A | #N/A | #N/A | #N/A | #N/A | #N/A | #N/A | #N/A | #N/A | #N/A | #N/A | #N/A | #N/A | #N/A | #N/A | #N/A | #N/A | #N/A | #N/A | #N/A | #N/A | #N/A | #N/A | #N/A | #N/A | #N/A | #N/A | #N/A | #N/A | #N/A | #N/A | #N/A | #N/A | #N/A | #N/A | #N/A
[7 empty] | 10 | 19 | 6994 | 10 | 2020-10-19 | Saturday | 6 | No | #N/A | #N/A | #N/A | #N/A | #N/A | #N/A | #N/A | #N/A | #N/A | #N/A | #N/A | #N/A | #N/A | #N/A | #N/A | #N/A | #N/A | #N/A | #N/A | #N/A | #N/A | #N/A | #N/A | #N/A | #N/A | #N/A | #N/A | #N/A | #N/A | #N/A | #N/A | #N/A | #N/A | #N/A | #N/A | #N/A
[7 empty] | 10 | 19 | 6995 | 11 | 2020-10-19 | Saturday | 6 | No | #N/A | #N/A | #N/A | #N/A | #N/A | #N/A | #N/A | #N/A | #N/A | #N/A | #N/A | #N/A | #N/A | #N/A | #N/A | #N/A | #N/A | #N/A | #N/A | #N/A | #N/A | #N/A | #N/A | #N/A | #N/A | #N/A | #N/A | #N/A | #N/A | #N/A | #N/A | #N/A | #N/A | #N/A | #N/A | #N/A
[7 empty] | 10 | 19 | 6996 | 12 | 2020-10-19 | Saturday | 6 | No | #N/A | #N/A | #N/A | #N/A | #N/A | #N/A | #N/A | #N/A | #N/A | #N/A | #N/A | #N/A | #N/A | #N/A | #N/A | #N/A | #N/A | #N/A | #N/A | #N/A | #N/A | #N/A | #N/A | #N/A | #N/A | #N/A | #N/A | #N/A | #N/A | #N/A | #N/A | #N/A | #N/A | #N/A | #N/A | #N/A
[7 empty] | 10 | 19 | 6997 | 13 | 2020-10-19 | Saturday | 6 | No | #N/A | #N/A | #N/A | #N/A | #N/A | #N/A | #N/A | #N/A | #N/A | #N/A | #N/A | #N/A | #N/A | #N/A | #N/A | #N/A | #N/A | #N/A | #N/A | #N/A | #N/A | #N/A | #N/A | #N/A | #N/A | #N/A | #N/A | #N/A | #N/A | #N/A | #N/A | #N/A | #N/A | #N/A | #N/A | #N/A
[7 empty] | 10 | 19 | 6998 | 14 | 2020-10-19 | Saturday | 6 | No | #N/A | #N/A | #N/A | #N/A | #N/A | #N/A | #N/A | #N/A | #N/A | #N/A | #N/A | #N/A | #N/A | #N/A | #N/A | #N/A | #N/A | #N/A | #N/A | #N/A | #N/A | #N/A | #N/A | #N/A | #N/A | #N/A | #N/A | #N/A | #N/A | #N/A | #N/A | #N/A | #N/A | #N/A | #N/A | #N/A
[7 empty] | 10 | 19 | 6999 | 15 | 2020-10-19 | Saturday | 6 | No | #N/A | #N/A | #N/A | #N/A | #N/A | #N/A | #N/A | #N/A | #N/A | #N/A | #N/A | #N/A | #N/A | #N/A | #N/A | #N/A | #N/A | #N/A | #N/A | #N/A | #N/A | #N/A | #N/A | #N/A | #N/A | #N/A | #N/A | #N/A | #N/A | #N/A | #N/A | #N/A | #N/A | #N/A | #N/A | #N/A
[7 empty] | 10 | 19 | 7000 | 16 | 2020-10-19 | Saturday | 6 | No | #N/A | #N/A | #N/A | #N/A | #N/A | #N/A | #N/A | #N/A | #N/A | #N/A | #N/A | #N/A | #N/A | #N/A | #N/A | #N/A | #N/A | #N/A | #N/A | #N/A | #N/A | #N/A | #N/A | #N/A | #N/A | #N/A | #N/A | #N/A | #N/A | #N/A | #N/A | #N/A | #N/A | #N/A | #N/A | #N/A
[7 empty] | 10 | 19 | 7001 | 17 | 2020-10-19 | Saturday | 6 | No | #N/A | #N/A | #N/A | #N/A | #N/A | #N/A | #N/A | #N/A | #N/A | #N/A | #N/A | #N/A | #N/A | #N/A | #N/A | #N/A | #N/A | #N/A | #N/A | #N/A | #N/A | #N/A | #N/A | #N/A | #N/A | #N/A | #N/A | #N/A | #N/A | #N/A | #N/A | #N/A | #N/A | #N/A | #N/A | #N/A
[7 empty] | 10 | 19 | 7002 | 18 | 2020-10-19 | Saturday | 6 | No | #N/A | #N/A | #N/A | #N/A | #N/A | #N/A | #N/A | #N/A | #N/A | #N/A | #N/A | #N/A | #N/A | #N/A | #N/A | #N/A | #N/A | #N/A | #N/A | #N/A | #N/A | #N/A | #N/A | #N/A | #N/A | #N/A | #N/A | #N/A | #N/A | #N/A | #N/A | #N/A | #N/A | #N/A | #N/A | #N/A
[7 empty] | 10 | 19 | 7003 | 19 | 2020-10-19 | Saturday | 6 | No | #N/A | #N/A | #N/A | #N/A | #N/A | #N/A | #N/A | #N/A | #N/A | #N/A | #N/A | #N/A | #N/A | #N/A | #N/A | #N/A | #N/A | #N/A | #N/A | #N/A | #N/A | #N/A | #N/A | #N/A | #N/A | #N/A | #N/A | #N/A | #N/A | #N/A | #N/A | #N/A | #N/A | #N/A | #N/A | #N/A
[7 empty] | 10 | 19 | 7004 | 20 | 2020-10-19 | Saturday | 6 | No | #N/A | #N/A | #N/A | #N/A | #N/A | #N/A | #N/A | #N/A | #N/A | #N/A | #N/A | #N/A | #N/A | #N/A | #N/A | #N/A | #N/A | #N/A | #N/A | #N/A | #N/A | #N/A | #N/A | #N/A | #N/A | #N/A | #N/A | #N/A | #N/A | #N/A | #N/A | #N/A | #N/A | #N/A | #N/A | #N/A
[7 empty] | 10 | 19 | 7005 | 21 | 2020-10-19 | Saturday | 6 | No | #N/A | #N/A | #N/A | #N/A | #N/A | #N/A | #N/A | #N/A | #N/A | #N/A | #N/A | #N/A | #N/A | #N/A | #N/A | #N/A | #N/A | #N/A | #N/A | #N/A | #N/A | #N/A | #N/A | #N/A | #N/A | #N/A | #N/A | #N/A | #N/A | #N/A | #N/A | #N/A | #N/A | #N/A | #N/A | #N/A
[7 empty] | 10 | 19 | 7006 | 22 | 2020-10-19 | Saturday | 6 | No | #N/A | #N/A | #N/A | #N/A | #N/A | #N/A | #N/A | #N/A | #N/A | #N/A | #N/A | #N/A | #N/A | #N/A | #N/A | #N/A | #N/A | #N/A | #N/A | #N/A | #N/A | #N/A | #N/A | #N/A | #N/A | #N/A | #N/A | #N/A | #N/A | #N/A | #N/A | #N/A | #N/A | #N/A | #N/A | #N/A
[7 empty] | 10 | 19 | 7007 | 23 | 2020-10-19 | Saturday | 6 | No | #N/A | #N/A | #N/A | #N/A | #N/A | #N/A | #N/A | #N/A | #N/A | #N/A | #N/A | #N/A | #N/A | #N/A | #N/A | #N/A | #N/A | #N/A | #N/A | #N/A | #N/A | #N/A | #N/A | #N/A | #N/A | #N/A | #N/A | #N/A | #N/A | #N/A | #N/A | #N/A | #N/A | #N/A | #N/A | #N/A
[7 empty] | 10 | 19 | 7008 | 24 | 2020-10-19 | Saturday | 6 | No | #N/A | #N/A | #N/A | #N/A | #N/A | #N/A | #N/A | #N/A | #N/A | #N/A | #N/A | #N/A | #N/A | #N/A | #N/A | #N/A | #N/A | #N/A | #N/A | #N/A | #N/A | #N/A | #N/A | #N/A | #N/A | #N/A | #N/A | #N/A | #N/A | #N/A | #N/A | #N/A | #N/A | #N/A | #N/A | #N/A
[7 empty] | 10 | 20 | 7009 | 1 | 2020-10-20 | Sunday | 7 | No | #N/A | #N/A | #N/A | #N/A | #N/A | #N/A | #N/A | #N/A | #N/A | #N/A | #N/A | #N/A | #N/A | #N/A | #N/A | #N/A | #N/A | #N/A | #N/A | #N/A | #N/A | #N/A | #N/A | #N/A | #N/A | #N/A | #N/A | #N/A | #N/A | #N/A | #N/A | #N/A | #N/A | #N/A | #N/A | #N/A
[7 empty] | 10 | 20 | 7010 | 2 | 2020-10-20 | Sunday | 7 | No | #N/A | #N/A | #N/A | #N/A | #N/A | #N/A | #N/A | #N/A | #N/A | #N/A | #N/A | #N/A | #N/A | #N/A | #N/A | #N/A | #N/A | #N/A | #N/A | #N/A | #N/A | #N/A | #N/A | #N/A | #N/A | #N/A | #N/A | #N/A | #N/A | #N/A | #N/A | #N/A | #N/A | #N/A | #N/A | #N/A
[7 empty] | 10 | 20 | 7011 | 3 | 2020-10-20 | Sunday | 7 | No | #N/A | #N/A | #N/A | #N/A | #N/A | #N/A | #N/A | #N/A | #N/A | #N/A | #N/A | #N/A | #N/A | #N/A | #N/A | #N/A | #N/A | #N/A | #N/A | #N/A | #N/A | #N/A | #N/A | #N/A | #N/A | #N/A | #N/A | #N/A | #N/A | #N/A | #N/A | #N/A | #N/A | #N/A | #N/A | #N/A
[7 empty] | 10 | 20 | 7012 | 4 | 2020-10-20 | Sunday | 7 | No | #N/A | #N/A | #N/A | #N/A | #N/A | #N/A | #N/A | #N/A | #N/A | #N/A | #N/A | #N/A | #N/A | #N/A | #N/A | #N/A | #N/A | #N/A | #N/A | #N/A | #N/A | #N/A | #N/A | #N/A | #N/A | #N/A | #N/A | #N/A | #N/A | #N/A | #N/A | #N/A | #N/A | #N/A | #N/A | #N/A
[7 empty] | 10 | 20 | 7013 | 5 | 2020-10-20 | Sunday | 7 | No | #N/A | #N/A | #N/A | #N/A | #N/A | #N/A | #N/A | #N/A | #N/A | #N/A | #N/A | #N/A | #N/A | #N/A | #N/A | #N/A | #N/A | #N/A | #N/A | #N/A | #N/A | #N/A | #N/A | #N/A | #N/A | #N/A | #N/A | #N/A | #N/A | #N/A | #N/A | #N/A | #N/A | #N/A | #N/A | #N/A
[7 empty] | 10 | 20 | 7014 | 6 | 2020-10-20 | Sunday | 7 | No | #N/A | #N/A | #N/A | #N/A | #N/A | #N/A | #N/A | #N/A | #N/A | #N/A | #N/A | #N/A | #N/A | #N/A | #N/A | #N/A | #N/A | #N/A | #N/A | #N/A | #N/A | #N/A | #N/A | #N/A | #N/A | #N/A | #N/A | #N/A | #N/A | #N/A | #N/A | #N/A | #N/A | #N/A | #N/A | #N/A
[7 empty] | 10 | 20 | 7015 | 7 | 2020-10-20 | Sunday | 7 | No | #N/A | #N/A | #N/A | #N/A | #N/A | #N/A | #N/A | #N/A | #N/A | #N/A | #N/A | #N/A | #N/A | #N/A | #N/A | #N/A | #N/A | #N/A | #N/A | #N/A | #N/A | #N/A | #N/A | #N/A | #N/A | #N/A | #N/A | #N/A | #N/A | #N/A | #N/A | #N/A | #N/A | #N/A | #N/A | #N/A
[7 empty] | 10 | 20 | 7016 | 8 | 2020-10-20 | Sunday | 7 | No | #N/A | #N/A | #N/A | #N/A | #N/A | #N/A | #N/A | #N/A | #N/A | #N/A | #N/A | #N/A | #N/A | #N/A | #N/A | #N/A | #N/A | #N/A | #N/A | #N/A | #N/A | #N/A | #N/A | #N/A | #N/A | #N/A | #N/A | #N/A | #N/A | #N/A | #N/A | #N/A | #N/A | #N/A | #N/A | #N/A
[7 empty] | 10 | 20 | 7017 | 9 | 2020-10-20 | Sunday | 7 | No | #N/A | #N/A | #N/A | #N/A | #N/A | #N/A | #N/A | #N/A | #N/A | #N/A | #N/A | #N/A | #N/A | #N/A | #N/A | #N/A | #N/A | #N/A | #N/A | #N/A | #N/A | #N/A | #N/A | #N/A | #N/A | #N/A | #N/A | #N/A | #N/A | #N/A | #N/A | #N/A | #N/A | #N/A | #N/A | #N/A
[7 empty] | 10 | 20 | 7018 | 10 | 2020-10-20 | Sunday | 7 | No | #N/A | #N/A | #N/A | #N/A | #N/A | #N/A | #N/A | #N/A | #N/A | #N/A | #N/A | #N/A | #N/A | #N/A | #N/A | #N/A | #N/A | #N/A | #N/A | #N/A | #N/A | #N/A | #N/A | #N/A | #N/A | #N/A | #N/A | #N/A | #N/A | #N/A | #N/A | #N/A | #N/A | #N/A | #N/A | #N/A
[7 empty] | 10 | 20 | 7019 | 11 | 2020-10-20 | Sunday | 7 | No | #N/A | #N/A | #N/A | #N/A | #N/A | #N/A | #N/A | #N/A | #N/A | #N/A | #N/A | #N/A | #N/A | #N/A | #N/A | #N/A | #N/A | #N/A | #N/A | #N/A | #N/A | #N/A | #N/A | #N/A | #N/A | #N/A | #N/A | #N/A | #N/A | #N/A | #N/A | #N/A | #N/A | #N/A | #N/A | #N/A
[7 empty] | 10 | 20 | 7020 | 12 | 2020-10-20 | Sunday | 7 | No | #N/A | #N/A | #N/A | #N/A | #N/A | #N/A | #N/A | #N/A | #N/A | #N/A | #N/A | #N/A | #N/A | #N/A | #N/A | #N/A | #N/A | #N/A | #N/A | #N/A | #N/A | #N/A | #N/A | #N/A | #N/A | #N/A | #N/A | #N/A | #N/A | #N/A | #N/A | #N/A | #N/A | #N/A | #N/A | #N/A
[7 empty] | 10 | 20 | 7021 | 13 | 2020-10-20 | Sunday | 7 | No | #N/A | #N/A | #N/A | #N/A | #N/A | #N/A | #N/A | #N/A | #N/A | #N/A | #N/A | #N/A | #N/A | #N/A | #N/A | #N/A | #N/A | #N/A | #N/A | #N/A | #N/A | #N/A | #N/A | #N/A | #N/A | #N/A | #N/A | #N/A | #N/A | #N/A | #N/A | #N/A | #N/A | #N/A | #N/A | #N/A
[7 empty] | 10 | 20 | 7022 | 14 | 2020-10-20 | Sunday | 7 | No | #N/A | #N/A | #N/A | #N/A | #N/A | #N/A | #N/A | #N/A | #N/A | #N/A | #N/A | #N/A | #N/A | #N/A | #N/A | #N/A | #N/A | #N/A | #N/A | #N/A | #N/A | #N/A | #N/A | #N/A | #N/A | #N/A | #N/A | #N/A | #N/A | #N/A | #N/A | #N/A | #N/A | #N/A | #N/A | #N/A
[7 empty] | 10 | 20 | 7023 | 15 | 2020-10-20 | Sunday | 7 | No | #N/A | #N/A | #N/A | #N/A | #N/A | #N/A | #N/A | #N/A | #N/A | #N/A | #N/A | #N/A | #N/A | #N/A | #N/A | #N/A | #N/A | #N/A | #N/A | #N/A | #N/A | #N/A | #N/A | #N/A | #N/A | #N/A | #N/A | #N/A | #N/A | #N/A | #N/A | #N/A | #N/A | #N/A | #N/A | #N/A
[7 empty] | 10 | 20 | 7024 | 16 | 2020-10-20 | Sunday | 7 | No | #N/A | #N/A | #N/A | #N/A | #N/A | #N/A | #N/A | #N/A | #N/A | #N/A | #N/A | #N/A | #N/A | #N/A | #N/A | #N/A | #N/A | #N/A | #N/A | #N/A | #N/A | #N/A | #N/A | #N/A | #N/A | #N/A | #N/A | #N/A | #N/A | #N/A | #N/A | #N/A | #N/A | #N/A | #N/A | #N/A
[7 empty] | 10 | 20 | 7025 | 17 | 2020-10-20 | Sunday | 7 | No | #N/A | #N/A | #N/A | #N/A | #N/A | #N/A | #N/A | #N/A | #N/A | #N/A | #N/A | #N/A | #N/A | #N/A | #N/A | #N/A | #N/A | #N/A | #N/A | #N/A | #N/A | #N/A | #N/A | #N/A | #N/A | #N/A | #N/A | #N/A | #N/A | #N/A | #N/A | #N/A | #N/A | #N/A | #N/A | #N/A
[7 empty] | 10 | 20 | 7026 | 18 | 2020-10-20 | Sunday | 7 | No | #N/A | #N/A | #N/A | #N/A | #N/A | #N/A | #N/A | #N/A | #N/A | #N/A | #N/A | #N/A | #N/A | #N/A | #N/A | #N/A | #N/A | #N/A | #N/A | #N/A | #N/A | #N/A | #N/A | #N/A | #N/A | #N/A | #N/A | #N/A | #N/A | #N/A | #N/A | #N/A | #N/A | #N/A | #N/A | #N/A
[7 empty] | 10 | 20 | 7027 | 19 | 2020-10-20 | Sunday | 7 | No | #N/A | #N/A | #N/A | #N/A | #N/A | #N/A | #N/A | #N/A | #N/A | #N/A | #N/A | #N/A | #N/A | #N/A | #N/A | #N/A | #N/A | #N/A | #N/A | #N/A | #N/A | #N/A | #N/A | #N/A | #N/A | #N/A | #N/A | #N/A | #N/A | #N/A | #N/A | #N/A | #N/A | #N/A | #N/A | #N/A
[7 empty] | 10 | 20 | 7028 | 20 | 2020-10-20 | Sunday | 7 | No | #N/A | #N/A | #N/A | #N/A | #N/A | #N/A | #N/A | #N/A | #N/A | #N/A | #N/A | #N/A | #N/A | #N/A | #N/A | #N/A | #N/A | #N/A | #N/A | #N/A | #N/A | #N/A | #N/A | #N/A | #N/A | #N/A | #N/A | #N/A | #N/A | #N/A | #N/A | #N/A | #N/A | #N/A | #N/A | #N/A
[7 empty] | 10 | 20 | 7029 | 21 | 2020-10-20 | Sunday | 7 | No | #N/A | #N/A | #N/A | #N/A | #N/A | #N/A | #N/A | #N/A | #N/A | #N/A | #N/A | #N/A | #N/A | #N/A | #N/A | #N/A | #N/A | #N/A | #N/A | #N/A | #N/A | #N/A | #N/A | #N/A | #N/A | #N/A | #N/A | #N/A | #N/A | #N/A | #N/A | #N/A | #N/A | #N/A | #N/A | #N/A
[7 empty] | 10 | 20 | 7030 | 22 | 2020-10-20 | Sunday | 7 | No | #N/A | #N/A | #N/A | #N/A | #N/A | #N/A | #N/A | #N/A | #N/A | #N/A | #N/A | #N/A | #N/A | #N/A | #N/A | #N/A | #N/A | #N/A | #N/A | #N/A | #N/A | #N/A | #N/A | #N/A | #N/A | #N/A | #N/A | #N/A | #N/A | #N/A | #N/A | #N/A | #N/A | #N/A | #N/A | #N/A
[7 empty] | 10 | 20 | 7031 | 23 | 2020-10-20 | Sunday | 7 | No | #N/A | #N/A | #N/A | #N/A | #N/A | #N/A | #N/A | #N/A | #N/A | #N/A | #N/A | #N/A | #N/A | #N/A | #N/A | #N/A | #N/A | #N/A | #N/A | #N/A | #N/A | #N/A | #N/A | #N/A | #N/A | #N/A | #N/A | #N/A | #N/A | #N/A | #N/A | #N/A | #N/A | #N/A | #N/A | #N/A
[7 empty] | 10 | 20 | 7032 | 24 | 2020-10-20 | Sunday | 7 | No | #N/A | #N/A | #N/A | #N/A | #N/A | #N/A | #N/A | #N/A | #N/A | #N/A | #N/A | #N/A | #N/A | #N/A | #N/A | #N/A | #N/A | #N/A | #N/A | #N/A | #N/A | #N/A | #N/A | #N/A | #N/A | #N/A | #N/A | #N/A | #N/A | #N/A | #N/A | #N/A | #N/A | #N/A | #N/A | #N/A
[7 empty] | 10 | 21 | 7033 | 1 | 2020-10-21 | Monday | 1 | No | #N/A | #N/A | #N/A | #N/A | #N/A | #N/A | #N/A | #N/A | #N/A | #N/A | #N/A | #N/A | #N/A | #N/A | #N/A | #N/A | #N/A | #N/A | #N/A | #N/A | #N/A | #N/A | #N/A | #N/A | #N/A | #N/A | #N/A | #N/A | #N/A | #N/A | #N/A | #N/A | #N/A | #N/A | #N/A | #N/A
[7 empty] | 10 | 21 | 7034 | 2 | 2020-10-21 | Monday | 1 | No | #N/A | #N/A | #N/A | #N/A | #N/A | #N/A | #N/A | #N/A | #N/A | #N/A | #N/A | #N/A | #N/A | #N/A | #N/A | #N/A | #N/A | #N/A | #N/A | #N/A | #N/A | #N/A | #N/A | #N/A | #N/A | #N/A | #N/A | #N/A | #N/A | #N/A | #N/A | #N/A | #N/A | #N/A | #N/A | #N/A
[7 empty] | 10 | 21 | 7035 | 3 | 2020-10-21 | Monday | 1 | No | #N/A | #N/A | #N/A | #N/A | #N/A | #N/A | #N/A | #N/A | #N/A | #N/A | #N/A | #N/A | #N/A | #N/A | #N/A | #N/A | #N/A | #N/A | #N/A | #N/A | #N/A | #N/A | #N/A | #N/A | #N/A | #N/A | #N/A | #N/A | #N/A | #N/A | #N/A | #N/A | #N/A | #N/A | #N/A | #N/A
[7 empty] | 10 | 21 | 7036 | 4 | 2020-10-21 | Monday | 1 | No | #N/A | #N/A | #N/A | #N/A | #N/A | #N/A | #N/A | #N/A | #N/A | #N/A | #N/A | #N/A | #N/A | #N/A | #N/A | #N/A | #N/A | #N/A | #N/A | #N/A | #N/A | #N/A | #N/A | #N/A | #N/A | #N/A | #N/A | #N/A | #N/A | #N/A | #N/A | #N/A | #N/A | #N/A | #N/A | #N/A
[7 empty] | 10 | 21 | 7037 | 5 | 2020-10-21 | Monday | 1 | No | #N/A | #N/A | #N/A | #N/A | #N/A | #N/A | #N/A | #N/A | #N/A | #N/A | #N/A | #N/A | #N/A | #N/A | #N/A | #N/A | #N/A | #N/A | #N/A | #N/A | #N/A | #N/A | #N/A | #N/A | #N/A | #N/A | #N/A | #N/A | #N/A | #N/A | #N/A | #N/A | #N/A | #N/A | #N/A | #N/A
[7 empty] | 10 | 21 | 7038 | 6 | 2020-10-21 | Monday | 1 | No | #N/A | #N/A | #N/A | #N/A | #N/A | #N/A | #N/A | #N/A | #N/A | #N/A | #N/A | #N/A | #N/A | #N/A | #N/A | #N/A | #N/A | #N/A | #N/A | #N/A | #N/A | #N/A | #N/A | #N/A | #N/A | #N/A | #N/A | #N/A | #N/A | #N/A | #N/A | #N/A | #N/A | #N/A | #N/A | #N/A
[7 empty] | 10 | 21 | 7039 | 7 | 2020-10-21 | Monday | 1 | No | #N/A | #N/A | #N/A | #N/A | #N/A | #N/A | #N/A | #N/A | #N/A | #N/A | #N/A | #N/A | #N/A | #N/A | #N/A | #N/A | #N/A | #N/A | #N/A | #N/A | #N/A | #N/A | #N/A | #N/A | #N/A | #N/A | #N/A | #N/A | #N/A | #N/A | #N/A | #N/A | #N/A | #N/A | #N/A | #N/A
[7 empty] | 10 | 21 | 7040 | 8 | 2020-10-21 | Monday | 1 | No | #N/A | #N/A | #N/A | #N/A | #N/A | #N/A | #N/A | #N/A | #N/A | #N/A | #N/A | #N/A | #N/A | #N/A | #N/A | #N/A | #N/A | #N/A | #N/A | #N/A | #N/A | #N/A | #N/A | #N/A | #N/A | #N/A | #N/A | #N/A | #N/A | #N/A | #N/A | #N/A | #N/A | #N/A | #N/A | #N/A
[7 empty] | 10 | 21 | 7041 | 9 | 2020-10-21 | Monday | 1 | No | #N/A | #N/A | #N/A | #N/A | #N/A | #N/A | #N/A | #N/A | #N/A | #N/A | #N/A | #N/A | #N/A | #N/A | #N/A | #N/A | #N/A | #N/A | #N/A | #N/A | #N/A | #N/A | #N/A | #N/A | #N/A | #N/A | #N/A | #N/A | #N/A | #N/A | #N/A | #N/A | #N/A | #N/A | #N/A | #N/A
[7 empty] | 10 | 21 | 7042 | 10 | 2020-10-21 | Monday | 1 | No | #N/A | #N/A | #N/A | #N/A | #N/A | #N/A | #N/A | #N/A | #N/A | #N/A | #N/A | #N/A | #N/A | #N/A | #N/A | #N/A | #N/A | #N/A | #N/A | #N/A | #N/A | #N/A | #N/A | #N/A | #N/A | #N/A | #N/A | #N/A | #N/A | #N/A | #N/A | #N/A | #N/A | #N/A | #N/A | #N/A
[7 empty] | 10 | 21 | 7043 | 11 | 2020-10-21 | Monday | 1 | No | #N/A | #N/A | #N/A | #N/A | #N/A | #N/A | #N/A | #N/A | #N/A | #N/A | #N/A | #N/A | #N/A | #N/A | #N/A | #N/A | #N/A | #N/A | #N/A | #N/A | #N/A | #N/A | #N/A | #N/A | #N/A | #N/A | #N/A | #N/A | #N/A | #N/A | #N/A | #N/A | #N/A | #N/A | #N/A | #N/A
[7 empty] | 10 | 21 | 7044 | 12 | 2020-10-21 | Monday | 1 | No | #N/A | #N/A | #N/A | #N/A | #N/A | #N/A | #N/A | #N/A | #N/A | #N/A | #N/A | #N/A | #N/A | #N/A | #N/A | #N/A | #N/A | #N/A | #N/A | #N/A | #N/A | #N/A | #N/A | #N/A | #N/A | #N/A | #N/A | #N/A | #N/A | #N/A | #N/A | #N/A | #N/A | #N/A | #N/A | #N/A
[7 empty] | 10 | 21 | 7045 | 13 | 2020-10-21 | Monday | 1 | No | #N/A | #N/A | #N/A | #N/A | #N/A | #N/A | #N/A | #N/A | #N/A | #N/A | #N/A | #N/A | #N/A | #N/A | #N/A | #N/A | #N/A | #N/A | #N/A | #N/A | #N/A | #N/A | #N/A | #N/A | #N/A | #N/A | #N/A | #N/A | #N/A | #N/A | #N/A | #N/A | #N/A | #N/A | #N/A | #N/A
[7 empty] | 10 | 21 | 7046 | 14 | 2020-10-21 | Monday | 1 | No | #N/A | #N/A | #N/A | #N/A | #N/A | #N/A | #N/A | #N/A | #N/A | #N/A | #N/A | #N/A | #N/A | #N/A | #N/A | #N/A | #N/A | #N/A | #N/A | #N/A | #N/A | #N/A | #N/A | #N/A | #N/A | #N/A | #N/A | #N/A | #N/A | #N/A | #N/A | #N/A | #N/A | #N/A | #N/A | #N/A
[7 empty] | 10 | 21 | 7047 | 15 | 2020-10-21 | Monday | 1 | No | #N/A | #N/A | #N/A | #N/A | #N/A | #N/A | #N/A | #N/A | #N/A | #N/A | #N/A | #N/A | #N/A | #N/A | #N/A | #N/A | #N/A | #N/A | #N/A | #N/A | #N/A | #N/A | #N/A | #N/A | #N/A | #N/A | #N/A | #N/A | #N/A | #N/A | #N/A | #N/A | #N/A | #N/A | #N/A | #N/A
[7 empty] | 10 | 21 | 7048 | 16 | 2020-10-21 | Monday | 1 | No | #N/A | #N/A | #N/A | #N/A | #N/A | #N/A | #N/A | #N/A | #N/A | #N/A | #N/A | #N/A | #N/A | #N/A | #N/A | #N/A | #N/A | #N/A | #N/A | #N/A | #N/A | #N/A | #N/A | #N/A | #N/A | #N/A | #N/A | #N/A | #N/A | #N/A | #N/A | #N/A | #N/A | #N/A | #N/A | #N/A
[7 empty] | 10 | 21 | 7049 | 17 | 2020-10-21 | Monday | 1 | No | #N/A | #N/A | #N/A | #N/A | #N/A | #N/A | #N/A | #N/A | #N/A | #N/A | #N/A | #N/A | #N/A | #N/A | #N/A | #N/A | #N/A | #N/A | #N/A | #N/A | #N/A | #N/A | #N/A | #N/A | #N/A | #N/A | #N/A | #N/A | #N/A | #N/A | #N/A | #N/A | #N/A | #N/A | #N/A | #N/A
[7 empty] | 10 | 21 | 7050 | 18 | 2020-10-21 | Monday | 1 | No | #N/A | #N/A | #N/A | #N/A | #N/A | #N/A | #N/A | #N/A | #N/A | #N/A | #N/A | #N/A | #N/A | #N/A | #N/A | #N/A | #N/A | #N/A | #N/A | #N/A | #N/A | #N/A | #N/A | #N/A | #N/A | #N/A | #N/A | #N/A | #N/A | #N/A | #N/A | #N/A | #N/A | #N/A | #N/A | #N/A
[7 empty] | 10 | 21 | 7051 | 19 | 2020-10-21 | Monday | 1 | No | #N/A | #N/A | #N/A | #N/A | #N/A | #N/A | #N/A | #N/A | #N/A | #N/A | #N/A | #N/A | #N/A | #N/A | #N/A | #N/A | #N/A | #N/A | #N/A | #N/A | #N/A | #N/A | #N/A | #N/A | #N/A | #N/A | #N/A | #N/A | #N/A | #N/A | #N/A | #N/A | #N/A | #N/A | #N/A | #N/A
[7 empty] | 10 | 21 | 7052 | 20 | 2020-10-21 | Monday | 1 | No | #N/A | #N/A | #N/A | #N/A | #N/A | #N/A | #N/A | #N/A | #N/A | #N/A | #N/A | #N/A | #N/A | #N/A | #N/A | #N/A | #N/A | #N/A | #N/A | #N/A | #N/A | #N/A | #N/A | #N/A | #N/A | #N/A | #N/A | #N/A | #N/A | #N/A | #N/A | #N/A | #N/A | #N/A | #N/A | #N/A
[7 empty] | 10 | 21 | 7053 | 21 | 2020-10-21 | Monday | 1 | No | #N/A | #N/A | #N/A | #N/A | #N/A | #N/A | #N/A | #N/A | #N/A | #N/A | #N/A | #N/A | #N/A | #N/A | #N/A | #N/A | #N/A | #N/A | #N/A | #N/A | #N/A | #N/A | #N/A | #N/A | #N/A | #N/A | #N/A | #N/A | #N/A | #N/A | #N/A | #N/A | #N/A | #N/A | #N/A | #N/A
[7 empty] | 10 | 21 | 7054 | 22 | 2020-10-21 | Monday | 1 | No | #N/A | #N/A | #N/A | #N/A | #N/A | #N/A | #N/A | #N/A | #N/A | #N/A | #N/A | #N/A | #N/A | #N/A | #N/A | #N/A | #N/A | #N/A | #N/A | #N/A | #N/A | #N/A | #N/A | #N/A | #N/A | #N/A | #N/A | #N/A | #N/A | #N/A | #N/A | #N/A | #N/A | #N/A | #N/A | #N/A
[7 empty] | 10 | 21 | 7055 | 23 | 2020-10-21 | Monday | 1 | No | #N/A | #N/A | #N/A | #N/A | #N/A | #N/A | #N/A | #N/A | #N/A | #N/A | #N/A | #N/A | #N/A | #N/A | #N/A | #N/A | #N/A | #N/A | #N/A | #N/A | #N/A | #N/A | #N/A | #N/A | #N/A | #N/A | #N/A | #N/A | #N/A | #N/A | #N/A | #N/A | #N/A | #N/A | #N/A | #N/A
[7 empty] | 10 | 21 | 7056 | 24 | 2020-10-21 | Monday | 1 | No | #N/A | #N/A | #N/A | #N/A | #N/A | #N/A | #N/A | #N/A | #N/A | #N/A | #N/A | #N/A | #N/A | #N/A | #N/A | #N/A | #N/A | #N/A | #N/A | #N/A | #N/A | #N/A | #N/A | #N/A | #N/A | #N/A | #N/A | #N/A | #N/A | #N/A | #N/A | #N/A | #N/A | #N/A | #N/A | #N/A
[7 empty] | 10 | 22 | 7057 | 1 | 2020-10-22 | Tuesday | 2 | No | #N/A | #N/A | #N/A | #N/A | #N/A | #N/A | #N/A | #N/A | #N/A | #N/A | #N/A | #N/A | #N/A | #N/A | #N/A | #N/A | #N/A | #N/A | #N/A | #N/A | #N/A | #N/A | #N/A | #N/A | #N/A | #N/A | #N/A | #N/A | #N/A | #N/A | #N/A | #N/A | #N/A | #N/A | #N/A | #N/A
[7 empty] | 10 | 22 | 7058 | 2 | 2020-10-22 | Tuesday | 2 | No | #N/A | #N/A | #N/A | #N/A | #N/A | #N/A | #N/A | #N/A | #N/A | #N/A | #N/A | #N/A | #N/A | #N/A | #N/A | #N/A | #N/A | #N/A | #N/A | #N/A | #N/A | #N/A | #N/A | #N/A | #N/A | #N/A | #N/A | #N/A | #N/A | #N/A | #N/A | #N/A | #N/A | #N/A | #N/A | #N/A
[7 empty] | 10 | 22 | 7059 | 3 | 2020-10-22 | Tuesday | 2 | No | #N/A | #N/A | #N/A | #N/A | #N/A | #N/A | #N/A | #N/A | #N/A | #N/A | #N/A | #N/A | #N/A | #N/A | #N/A | #N/A | #N/A | #N/A | #N/A | #N/A | #N/A | #N/A | #N/A | #N/A | #N/A | #N/A | #N/A | #N/A | #N/A | #N/A | #N/A | #N/A | #N/A | #N/A | #N/A | #N/A
[7 empty] | 10 | 22 | 7060 | 4 | 2020-10-22 | Tuesday | 2 | No | #N/A | #N/A | #N/A | #N/A | #N/A | #N/A | #N/A | #N/A | #N/A | #N/A | #N/A | #N/A | #N/A | #N/A | #N/A | #N/A | #N/A | #N/A | #N/A | #N/A | #N/A | #N/A | #N/A | #N/A | #N/A | #N/A | #N/A | #N/A | #N/A | #N/A | #N/A | #N/A | #N/A | #N/A | #N/A | #N/A
[7 empty] | 10 | 22 | 7061 | 5 | 2020-10-22 | Tuesday | 2 | No | #N/A | #N/A | #N/A | #N/A | #N/A | #N/A | #N/A | #N/A | #N/A | #N/A | #N/A | #N/A | #N/A | #N/A | #N/A | #N/A | #N/A | #N/A | #N/A | #N/A | #N/A | #N/A | #N/A | #N/A | #N/A | #N/A | #N/A | #N/A | #N/A | #N/A | #N/A | #N/A | #N/A | #N/A | #N/A | #N/A
[7 empty] | 10 | 22 | 7062 | 6 | 2020-10-22 | Tuesday | 2 | No | #N/A | #N/A | #N/A | #N/A | #N/A | #N/A | #N/A | #N/A | #N/A | #N/A | #N/A | #N/A | #N/A | #N/A | #N/A | #N/A | #N/A | #N/A | #N/A | #N/A | #N/A | #N/A | #N/A | #N/A | #N/A | #N/A | #N/A | #N/A | #N/A | #N/A | #N/A | #N/A | #N/A | #N/A | #N/A | #N/A
[7 empty] | 10 | 22 | 7063 | 7 | 2020-10-22 | Tuesday | 2 | No | #N/A | #N/A | #N/A | #N/A | #N/A | #N/A | #N/A | #N/A | #N/A | #N/A | #N/A | #N/A | #N/A | #N/A | #N/A | #N/A | #N/A | #N/A | #N/A | #N/A | #N/A | #N/A | #N/A | #N/A | #N/A | #N/A | #N/A | #N/A | #N/A | #N/A | #N/A | #N/A | #N/A | #N/A | #N/A | #N/A
[7 empty] | 10 | 22 | 7064 | 8 | 2020-10-22 | Tuesday | 2 | No | #N/A | #N/A | #N/A | #N/A | #N/A | #N/A | #N/A | #N/A | #N/A | #N/A | #N/A | #N/A | #N/A | #N/A | #N/A | #N/A | #N/A | #N/A | #N/A | #N/A | #N/A | #N/A | #N/A | #N/A | #N/A | #N/A | #N/A | #N/A | #N/A | #N/A | #N/A | #N/A | #N/A | #N/A | #N/A | #N/A
[7 empty] | 10 | 22 | 7065 | 9 | 2020-10-22 | Tuesday | 2 | No | #N/A | #N/A | #N/A | #N/A | #N/A | #N/A | #N/A | #N/A | #N/A | #N/A | #N/A | #N/A | #N/A | #N/A | #N/A | #N/A | #N/A | #N/A | #N/A | #N/A | #N/A | #N/A | #N/A | #N/A | #N/A | #N/A | #N/A | #N/A | #N/A | #N/A | #N/A | #N/A | #N/A | #N/A | #N/A | #N/A
[7 empty] | 10 | 22 | 7066 | 10 | 2020-10-22 | Tuesday | 2 | No | #N/A | #N/A | #N/A | #N/A | #N/A | #N/A | #N/A | #N/A | #N/A | #N/A | #N/A | #N/A | #N/A | #N/A | #N/A | #N/A | #N/A | #N/A | #N/A | #N/A | #N/A | #N/A | #N/A | #N/A | #N/A | #N/A | #N/A | #N/A | #N/A | #N/A | #N/A | #N/A | #N/A | #N/A | #N/A | #N/A
[7 empty] | 10 | 22 | 7067 | 11 | 2020-10-22 | Tuesday | 2 | No | #N/A | #N/A | #N/A | #N/A | #N/A | #N/A | #N/A | #N/A | #N/A | #N/A | #N/A | #N/A | #N/A | #N/A | #N/A | #N/A | #N/A | #N/A | #N/A | #N/A | #N/A | #N/A | #N/A | #N/A | #N/A | #N/A | #N/A | #N/A | #N/A | #N/A | #N/A | #N/A | #N/A | #N/A | #N/A | #N/A
[7 empty] | 10 | 22 | 7068 | 12 | 2020-10-22 | Tuesday | 2 | No | #N/A | #N/A | #N/A | #N/A | #N/A | #N/A | #N/A | #N/A | #N/A | #N/A | #N/A | #N/A | #N/A | #N/A | #N/A | #N/A | #N/A | #N/A | #N/A | #N/A | #N/A | #N/A | #N/A | #N/A | #N/A | #N/A | #N/A | #N/A | #N/A | #N/A | #N/A | #N/A | #N/A | #N/A | #N/A | #N/A
[7 empty] | 10 | 22 | 7069 | 13 | 2020-10-22 | Tuesday | 2 | No | #N/A | #N/A | #N/A | #N/A | #N/A | #N/A | #N/A | #N/A | #N/A | #N/A | #N/A | #N/A | #N/A | #N/A | #N/A | #N/A | #N/A | #N/A | #N/A | #N/A | #N/A | #N/A | #N/A | #N/A | #N/A | #N/A | #N/A | #N/A | #N/A | #N/A | #N/A | #N/A | #N/A | #N/A | #N/A | #N/A
[7 empty] | 10 | 22 | 7070 | 14 | 2020-10-22 | Tuesday | 2 | No | #N/A | #N/A | #N/A | #N/A | #N/A | #N/A | #N/A | #N/A | #N/A | #N/A | #N/A | #N/A | #N/A | #N/A | #N/A | #N/A | #N/A | #N/A | #N/A | #N/A | #N/A | #N/A | #N/A | #N/A | #N/A | #N/A | #N/A | #N/A | #N/A | #N/A | #N/A | #N/A | #N/A | #N/A | #N/A | #N/A
[7 empty] | 10 | 22 | 7071 | 15 | 2020-10-22 | Tuesday | 2 | No | #N/A | #N/A | #N/A | #N/A | #N/A | #N/A | #N/A | #N/A | #N/A | #N/A | #N/A | #N/A | #N/A | #N/A | #N/A | #N/A | #N/A | #N/A | #N/A | #N/A | #N/A | #N/A | #N/A | #N/A | #N/A | #N/A | #N/A | #N/A | #N/A | #N/A | #N/A | #N/A | #N/A | #N/A | #N/A | #N/A
[7 empty] | 10 | 22 | 7072 | 16 | 2020-10-22 | Tuesday | 2 | No | #N/A | #N/A | #N/A | #N/A | #N/A | #N/A | #N/A | #N/A | #N/A | #N/A | #N/A | #N/A | #N/A | #N/A | #N/A | #N/A | #N/A | #N/A | #N/A | #N/A | #N/A | #N/A | #N/A | #N/A | #N/A | #N/A | #N/A | #N/A | #N/A | #N/A | #N/A | #N/A | #N/A | #N/A | #N/A | #N/A
[7 empty] | 10 | 22 | 7073 | 17 | 2020-10-22 | Tuesday | 2 | No | #N/A | #N/A | #N/A | #N/A | #N/A | #N/A | #N/A | #N/A | #N/A | #N/A | #N/A | #N/A | #N/A | #N/A | #N/A | #N/A | #N/A | #N/A | #N/A | #N/A | #N/A | #N/A | #N/A | #N/A | #N/A | #N/A | #N/A | #N/A | #N/A | #N/A | #N/A | #N/A | #N/A | #N/A | #N/A | #N/A
[7 empty] | 10 | 22 | 7074 | 18 | 2020-10-22 | Tuesday | 2 | No | #N/A | #N/A | #N/A | #N/A | #N/A | #N/A | #N/A | #N/A | #N/A | #N/A | #N/A | #N/A | #N/A | #N/A | #N/A | #N/A | #N/A | #N/A | #N/A | #N/A | #N/A | #N/A | #N/A | #N/A | #N/A | #N/A | #N/A | #N/A | #N/A | #N/A | #N/A | #N/A | #N/A | #N/A | #N/A | #N/A
[7 empty] | 10 | 22 | 7075 | 19 | 2020-10-22 | Tuesday | 2 | No | #N/A | #N/A | #N/A | #N/A | #N/A | #N/A | #N/A | #N/A | #N/A | #N/A | #N/A | #N/A | #N/A | #N/A | #N/A | #N/A | #N/A | #N/A | #N/A | #N/A | #N/A | #N/A | #N/A | #N/A | #N/A | #N/A | #N/A | #N/A | #N/A | #N/A | #N/A | #N/A | #N/A | #N/A | #N/A | #N/A
[7 empty] | 10 | 22 | 7076 | 20 | 2020-10-22 | Tuesday | 2 | No | #N/A | #N/A | #N/A | #N/A | #N/A | #N/A | #N/A | #N/A | #N/A | #N/A | #N/A | #N/A | #N/A | #N/A | #N/A | #N/A | #N/A | #N/A | #N/A | #N/A | #N/A | #N/A | #N/A | #N/A | #N/A | #N/A | #N/A | #N/A | #N/A | #N/A | #N/A | #N/A | #N/A | #N/A | #N/A | #N/A
[7 empty] | 10 | 22 | 7077 | 21 | 2020-10-22 | Tuesday | 2 | No | #N/A | #N/A | #N/A | #N/A | #N/A | #N/A | #N/A | #N/A | #N/A | #N/A | #N/A | #N/A | #N/A | #N/A | #N/A | #N/A | #N/A | #N/A | #N/A | #N/A | #N/A | #N/A | #N/A | #N/A | #N/A | #N/A | #N/A | #N/A | #N/A | #N/A | #N/A | #N/A | #N/A | #N/A | #N/A | #N/A
[7 empty] | 10 | 22 | 7078 | 22 | 2020-10-22 | Tuesday | 2 | No | #N/A | #N/A | #N/A | #N/A | #N/A | #N/A | #N/A | #N/A | #N/A | #N/A | #N/A | #N/A | #N/A | #N/A | #N/A | #N/A | #N/A | #N/A | #N/A | #N/A | #N/A | #N/A | #N/A | #N/A | #N/A | #N/A | #N/A | #N/A | #N/A | #N/A | #N/A | #N/A | #N/A | #N/A | #N/A | #N/A
[7 empty] | 10 | 22 | 7079 | 23 | 2020-10-22 | Tuesday | 2 | No | #N/A | #N/A | #N/A | #N/A | #N/A | #N/A | #N/A | #N/A | #N/A | #N/A | #N/A | #N/A | #N/A | #N/A | #N/A | #N/A | #N/A | #N/A | #N/A | #N/A | #N/A | #N/A | #N/A | #N/A | #N/A | #N/A | #N/A | #N/A | #N/A | #N/A | #N/A | #N/A | #N/A | #N/A | #N/A | #N/A
[7 empty] | 10 | 22 | 7080 | 24 | 2020-10-22 | Tuesday | 2 | No | #N/A | #N/A | #N/A | #N/A | #N/A | #N/A | #N/A | #N/A | #N/A | #N/A | #N/A | #N/A | #N/A | #N/A | #N/A | #N/A | #N/A | #N/A | #N/A | #N/A | #N/A | #N/A | #N/A | #N/A | #N/A | #N/A | #N/A | #N/A | #N/A | #N/A | #N/A | #N/A | #N/A | #N/A | #N/A | #N/A
[7 empty] | 10 | 23 | 7081 | 1 | 2020-10-23 | Wednesday | 3 | No | #N/A | #N/A | #N/A | #N/A | #N/A | #N/A | #N/A | #N/A | #N/A | #N/A | #N/A | #N/A | #N/A | #N/A | #N/A | #N/A | #N/A | #N/A | #N/A | #N/A | #N/A | #N/A | #N/A | #N/A | #N/A | #N/A | #N/A | #N/A | #N/A | #N/A | #N/A | #N/A | #N/A | #N/A | #N/A | #N/A
[7 empty] | 10 | 23 | 7082 | 2 | 2020-10-23 | Wednesday | 3 | No | #N/A | #N/A | #N/A | #N/A | #N/A | #N/A | #N/A | #N/A | #N/A | #N/A | #N/A | #N/A | #N/A | #N/A | #N/A | #N/A | #N/A | #N/A | #N/A | #N/A | #N/A | #N/A | #N/A | #N/A | #N/A | #N/A | #N/A | #N/A | #N/A | #N/A | #N/A | #N/A | #N/A | #N/A | #N/A | #N/A
[7 empty] | 10 | 23 | 7083 | 3 | 2020-10-23 | Wednesday | 3 | No | #N/A | #N/A | #N/A | #N/A | #N/A | #N/A | #N/A | #N/A | #N/A | #N/A | #N/A | #N/A | #N/A | #N/A | #N/A | #N/A | #N/A | #N/A | #N/A | #N/A | #N/A | #N/A | #N/A | #N/A | #N/A | #N/A | #N/A | #N/A | #N/A | #N/A | #N/A | #N/A | #N/A | #N/A | #N/A | #N/A
[7 empty] | 10 | 23 | 7084 | 4 | 2020-10-23 | Wednesday | 3 | No | #N/A | #N/A | #N/A | #N/A | #N/A | #N/A | #N/A | #N/A | #N/A | #N/A | #N/A | #N/A | #N/A | #N/A | #N/A | #N/A | #N/A | #N/A | #N/A | #N/A | #N/A | #N/A | #N/A | #N/A | #N/A | #N/A | #N/A | #N/A | #N/A | #N/A | #N/A | #N/A | #N/A | #N/A | #N/A | #N/A
[7 empty] | 10 | 23 | 7085 | 5 | 2020-10-23 | Wednesday | 3 | No | #N/A | #N/A | #N/A | #N/A | #N/A | #N/A | #N/A | #N/A | #N/A | #N/A | #N/A | #N/A | #N/A | #N/A | #N/A | #N/A | #N/A | #N/A | #N/A | #N/A | #N/A | #N/A | #N/A | #N/A | #N/A | #N/A | #N/A | #N/A | #N/A | #N/A | #N/A | #N/A | #N/A | #N/A | #N/A | #N/A
[7 empty] | 10 | 23 | 7086 | 6 | 2020-10-23 | Wednesday | 3 | No | #N/A | #N/A | #N/A | #N/A | #N/A | #N/A | #N/A | #N/A | #N/A | #N/A | #N/A | #N/A | #N/A | #N/A | #N/A | #N/A | #N/A | #N/A | #N/A | #N/A | #N/A | #N/A | #N/A | #N/A | #N/A | #N/A | #N/A | #N/A | #N/A | #N/A | #N/A | #N/A | #N/A | #N/A | #N/A | #N/A
[7 empty] | 10 | 23 | 7087 | 7 | 2020-10-23 | Wednesday | 3 | No | #N/A | #N/A | #N/A | #N/A | #N/A | #N/A | #N/A | #N/A | #N/A | #N/A | #N/A | #N/A | #N/A | #N/A | #N/A | #N/A | #N/A | #N/A | #N/A | #N/A | #N/A | #N/A | #N/A | #N/A | #N/A | #N/A | #N/A | #N/A | #N/A | #N/A | #N/A | #N/A | #N/A | #N/A | #N/A | #N/A
[7 empty] | 10 | 23 | 7088 | 8 | 2020-10-23 | Wednesday | 3 | No | #N/A | #N/A | #N/A | #N/A | #N/A | #N/A | #N/A | #N/A | #N/A | #N/A | #N/A | #N/A | #N/A | #N/A | #N/A | #N/A | #N/A | #N/A | #N/A | #N/A | #N/A | #N/A | #N/A | #N/A | #N/A | #N/A | #N/A | #N/A | #N/A | #N/A | #N/A | #N/A | #N/A | #N/A | #N/A | #N/A
[7 empty] | 10 | 23 | 7089 | 9 | 2020-10-23 | Wednesday | 3 | No | #N/A | #N/A | #N/A | #N/A | #N/A | #N/A | #N/A | #N/A | #N/A | #N/A | #N/A | #N/A | #N/A | #N/A | #N/A | #N/A | #N/A | #N/A | #N/A | #N/A | #N/A | #N/A | #N/A | #N/A | #N/A | #N/A | #N/A | #N/A | #N/A | #N/A | #N/A | #N/A | #N/A | #N/A | #N/A | #N/A
[7 empty] | 10 | 23 | 7090 | 10 | 2020-10-23 | Wednesday | 3 | No | #N/A | #N/A | #N/A | #N/A | #N/A | #N/A | #N/A | #N/A | #N/A | #N/A | #N/A | #N/A | #N/A | #N/A | #N/A | #N/A | #N/A | #N/A | #N/A | #N/A | #N/A | #N/A | #N/A | #N/A | #N/A | #N/A | #N/A | #N/A | #N/A | #N/A | #N/A | #N/A | #N/A | #N/A | #N/A | #N/A
[7 empty] | 10 | 23 | 7091 | 11 | 2020-10-23 | Wednesday | 3 | No | #N/A | #N/A | #N/A | #N/A | #N/A | #N/A | #N/A | #N/A | #N/A | #N/A | #N/A | #N/A | #N/A | #N/A | #N/A | #N/A | #N/A | #N/A | #N/A | #N/A | #N/A | #N/A | #N/A | #N/A | #N/A | #N/A | #N/A | #N/A | #N/A | #N/A | #N/A | #N/A | #N/A | #N/A | #N/A | #N/A
[7 empty] | 10 | 23 | 7092 | 12 | 2020-10-23 | Wednesday | 3 | No | #N/A | #N/A | #N/A | #N/A | #N/A | #N/A | #N/A | #N/A | #N/A | #N/A | #N/A | #N/A | #N/A | #N/A | #N/A | #N/A | #N/A | #N/A | #N/A | #N/A | #N/A | #N/A | #N/A | #N/A | #N/A | #N/A | #N/A | #N/A | #N/A | #N/A | #N/A | #N/A | #N/A | #N/A | #N/A | #N/A
[7 empty] | 10 | 23 | 7093 | 13 | 2020-10-23 | Wednesday | 3 | No | #N/A | #N/A | #N/A | #N/A | #N/A | #N/A | #N/A | #N/A | #N/A | #N/A | #N/A | #N/A | #N/A | #N/A | #N/A | #N/A | #N/A | #N/A | #N/A | #N/A | #N/A | #N/A | #N/A | #N/A | #N/A | #N/A | #N/A | #N/A | #N/A | #N/A | #N/A | #N/A | #N/A | #N/A | #N/A | #N/A
[7 empty] | 10 | 23 | 7094 | 14 | 2020-10-23 | Wednesday | 3 | No | #N/A | #N/A | #N/A | #N/A | #N/A | #N/A | #N/A | #N/A | #N/A | #N/A | #N/A | #N/A | #N/A | #N/A | #N/A | #N/A | #N/A | #N/A | #N/A | #N/A | #N/A | #N/A | #N/A | #N/A | #N/A | #N/A | #N/A | #N/A | #N/A | #N/A | #N/A | #N/A | #N/A | #N/A | #N/A | #N/A
[7 empty] | 10 | 23 | 7095 | 15 | 2020-10-23 | Wednesday | 3 | No | #N/A | #N/A | #N/A | #N/A | #N/A | #N/A | #N/A | #N/A | #N/A | #N/A | #N/A | #N/A | #N/A | #N/A | #N/A | #N/A | #N/A | #N/A | #N/A | #N/A | #N/A | #N/A | #N/A | #N/A | #N/A | #N/A | #N/A | #N/A | #N/A | #N/A | #N/A | #N/A | #N/A | #N/A | #N/A | #N/A
[7 empty] | 10 | 23 | 7096 | 16 | 2020-10-23 | Wednesday | 3 | No | #N/A | #N/A | #N/A | #N/A | #N/A | #N/A | #N/A | #N/A | #N/A | #N/A | #N/A | #N/A | #N/A | #N/A | #N/A | #N/A | #N/A | #N/A | #N/A | #N/A | #N/A | #N/A | #N/A | #N/A | #N/A | #N/A | #N/A | #N/A | #N/A | #N/A | #N/A | #N/A | #N/A | #N/A | #N/A | #N/A
[7 empty] | 10 | 23 | 7097 | 17 | 2020-10-23 | Wednesday | 3 | No | #N/A | #N/A | #N/A | #N/A | #N/A | #N/A | #N/A | #N/A | #N/A | #N/A | #N/A | #N/A | #N/A | #N/A | #N/A | #N/A | #N/A | #N/A | #N/A | #N/A | #N/A | #N/A | #N/A | #N/A | #N/A | #N/A | #N/A | #N/A | #N/A | #N/A | #N/A | #N/A | #N/A | #N/A | #N/A | #N/A
[7 empty] | 10 | 23 | 7098 | 18 | 2020-10-23 | Wednesday | 3 | No | #N/A | #N/A | #N/A | #N/A | #N/A | #N/A | #N/A | #N/A | #N/A | #N/A | #N/A | #N/A | #N/A | #N/A | #N/A | #N/A | #N/A | #N/A | #N/A | #N/A | #N/A | #N/A | #N/A | #N/A | #N/A | #N/A | #N/A | #N/A | #N/A | #N/A | #N/A | #N/A | #N/A | #N/A | #N/A | #N/A
[7 empty] | 10 | 23 | 7099 | 19 | 2020-10-23 | Wednesday | 3 | No | #N/A | #N/A | #N/A | #N/A | #N/A | #N/A | #N/A | #N/A | #N/A | #N/A | #N/A | #N/A | #N/A | #N/A | #N/A | #N/A | #N/A | #N/A | #N/A | #N/A | #N/A | #N/A | #N/A | #N/A | #N/A | #N/A | #N/A | #N/A | #N/A | #N/A | #N/A | #N/A | #N/A | #N/A | #N/A | #N/A
[7 empty] | 10 | 23 | 7100 | 20 | 2020-10-23 | Wednesday | 3 | No | #N/A | #N/A | #N/A | #N/A | #N/A | #N/A | #N/A | #N/A | #N/A | #N/A | #N/A | #N/A | #N/A | #N/A | #N/A | #N/A | #N/A | #N/A | #N/A | #N/A | #N/A | #N/A | #N/A | #N/A | #N/A | #N/A | #N/A | #N/A | #N/A | #N/A | #N/A | #N/A | #N/A | #N/A | #N/A | #N/A
[7 empty] | 10 | 23 | 7101 | 21 | 2020-10-23 | Wednesday | 3 | No | #N/A | #N/A | #N/A | #N/A | #N/A | #N/A | #N/A | #N/A | #N/A | #N/A | #N/A | #N/A | #N/A | #N/A | #N/A | #N/A | #N/A | #N/A | #N/A | #N/A | #N/A | #N/A | #N/A | #N/A | #N/A | #N/A | #N/A | #N/A | #N/A | #N/A | #N/A | #N/A | #N/A | #N/A | #N/A | #N/A
[7 empty] | 10 | 23 | 7102 | 22 | 2020-10-23 | Wednesday | 3 | No | #N/A | #N/A | #N/A | #N/A | #N/A | #N/A | #N/A | #N/A | #N/A | #N/A | #N/A | #N/A | #N/A | #N/A | #N/A | #N/A | #N/A | #N/A | #N/A | #N/A | #N/A | #N/A | #N/A | #N/A | #N/A | #N/A | #N/A | #N/A | #N/A | #N/A | #N/A | #N/A | #N/A | #N/A | #N/A | #N/A
[7 empty] | 10 | 23 | 7103 | 23 | 2020-10-23 | Wednesday | 3 | No | #N/A | #N/A | #N/A | #N/A | #N/A | #N/A | #N/A | #N/A | #N/A | #N/A | #N/A | #N/A | #N/A | #N/A | #N/A | #N/A | #N/A | #N/A | #N/A | #N/A | #N/A | #N/A | #N/A | #N/A | #N/A | #N/A | #N/A | #N/A | #N/A | #N/A | #N/A | #N/A | #N/A | #N/A | #N/A | #N/A
[7 empty] | 10 | 23 | 7104 | 24 | 2020-10-23 | Wednesday | 3 | No | #N/A | #N/A | #N/A | #N/A | #N/A | #N/A | #N/A | #N/A | #N/A | #N/A | #N/A | #N/A | #N/A | #N/A | #N/A | #N/A | #N/A | #N/A | #N/A | #N/A | #N/A | #N/A | #N/A | #N/A | #N/A | #N/A | #N/A | #N/A | #N/A | #N/A | #N/A | #N/A | #N/A | #N/A | #N/A | #N/A
[7 empty] | 10 | 24 | 7105 | 1 | 2020-10-24 | Thursday | 4 | No | #N/A | #N/A | #N/A | #N/A | #N/A | #N/A | #N/A | #N/A | #N/A | #N/A | #N/A | #N/A | #N/A | #N/A | #N/A | #N/A | #N/A | #N/A | #N/A | #N/A | #N/A | #N/A | #N/A | #N/A | #N/A | #N/A | #N/A | #N/A | #N/A | #N/A | #N/A | #N/A | #N/A | #N/A | #N/A | #N/A
[7 empty] | 10 | 24 | 7106 | 2 | 2020-10-24 | Thursday | 4 | No | #N/A | #N/A | #N/A | #N/A | #N/A | #N/A | #N/A | #N/A | #N/A | #N/A | #N/A | #N/A | #N/A | #N/A | #N/A | #N/A | #N/A | #N/A | #N/A | #N/A | #N/A | #N/A | #N/A | #N/A | #N/A | #N/A | #N/A | #N/A | #N/A | #N/A | #N/A | #N/A | #N/A | #N/A | #N/A | #N/A
[7 empty] | 10 | 24 | 7107 | 3 | 2020-10-24 | Thursday | 4 | No | #N/A | #N/A | #N/A | #N/A | #N/A | #N/A | #N/A | #N/A | #N/A | #N/A | #N/A | #N/A | #N/A | #N/A | #N/A | #N/A | #N/A | #N/A | #N/A | #N/A | #N/A | #N/A | #N/A | #N/A | #N/A | #N/A | #N/A | #N/A | #N/A | #N/A | #N/A | #N/A | #N/A | #N/A | #N/A | #N/A
[7 empty] | 10 | 24 | 7108 | 4 | 2020-10-24 | Thursday | 4 | No | #N/A | #N/A | #N/A | #N/A | #N/A | #N/A | #N/A | #N/A | #N/A | #N/A | #N/A | #N/A | #N/A | #N/A | #N/A | #N/A | #N/A | #N/A | #N/A | #N/A | #N/A | #N/A | #N/A | #N/A | #N/A | #N/A | #N/A | #N/A | #N/A | #N/A | #N/A | #N/A | #N/A | #N/A | #N/A | #N/A
[7 empty] | 10 | 24 | 7109 | 5 | 2020-10-24 | Thursday | 4 | No | #N/A | #N/A | #N/A | #N/A | #N/A | #N/A | #N/A | #N/A | #N/A | #N/A | #N/A | #N/A | #N/A | #N/A | #N/A | #N/A | #N/A | #N/A | #N/A | #N/A | #N/A | #N/A | #N/A | #N/A | #N/A | #N/A | #N/A | #N/A | #N/A | #N/A | #N/A | #N/A | #N/A | #N/A | #N/A | #N/A
[7 empty] | 10 | 24 | 7110 | 6 | 2020-10-24 | Thursday | 4 | No | #N/A | #N/A | #N/A | #N/A | #N/A | #N/A | #N/A | #N/A | #N/A | #N/A | #N/A | #N/A | #N/A | #N/A | #N/A | #N/A | #N/A | #N/A | #N/A | #N/A | #N/A | #N/A | #N/A | #N/A | #N/A | #N/A | #N/A | #N/A | #N/A | #N/A | #N/A | #N/A | #N/A | #N/A | #N/A | #N/A
[7 empty] | 10 | 24 | 7111 | 7 | 2020-10-24 | Thursday | 4 | No | #N/A | #N/A | #N/A | #N/A | #N/A | #N/A | #N/A | #N/A | #N/A | #N/A | #N/A | #N/A | #N/A | #N/A | #N/A | #N/A | #N/A | #N/A | #N/A | #N/A | #N/A | #N/A | #N/A | #N/A | #N/A | #N/A | #N/A | #N/A | #N/A | #N/A | #N/A | #N/A | #N/A | #N/A | #N/A | #N/A
[7 empty] | 10 | 24 | 7112 | 8 | 2020-10-24 | Thursday | 4 | No | #N/A | #N/A | #N/A | #N/A | #N/A | #N/A | #N/A | #N/A | #N/A | #N/A | #N/A | #N/A | #N/A | #N/A | #N/A | #N/A | #N/A | #N/A | #N/A | #N/A | #N/A | #N/A | #N/A | #N/A | #N/A | #N/A | #N/A | #N/A | #N/A | #N/A | #N/A | #N/A | #N/A | #N/A | #N/A | #N/A
[7 empty] | 10 | 24 | 7113 | 9 | 2020-10-24 | Thursday | 4 | No | #N/A | #N/A | #N/A | #N/A | #N/A | #N/A | #N/A | #N/A | #N/A | #N/A | #N/A | #N/A | #N/A | #N/A | #N/A | #N/A | #N/A | #N/A | #N/A | #N/A | #N/A | #N/A | #N/A | #N/A | #N/A | #N/A | #N/A | #N/A | #N/A | #N/A | #N/A | #N/A | #N/A | #N/A | #N/A | #N/A
[7 empty] | 10 | 24 | 7114 | 10 | 2020-10-24 | Thursday | 4 | No | #N/A | #N/A | #N/A | #N/A | #N/A | #N/A | #N/A | #N/A | #N/A | #N/A | #N/A | #N/A | #N/A | #N/A | #N/A | #N/A | #N/A | #N/A | #N/A | #N/A | #N/A | #N/A | #N/A | #N/A | #N/A | #N/A | #N/A | #N/A | #N/A | #N/A | #N/A | #N/A | #N/A | #N/A | #N/A | #N/A
[7 empty] | 10 | 24 | 7115 | 11 | 2020-10-24 | Thursday | 4 | No | #N/A | #N/A | #N/A | #N/A | #N/A | #N/A | #N/A | #N/A | #N/A | #N/A | #N/A | #N/A | #N/A | #N/A | #N/A | #N/A | #N/A | #N/A | #N/A | #N/A | #N/A | #N/A | #N/A | #N/A | #N/A | #N/A | #N/A | #N/A | #N/A | #N/A | #N/A | #N/A | #N/A | #N/A | #N/A | #N/A
[7 empty] | 10 | 24 | 7116 | 12 | 2020-10-24 | Thursday | 4 | No | #N/A | #N/A | #N/A | #N/A | #N/A | #N/A | #N/A | #N/A | #N/A | #N/A | #N/A | #N/A | #N/A | #N/A | #N/A | #N/A | #N/A | #N/A | #N/A | #N/A | #N/A | #N/A | #N/A | #N/A | #N/A | #N/A | #N/A | #N/A | #N/A | #N/A | #N/A | #N/A | #N/A | #N/A | #N/A | #N/A
[7 empty] | 10 | 24 | 7117 | 13 | 2020-10-24 | Thursday | 4 | No | #N/A | #N/A | #N/A | #N/A | #N/A | #N/A | #N/A | #N/A | #N/A | #N/A | #N/A | #N/A | #N/A | #N/A | #N/A | #N/A | #N/A | #N/A | #N/A | #N/A | #N/A | #N/A | #N/A | #N/A | #N/A | #N/A | #N/A | #N/A | #N/A | #N/A | #N/A | #N/A | #N/A | #N/A | #N/A | #N/A
[7 empty] | 10 | 24 | 7118 | 14 | 2020-10-24 | Thursday | 4 | No | #N/A | #N/A | #N/A | #N/A | #N/A | #N/A | #N/A | #N/A | #N/A | #N/A | #N/A | #N/A | #N/A | #N/A | #N/A | #N/A | #N/A | #N/A | #N/A | #N/A | #N/A | #N/A | #N/A | #N/A | #N/A | #N/A | #N/A | #N/A | #N/A | #N/A | #N/A | #N/A | #N/A | #N/A | #N/A | #N/A
[7 empty] | 10 | 24 | 7119 | 15 | 2020-10-24 | Thursday | 4 | No | #N/A | #N/A | #N/A | #N/A | #N/A | #N/A | #N/A | #N/A | #N/A | #N/A | #N/A | #N/A | #N/A | #N/A | #N/A | #N/A | #N/A | #N/A | #N/A | #N/A | #N/A | #N/A | #N/A | #N/A | #N/A | #N/A | #N/A | #N/A | #N/A | #N/A | #N/A | #N/A | #N/A | #N/A | #N/A | #N/A
[7 empty] | 10 | 24 | 7120 | 16 | 2020-10-24 | Thursday | 4 | No | #N/A | #N/A | #N/A | #N/A | #N/A | #N/A | #N/A | #N/A | #N/A | #N/A | #N/A | #N/A | #N/A | #N/A | #N/A | #N/A | #N/A | #N/A | #N/A | #N/A | #N/A | #N/A | #N/A | #N/A | #N/A | #N/A | #N/A | #N/A | #N/A | #N/A | #N/A | #N/A | #N/A | #N/A | #N/A | #N/A
[7 empty] | 10 | 24 | 7121 | 17 | 2020-10-24 | Thursday | 4 | No | #N/A | #N/A | #N/A | #N/A | #N/A | #N/A | #N/A | #N/A | #N/A | #N/A | #N/A | #N/A | #N/A | #N/A | #N/A | #N/A | #N/A | #N/A | #N/A | #N/A | #N/A | #N/A | #N/A | #N/A | #N/A | #N/A | #N/A | #N/A | #N/A | #N/A | #N/A | #N/A | #N/A | #N/A | #N/A | #N/A
[7 empty] | 10 | 24 | 7122 | 18 | 2020-10-24 | Thursday | 4 | No | #N/A | #N/A | #N/A | #N/A | #N/A | #N/A | #N/A | #N/A | #N/A | #N/A | #N/A | #N/A | #N/A | #N/A | #N/A | #N/A | #N/A | #N/A | #N/A | #N/A | #N/A | #N/A | #N/A | #N/A | #N/A | #N/A | #N/A | #N/A | #N/A | #N/A | #N/A | #N/A | #N/A | #N/A | #N/A | #N/A
[7 empty] | 10 | 24 | 7123 | 19 | 2020-10-24 | Thursday | 4 | No | #N/A | #N/A | #N/A | #N/A | #N/A | #N/A | #N/A | #N/A | #N/A | #N/A | #N/A | #N/A | #N/A | #N/A | #N/A | #N/A | #N/A | #N/A | #N/A | #N/A | #N/A | #N/A | #N/A | #N/A | #N/A | #N/A | #N/A | #N/A | #N/A | #N/A | #N/A | #N/A | #N/A | #N/A | #N/A | #N/A
[7 empty] | 10 | 24 | 7124 | 20 | 2020-10-24 | Thursday | 4 | No | #N/A | #N/A | #N/A | #N/A | #N/A | #N/A | #N/A | #N/A | #N/A | #N/A | #N/A | #N/A | #N/A | #N/A | #N/A | #N/A | #N/A | #N/A | #N/A | #N/A | #N/A | #N/A | #N/A | #N/A | #N/A | #N/A | #N/A | #N/A | #N/A | #N/A | #N/A | #N/A | #N/A | #N/A | #N/A | #N/A
[7 empty] | 10 | 24 | 7125 | 21 | 2020-10-24 | Thursday | 4 | No | #N/A | #N/A | #N/A | #N/A | #N/A | #N/A | #N/A | #N/A | #N/A | #N/A | #N/A | #N/A | #N/A | #N/A | #N/A | #N/A | #N/A | #N/A | #N/A | #N/A | #N/A | #N/A | #N/A | #N/A | #N/A | #N/A | #N/A | #N/A | #N/A | #N/A | #N/A | #N/A | #N/A | #N/A | #N/A | #N/A
[7 empty] | 10 | 24 | 7126 | 22 | 2020-10-24 | Thursday | 4 | No | #N/A | #N/A | #N/A | #N/A | #N/A | #N/A | #N/A | #N/A | #N/A | #N/A | #N/A | #N/A | #N/A | #N/A | #N/A | #N/A | #N/A | #N/A | #N/A | #N/A | #N/A | #N/A | #N/A | #N/A | #N/A | #N/A | #N/A | #N/A | #N/A | #N/A | #N/A | #N/A | #N/A | #N/A | #N/A | #N/A
[7 empty] | 10 | 24 | 7127 | 23 | 2020-10-24 | Thursday | 4 | No | #N/A | #N/A | #N/A | #N/A | #N/A | #N/A | #N/A | #N/A | #N/A | #N/A | #N/A | #N/A | #N/A | #N/A | #N/A | #N/A | #N/A | #N/A | #N/A | #N/A | #N/A | #N/A | #N/A | #N/A | #N/A | #N/A | #N/A | #N/A | #N/A | #N/A | #N/A | #N/A | #N/A | #N/A | #N/A | #N/A
[7 empty] | 10 | 24 | 7128 | 24 | 2020-10-24 | Thursday | 4 | No | #N/A | #N/A | #N/A | #N/A | #N/A | #N/A | #N/A | #N/A | #N/A | #N/A | #N/A | #N/A | #N/A | #N/A | #N/A | #N/A | #N/A | #N/A | #N/A | #N/A | #N/A | #N/A | #N/A | #N/A | #N/A | #N/A | #N/A | #N/A | #N/A | #N/A | #N/A | #N/A | #N/A | #N/A | #N/A | #N/A
[7 empty] | 10 | 25 | 7129 | 1 | 2020-10-25 | Friday | 5 | No | #N/A | #N/A | #N/A | #N/A | #N/A | #N/A | #N/A | #N/A | #N/A | #N/A | #N/A | #N/A | #N/A | #N/A | #N/A | #N/A | #N/A | #N/A | #N/A | #N/A | #N/A | #N/A | #N/A | #N/A | #N/A | #N/A | #N/A | #N/A | #N/A | #N/A | #N/A | #N/A | #N/A | #N/A | #N/A | #N/A
[7 empty] | 10 | 25 | 7130 | 2 | 2020-10-25 | Friday | 5 | No | #N/A | #N/A | #N/A | #N/A | #N/A | #N/A | #N/A | #N/A | #N/A | #N/A | #N/A | #N/A | #N/A | #N/A | #N/A | #N/A | #N/A | #N/A | #N/A | #N/A | #N/A | #N/A | #N/A | #N/A | #N/A | #N/A | #N/A | #N/A | #N/A | #N/A | #N/A | #N/A | #N/A | #N/A | #N/A | #N/A
[7 empty] | 10 | 25 | 7131 | 3 | 2020-10-25 | Friday | 5 | No | #N/A | #N/A | #N/A | #N/A | #N/A | #N/A | #N/A | #N/A | #N/A | #N/A | #N/A | #N/A | #N/A | #N/A | #N/A | #N/A | #N/A | #N/A | #N/A | #N/A | #N/A | #N/A | #N/A | #N/A | #N/A | #N/A | #N/A | #N/A | #N/A | #N/A | #N/A | #N/A | #N/A | #N/A | #N/A | #N/A
[7 empty] | 10 | 25 | 7132 | 4 | 2020-10-25 | Friday | 5 | No | #N/A | #N/A | #N/A | #N/A | #N/A | #N/A | #N/A | #N/A | #N/A | #N/A | #N/A | #N/A | #N/A | #N/A | #N/A | #N/A | #N/A | #N/A | #N/A | #N/A | #N/A | #N/A | #N/A | #N/A | #N/A | #N/A | #N/A | #N/A | #N/A | #N/A | #N/A | #N/A | #N/A | #N/A | #N/A | #N/A
[7 empty] | 10 | 25 | 7133 | 5 | 2020-10-25 | Friday | 5 | No | #N/A | #N/A | #N/A | #N/A | #N/A | #N/A | #N/A | #N/A | #N/A | #N/A | #N/A | #N/A | #N/A | #N/A | #N/A | #N/A | #N/A | #N/A | #N/A | #N/A | #N/A | #N/A | #N/A | #N/A | #N/A | #N/A | #N/A | #N/A | #N/A | #N/A | #N/A | #N/A | #N/A | #N/A | #N/A | #N/A
[7 empty] | 10 | 25 | 7134 | 6 | 2020-10-25 | Friday | 5 | No | #N/A | #N/A | #N/A | #N/A | #N/A | #N/A | #N/A | #N/A | #N/A | #N/A | #N/A | #N/A | #N/A | #N/A | #N/A | #N/A | #N/A | #N/A | #N/A | #N/A | #N/A | #N/A | #N/A | #N/A | #N/A | #N/A | #N/A | #N/A | #N/A | #N/A | #N/A | #N/A | #N/A | #N/A | #N/A | #N/A
[7 empty] | 10 | 25 | 7135 | 7 | 2020-10-25 | Friday | 5 | No | #N/A | #N/A | #N/A | #N/A | #N/A | #N/A | #N/A | #N/A | #N/A | #N/A | #N/A | #N/A | #N/A | #N/A | #N/A | #N/A | #N/A | #N/A | #N/A | #N/A | #N/A | #N/A | #N/A | #N/A | #N/A | #N/A | #N/A | #N/A | #N/A | #N/A | #N/A | #N/A | #N/A | #N/A | #N/A | #N/A
[7 empty] | 10 | 25 | 7136 | 8 | 2020-10-25 | Friday | 5 | No | #N/A | #N/A | #N/A | #N/A | #N/A | #N/A | #N/A | #N/A | #N/A | #N/A | #N/A | #N/A | #N/A | #N/A | #N/A | #N/A | #N/A | #N/A | #N/A | #N/A | #N/A | #N/A | #N/A | #N/A | #N/A | #N/A | #N/A | #N/A | #N/A | #N/A | #N/A | #N/A | #N/A | #N/A | #N/A | #N/A
[7 empty] | 10 | 25 | 7137 | 9 | 2020-10-25 | Friday | 5 | No | #N/A | #N/A | #N/A | #N/A | #N/A | #N/A | #N/A | #N/A | #N/A | #N/A | #N/A | #N/A | #N/A | #N/A | #N/A | #N/A | #N/A | #N/A | #N/A | #N/A | #N/A | #N/A | #N/A | #N/A | #N/A | #N/A | #N/A | #N/A | #N/A | #N/A | #N/A | #N/A | #N/A | #N/A | #N/A | #N/A
[7 empty] | 10 | 25 | 7138 | 10 | 2020-10-25 | Friday | 5 | No | #N/A | #N/A | #N/A | #N/A | #N/A | #N/A | #N/A | #N/A | #N/A | #N/A | #N/A | #N/A | #N/A | #N/A | #N/A | #N/A | #N/A | #N/A | #N/A | #N/A | #N/A | #N/A | #N/A | #N/A | #N/A | #N/A | #N/A | #N/A | #N/A | #N/A | #N/A | #N/A | #N/A | #N/A | #N/A | #N/A
[7 empty] | 10 | 25 | 7139 | 11 | 2020-10-25 | Friday | 5 | No | #N/A | #N/A | #N/A | #N/A | #N/A | #N/A | #N/A | #N/A | #N/A | #N/A | #N/A | #N/A | #N/A | #N/A | #N/A | #N/A | #N/A | #N/A | #N/A | #N/A | #N/A | #N/A | #N/A | #N/A | #N/A | #N/A | #N/A | #N/A | #N/A | #N/A | #N/A | #N/A | #N/A | #N/A | #N/A | #N/A
[7 empty] | 10 | 25 | 7140 | 12 | 2020-10-25 | Friday | 5 | No | #N/A | #N/A | #N/A | #N/A | #N/A | #N/A | #N/A | #N/A | #N/A | #N/A | #N/A | #N/A | #N/A | #N/A | #N/A | #N/A | #N/A | #N/A | #N/A | #N/A | #N/A | #N/A | #N/A | #N/A | #N/A | #N/A | #N/A | #N/A | #N/A | #N/A | #N/A | #N/A | #N/A | #N/A | #N/A | #N/A
[7 empty] | 10 | 25 | 7141 | 13 | 2020-10-25 | Friday | 5 | No | #N/A | #N/A | #N/A | #N/A | #N/A | #N/A | #N/A | #N/A | #N/A | #N/A | #N/A | #N/A | #N/A | #N/A | #N/A | #N/A | #N/A | #N/A | #N/A | #N/A | #N/A | #N/A | #N/A | #N/A | #N/A | #N/A | #N/A | #N/A | #N/A | #N/A | #N/A | #N/A | #N/A | #N/A | #N/A | #N/A
[7 empty] | 10 | 25 | 7142 | 14 | 2020-10-25 | Friday | 5 | No | #N/A | #N/A | #N/A | #N/A | #N/A | #N/A | #N/A | #N/A | #N/A | #N/A | #N/A | #N/A | #N/A | #N/A | #N/A | #N/A | #N/A | #N/A | #N/A | #N/A | #N/A | #N/A | #N/A | #N/A | #N/A | #N/A | #N/A | #N/A | #N/A | #N/A | #N/A | #N/A | #N/A | #N/A | #N/A | #N/A
[7 empty] | 10 | 25 | 7143 | 15 | 2020-10-25 | Friday | 5 | No | #N/A | #N/A | #N/A | #N/A | #N/A | #N/A | #N/A | #N/A | #N/A | #N/A | #N/A | #N/A | #N/A | #N/A | #N/A | #N/A | #N/A | #N/A | #N/A | #N/A | #N/A | #N/A | #N/A | #N/A | #N/A | #N/A | #N/A | #N/A | #N/A | #N/A | #N/A | #N/A | #N/A | #N/A | #N/A | #N/A
[7 empty] | 10 | 25 | 7144 | 16 | 2020-10-25 | Friday | 5 | No | #N/A | #N/A | #N/A | #N/A | #N/A | #N/A | #N/A | #N/A | #N/A | #N/A | #N/A | #N/A | #N/A | #N/A | #N/A | #N/A | #N/A | #N/A | #N/A | #N/A | #N/A | #N/A | #N/A | #N/A | #N/A | #N/A | #N/A | #N/A | #N/A | #N/A | #N/A | #N/A | #N/A | #N/A | #N/A | #N/A
[7 empty] | 10 | 25 | 7145 | 17 | 2020-10-25 | Friday | 5 | No | #N/A | #N/A | #N/A | #N/A | #N/A | #N/A | #N/A | #N/A | #N/A | #N/A | #N/A | #N/A | #N/A | #N/A | #N/A | #N/A | #N/A | #N/A | #N/A | #N/A | #N/A | #N/A | #N/A | #N/A | #N/A | #N/A | #N/A | #N/A | #N/A | #N/A | #N/A | #N/A | #N/A | #N/A | #N/A | #N/A
[7 empty] | 10 | 25 | 7146 | 18 | 2020-10-25 | Friday | 5 | No | #N/A | #N/A | #N/A | #N/A | #N/A | #N/A | #N/A | #N/A | #N/A | #N/A | #N/A | #N/A | #N/A | #N/A | #N/A | #N/A | #N/A | #N/A | #N/A | #N/A | #N/A | #N/A | #N/A | #N/A | #N/A | #N/A | #N/A | #N/A | #N/A | #N/A | #N/A | #N/A | #N/A | #N/A | #N/A | #N/A
[7 empty] | 10 | 25 | 7147 | 19 | 2020-10-25 | Friday | 5 | No | #N/A | #N/A | #N/A | #N/A | #N/A | #N/A | #N/A | #N/A | #N/A | #N/A | #N/A | #N/A | #N/A | #N/A | #N/A | #N/A | #N/A | #N/A | #N/A | #N/A | #N/A | #N/A | #N/A | #N/A | #N/A | #N/A | #N/A | #N/A | #N/A | #N/A | #N/A | #N/A | #N/A | #N/A | #N/A | #N/A
[7 empty] | 10 | 25 | 7148 | 20 | 2020-10-25 | Friday | 5 | No | #N/A | #N/A | #N/A | #N/A | #N/A | #N/A | #N/A | #N/A | #N/A | #N/A | #N/A | #N/A | #N/A | #N/A | #N/A | #N/A | #N/A | #N/A | #N/A | #N/A | #N/A | #N/A | #N/A | #N/A | #N/A | #N/A | #N/A | #N/A | #N/A | #N/A | #N/A | #N/A | #N/A | #N/A | #N/A | #N/A
[7 empty] | 10 | 25 | 7149 | 21 | 2020-10-25 | Friday | 5 | No | #N/A | #N/A | #N/A | #N/A | #N/A | #N/A | #N/A | #N/A | #N/A | #N/A | #N/A | #N/A | #N/A | #N/A | #N/A | #N/A | #N/A | #N/A | #N/A | #N/A | #N/A | #N/A | #N/A | #N/A | #N/A | #N/A | #N/A | #N/A | #N/A | #N/A | #N/A | #N/A | #N/A | #N/A | #N/A | #N/A
[7 empty] | 10 | 25 | 7150 | 22 | 2020-10-25 | Friday | 5 | No | #N/A | #N/A | #N/A | #N/A | #N/A | #N/A | #N/A | #N/A | #N/A | #N/A | #N/A | #N/A | #N/A | #N/A | #N/A | #N/A | #N/A | #N/A | #N/A | #N/A | #N/A | #N/A | #N/A | #N/A | #N/A | #N/A | #N/A | #N/A | #N/A | #N/A | #N/A | #N/A | #N/A | #N/A | #N/A | #N/A
[7 empty] | 10 | 25 | 7151 | 23 | 2020-10-25 | Friday | 5 | No | #N/A | #N/A | #N/A | #N/A | #N/A | #N/A | #N/A | #N/A | #N/A | #N/A | #N/A | #N/A | #N/A | #N/A | #N/A | #N/A | #N/A | #N/A | #N/A | #N/A | #N/A | #N/A | #N/A | #N/A | #N/A | #N/A | #N/A | #N/A | #N/A | #N/A | #N/A | #N/A | #N/A | #N/A | #N/A | #N/A
[7 empty] | 10 | 25 | 7152 | 24 | 2020-10-25 | Friday | 5 | No | #N/A | #N/A | #N/A | #N/A | #N/A | #N/A | #N/A | #N/A | #N/A | #N/A | #N/A | #N/A | #N/A | #N/A | #N/A | #N/A | #N/A | #N/A | #N/A | #N/A | #N/A | #N/A | #N/A | #N/A | #N/A | #N/A | #N/A | #N/A | #N/A | #N/A | #N/A | #N/A | #N/A | #N/A | #N/A | #N/A
[7 empty] | 10 | 26 | 7153 | 1 | 2020-10-26 | Saturday | 6 | No | #N/A | #N/A | #N/A | #N/A | #N/A | #N/A | #N/A | #N/A | #N/A | #N/A | #N/A | #N/A | #N/A | #N/A | #N/A | #N/A | #N/A | #N/A | #N/A | #N/A | #N/A | #N/A | #N/A | #N/A | #N/A | #N/A | #N/A | #N/A | #N/A | #N/A | #N/A | #N/A | #N/A | #N/A | #N/A | #N/A
[7 empty] | 10 | 26 | 7154 | 2 | 2020-10-26 | Saturday | 6 | No | #N/A | #N/A | #N/A | #N/A | #N/A | #N/A | #N/A | #N/A | #N/A | #N/A | #N/A | #N/A | #N/A | #N/A | #N/A | #N/A | #N/A | #N/A | #N/A | #N/A | #N/A | #N/A | #N/A | #N/A | #N/A | #N/A | #N/A | #N/A | #N/A | #N/A | #N/A | #N/A | #N/A | #N/A | #N/A | #N/A
[7 empty] | 10 | 26 | 7155 | 3 | 2020-10-26 | Saturday | 6 | No | #N/A | #N/A | #N/A | #N/A | #N/A | #N/A | #N/A | #N/A | #N/A | #N/A | #N/A | #N/A | #N/A | #N/A | #N/A | #N/A | #N/A | #N/A | #N/A | #N/A | #N/A | #N/A | #N/A | #N/A | #N/A | #N/A | #N/A | #N/A | #N/A | #N/A | #N/A | #N/A | #N/A | #N/A | #N/A | #N/A
[7 empty] | 10 | 26 | 7156 | 4 | 2020-10-26 | Saturday | 6 | No | #N/A | #N/A | #N/A | #N/A | #N/A | #N/A | #N/A | #N/A | #N/A | #N/A | #N/A | #N/A | #N/A | #N/A | #N/A | #N/A | #N/A | #N/A | #N/A | #N/A | #N/A | #N/A | #N/A | #N/A | #N/A | #N/A | #N/A | #N/A | #N/A | #N/A | #N/A | #N/A | #N/A | #N/A | #N/A | #N/A
[7 empty] | 10 | 26 | 7157 | 5 | 2020-10-26 | Saturday | 6 | No | #N/A | #N/A | #N/A | #N/A | #N/A | #N/A | #N/A | #N/A | #N/A | #N/A | #N/A | #N/A | #N/A | #N/A | #N/A | #N/A | #N/A | #N/A | #N/A | #N/A | #N/A | #N/A | #N/A | #N/A | #N/A | #N/A | #N/A | #N/A | #N/A | #N/A | #N/A | #N/A | #N/A | #N/A | #N/A | #N/A
[7 empty] | 10 | 26 | 7158 | 6 | 2020-10-26 | Saturday | 6 | No | #N/A | #N/A | #N/A | #N/A | #N/A | #N/A | #N/A | #N/A | #N/A | #N/A | #N/A | #N/A | #N/A | #N/A | #N/A | #N/A | #N/A | #N/A | #N/A | #N/A | #N/A | #N/A | #N/A | #N/A | #N/A | #N/A | #N/A | #N/A | #N/A | #N/A | #N/A | #N/A | #N/A | #N/A | #N/A | #N/A
[7 empty] | 10 | 26 | 7159 | 7 | 2020-10-26 | Saturday | 6 | No | #N/A | #N/A | #N/A | #N/A | #N/A | #N/A | #N/A | #N/A | #N/A | #N/A | #N/A | #N/A | #N/A | #N/A | #N/A | #N/A | #N/A | #N/A | #N/A | #N/A | #N/A | #N/A | #N/A | #N/A | #N/A | #N/A | #N/A | #N/A | #N/A | #N/A | #N/A | #N/A | #N/A | #N/A | #N/A | #N/A
[7 empty] | 10 | 26 | 7160 | 8 | 2020-10-26 | Saturday | 6 | No | #N/A | #N/A | #N/A | #N/A | #N/A | #N/A | #N/A | #N/A | #N/A | #N/A | #N/A | #N/A | #N/A | #N/A | #N/A | #N/A | #N/A | #N/A | #N/A | #N/A | #N/A | #N/A | #N/A | #N/A | #N/A | #N/A | #N/A | #N/A | #N/A | #N/A | #N/A | #N/A | #N/A | #N/A | #N/A | #N/A
[7 empty] | 10 | 26 | 7161 | 9 | 2020-10-26 | Saturday | 6 | No | #N/A | #N/A | #N/A | #N/A | #N/A | #N/A | #N/A | #N/A | #N/A | #N/A | #N/A | #N/A | #N/A | #N/A | #N/A | #N/A | #N/A | #N/A | #N/A | #N/A | #N/A | #N/A | #N/A | #N/A | #N/A | #N/A | #N/A | #N/A | #N/A | #N/A | #N/A | #N/A | #N/A | #N/A | #N/A | #N/A
[7 empty] | 10 | 26 | 7162 | 10 | 2020-10-26 | Saturday | 6 | No | #N/A | #N/A | #N/A | #N/A | #N/A | #N/A | #N/A | #N/A | #N/A | #N/A | #N/A | #N/A | #N/A | #N/A | #N/A | #N/A | #N/A | #N/A | #N/A | #N/A | #N/A | #N/A | #N/A | #N/A | #N/A | #N/A | #N/A | #N/A | #N/A | #N/A | #N/A | #N/A | #N/A | #N/A | #N/A | #N/A
[7 empty] | 10 | 26 | 7163 | 11 | 2020-10-26 | Saturday | 6 | No | #N/A | #N/A | #N/A | #N/A | #N/A | #N/A | #N/A | #N/A | #N/A | #N/A | #N/A | #N/A | #N/A | #N/A | #N/A | #N/A | #N/A | #N/A | #N/A | #N/A | #N/A | #N/A | #N/A | #N/A | #N/A | #N/A | #N/A | #N/A | #N/A | #N/A | #N/A | #N/A | #N/A | #N/A | #N/A | #N/A
[7 empty] | 10 | 26 | 7164 | 12 | 2020-10-26 | Saturday | 6 | No | #N/A | #N/A | #N/A | #N/A | #N/A | #N/A | #N/A | #N/A | #N/A | #N/A | #N/A | #N/A | #N/A | #N/A | #N/A | #N/A | #N/A | #N/A | #N/A | #N/A | #N/A | #N/A | #N/A | #N/A | #N/A | #N/A | #N/A | #N/A | #N/A | #N/A | #N/A | #N/A | #N/A | #N/A | #N/A | #N/A
[7 empty] | 10 | 26 | 7165 | 13 | 2020-10-26 | Saturday | 6 | No | #N/A | #N/A | #N/A | #N/A | #N/A | #N/A | #N/A | #N/A | #N/A | #N/A | #N/A | #N/A | #N/A | #N/A | #N/A | #N/A | #N/A | #N/A | #N/A | #N/A | #N/A | #N/A | #N/A | #N/A | #N/A | #N/A | #N/A | #N/A | #N/A | #N/A | #N/A | #N/A | #N/A | #N/A | #N/A | #N/A
[7 empty] | 10 | 26 | 7166 | 14 | 2020-10-26 | Saturday | 6 | No | #N/A | #N/A | #N/A | #N/A | #N/A | #N/A | #N/A | #N/A | #N/A | #N/A | #N/A | #N/A | #N/A | #N/A | #N/A | #N/A | #N/A | #N/A | #N/A | #N/A | #N/A | #N/A | #N/A | #N/A | #N/A | #N/A | #N/A | #N/A | #N/A | #N/A | #N/A | #N/A | #N/A | #N/A | #N/A | #N/A
[7 empty] | 10 | 26 | 7167 | 15 | 2020-10-26 | Saturday | 6 | No | #N/A | #N/A | #N/A | #N/A | #N/A | #N/A | #N/A | #N/A | #N/A | #N/A | #N/A | #N/A | #N/A | #N/A | #N/A | #N/A | #N/A | #N/A | #N/A | #N/A | #N/A | #N/A | #N/A | #N/A | #N/A | #N/A | #N/A | #N/A | #N/A | #N/A | #N/A | #N/A | #N/A | #N/A | #N/A | #N/A
[7 empty] | 10 | 26 | 7168 | 16 | 2020-10-26 | Saturday | 6 | No | #N/A | #N/A | #N/A | #N/A | #N/A | #N/A | #N/A | #N/A | #N/A | #N/A | #N/A | #N/A | #N/A | #N/A | #N/A | #N/A | #N/A | #N/A | #N/A | #N/A | #N/A | #N/A | #N/A | #N/A | #N/A | #N/A | #N/A | #N/A | #N/A | #N/A | #N/A | #N/A | #N/A | #N/A | #N/A | #N/A
[7 empty] | 10 | 26 | 7169 | 17 | 2020-10-26 | Saturday | 6 | No | #N/A | #N/A | #N/A | #N/A | #N/A | #N/A | #N/A | #N/A | #N/A | #N/A | #N/A | #N/A | #N/A | #N/A | #N/A | #N/A | #N/A | #N/A | #N/A | #N/A | #N/A | #N/A | #N/A | #N/A | #N/A | #N/A | #N/A | #N/A | #N/A | #N/A | #N/A | #N/A | #N/A | #N/A | #N/A | #N/A
[7 empty] | 10 | 26 | 7170 | 18 | 2020-10-26 | Saturday | 6 | No | #N/A | #N/A | #N/A | #N/A | #N/A | #N/A | #N/A | #N/A | #N/A | #N/A | #N/A | #N/A | #N/A | #N/A | #N/A | #N/A | #N/A | #N/A | #N/A | #N/A | #N/A | #N/A | #N/A | #N/A | #N/A | #N/A | #N/A | #N/A | #N/A | #N/A | #N/A | #N/A | #N/A | #N/A | #N/A | #N/A
[7 empty] | 10 | 26 | 7171 | 19 | 2020-10-26 | Saturday | 6 | No | #N/A | #N/A | #N/A | #N/A | #N/A | #N/A | #N/A | #N/A | #N/A | #N/A | #N/A | #N/A | #N/A | #N/A | #N/A | #N/A | #N/A | #N/A | #N/A | #N/A | #N/A | #N/A | #N/A | #N/A | #N/A | #N/A | #N/A | #N/A | #N/A | #N/A | #N/A | #N/A | #N/A | #N/A | #N/A | #N/A
[7 empty] | 10 | 26 | 7172 | 20 | 2020-10-26 | Saturday | 6 | No | #N/A | #N/A | #N/A | #N/A | #N/A | #N/A | #N/A | #N/A | #N/A | #N/A | #N/A | #N/A | #N/A | #N/A | #N/A | #N/A | #N/A | #N/A | #N/A | #N/A | #N/A | #N/A | #N/A | #N/A | #N/A | #N/A | #N/A | #N/A | #N/A | #N/A | #N/A | #N/A | #N/A | #N/A | #N/A | #N/A
[7 empty] | 10 | 26 | 7173 | 21 | 2020-10-26 | Saturday | 6 | No | #N/A | #N/A | #N/A | #N/A | #N/A | #N/A | #N/A | #N/A | #N/A | #N/A | #N/A | #N/A | #N/A | #N/A | #N/A | #N/A | #N/A | #N/A | #N/A | #N/A | #N/A | #N/A | #N/A | #N/A | #N/A | #N/A | #N/A | #N/A | #N/A | #N/A | #N/A | #N/A | #N/A | #N/A | #N/A | #N/A
[7 empty] | 10 | 26 | 7174 | 22 | 2020-10-26 | Saturday | 6 | No | #N/A | #N/A | #N/A | #N/A | #N/A | #N/A | #N/A | #N/A | #N/A | #N/A | #N/A | #N/A | #N/A | #N/A | #N/A | #N/A | #N/A | #N/A | #N/A | #N/A | #N/A | #N/A | #N/A | #N/A | #N/A | #N/A | #N/A | #N/A | #N/A | #N/A | #N/A | #N/A | #N/A | #N/A | #N/A | #N/A
[7 empty] | 10 | 26 | 7175 | 23 | 2020-10-26 | Saturday | 6 | No | #N/A | #N/A | #N/A | #N/A | #N/A | #N/A | #N/A | #N/A | #N/A | #N/A | #N/A | #N/A | #N/A | #N/A | #N/A | #N/A | #N/A | #N/A | #N/A | #N/A | #N/A | #N/A | #N/A | #N/A | #N/A | #N/A | #N/A | #N/A | #N/A | #N/A | #N/A | #N/A | #N/A | #N/A | #N/A | #N/A
[7 empty] | 10 | 26 | 7176 | 24 | 2020-10-26 | Saturday | 6 | No | #N/A | #N/A | #N/A | #N/A | #N/A | #N/A | #N/A | #N/A | #N/A | #N/A | #N/A | #N/A | #N/A | #N/A | #N/A | #N/A | #N/A | #N/A | #N/A | #N/A | #N/A | #N/A | #N/A | #N/A | #N/A | #N/A | #N/A | #N/A | #N/A | #N/A | #N/A | #N/A | #N/A | #N/A | #N/A | #N/A
[7 empty] | 10 | 27 | 7177 | 1 | 2020-10-27 | Sunday | 7 | No | #N/A | #N/A | #N/A | #N/A | #N/A | #N/A | #N/A | #N/A | #N/A | #N/A | #N/A | #N/A | #N/A | #N/A | #N/A | #N/A | #N/A | #N/A | #N/A | #N/A | #N/A | #N/A | #N/A | #N/A | #N/A | #N/A | #N/A | #N/A | #N/A | #N/A | #N/A | #N/A | #N/A | #N/A | #N/A | #N/A
[7 empty] | 10 | 27 | 7178 | 2 | 2020-10-27 | Sunday | 7 | No | #N/A | #N/A | #N/A | #N/A | #N/A | #N/A | #N/A | #N/A | #N/A | #N/A | #N/A | #N/A | #N/A | #N/A | #N/A | #N/A | #N/A | #N/A | #N/A | #N/A | #N/A | #N/A | #N/A | #N/A | #N/A | #N/A | #N/A | #N/A | #N/A | #N/A | #N/A | #N/A | #N/A | #N/A | #N/A | #N/A
[7 empty] | 10 | 27 | 7179 | 3 | 2020-10-27 | Sunday | 7 | No | #N/A | #N/A | #N/A | #N/A | #N/A | #N/A | #N/A | #N/A | #N/A | #N/A | #N/A | #N/A | #N/A | #N/A | #N/A | #N/A | #N/A | #N/A | #N/A | #N/A | #N/A | #N/A | #N/A | #N/A | #N/A | #N/A | #N/A | #N/A | #N/A | #N/A | #N/A | #N/A | #N/A | #N/A | #N/A | #N/A
[7 empty] | 10 | 27 | 7180 | 4 | 2020-10-27 | Sunday | 7 | No | #N/A | #N/A | #N/A | #N/A | #N/A | #N/A | #N/A | #N/A | #N/A | #N/A | #N/A | #N/A | #N/A | #N/A | #N/A | #N/A | #N/A | #N/A | #N/A | #N/A | #N/A | #N/A | #N/A | #N/A | #N/A | #N/A | #N/A | #N/A | #N/A | #N/A | #N/A | #N/A | #N/A | #N/A | #N/A | #N/A
[7 empty] | 10 | 27 | 7181 | 5 | 2020-10-27 | Sunday | 7 | No | #N/A | #N/A | #N/A | #N/A | #N/A | #N/A | #N/A | #N/A | #N/A | #N/A | #N/A | #N/A | #N/A | #N/A | #N/A | #N/A | #N/A | #N/A | #N/A | #N/A | #N/A | #N/A | #N/A | #N/A | #N/A | #N/A | #N/A | #N/A | #N/A | #N/A | #N/A | #N/A | #N/A | #N/A | #N/A | #N/A
[7 empty] | 10 | 27 | 7182 | 6 | 2020-10-27 | Sunday | 7 | No | #N/A | #N/A | #N/A | #N/A | #N/A | #N/A | #N/A | #N/A | #N/A | #N/A | #N/A | #N/A | #N/A | #N/A | #N/A | #N/A | #N/A | #N/A | #N/A | #N/A | #N/A | #N/A | #N/A | #N/A | #N/A | #N/A | #N/A | #N/A | #N/A | #N/A | #N/A | #N/A | #N/A | #N/A | #N/A | #N/A
[7 empty] | 10 | 27 | 7183 | 7 | 2020-10-27 | Sunday | 7 | No | #N/A | #N/A | #N/A | #N/A | #N/A | #N/A | #N/A | #N/A | #N/A | #N/A | #N/A | #N/A | #N/A | #N/A | #N/A | #N/A | #N/A | #N/A | #N/A | #N/A | #N/A | #N/A | #N/A | #N/A | #N/A | #N/A | #N/A | #N/A | #N/A | #N/A | #N/A | #N/A | #N/A | #N/A | #N/A | #N/A
[7 empty] | 10 | 27 | 7184 | 8 | 2020-10-27 | Sunday | 7 | No | #N/A | #N/A | #N/A | #N/A | #N/A | #N/A | #N/A | #N/A | #N/A | #N/A | #N/A | #N/A | #N/A | #N/A | #N/A | #N/A | #N/A | #N/A | #N/A | #N/A | #N/A | #N/A | #N/A | #N/A | #N/A | #N/A | #N/A | #N/A | #N/A | #N/A | #N/A | #N/A | #N/A | #N/A | #N/A | #N/A
[7 empty] | 10 | 27 | 7185 | 9 | 2020-10-27 | Sunday | 7 | No | #N/A | #N/A | #N/A | #N/A | #N/A | #N/A | #N/A | #N/A | #N/A | #N/A | #N/A | #N/A | #N/A | #N/A | #N/A | #N/A | #N/A | #N/A | #N/A | #N/A | #N/A | #N/A | #N/A | #N/A | #N/A | #N/A | #N/A | #N/A | #N/A | #N/A | #N/A | #N/A | #N/A | #N/A | #N/A | #N/A
[7 empty] | 10 | 27 | 7186 | 10 | 2020-10-27 | Sunday | 7 | No | #N/A | #N/A | #N/A | #N/A | #N/A | #N/A | #N/A | #N/A | #N/A | #N/A | #N/A | #N/A | #N/A | #N/A | #N/A | #N/A | #N/A | #N/A | #N/A | #N/A | #N/A | #N/A | #N/A | #N/A | #N/A | #N/A | #N/A | #N/A | #N/A | #N/A | #N/A | #N/A | #N/A | #N/A | #N/A | #N/A
[7 empty] | 10 | 27 | 7187 | 11 | 2020-10-27 | Sunday | 7 | No | #N/A | #N/A | #N/A | #N/A | #N/A | #N/A | #N/A | #N/A | #N/A | #N/A | #N/A | #N/A | #N/A | #N/A | #N/A | #N/A | #N/A | #N/A | #N/A | #N/A | #N/A | #N/A | #N/A | #N/A | #N/A | #N/A | #N/A | #N/A | #N/A | #N/A | #N/A | #N/A | #N/A | #N/A | #N/A | #N/A
[7 empty] | 10 | 27 | 7188 | 12 | 2020-10-27 | Sunday | 7 | No | #N/A | #N/A | #N/A | #N/A | #N/A | #N/A | #N/A | #N/A | #N/A | #N/A | #N/A | #N/A | #N/A | #N/A | #N/A | #N/A | #N/A | #N/A | #N/A | #N/A | #N/A | #N/A | #N/A | #N/A | #N/A | #N/A | #N/A | #N/A | #N/A | #N/A | #N/A | #N/A | #N/A | #N/A | #N/A | #N/A
[7 empty] | 10 | 27 | 7189 | 13 | 2020-10-27 | Sunday | 7 | No | #N/A | #N/A | #N/A | #N/A | #N/A | #N/A | #N/A | #N/A | #N/A | #N/A | #N/A | #N/A | #N/A | #N/A | #N/A | #N/A | #N/A | #N/A | #N/A | #N/A | #N/A | #N/A | #N/A | #N/A | #N/A | #N/A | #N/A | #N/A | #N/A | #N/A | #N/A | #N/A | #N/A | #N/A | #N/A | #N/A
[7 empty] | 10 | 27 | 7190 | 14 | 2020-10-27 | Sunday | 7 | No | #N/A | #N/A | #N/A | #N/A | #N/A | #N/A | #N/A | #N/A | #N/A | #N/A | #N/A | #N/A | #N/A | #N/A | #N/A | #N/A | #N/A | #N/A | #N/A | #N/A | #N/A | #N/A | #N/A | #N/A | #N/A | #N/A | #N/A | #N/A | #N/A | #N/A | #N/A | #N/A | #N/A | #N/A | #N/A | #N/A
[7 empty] | 10 | 27 | 7191 | 15 | 2020-10-27 | Sunday | 7 | No | #N/A | #N/A | #N/A | #N/A | #N/A | #N/A | #N/A | #N/A | #N/A | #N/A | #N/A | #N/A | #N/A | #N/A | #N/A | #N/A | #N/A | #N/A | #N/A | #N/A | #N/A | #N/A | #N/A | #N/A | #N/A | #N/A | #N/A | #N/A | #N/A | #N/A | #N/A | #N/A | #N/A | #N/A | #N/A | #N/A
[7 empty] | 10 | 27 | 7192 | 16 | 2020-10-27 | Sunday | 7 | No | #N/A | #N/A | #N/A | #N/A | #N/A | #N/A | #N/A | #N/A | #N/A | #N/A | #N/A | #N/A | #N/A | #N/A | #N/A | #N/A | #N/A | #N/A | #N/A | #N/A | #N/A | #N/A | #N/A | #N/A | #N/A | #N/A | #N/A | #N/A | #N/A | #N/A | #N/A | #N/A | #N/A | #N/A | #N/A | #N/A
[7 empty] | 10 | 27 | 7193 | 17 | 2020-10-27 | Sunday | 7 | No | #N/A | #N/A | #N/A | #N/A | #N/A | #N/A | #N/A | #N/A | #N/A | #N/A | #N/A | #N/A | #N/A | #N/A | #N/A | #N/A | #N/A | #N/A | #N/A | #N/A | #N/A | #N/A | #N/A | #N/A | #N/A | #N/A | #N/A | #N/A | #N/A | #N/A | #N/A | #N/A | #N/A | #N/A | #N/A | #N/A
[7 empty] | 10 | 27 | 7194 | 18 | 2020-10-27 | Sunday | 7 | No | #N/A | #N/A | #N/A | #N/A | #N/A | #N/A | #N/A | #N/A | #N/A | #N/A | #N/A | #N/A | #N/A | #N/A | #N/A | #N/A | #N/A | #N/A | #N/A | #N/A | #N/A | #N/A | #N/A | #N/A | #N/A | #N/A | #N/A | #N/A | #N/A | #N/A | #N/A | #N/A | #N/A | #N/A | #N/A | #N/A
[7 empty] | 10 | 27 | 7195 | 19 | 2020-10-27 | Sunday | 7 | No | #N/A | #N/A | #N/A | #N/A | #N/A | #N/A | #N/A | #N/A | #N/A | #N/A | #N/A | #N/A | #N/A | #N/A | #N/A | #N/A | #N/A | #N/A | #N/A | #N/A | #N/A | #N/A | #N/A | #N/A | #N/A | #N/A | #N/A | #N/A | #N/A | #N/A | #N/A | #N/A | #N/A | #N/A | #N/A | #N/A
[7 empty] | 10 | 27 | 7196 | 20 | 2020-10-27 | Sunday | 7 | No | #N/A | #N/A | #N/A | #N/A | #N/A | #N/A | #N/A | #N/A | #N/A | #N/A | #N/A | #N/A | #N/A | #N/A | #N/A | #N/A | #N/A | #N/A | #N/A | #N/A | #N/A | #N/A | #N/A | #N/A | #N/A | #N/A | #N/A | #N/A | #N/A | #N/A | #N/A | #N/A | #N/A | #N/A | #N/A | #N/A
[7 empty] | 10 | 27 | 7197 | 21 | 2020-10-27 | Sunday | 7 | No | #N/A | #N/A | #N/A | #N/A | #N/A | #N/A | #N/A | #N/A | #N/A | #N/A | #N/A | #N/A | #N/A | #N/A | #N/A | #N/A | #N/A | #N/A | #N/A | #N/A | #N/A | #N/A | #N/A | #N/A | #N/A | #N/A | #N/A | #N/A | #N/A | #N/A | #N/A | #N/A | #N/A | #N/A | #N/A | #N/A
[7 empty] | 10 | 27 | 7198 | 22 | 2020-10-27 | Sunday | 7 | No | #N/A | #N/A | #N/A | #N/A | #N/A | #N/A | #N/A | #N/A | #N/A | #N/A | #N/A | #N/A | #N/A | #N/A | #N/A | #N/A | #N/A | #N/A | #N/A | #N/A | #N/A | #N/A | #N/A | #N/A | #N/A | #N/A | #N/A | #N/A | #N/A | #N/A | #N/A | #N/A | #N/A | #N/A | #N/A | #N/A
[7 empty] | 10 | 27 | 7199 | 23 | 2020-10-27 | Sunday | 7 | No | #N/A | #N/A | #N/A | #N/A | #N/A | #N/A | #N/A | #N/A | #N/A | #N/A | #N/A | #N/A | #N/A | #N/A | #N/A | #N/A | #N/A | #N/A | #N/A | #N/A | #N/A | #N/A | #N/A | #N/A | #N/A | #N/A | #N/A | #N/A | #N/A | #N/A | #N/A | #N/A | #N/A | #N/A | #N/A | #N/A
[7 empty] | 10 | 27 | 7200 | 24 | 2020-10-27 | Sunday | 7 | No | #N/A | #N/A | #N/A | #N/A | #N/A | #N/A | #N/A | #N/A | #N/A | #N/A | #N/A | #N/A | #N/A | #N/A | #N/A | #N/A | #N/A | #N/A | #N/A | #N/A | #N/A | #N/A | #N/A | #N/A | #N/A | #N/A | #N/A | #N/A | #N/A | #N/A | #N/A | #N/A | #N/A | #N/A | #N/A | #N/A
[7 empty] | 10 | 28 | 7201 | 1 | 2020-10-28 | Monday | 1 | No | #N/A | #N/A | #N/A | #N/A | #N/A | #N/A | #N/A | #N/A | #N/A | #N/A | #N/A | #N/A | #N/A | #N/A | #N/A | #N/A | #N/A | #N/A | #N/A | #N/A | #N/A | #N/A | #N/A | #N/A | #N/A | #N/A | #N/A | #N/A | #N/A | #N/A | #N/A | #N/A | #N/A | #N/A | #N/A | #N/A
[7 empty] | 10 | 28 | 7202 | 2 | 2020-10-28 | Monday | 1 | No | #N/A | #N/A | #N/A | #N/A | #N/A | #N/A | #N/A | #N/A | #N/A | #N/A | #N/A | #N/A | #N/A | #N/A | #N/A | #N/A | #N/A | #N/A | #N/A | #N/A | #N/A | #N/A | #N/A | #N/A | #N/A | #N/A | #N/A | #N/A | #N/A | #N/A | #N/A | #N/A | #N/A | #N/A | #N/A | #N/A
[7 empty] | 10 | 28 | 7203 | 3 | 2020-10-28 | Monday | 1 | No | #N/A | #N/A | #N/A | #N/A | #N/A | #N/A | #N/A | #N/A | #N/A | #N/A | #N/A | #N/A | #N/A | #N/A | #N/A | #N/A | #N/A | #N/A | #N/A | #N/A | #N/A | #N/A | #N/A | #N/A | #N/A | #N/A | #N/A | #N/A | #N/A | #N/A | #N/A | #N/A | #N/A | #N/A | #N/A | #N/A
[7 empty] | 10 | 28 | 7204 | 4 | 2020-10-28 | Monday | 1 | No | #N/A | #N/A | #N/A | #N/A | #N/A | #N/A | #N/A | #N/A | #N/A | #N/A | #N/A | #N/A | #N/A | #N/A | #N/A | #N/A | #N/A | #N/A | #N/A | #N/A | #N/A | #N/A | #N/A | #N/A | #N/A | #N/A | #N/A | #N/A | #N/A | #N/A | #N/A | #N/A | #N/A | #N/A | #N/A | #N/A
[7 empty] | 10 | 28 | 7205 | 5 | 2020-10-28 | Monday | 1 | No | #N/A | #N/A | #N/A | #N/A | #N/A | #N/A | #N/A | #N/A | #N/A | #N/A | #N/A | #N/A | #N/A | #N/A | #N/A | #N/A | #N/A | #N/A | #N/A | #N/A | #N/A | #N/A | #N/A | #N/A | #N/A | #N/A | #N/A | #N/A | #N/A | #N/A | #N/A | #N/A | #N/A | #N/A | #N/A | #N/A
[7 empty] | 10 | 28 | 7206 | 6 | 2020-10-28 | Monday | 1 | No | #N/A | #N/A | #N/A | #N/A | #N/A | #N/A | #N/A | #N/A | #N/A | #N/A | #N/A | #N/A | #N/A | #N/A | #N/A | #N/A | #N/A | #N/A | #N/A | #N/A | #N/A | #N/A | #N/A | #N/A | #N/A | #N/A | #N/A | #N/A | #N/A | #N/A | #N/A | #N/A | #N/A | #N/A | #N/A | #N/A
[7 empty] | 10 | 28 | 7207 | 7 | 2020-10-28 | Monday | 1 | No | #N/A | #N/A | #N/A | #N/A | #N/A | #N/A | #N/A | #N/A | #N/A | #N/A | #N/A | #N/A | #N/A | #N/A | #N/A | #N/A | #N/A | #N/A | #N/A | #N/A | #N/A | #N/A | #N/A | #N/A | #N/A | #N/A | #N/A | #N/A | #N/A | #N/A | #N/A | #N/A | #N/A | #N/A | #N/A | #N/A
[7 empty] | 10 | 28 | 7208 | 8 | 2020-10-28 | Monday | 1 | No | #N/A | #N/A | #N/A | #N/A | #N/A | #N/A | #N/A | #N/A | #N/A | #N/A | #N/A | #N/A | #N/A | #N/A | #N/A | #N/A | #N/A | #N/A | #N/A | #N/A | #N/A | #N/A | #N/A | #N/A | #N/A | #N/A | #N/A | #N/A | #N/A | #N/A | #N/A | #N/A | #N/A | #N/A | #N/A | #N/A
[7 empty] | 10 | 28 | 7209 | 9 | 2020-10-28 | Monday | 1 | No | #N/A | #N/A | #N/A | #N/A | #N/A | #N/A | #N/A | #N/A | #N/A | #N/A | #N/A | #N/A | #N/A | #N/A | #N/A | #N/A | #N/A | #N/A | #N/A | #N/A | #N/A | #N/A | #N/A | #N/A | #N/A | #N/A | #N/A | #N/A | #N/A | #N/A | #N/A | #N/A | #N/A | #N/A | #N/A | #N/A
[7 empty] | 10 | 28 | 7210 | 10 | 2020-10-28 | Monday | 1 | No | #N/A | #N/A | #N/A | #N/A | #N/A | #N/A | #N/A | #N/A | #N/A | #N/A | #N/A | #N/A | #N/A | #N/A | #N/A | #N/A | #N/A | #N/A | #N/A | #N/A | #N/A | #N/A | #N/A | #N/A | #N/A | #N/A | #N/A | #N/A | #N/A | #N/A | #N/A | #N/A | #N/A | #N/A | #N/A | #N/A
[7 empty] | 10 | 28 | 7211 | 11 | 2020-10-28 | Monday | 1 | No | #N/A | #N/A | #N/A | #N/A | #N/A | #N/A | #N/A | #N/A | #N/A | #N/A | #N/A | #N/A | #N/A | #N/A | #N/A | #N/A | #N/A | #N/A | #N/A | #N/A | #N/A | #N/A | #N/A | #N/A | #N/A | #N/A | #N/A | #N/A | #N/A | #N/A | #N/A | #N/A | #N/A | #N/A | #N/A | #N/A
[7 empty] | 10 | 28 | 7212 | 12 | 2020-10-28 | Monday | 1 | No | #N/A | #N/A | #N/A | #N/A | #N/A | #N/A | #N/A | #N/A | #N/A | #N/A | #N/A | #N/A | #N/A | #N/A | #N/A | #N/A | #N/A | #N/A | #N/A | #N/A | #N/A | #N/A | #N/A | #N/A | #N/A | #N/A | #N/A | #N/A | #N/A | #N/A | #N/A | #N/A | #N/A | #N/A | #N/A | #N/A
[7 empty] | 10 | 28 | 7213 | 13 | 2020-10-28 | Monday | 1 | No | #N/A | #N/A | #N/A | #N/A | #N/A | #N/A | #N/A | #N/A | #N/A | #N/A | #N/A | #N/A | #N/A | #N/A | #N/A | #N/A | #N/A | #N/A | #N/A | #N/A | #N/A | #N/A | #N/A | #N/A | #N/A | #N/A | #N/A | #N/A | #N/A | #N/A | #N/A | #N/A | #N/A | #N/A | #N/A | #N/A
[7 empty] | 10 | 28 | 7214 | 14 | 2020-10-28 | Monday | 1 | No | #N/A | #N/A | #N/A | #N/A | #N/A | #N/A | #N/A | #N/A | #N/A | #N/A | #N/A | #N/A | #N/A | #N/A | #N/A | #N/A | #N/A | #N/A | #N/A | #N/A | #N/A | #N/A | #N/A | #N/A | #N/A | #N/A | #N/A | #N/A | #N/A | #N/A | #N/A | #N/A | #N/A | #N/A | #N/A | #N/A
[7 empty] | 10 | 28 | 7215 | 15 | 2020-10-28 | Monday | 1 | No | #N/A | #N/A | #N/A | #N/A | #N/A | #N/A | #N/A | #N/A | #N/A | #N/A | #N/A | #N/A | #N/A | #N/A | #N/A | #N/A | #N/A | #N/A | #N/A | #N/A | #N/A | #N/A | #N/A | #N/A | #N/A | #N/A | #N/A | #N/A | #N/A | #N/A | #N/A | #N/A | #N/A | #N/A | #N/A | #N/A
[7 empty] | 10 | 28 | 7216 | 16 | 2020-10-28 | Monday | 1 | No | #N/A | #N/A | #N/A | #N/A | #N/A | #N/A | #N/A | #N/A | #N/A | #N/A | #N/A | #N/A | #N/A | #N/A | #N/A | #N/A | #N/A | #N/A | #N/A | #N/A | #N/A | #N/A | #N/A | #N/A | #N/A | #N/A | #N/A | #N/A | #N/A | #N/A | #N/A | #N/A | #N/A | #N/A | #N/A | #N/A
[7 empty] | 10 | 28 | 7217 | 17 | 2020-10-28 | Monday | 1 | No | #N/A | #N/A | #N/A | #N/A | #N/A | #N/A | #N/A | #N/A | #N/A | #N/A | #N/A | #N/A | #N/A | #N/A | #N/A | #N/A | #N/A | #N/A | #N/A | #N/A | #N/A | #N/A | #N/A | #N/A | #N/A | #N/A | #N/A | #N/A | #N/A | #N/A | #N/A | #N/A | #N/A | #N/A | #N/A | #N/A
[7 empty] | 10 | 28 | 7218 | 18 | 2020-10-28 | Monday | 1 | No | #N/A | #N/A | #N/A | #N/A | #N/A | #N/A | #N/A | #N/A | #N/A | #N/A | #N/A | #N/A | #N/A | #N/A | #N/A | #N/A | #N/A | #N/A | #N/A | #N/A | #N/A | #N/A | #N/A | #N/A | #N/A | #N/A | #N/A | #N/A | #N/A | #N/A | #N/A | #N/A | #N/A | #N/A | #N/A | #N/A
[7 empty] | 10 | 28 | 7219 | 19 | 2020-10-28 | Monday | 1 | No | #N/A | #N/A | #N/A | #N/A | #N/A | #N/A | #N/A | #N/A | #N/A | #N/A | #N/A | #N/A | #N/A | #N/A | #N/A | #N/A | #N/A | #N/A | #N/A | #N/A | #N/A | #N/A | #N/A | #N/A | #N/A | #N/A | #N/A | #N/A | #N/A | #N/A | #N/A | #N/A | #N/A | #N/A | #N/A | #N/A
[7 empty] | 10 | 28 | 7220 | 20 | 2020-10-28 | Monday | 1 | No | #N/A | #N/A | #N/A | #N/A | #N/A | #N/A | #N/A | #N/A | #N/A | #N/A | #N/A | #N/A | #N/A | #N/A | #N/A | #N/A | #N/A | #N/A | #N/A | #N/A | #N/A | #N/A | #N/A | #N/A | #N/A | #N/A | #N/A | #N/A | #N/A | #N/A | #N/A | #N/A | #N/A | #N/A | #N/A | #N/A
[7 empty] | 10 | 28 | 7221 | 21 | 2020-10-28 | Monday | 1 | No | #N/A | #N/A | #N/A | #N/A | #N/A | #N/A | #N/A | #N/A | #N/A | #N/A | #N/A | #N/A | #N/A | #N/A | #N/A | #N/A | #N/A | #N/A | #N/A | #N/A | #N/A | #N/A | #N/A | #N/A | #N/A | #N/A | #N/A | #N/A | #N/A | #N/A | #N/A | #N/A | #N/A | #N/A | #N/A | #N/A
[7 empty] | 10 | 28 | 7222 | 22 | 2020-10-28 | Monday | 1 | No | #N/A | #N/A | #N/A | #N/A | #N/A | #N/A | #N/A | #N/A | #N/A | #N/A | #N/A | #N/A | #N/A | #N/A | #N/A | #N/A | #N/A | #N/A | #N/A | #N/A | #N/A | #N/A | #N/A | #N/A | #N/A | #N/A | #N/A | #N/A | #N/A | #N/A | #N/A | #N/A | #N/A | #N/A | #N/A | #N/A
[7 empty] | 10 | 28 | 7223 | 23 | 2020-10-28 | Monday | 1 | No | #N/A | #N/A | #N/A | #N/A | #N/A | #N/A | #N/A | #N/A | #N/A | #N/A | #N/A | #N/A | #N/A | #N/A | #N/A | #N/A | #N/A | #N/A | #N/A | #N/A | #N/A | #N/A | #N/A | #N/A | #N/A | #N/A | #N/A | #N/A | #N/A | #N/A | #N/A | #N/A | #N/A | #N/A | #N/A | #N/A
[7 empty] | 10 | 28 | 7224 | 24 | 2020-10-28 | Monday | 1 | No | #N/A | #N/A | #N/A | #N/A | #N/A | #N/A | #N/A | #N/A | #N/A | #N/A | #N/A | #N/A | #N/A | #N/A | #N/A | #N/A | #N/A | #N/A | #N/A | #N/A | #N/A | #N/A | #N/A | #N/A | #N/A | #N/A | #N/A | #N/A | #N/A | #N/A | #N/A | #N/A | #N/A | #N/A | #N/A | #N/A
[7 empty] | 10 | 29 | 7225 | 1 | 2020-10-29 | Tuesday | 2 | No | #N/A | #N/A | #N/A | #N/A | #N/A | #N/A | #N/A | #N/A | #N/A | #N/A | #N/A | #N/A | #N/A | #N/A | #N/A | #N/A | #N/A | #N/A | #N/A | #N/A | #N/A | #N/A | #N/A | #N/A | #N/A | #N/A | #N/A | #N/A | #N/A | #N/A | #N/A | #N/A | #N/A | #N/A | #N/A | #N/A
[7 empty] | 10 | 29 | 7226 | 2 | 2020-10-29 | Tuesday | 2 | No | #N/A | #N/A | #N/A | #N/A | #N/A | #N/A | #N/A | #N/A | #N/A | #N/A | #N/A | #N/A | #N/A | #N/A | #N/A | #N/A | #N/A | #N/A | #N/A | #N/A | #N/A | #N/A | #N/A | #N/A | #N/A | #N/A | #N/A | #N/A | #N/A | #N/A | #N/A | #N/A | #N/A | #N/A | #N/A | #N/A
[7 empty] | 10 | 29 | 7227 | 3 | 2020-10-29 | Tuesday | 2 | No | #N/A | #N/A | #N/A | #N/A | #N/A | #N/A | #N/A | #N/A | #N/A | #N/A | #N/A | #N/A | #N/A | #N/A | #N/A | #N/A | #N/A | #N/A | #N/A | #N/A | #N/A | #N/A | #N/A | #N/A | #N/A | #N/A | #N/A | #N/A | #N/A | #N/A | #N/A | #N/A | #N/A | #N/A | #N/A | #N/A
[7 empty] | 10 | 29 | 7228 | 4 | 2020-10-29 | Tuesday | 2 | No | #N/A | #N/A | #N/A | #N/A | #N/A | #N/A | #N/A | #N/A | #N/A | #N/A | #N/A | #N/A | #N/A | #N/A | #N/A | #N/A | #N/A | #N/A | #N/A | #N/A | #N/A | #N/A | #N/A | #N/A | #N/A | #N/A | #N/A | #N/A | #N/A | #N/A | #N/A | #N/A | #N/A | #N/A | #N/A | #N/A
[7 empty] | 10 | 29 | 7229 | 5 | 2020-10-29 | Tuesday | 2 | No | #N/A | #N/A | #N/A | #N/A | #N/A | #N/A | #N/A | #N/A | #N/A | #N/A | #N/A | #N/A | #N/A | #N/A | #N/A | #N/A | #N/A | #N/A | #N/A | #N/A | #N/A | #N/A | #N/A | #N/A | #N/A | #N/A | #N/A | #N/A | #N/A | #N/A | #N/A | #N/A | #N/A | #N/A | #N/A | #N/A
[7 empty] | 10 | 29 | 7230 | 6 | 2020-10-29 | Tuesday | 2 | No | #N/A | #N/A | #N/A | #N/A | #N/A | #N/A | #N/A | #N/A | #N/A | #N/A | #N/A | #N/A | #N/A | #N/A | #N/A | #N/A | #N/A | #N/A | #N/A | #N/A | #N/A | #N/A | #N/A | #N/A | #N/A | #N/A | #N/A | #N/A | #N/A | #N/A | #N/A | #N/A | #N/A | #N/A | #N/A | #N/A
[7 empty] | 10 | 29 | 7231 | 7 | 2020-10-29 | Tuesday | 2 | No | #N/A | #N/A | #N/A | #N/A | #N/A | #N/A | #N/A | #N/A | #N/A | #N/A | #N/A | #N/A | #N/A | #N/A | #N/A | #N/A | #N/A | #N/A | #N/A | #N/A | #N/A | #N/A | #N/A | #N/A | #N/A | #N/A | #N/A | #N/A | #N/A | #N/A | #N/A | #N/A | #N/A | #N/A | #N/A | #N/A
[7 empty] | 10 | 29 | 7232 | 8 | 2020-10-29 | Tuesday | 2 | No | #N/A | #N/A | #N/A | #N/A | #N/A | #N/A | #N/A | #N/A | #N/A | #N/A | #N/A | #N/A | #N/A | #N/A | #N/A | #N/A | #N/A | #N/A | #N/A | #N/A | #N/A | #N/A | #N/A | #N/A | #N/A | #N/A | #N/A | #N/A | #N/A | #N/A | #N/A | #N/A | #N/A | #N/A | #N/A | #N/A
[7 empty] | 10 | 29 | 7233 | 9 | 2020-10-29 | Tuesday | 2 | No | #N/A | #N/A | #N/A | #N/A | #N/A | #N/A | #N/A | #N/A | #N/A | #N/A | #N/A | #N/A | #N/A | #N/A | #N/A | #N/A | #N/A | #N/A | #N/A | #N/A | #N/A | #N/A | #N/A | #N/A | #N/A | #N/A | #N/A | #N/A | #N/A | #N/A | #N/A | #N/A | #N/A | #N/A | #N/A | #N/A
[7 empty] | 10 | 29 | 7234 | 10 | 2020-10-29 | Tuesday | 2 | No | #N/A | #N/A | #N/A | #N/A | #N/A | #N/A | #N/A | #N/A | #N/A | #N/A | #N/A | #N/A | #N/A | #N/A | #N/A | #N/A | #N/A | #N/A | #N/A | #N/A | #N/A | #N/A | #N/A | #N/A | #N/A | #N/A | #N/A | #N/A | #N/A | #N/A | #N/A | #N/A | #N/A | #N/A | #N/A | #N/A
[7 empty] | 10 | 29 | 7235 | 11 | 2020-10-29 | Tuesday | 2 | No | #N/A | #N/A | #N/A | #N/A | #N/A | #N/A | #N/A | #N/A | #N/A | #N/A | #N/A | #N/A | #N/A | #N/A | #N/A | #N/A | #N/A | #N/A | #N/A | #N/A | #N/A | #N/A | #N/A | #N/A | #N/A | #N/A | #N/A | #N/A | #N/A | #N/A | #N/A | #N/A | #N/A | #N/A | #N/A | #N/A
[7 empty] | 10 | 29 | 7236 | 12 | 2020-10-29 | Tuesday | 2 | No | #N/A | #N/A | #N/A | #N/A | #N/A | #N/A | #N/A | #N/A | #N/A | #N/A | #N/A | #N/A | #N/A | #N/A | #N/A | #N/A | #N/A | #N/A | #N/A | #N/A | #N/A | #N/A | #N/A | #N/A | #N/A | #N/A | #N/A | #N/A | #N/A | #N/A | #N/A | #N/A | #N/A | #N/A | #N/A | #N/A
[7 empty] | 10 | 29 | 7237 | 13 | 2020-10-29 | Tuesday | 2 | No | #N/A | #N/A | #N/A | #N/A | #N/A | #N/A | #N/A | #N/A | #N/A | #N/A | #N/A | #N/A | #N/A | #N/A | #N/A | #N/A | #N/A | #N/A | #N/A | #N/A | #N/A | #N/A | #N/A | #N/A | #N/A | #N/A | #N/A | #N/A | #N/A | #N/A | #N/A | #N/A | #N/A | #N/A | #N/A | #N/A
[7 empty] | 10 | 29 | 7238 | 14 | 2020-10-29 | Tuesday | 2 | No | #N/A | #N/A | #N/A | #N/A | #N/A | #N/A | #N/A | #N/A | #N/A | #N/A | #N/A | #N/A | #N/A | #N/A | #N/A | #N/A | #N/A | #N/A | #N/A | #N/A | #N/A | #N/A | #N/A | #N/A | #N/A | #N/A | #N/A | #N/A | #N/A | #N/A | #N/A | #N/A | #N/A | #N/A | #N/A | #N/A
[7 empty] | 10 | 29 | 7239 | 15 | 2020-10-29 | Tuesday | 2 | No | #N/A | #N/A | #N/A | #N/A | #N/A | #N/A | #N/A | #N/A | #N/A | #N/A | #N/A | #N/A | #N/A | #N/A | #N/A | #N/A | #N/A | #N/A | #N/A | #N/A | #N/A | #N/A | #N/A | #N/A | #N/A | #N/A | #N/A | #N/A | #N/A | #N/A | #N/A | #N/A | #N/A | #N/A | #N/A | #N/A
[7 empty] | 10 | 29 | 7240 | 16 | 2020-10-29 | Tuesday | 2 | No | #N/A | #N/A | #N/A | #N/A | #N/A | #N/A | #N/A | #N/A | #N/A | #N/A | #N/A | #N/A | #N/A | #N/A | #N/A | #N/A | #N/A | #N/A | #N/A | #N/A | #N/A | #N/A | #N/A | #N/A | #N/A | #N/A | #N/A | #N/A | #N/A | #N/A | #N/A | #N/A | #N/A | #N/A | #N/A | #N/A
[7 empty] | 10 | 29 | 7241 | 17 | 2020-10-29 | Tuesday | 2 | No | #N/A | #N/A | #N/A | #N/A | #N/A | #N/A | #N/A | #N/A | #N/A | #N/A | #N/A | #N/A | #N/A | #N/A | #N/A | #N/A | #N/A | #N/A | #N/A | #N/A | #N/A | #N/A | #N/A | #N/A | #N/A | #N/A | #N/A | #N/A | #N/A | #N/A | #N/A | #N/A | #N/A | #N/A | #N/A | #N/A
[7 empty] | 10 | 29 | 7242 | 18 | 2020-10-29 | Tuesday | 2 | No | #N/A | #N/A | #N/A | #N/A | #N/A | #N/A | #N/A | #N/A | #N/A | #N/A | #N/A | #N/A | #N/A | #N/A | #N/A | #N/A | #N/A | #N/A | #N/A | #N/A | #N/A | #N/A | #N/A | #N/A | #N/A | #N/A | #N/A | #N/A | #N/A | #N/A | #N/A | #N/A | #N/A | #N/A | #N/A | #N/A
[7 empty] | 10 | 29 | 7243 | 19 | 2020-10-29 | Tuesday | 2 | No | #N/A | #N/A | #N/A | #N/A | #N/A | #N/A | #N/A | #N/A | #N/A | #N/A | #N/A | #N/A | #N/A | #N/A | #N/A | #N/A | #N/A | #N/A | #N/A | #N/A | #N/A | #N/A | #N/A | #N/A | #N/A | #N/A | #N/A | #N/A | #N/A | #N/A | #N/A | #N/A | #N/A | #N/A | #N/A | #N/A
[7 empty] | 10 | 29 | 7244 | 20 | 2020-10-29 | Tuesday | 2 | No | #N/A | #N/A | #N/A | #N/A | #N/A | #N/A | #N/A | #N/A | #N/A | #N/A | #N/A | #N/A | #N/A | #N/A | #N/A | #N/A | #N/A | #N/A | #N/A | #N/A | #N/A | #N/A | #N/A | #N/A | #N/A | #N/A | #N/A | #N/A | #N/A | #N/A | #N/A | #N/A | #N/A | #N/A | #N/A | #N/A
[7 empty] | 10 | 29 | 7245 | 21 | 2020-10-29 | Tuesday | 2 | No | #N/A | #N/A | #N/A | #N/A | #N/A | #N/A | #N/A | #N/A | #N/A | #N/A | #N/A | #N/A | #N/A | #N/A | #N/A | #N/A | #N/A | #N/A | #N/A | #N/A | #N/A | #N/A | #N/A | #N/A | #N/A | #N/A | #N/A | #N/A | #N/A | #N/A | #N/A | #N/A | #N/A | #N/A | #N/A | #N/A
[7 empty] | 10 | 29 | 7246 | 22 | 2020-10-29 | Tuesday | 2 | No | #N/A | #N/A | #N/A | #N/A | #N/A | #N/A | #N/A | #N/A | #N/A | #N/A | #N/A | #N/A | #N/A | #N/A | #N/A | #N/A | #N/A | #N/A | #N/A | #N/A | #N/A | #N/A | #N/A | #N/A | #N/A | #N/A | #N/A | #N/A | #N/A | #N/A | #N/A | #N/A | #N/A | #N/A | #N/A | #N/A
[7 empty] | 10 | 29 | 7247 | 23 | 2020-10-29 | Tuesday | 2 | No | #N/A | #N/A | #N/A | #N/A | #N/A | #N/A | #N/A | #N/A | #N/A | #N/A | #N/A | #N/A | #N/A | #N/A | #N/A | #N/A | #N/A | #N/A | #N/A | #N/A | #N/A | #N/A | #N/A | #N/A | #N/A | #N/A | #N/A | #N/A | #N/A | #N/A | #N/A | #N/A | #N/A | #N/A | #N/A | #N/A
[7 empty] | 10 | 29 | 7248 | 24 | 2020-10-29 | Tuesday | 2 | No | #N/A | #N/A | #N/A | #N/A | #N/A | #N/A | #N/A | #N/A | #N/A | #N/A | #N/A | #N/A | #N/A | #N/A | #N/A | #N/A | #N/A | #N/A | #N/A | #N/A | #N/A | #N/A | #N/A | #N/A | #N/A | #N/A | #N/A | #N/A | #N/A | #N/A | #N/A | #N/A | #N/A | #N/A | #N/A | #N/A
[7 empty] | 10 | 30 | 7249 | 1 | 2020-10-30 | Wednesday | 3 | No | #N/A | #N/A | #N/A | #N/A | #N/A | #N/A | #N/A | #N/A | #N/A | #N/A | #N/A | #N/A | #N/A | #N/A | #N/A | #N/A | #N/A | #N/A | #N/A | #N/A | #N/A | #N/A | #N/A | #N/A | #N/A | #N/A | #N/A | #N/A | #N/A | #N/A | #N/A | #N/A | #N/A | #N/A | #N/A | #N/A
[7 empty] | 10 | 30 | 7250 | 2 | 2020-10-30 | Wednesday | 3 | No | #N/A | #N/A | #N/A | #N/A | #N/A | #N/A | #N/A | #N/A | #N/A | #N/A | #N/A | #N/A | #N/A | #N/A | #N/A | #N/A | #N/A | #N/A | #N/A | #N/A | #N/A | #N/A | #N/A | #N/A | #N/A | #N/A | #N/A | #N/A | #N/A | #N/A | #N/A | #N/A | #N/A | #N/A | #N/A | #N/A
[7 empty] | 10 | 30 | 7251 | 3 | 2020-10-30 | Wednesday | 3 | No | #N/A | #N/A | #N/A | #N/A | #N/A | #N/A | #N/A | #N/A | #N/A | #N/A | #N/A | #N/A | #N/A | #N/A | #N/A | #N/A | #N/A | #N/A | #N/A | #N/A | #N/A | #N/A | #N/A | #N/A | #N/A | #N/A | #N/A | #N/A | #N/A | #N/A | #N/A | #N/A | #N/A | #N/A | #N/A | #N/A
[7 empty] | 10 | 30 | 7252 | 4 | 2020-10-30 | Wednesday | 3 | No | #N/A | #N/A | #N/A | #N/A | #N/A | #N/A | #N/A | #N/A | #N/A | #N/A | #N/A | #N/A | #N/A | #N/A | #N/A | #N/A | #N/A | #N/A | #N/A | #N/A | #N/A | #N/A | #N/A | #N/A | #N/A | #N/A | #N/A | #N/A | #N/A | #N/A | #N/A | #N/A | #N/A | #N/A | #N/A | #N/A
[7 empty] | 10 | 30 | 7253 | 5 | 2020-10-30 | Wednesday | 3 | No | #N/A | #N/A | #N/A | #N/A | #N/A | #N/A | #N/A | #N/A | #N/A | #N/A | #N/A | #N/A | #N/A | #N/A | #N/A | #N/A | #N/A | #N/A | #N/A | #N/A | #N/A | #N/A | #N/A | #N/A | #N/A | #N/A | #N/A | #N/A | #N/A | #N/A | #N/A | #N/A | #N/A | #N/A | #N/A | #N/A
[7 empty] | 10 | 30 | 7254 | 6 | 2020-10-30 | Wednesday | 3 | No | #N/A | #N/A | #N/A | #N/A | #N/A | #N/A | #N/A | #N/A | #N/A | #N/A | #N/A | #N/A | #N/A | #N/A | #N/A | #N/A | #N/A | #N/A | #N/A | #N/A | #N/A | #N/A | #N/A | #N/A | #N/A | #N/A | #N/A | #N/A | #N/A | #N/A | #N/A | #N/A | #N/A | #N/A | #N/A | #N/A
[7 empty] | 10 | 30 | 7255 | 7 | 2020-10-30 | Wednesday | 3 | No | #N/A | #N/A | #N/A | #N/A | #N/A | #N/A | #N/A | #N/A | #N/A | #N/A | #N/A | #N/A | #N/A | #N/A | #N/A | #N/A | #N/A | #N/A | #N/A | #N/A | #N/A | #N/A | #N/A | #N/A | #N/A | #N/A | #N/A | #N/A | #N/A | #N/A | #N/A | #N/A | #N/A | #N/A | #N/A | #N/A
[7 empty] | 10 | 30 | 7256 | 8 | 2020-10-30 | Wednesday | 3 | No | #N/A | #N/A | #N/A | #N/A | #N/A | #N/A | #N/A | #N/A | #N/A | #N/A | #N/A | #N/A | #N/A | #N/A | #N/A | #N/A | #N/A | #N/A | #N/A | #N/A | #N/A | #N/A | #N/A | #N/A | #N/A | #N/A | #N/A | #N/A | #N/A | #N/A | #N/A | #N/A | #N/A | #N/A | #N/A | #N/A
[7 empty] | 10 | 30 | 7257 | 9 | 2020-10-30 | Wednesday | 3 | No | #N/A | #N/A | #N/A | #N/A | #N/A | #N/A | #N/A | #N/A | #N/A | #N/A | #N/A | #N/A | #N/A | #N/A | #N/A | #N/A | #N/A | #N/A | #N/A | #N/A | #N/A | #N/A | #N/A | #N/A | #N/A | #N/A | #N/A | #N/A | #N/A | #N/A | #N/A | #N/A | #N/A | #N/A | #N/A | #N/A
[7 empty] | 10 | 30 | 7258 | 10 | 2020-10-30 | Wednesday | 3 | No | #N/A | #N/A | #N/A | #N/A | #N/A | #N/A | #N/A | #N/A | #N/A | #N/A | #N/A | #N/A | #N/A | #N/A | #N/A | #N/A | #N/A | #N/A | #N/A | #N/A | #N/A | #N/A | #N/A | #N/A | #N/A | #N/A | #N/A | #N/A | #N/A | #N/A | #N/A | #N/A | #N/A | #N/A | #N/A | #N/A
[7 empty] | 10 | 30 | 7259 | 11 | 2020-10-30 | Wednesday | 3 | No | #N/A | #N/A | #N/A | #N/A | #N/A | #N/A | #N/A | #N/A | #N/A | #N/A | #N/A | #N/A | #N/A | #N/A | #N/A | #N/A | #N/A | #N/A | #N/A | #N/A | #N/A | #N/A | #N/A | #N/A | #N/A | #N/A | #N/A | #N/A | #N/A | #N/A | #N/A | #N/A | #N/A | #N/A | #N/A | #N/A
[7 empty] | 10 | 30 | 7260 | 12 | 2020-10-30 | Wednesday | 3 | No | #N/A | #N/A | #N/A | #N/A | #N/A | #N/A | #N/A | #N/A | #N/A | #N/A | #N/A | #N/A | #N/A | #N/A | #N/A | #N/A | #N/A | #N/A | #N/A | #N/A | #N/A | #N/A | #N/A | #N/A | #N/A | #N/A | #N/A | #N/A | #N/A | #N/A | #N/A | #N/A | #N/A | #N/A | #N/A | #N/A
[7 empty] | 10 | 30 | 7261 | 13 | 2020-10-30 | Wednesday | 3 | No | #N/A | #N/A | #N/A | #N/A | #N/A | #N/A | #N/A | #N/A | #N/A | #N/A | #N/A | #N/A | #N/A | #N/A | #N/A | #N/A | #N/A | #N/A | #N/A | #N/A | #N/A | #N/A | #N/A | #N/A | #N/A | #N/A | #N/A | #N/A | #N/A | #N/A | #N/A | #N/A | #N/A | #N/A | #N/A | #N/A
[7 empty] | 10 | 30 | 7262 | 14 | 2020-10-30 | Wednesday | 3 | No | #N/A | #N/A | #N/A | #N/A | #N/A | #N/A | #N/A | #N/A | #N/A | #N/A | #N/A | #N/A | #N/A | #N/A | #N/A | #N/A | #N/A | #N/A | #N/A | #N/A | #N/A | #N/A | #N/A | #N/A | #N/A | #N/A | #N/A | #N/A | #N/A | #N/A | #N/A | #N/A | #N/A | #N/A | #N/A | #N/A
[7 empty] | 10 | 30 | 7263 | 15 | 2020-10-30 | Wednesday | 3 | No | #N/A | #N/A | #N/A | #N/A | #N/A | #N/A | #N/A | #N/A | #N/A | #N/A | #N/A | #N/A | #N/A | #N/A | #N/A | #N/A | #N/A | #N/A | #N/A | #N/A | #N/A | #N/A | #N/A | #N/A | #N/A | #N/A | #N/A | #N/A | #N/A | #N/A | #N/A | #N/A | #N/A | #N/A | #N/A | #N/A
[7 empty] | 10 | 30 | 7264 | 16 | 2020-10-30 | Wednesday | 3 | No | #N/A | #N/A | #N/A | #N/A | #N/A | #N/A | #N/A | #N/A | #N/A | #N/A | #N/A | #N/A | #N/A | #N/A | #N/A | #N/A | #N/A | #N/A | #N/A | #N/A | #N/A | #N/A | #N/A | #N/A | #N/A | #N/A | #N/A | #N/A | #N/A | #N/A | #N/A | #N/A | #N/A | #N/A | #N/A | #N/A
[7 empty] | 10 | 30 | 7265 | 17 | 2020-10-30 | Wednesday | 3 | No | #N/A | #N/A | #N/A | #N/A | #N/A | #N/A | #N/A | #N/A | #N/A | #N/A | #N/A | #N/A | #N/A | #N/A | #N/A | #N/A | #N/A | #N/A | #N/A | #N/A | #N/A | #N/A | #N/A | #N/A | #N/A | #N/A | #N/A | #N/A | #N/A | #N/A | #N/A | #N/A | #N/A | #N/A | #N/A | #N/A
[7 empty] | 10 | 30 | 7266 | 18 | 2020-10-30 | Wednesday | 3 | No | #N/A | #N/A | #N/A | #N/A | #N/A | #N/A | #N/A | #N/A | #N/A | #N/A | #N/A | #N/A | #N/A | #N/A | #N/A | #N/A | #N/A | #N/A | #N/A | #N/A | #N/A | #N/A | #N/A | #N/A | #N/A | #N/A | #N/A | #N/A | #N/A | #N/A | #N/A | #N/A | #N/A | #N/A | #N/A | #N/A
[7 empty] | 10 | 30 | 7267 | 19 | 2020-10-30 | Wednesday | 3 | No | #N/A | #N/A | #N/A | #N/A | #N/A | #N/A | #N/A | #N/A | #N/A | #N/A | #N/A | #N/A | #N/A | #N/A | #N/A | #N/A | #N/A | #N/A | #N/A | #N/A | #N/A | #N/A | #N/A | #N/A | #N/A | #N/A | #N/A | #N/A | #N/A | #N/A | #N/A | #N/A | #N/A | #N/A | #N/A | #N/A
[7 empty] | 10 | 30 | 7268 | 20 | 2020-10-30 | Wednesday | 3 | No | #N/A | #N/A | #N/A | #N/A | #N/A | #N/A | #N/A | #N/A | #N/A | #N/A | #N/A | #N/A | #N/A | #N/A | #N/A | #N/A | #N/A | #N/A | #N/A | #N/A | #N/A | #N/A | #N/A | #N/A | #N/A | #N/A | #N/A | #N/A | #N/A | #N/A | #N/A | #N/A | #N/A | #N/A | #N/A | #N/A
[7 empty] | 10 | 30 | 7269 | 21 | 2020-10-30 | Wednesday | 3 | No | #N/A | #N/A | #N/A | #N/A | #N/A | #N/A | #N/A | #N/A | #N/A | #N/A | #N/A | #N/A | #N/A | #N/A | #N/A | #N/A | #N/A | #N/A | #N/A | #N/A | #N/A | #N/A | #N/A | #N/A | #N/A | #N/A | #N/A | #N/A | #N/A | #N/A | #N/A | #N/A | #N/A | #N/A | #N/A | #N/A
[7 empty] | 10 | 30 | 7270 | 22 | 2020-10-30 | Wednesday | 3 | No | #N/A | #N/A | #N/A | #N/A | #N/A | #N/A | #N/A | #N/A | #N/A | #N/A | #N/A | #N/A | #N/A | #N/A | #N/A | #N/A | #N/A | #N/A | #N/A | #N/A | #N/A | #N/A | #N/A | #N/A | #N/A | #N/A | #N/A | #N/A | #N/A | #N/A | #N/A | #N/A | #N/A | #N/A | #N/A | #N/A
[7 empty] | 10 | 30 | 7271 | 23 | 2020-10-30 | Wednesday | 3 | No | #N/A | #N/A | #N/A | #N/A | #N/A | #N/A | #N/A | #N/A | #N/A | #N/A | #N/A | #N/A | #N/A | #N/A | #N/A | #N/A | #N/A | #N/A | #N/A | #N/A | #N/A | #N/A | #N/A | #N/A | #N/A | #N/A | #N/A | #N/A | #N/A | #N/A | #N/A | #N/A | #N/A | #N/A | #N/A | #N/A
[7 empty] | 10 | 30 | 7272 | 24 | 2020-10-30 | Wednesday | 3 | No | #N/A | #N/A | #N/A | #N/A | #N/A | #N/A | #N/A | #N/A | #N/A | #N/A | #N/A | #N/A | #N/A | #N/A | #N/A | #N/A | #N/A | #N/A | #N/A | #N/A | #N/A | #N/A | #N/A | #N/A | #N/A | #N/A | #N/A | #N/A | #N/A | #N/A | #N/A | #N/A | #N/A | #N/A | #N/A | #N/A
[7 empty] | 10 | 31 | 7273 | 1 | 2020-10-31 | Thursday | 4 | No | #N/A | #N/A | #N/A | #N/A | #N/A | #N/A | #N/A | #N/A | #N/A | #N/A | #N/A | #N/A | #N/A | #N/A | #N/A | #N/A | #N/A | #N/A | #N/A | #N/A | #N/A | #N/A | #N/A | #N/A | #N/A | #N/A | #N/A | #N/A | #N/A | #N/A | #N/A | #N/A | #N/A | #N/A | #N/A | #N/A
[7 empty] | 10 | 31 | 7274 | 2 | 2020-10-31 | Thursday | 4 | No | #N/A | #N/A | #N/A | #N/A | #N/A | #N/A | #N/A | #N/A | #N/A | #N/A | #N/A | #N/A | #N/A | #N/A | #N/A | #N/A | #N/A | #N/A | #N/A | #N/A | #N/A | #N/A | #N/A | #N/A | #N/A | #N/A | #N/A | #N/A | #N/A | #N/A | #N/A | #N/A | #N/A | #N/A | #N/A | #N/A
[7 empty] | 10 | 31 | 7275 | 3 | 2020-10-31 | Thursday | 4 | No | #N/A | #N/A | #N/A | #N/A | #N/A | #N/A | #N/A | #N/A | #N/A | #N/A | #N/A | #N/A | #N/A | #N/A | #N/A | #N/A | #N/A | #N/A | #N/A | #N/A | #N/A | #N/A | #N/A | #N/A | #N/A | #N/A | #N/A | #N/A | #N/A | #N/A | #N/A | #N/A | #N/A | #N/A | #N/A | #N/A
[7 empty] | 10 | 31 | 7276 | 4 | 2020-10-31 | Thursday | 4 | No | #N/A | #N/A | #N/A | #N/A | #N/A | #N/A | #N/A | #N/A | #N/A | #N/A | #N/A | #N/A | #N/A | #N/A | #N/A | #N/A | #N/A | #N/A | #N/A | #N/A | #N/A | #N/A | #N/A | #N/A | #N/A | #N/A | #N/A | #N/A | #N/A | #N/A | #N/A | #N/A | #N/A | #N/A | #N/A | #N/A
[7 empty] | 10 | 31 | 7277 | 5 | 2020-10-31 | Thursday | 4 | No | #N/A | #N/A | #N/A | #N/A | #N/A | #N/A | #N/A | #N/A | #N/A | #N/A | #N/A | #N/A | #N/A | #N/A | #N/A | #N/A | #N/A | #N/A | #N/A | #N/A | #N/A | #N/A | #N/A | #N/A | #N/A | #N/A | #N/A | #N/A | #N/A | #N/A | #N/A | #N/A | #N/A | #N/A | #N/A | #N/A
[7 empty] | 10 | 31 | 7278 | 6 | 2020-10-31 | Thursday | 4 | No | #N/A | #N/A | #N/A | #N/A | #N/A | #N/A | #N/A | #N/A | #N/A | #N/A | #N/A | #N/A | #N/A | #N/A | #N/A | #N/A | #N/A | #N/A | #N/A | #N/A | #N/A | #N/A | #N/A | #N/A | #N/A | #N/A | #N/A | #N/A | #N/A | #N/A | #N/A | #N/A | #N/A | #N/A | #N/A | #N/A
[7 empty] | 10 | 31 | 7279 | 7 | 2020-10-31 | Thursday | 4 | No | #N/A | #N/A | #N/A | #N/A | #N/A | #N/A | #N/A | #N/A | #N/A | #N/A | #N/A | #N/A | #N/A | #N/A | #N/A | #N/A | #N/A | #N/A | #N/A | #N/A | #N/A | #N/A | #N/A | #N/A | #N/A | #N/A | #N/A | #N/A | #N/A | #N/A | #N/A | #N/A | #N/A | #N/A | #N/A | #N/A
[7 empty] | 10 | 31 | 7280 | 8 | 2020-10-31 | Thursday | 4 | No | #N/A | #N/A | #N/A | #N/A | #N/A | #N/A | #N/A | #N/A | #N/A | #N/A | #N/A | #N/A | #N/A | #N/A | #N/A | #N/A | #N/A | #N/A | #N/A | #N/A | #N/A | #N/A | #N/A | #N/A | #N/A | #N/A | #N/A | #N/A | #N/A | #N/A | #N/A | #N/A | #N/A | #N/A | #N/A | #N/A
[7 empty] | 10 | 31 | 7281 | 9 | 2020-10-31 | Thursday | 4 | No | #N/A | #N/A | #N/A | #N/A | #N/A | #N/A | #N/A | #N/A | #N/A | #N/A | #N/A | #N/A | #N/A | #N/A | #N/A | #N/A | #N/A | #N/A | #N/A | #N/A | #N/A | #N/A | #N/A | #N/A | #N/A | #N/A | #N/A | #N/A | #N/A | #N/A | #N/A | #N/A | #N/A | #N/A | #N/A | #N/A
[7 empty] | 10 | 31 | 7282 | 10 | 2020-10-31 | Thursday | 4 | No | #N/A | #N/A | #N/A | #N/A | #N/A | #N/A | #N/A | #N/A | #N/A | #N/A | #N/A | #N/A | #N/A | #N/A | #N/A | #N/A | #N/A | #N/A | #N/A | #N/A | #N/A | #N/A | #N/A | #N/A | #N/A | #N/A | #N/A | #N/A | #N/A | #N/A | #N/A | #N/A | #N/A | #N/A | #N/A | #N/A
[7 empty] | 10 | 31 | 7283 | 11 | 2020-10-31 | Thursday | 4 | No | #N/A | #N/A | #N/A | #N/A | #N/A | #N/A | #N/A | #N/A | #N/A | #N/A | #N/A | #N/A | #N/A | #N/A | #N/A | #N/A | #N/A | #N/A | #N/A | #N/A | #N/A | #N/A | #N/A | #N/A | #N/A | #N/A | #N/A | #N/A | #N/A | #N/A | #N/A | #N/A | #N/A | #N/A | #N/A | #N/A
[7 empty] | 10 | 31 | 7284 | 12 | 2020-10-31 | Thursday | 4 | No | #N/A | #N/A | #N/A | #N/A | #N/A | #N/A | #N/A | #N/A | #N/A | #N/A | #N/A | #N/A | #N/A | #N/A | #N/A | #N/A | #N/A | #N/A | #N/A | #N/A | #N/A | #N/A | #N/A | #N/A | #N/A | #N/A | #N/A | #N/A | #N/A | #N/A | #N/A | #N/A | #N/A | #N/A | #N/A | #N/A
[7 empty] | 10 | 31 | 7285 | 13 | 2020-10-31 | Thursday | 4 | No | #N/A | #N/A | #N/A | #N/A | #N/A | #N/A | #N/A | #N/A | #N/A | #N/A | #N/A | #N/A | #N/A | #N/A | #N/A | #N/A | #N/A | #N/A | #N/A | #N/A | #N/A | #N/A | #N/A | #N/A | #N/A | #N/A | #N/A | #N/A | #N/A | #N/A | #N/A | #N/A | #N/A | #N/A | #N/A | #N/A
[7 empty] | 10 | 31 | 7286 | 14 | 2020-10-31 | Thursday | 4 | No | #N/A | #N/A | #N/A | #N/A | #N/A | #N/A | #N/A | #N/A | #N/A | #N/A | #N/A | #N/A | #N/A | #N/A | #N/A | #N/A | #N/A | #N/A | #N/A | #N/A | #N/A | #N/A | #N/A | #N/A | #N/A | #N/A | #N/A | #N/A | #N/A | #N/A | #N/A | #N/A | #N/A | #N/A | #N/A | #N/A
[7 empty] | 10 | 31 | 7287 | 15 | 2020-10-31 | Thursday | 4 | No | #N/A | #N/A | #N/A | #N/A | #N/A | #N/A | #N/A | #N/A | #N/A | #N/A | #N/A | #N/A | #N/A | #N/A | #N/A | #N/A | #N/A | #N/A | #N/A | #N/A | #N/A | #N/A | #N/A | #N/A | #N/A | #N/A | #N/A | #N/A | #N/A | #N/A | #N/A | #N/A | #N/A | #N/A | #N/A | #N/A
[7 empty] | 10 | 31 | 7288 | 16 | 2020-10-31 | Thursday | 4 | No | #N/A | #N/A | #N/A | #N/A | #N/A | #N/A | #N/A | #N/A | #N/A | #N/A | #N/A | #N/A | #N/A | #N/A | #N/A | #N/A | #N/A | #N/A | #N/A | #N/A | #N/A | #N/A | #N/A | #N/A | #N/A | #N/A | #N/A | #N/A | #N/A | #N/A | #N/A | #N/A | #N/A | #N/A | #N/A | #N/A
[7 empty] | 10 | 31 | 7289 | 17 | 2020-10-31 | Thursday | 4 | No | #N/A | #N/A | #N/A | #N/A | #N/A | #N/A | #N/A | #N/A | #N/A | #N/A | #N/A | #N/A | #N/A | #N/A | #N/A | #N/A | #N/A | #N/A | #N/A | #N/A | #N/A | #N/A | #N/A | #N/A | #N/A | #N/A | #N/A | #N/A | #N/A | #N/A | #N/A | #N/A | #N/A | #N/A | #N/A | #N/A
[7 empty] | 10 | 31 | 7290 | 18 | 2020-10-31 | Thursday | 4 | No | #N/A | #N/A | #N/A | #N/A | #N/A | #N/A | #N/A | #N/A | #N/A | #N/A | #N/A | #N/A | #N/A | #N/A | #N/A | #N/A | #N/A | #N/A | #N/A | #N/A | #N/A | #N/A | #N/A | #N/A | #N/A | #N/A | #N/A | #N/A | #N/A | #N/A | #N/A | #N/A | #N/A | #N/A | #N/A | #N/A
[7 empty] | 10 | 31 | 7291 | 19 | 2020-10-31 | Thursday | 4 | No | #N/A | #N/A | #N/A | #N/A | #N/A | #N/A | #N/A | #N/A | #N/A | #N/A | #N/A | #N/A | #N/A | #N/A | #N/A | #N/A | #N/A | #N/A | #N/A | #N/A | #N/A | #N/A | #N/A | #N/A | #N/A | #N/A | #N/A | #N/A | #N/A | #N/A | #N/A | #N/A | #N/A | #N/A | #N/A | #N/A
[7 empty] | 10 | 31 | 7292 | 20 | 2020-10-31 | Thursday | 4 | No | #N/A | #N/A | #N/A | #N/A | #N/A | #N/A | #N/A | #N/A | #N/A | #N/A | #N/A | #N/A | #N/A | #N/A | #N/A | #N/A | #N/A | #N/A | #N/A | #N/A | #N/A | #N/A | #N/A | #N/A | #N/A | #N/A | #N/A | #N/A | #N/A | #N/A | #N/A | #N/A | #N/A | #N/A | #N/A | #N/A
[7 empty] | 10 | 31 | 7293 | 21 | 2020-10-31 | Thursday | 4 | No | #N/A | #N/A | #N/A | #N/A | #N/A | #N/A | #N/A | #N/A | #N/A | #N/A | #N/A | #N/A | #N/A | #N/A | #N/A | #N/A | #N/A | #N/A | #N/A | #N/A | #N/A | #N/A | #N/A | #N/A | #N/A | #N/A | #N/A | #N/A | #N/A | #N/A | #N/A | #N/A | #N/A | #N/A | #N/A | #N/A
[7 empty] | 10 | 31 | 7294 | 22 | 2020-10-31 | Thursday | 4 | No | #N/A | #N/A | #N/A | #N/A | #N/A | #N/A | #N/A | #N/A | #N/A | #N/A | #N/A | #N/A | #N/A | #N/A | #N/A | #N/A | #N/A | #N/A | #N/A | #N/A | #N/A | #N/A | #N/A | #N/A | #N/A | #N/A | #N/A | #N/A | #N/A | #N/A | #N/A | #N/A | #N/A | #N/A | #N/A | #N/A
[7 empty] | 10 | 31 | 7295 | 23 | 2020-10-31 | Thursday | 4 | No | #N/A | #N/A | #N/A | #N/A | #N/A | #N/A | #N/A | #N/A | #N/A | #N/A | #N/A | #N/A | #N/A | #N/A | #N/A | #N/A | #N/A | #N/A | #N/A | #N/A | #N/A | #N/A | #N/A | #N/A | #N/A | #N/A | #N/A | #N/A | #N/A | #N/A | #N/A | #N/A | #N/A | #N/A | #N/A | #N/A
[7 empty] | 10 | 31 | 7296 | 24 | 2020-10-31 | Thursday | 4 | No | #N/A | #N/A | #N/A | #N/A | #N/A | #N/A | #N/A | #N/A | #N/A | #N/A | #N/A | #N/A | #N/A | #N/A | #N/A | #N/A | #N/A | #N/A | #N/A | #N/A | #N/A | #N/A | #N/A | #N/A | #N/A | #N/A | #N/A | #N/A | #N/A | #N/A | #N/A | #N/A | #N/A | #N/A | #N/A | #N/A
[7 empty] | 11 | 1 | 7297 | 1 | 2020-11-01 | Friday | 5 | No | #N/A | #N/A | #N/A | #N/A | #N/A | #N/A | #N/A | #N/A | #N/A | #N/A | #N/A | #N/A | #N/A | #N/A | #N/A | #N/A | #N/A | #N/A | #N/A | #N/A | #N/A | #N/A | #N/A | #N/A | #N/A | #N/A | #N/A | #N/A | #N/A | #N/A | #N/A | #N/A | #N/A | #N/A | #N/A | #N/A
[7 empty] | 11 | 1 | 7298 | 2 | 2020-11-01 | Friday | 5 | No | #N/A | #N/A | #N/A | #N/A | #N/A | #N/A | #N/A | #N/A | #N/A | #N/A | #N/A | #N/A | #N/A | #N/A | #N/A | #N/A | #N/A | #N/A | #N/A | #N/A | #N/A | #N/A | #N/A | #N/A | #N/A | #N/A | #N/A | #N/A | #N/A | #N/A | #N/A | #N/A | #N/A | #N/A | #N/A | #N/A
[7 empty] | 11 | 1 | 7299 | 3 | 2020-11-01 | Friday | 5 | No | #N/A | #N/A | #N/A | #N/A | #N/A | #N/A | #N/A | #N/A | #N/A | #N/A | #N/A | #N/A | #N/A | #N/A | #N/A | #N/A | #N/A | #N/A | #N/A | #N/A | #N/A | #N/A | #N/A | #N/A | #N/A | #N/A | #N/A | #N/A | #N/A | #N/A | #N/A | #N/A | #N/A | #N/A | #N/A | #N/A
[7 empty] | 11 | 1 | 7300 | 4 | 2020-11-01 | Friday | 5 | No | #N/A | #N/A | #N/A | #N/A | #N/A | #N/A | #N/A | #N/A | #N/A | #N/A | #N/A | #N/A | #N/A | #N/A | #N/A | #N/A | #N/A | #N/A | #N/A | #N/A | #N/A | #N/A | #N/A | #N/A | #N/A | #N/A | #N/A | #N/A | #N/A | #N/A | #N/A | #N/A | #N/A | #N/A | #N/A | #N/A
[7 empty] | 11 | 1 | 7301 | 5 | 2020-11-01 | Friday | 5 | No | #N/A | #N/A | #N/A | #N/A | #N/A | #N/A | #N/A | #N/A | #N/A | #N/A | #N/A | #N/A | #N/A | #N/A | #N/A | #N/A | #N/A | #N/A | #N/A | #N/A | #N/A | #N/A | #N/A | #N/A | #N/A | #N/A | #N/A | #N/A | #N/A | #N/A | #N/A | #N/A | #N/A | #N/A | #N/A | #N/A
[7 empty] | 11 | 1 | 7302 | 6 | 2020-11-01 | Friday | 5 | No | #N/A | #N/A | #N/A | #N/A | #N/A | #N/A | #N/A | #N/A | #N/A | #N/A | #N/A | #N/A | #N/A | #N/A | #N/A | #N/A | #N/A | #N/A | #N/A | #N/A | #N/A | #N/A | #N/A | #N/A | #N/A | #N/A | #N/A | #N/A | #N/A | #N/A | #N/A | #N/A | #N/A | #N/A | #N/A | #N/A
[7 empty] | 11 | 1 | 7303 | 7 | 2020-11-01 | Friday | 5 | No | #N/A | #N/A | #N/A | #N/A | #N/A | #N/A | #N/A | #N/A | #N/A | #N/A | #N/A | #N/A | #N/A | #N/A | #N/A | #N/A | #N/A | #N/A | #N/A | #N/A | #N/A | #N/A | #N/A | #N/A | #N/A | #N/A | #N/A | #N/A | #N/A | #N/A | #N/A | #N/A | #N/A | #N/A | #N/A | #N/A
[7 empty] | 11 | 1 | 7304 | 8 | 2020-11-01 | Friday | 5 | No | #N/A | #N/A | #N/A | #N/A | #N/A | #N/A | #N/A | #N/A | #N/A | #N/A | #N/A | #N/A | #N/A | #N/A | #N/A | #N/A | #N/A | #N/A | #N/A | #N/A | #N/A | #N/A | #N/A | #N/A | #N/A | #N/A | #N/A | #N/A | #N/A | #N/A | #N/A | #N/A | #N/A | #N/A | #N/A | #N/A
[7 empty] | 11 | 1 | 7305 | 9 | 2020-11-01 | Friday | 5 | No | #N/A | #N/A | #N/A | #N/A | #N/A | #N/A | #N/A | #N/A | #N/A | #N/A | #N/A | #N/A | #N/A | #N/A | #N/A | #N/A | #N/A | #N/A | #N/A | #N/A | #N/A | #N/A | #N/A | #N/A | #N/A | #N/A | #N/A | #N/A | #N/A | #N/A | #N/A | #N/A | #N/A | #N/A | #N/A | #N/A
[7 empty] | 11 | 1 | 7306 | 10 | 2020-11-01 | Friday | 5 | No | #N/A | #N/A | #N/A | #N/A | #N/A | #N/A | #N/A | #N/A | #N/A | #N/A | #N/A | #N/A | #N/A | #N/A | #N/A | #N/A | #N/A | #N/A | #N/A | #N/A | #N/A | #N/A | #N/A | #N/A | #N/A | #N/A | #N/A | #N/A | #N/A | #N/A | #N/A | #N/A | #N/A | #N/A | #N/A | #N/A
[7 empty] | 11 | 1 | 7307 | 11 | 2020-11-01 | Friday | 5 | No | #N/A | #N/A | #N/A | #N/A | #N/A | #N/A | #N/A | #N/A | #N/A | #N/A | #N/A | #N/A | #N/A | #N/A | #N/A | #N/A | #N/A | #N/A | #N/A | #N/A | #N/A | #N/A | #N/A | #N/A | #N/A | #N/A | #N/A | #N/A | #N/A | #N/A | #N/A | #N/A | #N/A | #N/A | #N/A | #N/A
[7 empty] | 11 | 1 | 7308 | 12 | 2020-11-01 | Friday | 5 | No | #N/A | #N/A | #N/A | #N/A | #N/A | #N/A | #N/A | #N/A | #N/A | #N/A | #N/A | #N/A | #N/A | #N/A | #N/A | #N/A | #N/A | #N/A | #N/A | #N/A | #N/A | #N/A | #N/A | #N/A | #N/A | #N/A | #N/A | #N/A | #N/A | #N/A | #N/A | #N/A | #N/A | #N/A | #N/A | #N/A
[7 empty] | 11 | 1 | 7309 | 13 | 2020-11-01 | Friday | 5 | No | #N/A | #N/A | #N/A | #N/A | #N/A | #N/A | #N/A | #N/A | #N/A | #N/A | #N/A | #N/A | #N/A | #N/A | #N/A | #N/A | #N/A | #N/A | #N/A | #N/A | #N/A | #N/A | #N/A | #N/A | #N/A | #N/A | #N/A | #N/A | #N/A | #N/A | #N/A | #N/A | #N/A | #N/A | #N/A | #N/A
[7 empty] | 11 | 1 | 7310 | 14 | 2020-11-01 | Friday | 5 | No | #N/A | #N/A | #N/A | #N/A | #N/A | #N/A | #N/A | #N/A | #N/A | #N/A | #N/A | #N/A | #N/A | #N/A | #N/A | #N/A | #N/A | #N/A | #N/A | #N/A | #N/A | #N/A | #N/A | #N/A | #N/A | #N/A | #N/A | #N/A | #N/A | #N/A | #N/A | #N/A | #N/A | #N/A | #N/A | #N/A
[7 empty] | 11 | 1 | 7311 | 15 | 2020-11-01 | Friday | 5 | No | #N/A | #N/A | #N/A | #N/A | #N/A | #N/A | #N/A | #N/A | #N/A | #N/A | #N/A | #N/A | #N/A | #N/A | #N/A | #N/A | #N/A | #N/A | #N/A | #N/A | #N/A | #N/A | #N/A | #N/A | #N/A | #N/A | #N/A | #N/A | #N/A | #N/A | #N/A | #N/A | #N/A | #N/A | #N/A | #N/A
[7 empty] | 11 | 1 | 7312 | 16 | 2020-11-01 | Friday | 5 | No | #N/A | #N/A | #N/A | #N/A | #N/A | #N/A | #N/A | #N/A | #N/A | #N/A | #N/A | #N/A | #N/A | #N/A | #N/A | #N/A | #N/A | #N/A | #N/A | #N/A | #N/A | #N/A | #N/A | #N/A | #N/A | #N/A | #N/A | #N/A | #N/A | #N/A | #N/A | #N/A | #N/A | #N/A | #N/A | #N/A
[7 empty] | 11 | 1 | 7313 | 17 | 2020-11-01 | Friday | 5 | No | #N/A | #N/A | #N/A | #N/A | #N/A | #N/A | #N/A | #N/A | #N/A | #N/A | #N/A | #N/A | #N/A | #N/A | #N/A | #N/A | #N/A | #N/A | #N/A | #N/A | #N/A | #N/A | #N/A | #N/A | #N/A | #N/A | #N/A | #N/A | #N/A | #N/A | #N/A | #N/A | #N/A | #N/A | #N/A | #N/A
[7 empty] | 11 | 1 | 7314 | 18 | 2020-11-01 | Friday | 5 | No | #N/A | #N/A | #N/A | #N/A | #N/A | #N/A | #N/A | #N/A | #N/A | #N/A | #N/A | #N/A | #N/A | #N/A | #N/A | #N/A | #N/A | #N/A | #N/A | #N/A | #N/A | #N/A | #N/A | #N/A | #N/A | #N/A | #N/A | #N/A | #N/A | #N/A | #N/A | #N/A | #N/A | #N/A | #N/A | #N/A
[7 empty] | 11 | 1 | 7315 | 19 | 2020-11-01 | Friday | 5 | No | #N/A | #N/A | #N/A | #N/A | #N/A | #N/A | #N/A | #N/A | #N/A | #N/A | #N/A | #N/A | #N/A | #N/A | #N/A | #N/A | #N/A | #N/A | #N/A | #N/A | #N/A | #N/A | #N/A | #N/A | #N/A | #N/A | #N/A | #N/A | #N/A | #N/A | #N/A | #N/A | #N/A | #N/A | #N/A | #N/A
[7 empty] | 11 | 1 | 7316 | 20 | 2020-11-01 | Friday | 5 | No | #N/A | #N/A | #N/A | #N/A | #N/A | #N/A | #N/A | #N/A | #N/A | #N/A | #N/A | #N/A | #N/A | #N/A | #N/A | #N/A | #N/A | #N/A | #N/A | #N/A | #N/A | #N/A | #N/A | #N/A | #N/A | #N/A | #N/A | #N/A | #N/A | #N/A | #N/A | #N/A | #N/A | #N/A | #N/A | #N/A
[7 empty] | 11 | 1 | 7317 | 21 | 2020-11-01 | Friday | 5 | No | #N/A | #N/A | #N/A | #N/A | #N/A | #N/A | #N/A | #N/A | #N/A | #N/A | #N/A | #N/A | #N/A | #N/A | #N/A | #N/A | #N/A | #N/A | #N/A | #N/A | #N/A | #N/A | #N/A | #N/A | #N/A | #N/A | #N/A | #N/A | #N/A | #N/A | #N/A | #N/A | #N/A | #N/A | #N/A | #N/A
[7 empty] | 11 | 1 | 7318 | 22 | 2020-11-01 | Friday | 5 | No | #N/A | #N/A | #N/A | #N/A | #N/A | #N/A | #N/A | #N/A | #N/A | #N/A | #N/A | #N/A | #N/A | #N/A | #N/A | #N/A | #N/A | #N/A | #N/A | #N/A | #N/A | #N/A | #N/A | #N/A | #N/A | #N/A | #N/A | #N/A | #N/A | #N/A | #N/A | #N/A | #N/A | #N/A | #N/A | #N/A
[7 empty] | 11 | 1 | 7319 | 23 | 2020-11-01 | Friday | 5 | No | #N/A | #N/A | #N/A | #N/A | #N/A | #N/A | #N/A | #N/A | #N/A | #N/A | #N/A | #N/A | #N/A | #N/A | #N/A | #N/A | #N/A | #N/A | #N/A | #N/A | #N/A | #N/A | #N/A | #N/A | #N/A | #N/A | #N/A | #N/A | #N/A | #N/A | #N/A | #N/A | #N/A | #N/A | #N/A | #N/A
[7 empty] | 11 | 1 | 7320 | 24 | 2020-11-01 | Friday | 5 | No | #N/A | #N/A | #N/A | #N/A | #N/A | #N/A | #N/A | #N/A | #N/A | #N/A | #N/A | #N/A | #N/A | #N/A | #N/A | #N/A | #N/A | #N/A | #N/A | #N/A | #N/A | #N/A | #N/A | #N/A | #N/A | #N/A | #N/A | #N/A | #N/A | #N/A | #N/A | #N/A | #N/A | #N/A | #N/A | #N/A
[7 empty] | 11 | 2 | 7321 | 1 | 2020-11-02 | Saturday | 6 | No | #N/A | #N/A | #N/A | #N/A | #N/A | #N/A | #N/A | #N/A | #N/A | #N/A | #N/A | #N/A | #N/A | #N/A | #N/A | #N/A | #N/A | #N/A | #N/A | #N/A | #N/A | #N/A | #N/A | #N/A | #N/A | #N/A | #N/A | #N/A | #N/A | #N/A | #N/A | #N/A | #N/A | #N/A | #N/A | #N/A
[7 empty] | 11 | 2 | 7322 | 2 | 2020-11-02 | Saturday | 6 | No | #N/A | #N/A | #N/A | #N/A | #N/A | #N/A | #N/A | #N/A | #N/A | #N/A | #N/A | #N/A | #N/A | #N/A | #N/A | #N/A | #N/A | #N/A | #N/A | #N/A | #N/A | #N/A | #N/A | #N/A | #N/A | #N/A | #N/A | #N/A | #N/A | #N/A | #N/A | #N/A | #N/A | #N/A | #N/A | #N/A
[7 empty] | 11 | 2 | 7323 | 3 | 2020-11-02 | Saturday | 6 | No | #N/A | #N/A | #N/A | #N/A | #N/A | #N/A | #N/A | #N/A | #N/A | #N/A | #N/A | #N/A | #N/A | #N/A | #N/A | #N/A | #N/A | #N/A | #N/A | #N/A | #N/A | #N/A | #N/A | #N/A | #N/A | #N/A | #N/A | #N/A | #N/A | #N/A | #N/A | #N/A | #N/A | #N/A | #N/A | #N/A
[7 empty] | 11 | 2 | 7324 | 4 | 2020-11-02 | Saturday | 6 | No | #N/A | #N/A | #N/A | #N/A | #N/A | #N/A | #N/A | #N/A | #N/A | #N/A | #N/A | #N/A | #N/A | #N/A | #N/A | #N/A | #N/A | #N/A | #N/A | #N/A | #N/A | #N/A | #N/A | #N/A | #N/A | #N/A | #N/A | #N/A | #N/A | #N/A | #N/A | #N/A | #N/A | #N/A | #N/A | #N/A
[7 empty] | 11 | 2 | 7325 | 5 | 2020-11-02 | Saturday | 6 | No | #N/A | #N/A | #N/A | #N/A | #N/A | #N/A | #N/A | #N/A | #N/A | #N/A | #N/A | #N/A | #N/A | #N/A | #N/A | #N/A | #N/A | #N/A | #N/A | #N/A | #N/A | #N/A | #N/A | #N/A | #N/A | #N/A | #N/A | #N/A | #N/A | #N/A | #N/A | #N/A | #N/A | #N/A | #N/A | #N/A
[7 empty] | 11 | 2 | 7326 | 6 | 2020-11-02 | Saturday | 6 | No | #N/A | #N/A | #N/A | #N/A | #N/A | #N/A | #N/A | #N/A | #N/A | #N/A | #N/A | #N/A | #N/A | #N/A | #N/A | #N/A | #N/A | #N/A | #N/A | #N/A | #N/A | #N/A | #N/A | #N/A | #N/A | #N/A | #N/A | #N/A | #N/A | #N/A | #N/A | #N/A | #N/A | #N/A | #N/A | #N/A
[7 empty] | 11 | 2 | 7327 | 7 | 2020-11-02 | Saturday | 6 | No | #N/A | #N/A | #N/A | #N/A | #N/A | #N/A | #N/A | #N/A | #N/A | #N/A | #N/A | #N/A | #N/A | #N/A | #N/A | #N/A | #N/A | #N/A | #N/A | #N/A | #N/A | #N/A | #N/A | #N/A | #N/A | #N/A | #N/A | #N/A | #N/A | #N/A | #N/A | #N/A | #N/A | #N/A | #N/A | #N/A
[7 empty] | 11 | 2 | 7328 | 8 | 2020-11-02 | Saturday | 6 | No | #N/A | #N/A | #N/A | #N/A | #N/A | #N/A | #N/A | #N/A | #N/A | #N/A | #N/A | #N/A | #N/A | #N/A | #N/A | #N/A | #N/A | #N/A | #N/A | #N/A | #N/A | #N/A | #N/A | #N/A | #N/A | #N/A | #N/A | #N/A | #N/A | #N/A | #N/A | #N/A | #N/A | #N/A | #N/A | #N/A
[7 empty] | 11 | 2 | 7329 | 9 | 2020-11-02 | Saturday | 6 | No | #N/A | #N/A | #N/A | #N/A | #N/A | #N/A | #N/A | #N/A | #N/A | #N/A | #N/A | #N/A | #N/A | #N/A | #N/A | #N/A | #N/A | #N/A | #N/A | #N/A | #N/A | #N/A | #N/A | #N/A | #N/A | #N/A | #N/A | #N/A | #N/A | #N/A | #N/A | #N/A | #N/A | #N/A | #N/A | #N/A
[7 empty] | 11 | 2 | 7330 | 10 | 2020-11-02 | Saturday | 6 | No | #N/A | #N/A | #N/A | #N/A | #N/A | #N/A | #N/A | #N/A | #N/A | #N/A | #N/A | #N/A | #N/A | #N/A | #N/A | #N/A | #N/A | #N/A | #N/A | #N/A | #N/A | #N/A | #N/A | #N/A | #N/A | #N/A | #N/A | #N/A | #N/A | #N/A | #N/A | #N/A | #N/A | #N/A | #N/A | #N/A
[7 empty] | 11 | 2 | 7331 | 11 | 2020-11-02 | Saturday | 6 | No | #N/A | #N/A | #N/A | #N/A | #N/A | #N/A | #N/A | #N/A | #N/A | #N/A | #N/A | #N/A | #N/A | #N/A | #N/A | #N/A | #N/A | #N/A | #N/A | #N/A | #N/A | #N/A | #N/A | #N/A | #N/A | #N/A | #N/A | #N/A | #N/A | #N/A | #N/A | #N/A | #N/A | #N/A | #N/A | #N/A
[7 empty] | 11 | 2 | 7332 | 12 | 2020-11-02 | Saturday | 6 | No | #N/A | #N/A | #N/A | #N/A | #N/A | #N/A | #N/A | #N/A | #N/A | #N/A | #N/A | #N/A | #N/A | #N/A | #N/A | #N/A | #N/A | #N/A | #N/A | #N/A | #N/A | #N/A | #N/A | #N/A | #N/A | #N/A | #N/A | #N/A | #N/A | #N/A | #N/A | #N/A | #N/A | #N/A | #N/A | #N/A
[7 empty] | 11 | 2 | 7333 | 13 | 2020-11-02 | Saturday | 6 | No | #N/A | #N/A | #N/A | #N/A | #N/A | #N/A | #N/A | #N/A | #N/A | #N/A | #N/A | #N/A | #N/A | #N/A | #N/A | #N/A | #N/A | #N/A | #N/A | #N/A | #N/A | #N/A | #N/A | #N/A | #N/A | #N/A | #N/A | #N/A | #N/A | #N/A | #N/A | #N/A | #N/A | #N/A | #N/A | #N/A
[7 empty] | 11 | 2 | 7334 | 14 | 2020-11-02 | Saturday | 6 | No | #N/A | #N/A | #N/A | #N/A | #N/A | #N/A | #N/A | #N/A | #N/A | #N/A | #N/A | #N/A | #N/A | #N/A | #N/A | #N/A | #N/A | #N/A | #N/A | #N/A | #N/A | #N/A | #N/A | #N/A | #N/A | #N/A | #N/A | #N/A | #N/A | #N/A | #N/A | #N/A | #N/A | #N/A | #N/A | #N/A
[7 empty] | 11 | 2 | 7335 | 15 | 2020-11-02 | Saturday | 6 | No | #N/A | #N/A | #N/A | #N/A | #N/A | #N/A | #N/A | #N/A | #N/A | #N/A | #N/A | #N/A | #N/A | #N/A | #N/A | #N/A | #N/A | #N/A | #N/A | #N/A | #N/A | #N/A | #N/A | #N/A | #N/A | #N/A | #N/A | #N/A | #N/A | #N/A | #N/A | #N/A | #N/A | #N/A | #N/A | #N/A
[7 empty] | 11 | 2 | 7336 | 16 | 2020-11-02 | Saturday | 6 | No | #N/A | #N/A | #N/A | #N/A | #N/A | #N/A | #N/A | #N/A | #N/A | #N/A | #N/A | #N/A | #N/A | #N/A | #N/A | #N/A | #N/A | #N/A | #N/A | #N/A | #N/A | #N/A | #N/A | #N/A | #N/A | #N/A | #N/A | #N/A | #N/A | #N/A | #N/A | #N/A | #N/A | #N/A | #N/A | #N/A
[7 empty] | 11 | 2 | 7337 | 17 | 2020-11-02 | Saturday | 6 | No | #N/A | #N/A | #N/A | #N/A | #N/A | #N/A | #N/A | #N/A | #N/A | #N/A | #N/A | #N/A | #N/A | #N/A | #N/A | #N/A | #N/A | #N/A | #N/A | #N/A | #N/A | #N/A | #N/A | #N/A | #N/A | #N/A | #N/A | #N/A | #N/A | #N/A | #N/A | #N/A | #N/A | #N/A | #N/A | #N/A
[7 empty] | 11 | 2 | 7338 | 18 | 2020-11-02 | Saturday | 6 | No | #N/A | #N/A | #N/A | #N/A | #N/A | #N/A | #N/A | #N/A | #N/A | #N/A | #N/A | #N/A | #N/A | #N/A | #N/A | #N/A | #N/A | #N/A | #N/A | #N/A | #N/A | #N/A | #N/A | #N/A | #N/A | #N/A | #N/A | #N/A | #N/A | #N/A | #N/A | #N/A | #N/A | #N/A | #N/A | #N/A
[7 empty] | 11 | 2 | 7339 | 19 | 2020-11-02 | Saturday | 6 | No | #N/A | #N/A | #N/A | #N/A | #N/A | #N/A | #N/A | #N/A | #N/A | #N/A | #N/A | #N/A | #N/A | #N/A | #N/A | #N/A | #N/A | #N/A | #N/A | #N/A | #N/A | #N/A | #N/A | #N/A | #N/A | #N/A | #N/A | #N/A | #N/A | #N/A | #N/A | #N/A | #N/A | #N/A | #N/A | #N/A
[7 empty] | 11 | 2 | 7340 | 20 | 2020-11-02 | Saturday | 6 | No | #N/A | #N/A | #N/A | #N/A | #N/A | #N/A | #N/A | #N/A | #N/A | #N/A | #N/A | #N/A | #N/A | #N/A | #N/A | #N/A | #N/A | #N/A | #N/A | #N/A | #N/A | #N/A | #N/A | #N/A | #N/A | #N/A | #N/A | #N/A | #N/A | #N/A | #N/A | #N/A | #N/A | #N/A | #N/A | #N/A
[7 empty] | 11 | 2 | 7341 | 21 | 2020-11-02 | Saturday | 6 | No | #N/A | #N/A | #N/A | #N/A | #N/A | #N/A | #N/A | #N/A | #N/A | #N/A | #N/A | #N/A | #N/A | #N/A | #N/A | #N/A | #N/A | #N/A | #N/A | #N/A | #N/A | #N/A | #N/A | #N/A | #N/A | #N/A | #N/A | #N/A | #N/A | #N/A | #N/A | #N/A | #N/A | #N/A | #N/A | #N/A
[7 empty] | 11 | 2 | 7342 | 22 | 2020-11-02 | Saturday | 6 | No | #N/A | #N/A | #N/A | #N/A | #N/A | #N/A | #N/A | #N/A | #N/A | #N/A | #N/A | #N/A | #N/A | #N/A | #N/A | #N/A | #N/A | #N/A | #N/A | #N/A | #N/A | #N/A | #N/A | #N/A | #N/A | #N/A | #N/A | #N/A | #N/A | #N/A | #N/A | #N/A | #N/A | #N/A | #N/A | #N/A
[7 empty] | 11 | 2 | 7343 | 23 | 2020-11-02 | Saturday | 6 | No | #N/A | #N/A | #N/A | #N/A | #N/A | #N/A | #N/A | #N/A | #N/A | #N/A | #N/A | #N/A | #N/A | #N/A | #N/A | #N/A | #N/A | #N/A | #N/A | #N/A | #N/A | #N/A | #N/A | #N/A | #N/A | #N/A | #N/A | #N/A | #N/A | #N/A | #N/A | #N/A | #N/A | #N/A | #N/A | #N/A
[7 empty] | 11 | 2 | 7344 | 24 | 2020-11-02 | Saturday | 6 | No | #N/A | #N/A | #N/A | #N/A | #N/A | #N/A | #N/A | #N/A | #N/A | #N/A | #N/A | #N/A | #N/A | #N/A | #N/A | #N/A | #N/A | #N/A | #N/A | #N/A | #N/A | #N/A | #N/A | #N/A | #N/A | #N/A | #N/A | #N/A | #N/A | #N/A | #N/A | #N/A | #N/A | #N/A | #N/A | #N/A
[7 empty] | 11 | 3 | 7345 | 1 | 2020-11-03 | Sunday | 7 | No | #N/A | #N/A | #N/A | #N/A | #N/A | #N/A | #N/A | #N/A | #N/A | #N/A | #N/A | #N/A | #N/A | #N/A | #N/A | #N/A | #N/A | #N/A | #N/A | #N/A | #N/A | #N/A | #N/A | #N/A | #N/A | #N/A | #N/A | #N/A | #N/A | #N/A | #N/A | #N/A | #N/A | #N/A | #N/A | #N/A
[7 empty] | 11 | 3 | 7346 | 2 | 2020-11-03 | Sunday | 7 | No | #N/A | #N/A | #N/A | #N/A | #N/A | #N/A | #N/A | #N/A | #N/A | #N/A | #N/A | #N/A | #N/A | #N/A | #N/A | #N/A | #N/A | #N/A | #N/A | #N/A | #N/A | #N/A | #N/A | #N/A | #N/A | #N/A | #N/A | #N/A | #N/A | #N/A | #N/A | #N/A | #N/A | #N/A | #N/A | #N/A
[7 empty] | 11 | 3 | 7347 | 3 | 2020-11-03 | Sunday | 7 | No | #N/A | #N/A | #N/A | #N/A | #N/A | #N/A | #N/A | #N/A | #N/A | #N/A | #N/A | #N/A | #N/A | #N/A | #N/A | #N/A | #N/A | #N/A | #N/A | #N/A | #N/A | #N/A | #N/A | #N/A | #N/A | #N/A | #N/A | #N/A | #N/A | #N/A | #N/A | #N/A | #N/A | #N/A | #N/A | #N/A
[7 empty] | 11 | 3 | 7348 | 4 | 2020-11-03 | Sunday | 7 | No | #N/A | #N/A | #N/A | #N/A | #N/A | #N/A | #N/A | #N/A | #N/A | #N/A | #N/A | #N/A | #N/A | #N/A | #N/A | #N/A | #N/A | #N/A | #N/A | #N/A | #N/A | #N/A | #N/A | #N/A | #N/A | #N/A | #N/A | #N/A | #N/A | #N/A | #N/A | #N/A | #N/A | #N/A | #N/A | #N/A
[7 empty] | 11 | 3 | 7349 | 5 | 2020-11-03 | Sunday | 7 | No | #N/A | #N/A | #N/A | #N/A | #N/A | #N/A | #N/A | #N/A | #N/A | #N/A | #N/A | #N/A | #N/A | #N/A | #N/A | #N/A | #N/A | #N/A | #N/A | #N/A | #N/A | #N/A | #N/A | #N/A | #N/A | #N/A | #N/A | #N/A | #N/A | #N/A | #N/A | #N/A | #N/A | #N/A | #N/A | #N/A
[7 empty] | 11 | 3 | 7350 | 6 | 2020-11-03 | Sunday | 7 | No | #N/A | #N/A | #N/A | #N/A | #N/A | #N/A | #N/A | #N/A | #N/A | #N/A | #N/A | #N/A | #N/A | #N/A | #N/A | #N/A | #N/A | #N/A | #N/A | #N/A | #N/A | #N/A | #N/A | #N/A | #N/A | #N/A | #N/A | #N/A | #N/A | #N/A | #N/A | #N/A | #N/A | #N/A | #N/A | #N/A
[7 empty] | 11 | 3 | 7351 | 7 | 2020-11-03 | Sunday | 7 | No | #N/A | #N/A | #N/A | #N/A | #N/A | #N/A | #N/A | #N/A | #N/A | #N/A | #N/A | #N/A | #N/A | #N/A | #N/A | #N/A | #N/A | #N/A | #N/A | #N/A | #N/A | #N/A | #N/A | #N/A | #N/A | #N/A | #N/A | #N/A | #N/A | #N/A | #N/A | #N/A | #N/A | #N/A | #N/A | #N/A
[7 empty] | 11 | 3 | 7352 | 8 | 2020-11-03 | Sunday | 7 | No | #N/A | #N/A | #N/A | #N/A | #N/A | #N/A | #N/A | #N/A | #N/A | #N/A | #N/A | #N/A | #N/A | #N/A | #N/A | #N/A | #N/A | #N/A | #N/A | #N/A | #N/A | #N/A | #N/A | #N/A | #N/A | #N/A | #N/A | #N/A | #N/A | #N/A | #N/A | #N/A | #N/A | #N/A | #N/A | #N/A
[7 empty] | 11 | 3 | 7353 | 9 | 2020-11-03 | Sunday | 7 | No | #N/A | #N/A | #N/A | #N/A | #N/A | #N/A | #N/A | #N/A | #N/A | #N/A | #N/A | #N/A | #N/A | #N/A | #N/A | #N/A | #N/A | #N/A | #N/A | #N/A | #N/A | #N/A | #N/A | #N/A | #N/A | #N/A | #N/A | #N/A | #N/A | #N/A | #N/A | #N/A | #N/A | #N/A | #N/A | #N/A
[7 empty] | 11 | 3 | 7354 | 10 | 2020-11-03 | Sunday | 7 | No | #N/A | #N/A | #N/A | #N/A | #N/A | #N/A | #N/A | #N/A | #N/A | #N/A | #N/A | #N/A | #N/A | #N/A | #N/A | #N/A | #N/A | #N/A | #N/A | #N/A | #N/A | #N/A | #N/A | #N/A | #N/A | #N/A | #N/A | #N/A | #N/A | #N/A | #N/A | #N/A | #N/A | #N/A | #N/A | #N/A
[7 empty] | 11 | 3 | 7355 | 11 | 2020-11-03 | Sunday | 7 | No | #N/A | #N/A | #N/A | #N/A | #N/A | #N/A | #N/A | #N/A | #N/A | #N/A | #N/A | #N/A | #N/A | #N/A | #N/A | #N/A | #N/A | #N/A | #N/A | #N/A | #N/A | #N/A | #N/A | #N/A | #N/A | #N/A | #N/A | #N/A | #N/A | #N/A | #N/A | #N/A | #N/A | #N/A | #N/A | #N/A
[7 empty] | 11 | 3 | 7356 | 12 | 2020-11-03 | Sunday | 7 | No | #N/A | #N/A | #N/A | #N/A | #N/A | #N/A | #N/A | #N/A | #N/A | #N/A | #N/A | #N/A | #N/A | #N/A | #N/A | #N/A | #N/A | #N/A | #N/A | #N/A | #N/A | #N/A | #N/A | #N/A | #N/A | #N/A | #N/A | #N/A | #N/A | #N/A | #N/A | #N/A | #N/A | #N/A | #N/A | #N/A
[7 empty] | 11 | 3 | 7357 | 13 | 2020-11-03 | Sunday | 7 | No | #N/A | #N/A | #N/A | #N/A | #N/A | #N/A | #N/A | #N/A | #N/A | #N/A | #N/A | #N/A | #N/A | #N/A | #N/A | #N/A | #N/A | #N/A | #N/A | #N/A | #N/A | #N/A | #N/A | #N/A | #N/A | #N/A | #N/A | #N/A | #N/A | #N/A | #N/A | #N/A | #N/A | #N/A | #N/A | #N/A
[7 empty] | 11 | 3 | 7358 | 14 | 2020-11-03 | Sunday | 7 | No | #N/A | #N/A | #N/A | #N/A | #N/A | #N/A | #N/A | #N/A | #N/A | #N/A | #N/A | #N/A | #N/A | #N/A | #N/A | #N/A | #N/A | #N/A | #N/A | #N/A | #N/A | #N/A | #N/A | #N/A | #N/A | #N/A | #N/A | #N/A | #N/A | #N/A | #N/A | #N/A | #N/A | #N/A | #N/A | #N/A
[7 empty] | 11 | 3 | 7359 | 15 | 2020-11-03 | Sunday | 7 | No | #N/A | #N/A | #N/A | #N/A | #N/A | #N/A | #N/A | #N/A | #N/A | #N/A | #N/A | #N/A | #N/A | #N/A | #N/A | #N/A | #N/A | #N/A | #N/A | #N/A | #N/A | #N/A | #N/A | #N/A | #N/A | #N/A | #N/A | #N/A | #N/A | #N/A | #N/A | #N/A | #N/A | #N/A | #N/A | #N/A
[7 empty] | 11 | 3 | 7360 | 16 | 2020-11-03 | Sunday | 7 | No | #N/A | #N/A | #N/A | #N/A | #N/A | #N/A | #N/A | #N/A | #N/A | #N/A | #N/A | #N/A | #N/A | #N/A | #N/A | #N/A | #N/A | #N/A | #N/A | #N/A | #N/A | #N/A | #N/A | #N/A | #N/A | #N/A | #N/A | #N/A | #N/A | #N/A | #N/A | #N/A | #N/A | #N/A | #N/A | #N/A
[7 empty] | 11 | 3 | 7361 | 17 | 2020-11-03 | Sunday | 7 | No | #N/A | #N/A | #N/A | #N/A | #N/A | #N/A | #N/A | #N/A | #N/A | #N/A | #N/A | #N/A | #N/A | #N/A | #N/A | #N/A | #N/A | #N/A | #N/A | #N/A | #N/A | #N/A | #N/A | #N/A | #N/A | #N/A | #N/A | #N/A | #N/A | #N/A | #N/A | #N/A | #N/A | #N/A | #N/A | #N/A
[7 empty] | 11 | 3 | 7362 | 18 | 2020-11-03 | Sunday | 7 | No | #N/A | #N/A | #N/A | #N/A | #N/A | #N/A | #N/A | #N/A | #N/A | #N/A | #N/A | #N/A | #N/A | #N/A | #N/A | #N/A | #N/A | #N/A | #N/A | #N/A | #N/A | #N/A | #N/A | #N/A | #N/A | #N/A | #N/A | #N/A | #N/A | #N/A | #N/A | #N/A | #N/A | #N/A | #N/A | #N/A
[7 empty] | 11 | 3 | 7363 | 19 | 2020-11-03 | Sunday | 7 | No | #N/A | #N/A | #N/A | #N/A | #N/A | #N/A | #N/A | #N/A | #N/A | #N/A | #N/A | #N/A | #N/A | #N/A | #N/A | #N/A | #N/A | #N/A | #N/A | #N/A | #N/A | #N/A | #N/A | #N/A | #N/A | #N/A | #N/A | #N/A | #N/A | #N/A | #N/A | #N/A | #N/A | #N/A | #N/A | #N/A
[7 empty] | 11 | 3 | 7364 | 20 | 2020-11-03 | Sunday | 7 | No | #N/A | #N/A | #N/A | #N/A | #N/A | #N/A | #N/A | #N/A | #N/A | #N/A | #N/A | #N/A | #N/A | #N/A | #N/A | #N/A | #N/A | #N/A | #N/A | #N/A | #N/A | #N/A | #N/A | #N/A | #N/A | #N/A | #N/A | #N/A | #N/A | #N/A | #N/A | #N/A | #N/A | #N/A | #N/A | #N/A
[7 empty] | 11 | 3 | 7365 | 21 | 2020-11-03 | Sunday | 7 | No | #N/A | #N/A | #N/A | #N/A | #N/A | #N/A | #N/A | #N/A | #N/A | #N/A | #N/A | #N/A | #N/A | #N/A | #N/A | #N/A | #N/A | #N/A | #N/A | #N/A | #N/A | #N/A | #N/A | #N/A | #N/A | #N/A | #N/A | #N/A | #N/A | #N/A | #N/A | #N/A | #N/A | #N/A | #N/A | #N/A
[7 empty] | 11 | 3 | 7366 | 22 | 2020-11-03 | Sunday | 7 | No | #N/A | #N/A | #N/A | #N/A | #N/A | #N/A | #N/A | #N/A | #N/A | #N/A | #N/A | #N/A | #N/A | #N/A | #N/A | #N/A | #N/A | #N/A | #N/A | #N/A | #N/A | #N/A | #N/A | #N/A | #N/A | #N/A | #N/A | #N/A | #N/A | #N/A | #N/A | #N/A | #N/A | #N/A | #N/A | #N/A
[7 empty] | 11 | 3 | 7367 | 23 | 2020-11-03 | Sunday | 7 | No | #N/A | #N/A | #N/A | #N/A | #N/A | #N/A | #N/A | #N/A | #N/A | #N/A | #N/A | #N/A | #N/A | #N/A | #N/A | #N/A | #N/A | #N/A | #N/A | #N/A | #N/A | #N/A | #N/A | #N/A | #N/A | #N/A | #N/A | #N/A | #N/A | #N/A | #N/A | #N/A | #N/A | #N/A | #N/A | #N/A
[7 empty] | 11 | 3 | 7368 | 24 | 2020-11-03 | Sunday | 7 | No | #N/A | #N/A | #N/A | #N/A | #N/A | #N/A | #N/A | #N/A | #N/A | #N/A | #N/A | #N/A | #N/A | #N/A | #N/A | #N/A | #N/A | #N/A | #N/A | #N/A | #N/A | #N/A | #N/A | #N/A | #N/A | #N/A | #N/A | #N/A | #N/A | #N/A | #N/A | #N/A | #N/A | #N/A | #N/A | #N/A
[7 empty] | 11 | 4 | 7369 | 1 | 2020-11-04 | Monday | 1 | No | #N/A | #N/A | #N/A | #N/A | #N/A | #N/A | #N/A | #N/A | #N/A | #N/A | #N/A | #N/A | #N/A | #N/A | #N/A | #N/A | #N/A | #N/A | #N/A | #N/A | #N/A | #N/A | #N/A | #N/A | #N/A | #N/A | #N/A | #N/A | #N/A | #N/A | #N/A | #N/A | #N/A | #N/A | #N/A | #N/A
[7 empty] | 11 | 4 | 7370 | 2 | 2020-11-04 | Monday | 1 | No | #N/A | #N/A | #N/A | #N/A | #N/A | #N/A | #N/A | #N/A | #N/A | #N/A | #N/A | #N/A | #N/A | #N/A | #N/A | #N/A | #N/A | #N/A | #N/A | #N/A | #N/A | #N/A | #N/A | #N/A | #N/A | #N/A | #N/A | #N/A | #N/A | #N/A | #N/A | #N/A | #N/A | #N/A | #N/A | #N/A
[7 empty] | 11 | 4 | 7371 | 3 | 2020-11-04 | Monday | 1 | No | #N/A | #N/A | #N/A | #N/A | #N/A | #N/A | #N/A | #N/A | #N/A | #N/A | #N/A | #N/A | #N/A | #N/A | #N/A | #N/A | #N/A | #N/A | #N/A | #N/A | #N/A | #N/A | #N/A | #N/A | #N/A | #N/A | #N/A | #N/A | #N/A | #N/A | #N/A | #N/A | #N/A | #N/A | #N/A | #N/A
[7 empty] | 11 | 4 | 7372 | 4 | 2020-11-04 | Monday | 1 | No | #N/A | #N/A | #N/A | #N/A | #N/A | #N/A | #N/A | #N/A | #N/A | #N/A | #N/A | #N/A | #N/A | #N/A | #N/A | #N/A | #N/A | #N/A | #N/A | #N/A | #N/A | #N/A | #N/A | #N/A | #N/A | #N/A | #N/A | #N/A | #N/A | #N/A | #N/A | #N/A | #N/A | #N/A | #N/A | #N/A
[7 empty] | 11 | 4 | 7373 | 5 | 2020-11-04 | Monday | 1 | No | #N/A | #N/A | #N/A | #N/A | #N/A | #N/A | #N/A | #N/A | #N/A | #N/A | #N/A | #N/A | #N/A | #N/A | #N/A | #N/A | #N/A | #N/A | #N/A | #N/A | #N/A | #N/A | #N/A | #N/A | #N/A | #N/A | #N/A | #N/A | #N/A | #N/A | #N/A | #N/A | #N/A | #N/A | #N/A | #N/A
[7 empty] | 11 | 4 | 7374 | 6 | 2020-11-04 | Monday | 1 | No | #N/A | #N/A | #N/A | #N/A | #N/A | #N/A | #N/A | #N/A | #N/A | #N/A | #N/A | #N/A | #N/A | #N/A | #N/A | #N/A | #N/A | #N/A | #N/A | #N/A | #N/A | #N/A | #N/A | #N/A | #N/A | #N/A | #N/A | #N/A | #N/A | #N/A | #N/A | #N/A | #N/A | #N/A | #N/A | #N/A
[7 empty] | 11 | 4 | 7375 | 7 | 2020-11-04 | Monday | 1 | No | #N/A | #N/A | #N/A | #N/A | #N/A | #N/A | #N/A | #N/A | #N/A | #N/A | #N/A | #N/A | #N/A | #N/A | #N/A | #N/A | #N/A | #N/A | #N/A | #N/A | #N/A | #N/A | #N/A | #N/A | #N/A | #N/A | #N/A | #N/A | #N/A | #N/A | #N/A | #N/A | #N/A | #N/A | #N/A | #N/A
[7 empty] | 11 | 4 | 7376 | 8 | 2020-11-04 | Monday | 1 | No | #N/A | #N/A | #N/A | #N/A | #N/A | #N/A | #N/A | #N/A | #N/A | #N/A | #N/A | #N/A | #N/A | #N/A | #N/A | #N/A | #N/A | #N/A | #N/A | #N/A | #N/A | #N/A | #N/A | #N/A | #N/A | #N/A | #N/A | #N/A | #N/A | #N/A | #N/A | #N/A | #N/A | #N/A | #N/A | #N/A
[7 empty] | 11 | 4 | 7377 | 9 | 2020-11-04 | Monday | 1 | No | #N/A | #N/A | #N/A | #N/A | #N/A | #N/A | #N/A | #N/A | #N/A | #N/A | #N/A | #N/A | #N/A | #N/A | #N/A | #N/A | #N/A | #N/A | #N/A | #N/A | #N/A | #N/A | #N/A | #N/A | #N/A | #N/A | #N/A | #N/A | #N/A | #N/A | #N/A | #N/A | #N/A | #N/A | #N/A | #N/A
[7 empty] | 11 | 4 | 7378 | 10 | 2020-11-04 | Monday | 1 | No | #N/A | #N/A | #N/A | #N/A | #N/A | #N/A | #N/A | #N/A | #N/A | #N/A | #N/A | #N/A | #N/A | #N/A | #N/A | #N/A | #N/A | #N/A | #N/A | #N/A | #N/A | #N/A | #N/A | #N/A | #N/A | #N/A | #N/A | #N/A | #N/A | #N/A | #N/A | #N/A | #N/A | #N/A | #N/A | #N/A
[7 empty] | 11 | 4 | 7379 | 11 | 2020-11-04 | Monday | 1 | No | #N/A | #N/A | #N/A | #N/A | #N/A | #N/A | #N/A | #N/A | #N/A | #N/A | #N/A | #N/A | #N/A | #N/A | #N/A | #N/A | #N/A | #N/A | #N/A | #N/A | #N/A | #N/A | #N/A | #N/A | #N/A | #N/A | #N/A | #N/A | #N/A | #N/A | #N/A | #N/A | #N/A | #N/A | #N/A | #N/A
[7 empty] | 11 | 4 | 7380 | 12 | 2020-11-04 | Monday | 1 | No | #N/A | #N/A | #N/A | #N/A | #N/A | #N/A | #N/A | #N/A | #N/A | #N/A | #N/A | #N/A | #N/A | #N/A | #N/A | #N/A | #N/A | #N/A | #N/A | #N/A | #N/A | #N/A | #N/A | #N/A | #N/A | #N/A | #N/A | #N/A | #N/A | #N/A | #N/A | #N/A | #N/A | #N/A | #N/A | #N/A
[7 empty] | 11 | 4 | 7381 | 13 | 2020-11-04 | Monday | 1 | No | #N/A | #N/A | #N/A | #N/A | #N/A | #N/A | #N/A | #N/A | #N/A | #N/A | #N/A | #N/A | #N/A | #N/A | #N/A | #N/A | #N/A | #N/A | #N/A | #N/A | #N/A | #N/A | #N/A | #N/A | #N/A | #N/A | #N/A | #N/A | #N/A | #N/A | #N/A | #N/A | #N/A | #N/A | #N/A | #N/A
[7 empty] | 11 | 4 | 7382 | 14 | 2020-11-04 | Monday | 1 | No | #N/A | #N/A | #N/A | #N/A | #N/A | #N/A | #N/A | #N/A | #N/A | #N/A | #N/A | #N/A | #N/A | #N/A | #N/A | #N/A | #N/A | #N/A | #N/A | #N/A | #N/A | #N/A | #N/A | #N/A | #N/A | #N/A | #N/A | #N/A | #N/A | #N/A | #N/A | #N/A | #N/A | #N/A | #N/A | #N/A
[7 empty] | 11 | 4 | 7383 | 15 | 2020-11-04 | Monday | 1 | No | #N/A | #N/A | #N/A | #N/A | #N/A | #N/A | #N/A | #N/A | #N/A | #N/A | #N/A | #N/A | #N/A | #N/A | #N/A | #N/A | #N/A | #N/A | #N/A | #N/A | #N/A | #N/A | #N/A | #N/A | #N/A | #N/A | #N/A | #N/A | #N/A | #N/A | #N/A | #N/A | #N/A | #N/A | #N/A | #N/A
[7 empty] | 11 | 4 | 7384 | 16 | 2020-11-04 | Monday | 1 | No | #N/A | #N/A | #N/A | #N/A | #N/A | #N/A | #N/A | #N/A | #N/A | #N/A | #N/A | #N/A | #N/A | #N/A | #N/A | #N/A | #N/A | #N/A | #N/A | #N/A | #N/A | #N/A | #N/A | #N/A | #N/A | #N/A | #N/A | #N/A | #N/A | #N/A | #N/A | #N/A | #N/A | #N/A | #N/A | #N/A
[7 empty] | 11 | 4 | 7385 | 17 | 2020-11-04 | Monday | 1 | No | #N/A | #N/A | #N/A | #N/A | #N/A | #N/A | #N/A | #N/A | #N/A | #N/A | #N/A | #N/A | #N/A | #N/A | #N/A | #N/A | #N/A | #N/A | #N/A | #N/A | #N/A | #N/A | #N/A | #N/A | #N/A | #N/A | #N/A | #N/A | #N/A | #N/A | #N/A | #N/A | #N/A | #N/A | #N/A | #N/A
[7 empty] | 11 | 4 | 7386 | 18 | 2020-11-04 | Monday | 1 | No | #N/A | #N/A | #N/A | #N/A | #N/A | #N/A | #N/A | #N/A | #N/A | #N/A | #N/A | #N/A | #N/A | #N/A | #N/A | #N/A | #N/A | #N/A | #N/A | #N/A | #N/A | #N/A | #N/A | #N/A | #N/A | #N/A | #N/A | #N/A | #N/A | #N/A | #N/A | #N/A | #N/A | #N/A | #N/A | #N/A
[7 empty] | 11 | 4 | 7387 | 19 | 2020-11-04 | Monday | 1 | No | #N/A | #N/A | #N/A | #N/A | #N/A | #N/A | #N/A | #N/A | #N/A | #N/A | #N/A | #N/A | #N/A | #N/A | #N/A | #N/A | #N/A | #N/A | #N/A | #N/A | #N/A | #N/A | #N/A | #N/A | #N/A | #N/A | #N/A | #N/A | #N/A | #N/A | #N/A | #N/A | #N/A | #N/A | #N/A | #N/A
[7 empty] | 11 | 4 | 7388 | 20 | 2020-11-04 | Monday | 1 | No | #N/A | #N/A | #N/A | #N/A | #N/A | #N/A | #N/A | #N/A | #N/A | #N/A | #N/A | #N/A | #N/A | #N/A | #N/A | #N/A | #N/A | #N/A | #N/A | #N/A | #N/A | #N/A | #N/A | #N/A | #N/A | #N/A | #N/A | #N/A | #N/A | #N/A | #N/A | #N/A | #N/A | #N/A | #N/A | #N/A
[7 empty] | 11 | 4 | 7389 | 21 | 2020-11-04 | Monday | 1 | No | #N/A | #N/A | #N/A | #N/A | #N/A | #N/A | #N/A | #N/A | #N/A | #N/A | #N/A | #N/A | #N/A | #N/A | #N/A | #N/A | #N/A | #N/A | #N/A | #N/A | #N/A | #N/A | #N/A | #N/A | #N/A | #N/A | #N/A | #N/A | #N/A | #N/A | #N/A | #N/A | #N/A | #N/A | #N/A | #N/A
[7 empty] | 11 | 4 | 7390 | 22 | 2020-11-04 | Monday | 1 | No | #N/A | #N/A | #N/A | #N/A | #N/A | #N/A | #N/A | #N/A | #N/A | #N/A | #N/A | #N/A | #N/A | #N/A | #N/A | #N/A | #N/A | #N/A | #N/A | #N/A | #N/A | #N/A | #N/A | #N/A | #N/A | #N/A | #N/A | #N/A | #N/A | #N/A | #N/A | #N/A | #N/A | #N/A | #N/A | #N/A
[7 empty] | 11 | 4 | 7391 | 23 | 2020-11-04 | Monday | 1 | No | #N/A | #N/A | #N/A | #N/A | #N/A | #N/A | #N/A | #N/A | #N/A | #N/A | #N/A | #N/A | #N/A | #N/A | #N/A | #N/A | #N/A | #N/A | #N/A | #N/A | #N/A | #N/A | #N/A | #N/A | #N/A | #N/A | #N/A | #N/A | #N/A | #N/A | #N/A | #N/A | #N/A | #N/A | #N/A | #N/A
[7 empty] | 11 | 4 | 7392 | 24 | 2020-11-04 | Monday | 1 | No | #N/A | #N/A | #N/A | #N/A | #N/A | #N/A | #N/A | #N/A | #N/A | #N/A | #N/A | #N/A | #N/A | #N/A | #N/A | #N/A | #N/A | #N/A | #N/A | #N/A | #N/A | #N/A | #N/A | #N/A | #N/A | #N/A | #N/A | #N/A | #N/A | #N/A | #N/A | #N/A | #N/A | #N/A | #N/A | #N/A
[7 empty] | 11 | 5 | 7393 | 1 | 2020-11-05 | Tuesday | 2 | No | #N/A | #N/A | #N/A | #N/A | #N/A | #N/A | #N/A | #N/A | #N/A | #N/A | #N/A | #N/A | #N/A | #N/A | #N/A | #N/A | #N/A | #N/A | #N/A | #N/A | #N/A | #N/A | #N/A | #N/A | #N/A | #N/A | #N/A | #N/A | #N/A | #N/A | #N/A | #N/A | #N/A | #N/A | #N/A | #N/A
[7 empty] | 11 | 5 | 7394 | 2 | 2020-11-05 | Tuesday | 2 | No | #N/A | #N/A | #N/A | #N/A | #N/A | #N/A | #N/A | #N/A | #N/A | #N/A | #N/A | #N/A | #N/A | #N/A | #N/A | #N/A | #N/A | #N/A | #N/A | #N/A | #N/A | #N/A | #N/A | #N/A | #N/A | #N/A | #N/A | #N/A | #N/A | #N/A | #N/A | #N/A | #N/A | #N/A | #N/A | #N/A
[7 empty] | 11 | 5 | 7395 | 3 | 2020-11-05 | Tuesday | 2 | No | #N/A | #N/A | #N/A | #N/A | #N/A | #N/A | #N/A | #N/A | #N/A | #N/A | #N/A | #N/A | #N/A | #N/A | #N/A | #N/A | #N/A | #N/A | #N/A | #N/A | #N/A | #N/A | #N/A | #N/A | #N/A | #N/A | #N/A | #N/A | #N/A | #N/A | #N/A | #N/A | #N/A | #N/A | #N/A | #N/A
[7 empty] | 11 | 5 | 7396 | 4 | 2020-11-05 | Tuesday | 2 | No | #N/A | #N/A | #N/A | #N/A | #N/A | #N/A | #N/A | #N/A | #N/A | #N/A | #N/A | #N/A | #N/A | #N/A | #N/A | #N/A | #N/A | #N/A | #N/A | #N/A | #N/A | #N/A | #N/A | #N/A | #N/A | #N/A | #N/A | #N/A | #N/A | #N/A | #N/A | #N/A | #N/A | #N/A | #N/A | #N/A
[7 empty] | 11 | 5 | 7397 | 5 | 2020-11-05 | Tuesday | 2 | No | #N/A | #N/A | #N/A | #N/A | #N/A | #N/A | #N/A | #N/A | #N/A | #N/A | #N/A | #N/A | #N/A | #N/A | #N/A | #N/A | #N/A | #N/A | #N/A | #N/A | #N/A | #N/A | #N/A | #N/A | #N/A | #N/A | #N/A | #N/A | #N/A | #N/A | #N/A | #N/A | #N/A | #N/A | #N/A | #N/A
[7 empty] | 11 | 5 | 7398 | 6 | 2020-11-05 | Tuesday | 2 | No | #N/A | #N/A | #N/A | #N/A | #N/A | #N/A | #N/A | #N/A | #N/A | #N/A | #N/A | #N/A | #N/A | #N/A | #N/A | #N/A | #N/A | #N/A | #N/A | #N/A | #N/A | #N/A | #N/A | #N/A | #N/A | #N/A | #N/A | #N/A | #N/A | #N/A | #N/A | #N/A | #N/A | #N/A | #N/A | #N/A
[7 empty] | 11 | 5 | 7399 | 7 | 2020-11-05 | Tuesday | 2 | No | #N/A | #N/A | #N/A | #N/A | #N/A | #N/A | #N/A | #N/A | #N/A | #N/A | #N/A | #N/A | #N/A | #N/A | #N/A | #N/A | #N/A | #N/A | #N/A | #N/A | #N/A | #N/A | #N/A | #N/A | #N/A | #N/A | #N/A | #N/A | #N/A | #N/A | #N/A | #N/A | #N/A | #N/A | #N/A | #N/A
[7 empty] | 11 | 5 | 7400 | 8 | 2020-11-05 | Tuesday | 2 | No | #N/A | #N/A | #N/A | #N/A | #N/A | #N/A | #N/A | #N/A | #N/A | #N/A | #N/A | #N/A | #N/A | #N/A | #N/A | #N/A | #N/A | #N/A | #N/A | #N/A | #N/A | #N/A | #N/A | #N/A | #N/A | #N/A | #N/A | #N/A | #N/A | #N/A | #N/A | #N/A | #N/A | #N/A | #N/A | #N/A
[7 empty] | 11 | 5 | 7401 | 9 | 2020-11-05 | Tuesday | 2 | No | #N/A | #N/A | #N/A | #N/A | #N/A | #N/A | #N/A | #N/A | #N/A | #N/A | #N/A | #N/A | #N/A | #N/A | #N/A | #N/A | #N/A | #N/A | #N/A | #N/A | #N/A | #N/A | #N/A | #N/A | #N/A | #N/A | #N/A | #N/A | #N/A | #N/A | #N/A | #N/A | #N/A | #N/A | #N/A | #N/A
[7 empty] | 11 | 5 | 7402 | 10 | 2020-11-05 | Tuesday | 2 | No | #N/A | #N/A | #N/A | #N/A | #N/A | #N/A | #N/A | #N/A | #N/A | #N/A | #N/A | #N/A | #N/A | #N/A | #N/A | #N/A | #N/A | #N/A | #N/A | #N/A | #N/A | #N/A | #N/A | #N/A | #N/A | #N/A | #N/A | #N/A | #N/A | #N/A | #N/A | #N/A | #N/A | #N/A | #N/A | #N/A
[7 empty] | 11 | 5 | 7403 | 11 | 2020-11-05 | Tuesday | 2 | No | #N/A | #N/A | #N/A | #N/A | #N/A | #N/A | #N/A | #N/A | #N/A | #N/A | #N/A | #N/A | #N/A | #N/A | #N/A | #N/A | #N/A | #N/A | #N/A | #N/A | #N/A | #N/A | #N/A | #N/A | #N/A | #N/A | #N/A | #N/A | #N/A | #N/A | #N/A | #N/A | #N/A | #N/A | #N/A | #N/A
[7 empty] | 11 | 5 | 7404 | 12 | 2020-11-05 | Tuesday | 2 | No | #N/A | #N/A | #N/A | #N/A | #N/A | #N/A | #N/A | #N/A | #N/A | #N/A | #N/A | #N/A | #N/A | #N/A | #N/A | #N/A | #N/A | #N/A | #N/A | #N/A | #N/A | #N/A | #N/A | #N/A | #N/A | #N/A | #N/A | #N/A | #N/A | #N/A | #N/A | #N/A | #N/A | #N/A | #N/A | #N/A
[7 empty] | 11 | 5 | 7405 | 13 | 2020-11-05 | Tuesday | 2 | No | #N/A | #N/A | #N/A | #N/A | #N/A | #N/A | #N/A | #N/A | #N/A | #N/A | #N/A | #N/A | #N/A | #N/A | #N/A | #N/A | #N/A | #N/A | #N/A | #N/A | #N/A | #N/A | #N/A | #N/A | #N/A | #N/A | #N/A | #N/A | #N/A | #N/A | #N/A | #N/A | #N/A | #N/A | #N/A | #N/A
[7 empty] | 11 | 5 | 7406 | 14 | 2020-11-05 | Tuesday | 2 | No | #N/A | #N/A | #N/A | #N/A | #N/A | #N/A | #N/A | #N/A | #N/A | #N/A | #N/A | #N/A | #N/A | #N/A | #N/A | #N/A | #N/A | #N/A | #N/A | #N/A | #N/A | #N/A | #N/A | #N/A | #N/A | #N/A | #N/A | #N/A | #N/A | #N/A | #N/A | #N/A | #N/A | #N/A | #N/A | #N/A
[7 empty] | 11 | 5 | 7407 | 15 | 2020-11-05 | Tuesday | 2 | No | #N/A | #N/A | #N/A | #N/A | #N/A | #N/A | #N/A | #N/A | #N/A | #N/A | #N/A | #N/A | #N/A | #N/A | #N/A | #N/A | #N/A | #N/A | #N/A | #N/A | #N/A | #N/A | #N/A | #N/A | #N/A | #N/A | #N/A | #N/A | #N/A | #N/A | #N/A | #N/A | #N/A | #N/A | #N/A | #N/A
[7 empty] | 11 | 5 | 7408 | 16 | 2020-11-05 | Tuesday | 2 | No | #N/A | #N/A | #N/A | #N/A | #N/A | #N/A | #N/A | #N/A | #N/A | #N/A | #N/A | #N/A | #N/A | #N/A | #N/A | #N/A | #N/A | #N/A | #N/A | #N/A | #N/A | #N/A | #N/A | #N/A | #N/A | #N/A | #N/A | #N/A | #N/A | #N/A | #N/A | #N/A | #N/A | #N/A | #N/A | #N/A
[7 empty] | 11 | 5 | 7409 | 17 | 2020-11-05 | Tuesday | 2 | No | #N/A | #N/A | #N/A | #N/A | #N/A | #N/A | #N/A | #N/A | #N/A | #N/A | #N/A | #N/A | #N/A | #N/A | #N/A | #N/A | #N/A | #N/A | #N/A | #N/A | #N/A | #N/A | #N/A | #N/A | #N/A | #N/A | #N/A | #N/A | #N/A | #N/A | #N/A | #N/A | #N/A | #N/A | #N/A | #N/A
[7 empty] | 11 | 5 | 7410 | 18 | 2020-11-05 | Tuesday | 2 | No | #N/A | #N/A | #N/A | #N/A | #N/A | #N/A | #N/A | #N/A | #N/A | #N/A | #N/A | #N/A | #N/A | #N/A | #N/A | #N/A | #N/A | #N/A | #N/A | #N/A | #N/A | #N/A | #N/A | #N/A | #N/A | #N/A | #N/A | #N/A | #N/A | #N/A | #N/A | #N/A | #N/A | #N/A | #N/A | #N/A
[7 empty] | 11 | 5 | 7411 | 19 | 2020-11-05 | Tuesday | 2 | No | #N/A | #N/A | #N/A | #N/A | #N/A | #N/A | #N/A | #N/A | #N/A | #N/A | #N/A | #N/A | #N/A | #N/A | #N/A | #N/A | #N/A | #N/A | #N/A | #N/A | #N/A | #N/A | #N/A | #N/A | #N/A | #N/A | #N/A | #N/A | #N/A | #N/A | #N/A | #N/A | #N/A | #N/A | #N/A | #N/A
[7 empty] | 11 | 5 | 7412 | 20 | 2020-11-05 | Tuesday | 2 | No | #N/A | #N/A | #N/A | #N/A | #N/A | #N/A | #N/A | #N/A | #N/A | #N/A | #N/A | #N/A | #N/A | #N/A | #N/A | #N/A | #N/A | #N/A | #N/A | #N/A | #N/A | #N/A | #N/A | #N/A | #N/A | #N/A | #N/A | #N/A | #N/A | #N/A | #N/A | #N/A | #N/A | #N/A | #N/A | #N/A
[7 empty] | 11 | 5 | 7413 | 21 | 2020-11-05 | Tuesday | 2 | No | #N/A | #N/A | #N/A | #N/A | #N/A | #N/A | #N/A | #N/A | #N/A | #N/A | #N/A | #N/A | #N/A | #N/A | #N/A | #N/A | #N/A | #N/A | #N/A | #N/A | #N/A | #N/A | #N/A | #N/A | #N/A | #N/A | #N/A | #N/A | #N/A | #N/A | #N/A | #N/A | #N/A | #N/A | #N/A | #N/A
[7 empty] | 11 | 5 | 7414 | 22 | 2020-11-05 | Tuesday | 2 | No | #N/A | #N/A | #N/A | #N/A | #N/A | #N/A | #N/A | #N/A | #N/A | #N/A | #N/A | #N/A | #N/A | #N/A | #N/A | #N/A | #N/A | #N/A | #N/A | #N/A | #N/A | #N/A | #N/A | #N/A | #N/A | #N/A | #N/A | #N/A | #N/A | #N/A | #N/A | #N/A | #N/A | #N/A | #N/A | #N/A
[7 empty] | 11 | 5 | 7415 | 23 | 2020-11-05 | Tuesday | 2 | No | #N/A | #N/A | #N/A | #N/A | #N/A | #N/A | #N/A | #N/A | #N/A | #N/A | #N/A | #N/A | #N/A | #N/A | #N/A | #N/A | #N/A | #N/A | #N/A | #N/A | #N/A | #N/A | #N/A | #N/A | #N/A | #N/A | #N/A | #N/A | #N/A | #N/A | #N/A | #N/A | #N/A | #N/A | #N/A | #N/A
[7 empty] | 11 | 5 | 7416 | 24 | 2020-11-05 | Tuesday | 2 | No | #N/A | #N/A | #N/A | #N/A | #N/A | #N/A | #N/A | #N/A | #N/A | #N/A | #N/A | #N/A | #N/A | #N/A | #N/A | #N/A | #N/A | #N/A | #N/A | #N/A | #N/A | #N/A | #N/A | #N/A | #N/A | #N/A | #N/A | #N/A | #N/A | #N/A | #N/A | #N/A | #N/A | #N/A | #N/A | #N/A
[7 empty] | 11 | 6 | 7417 | 1 | 2020-11-06 | Wednesday | 3 | No | #N/A | #N/A | #N/A | #N/A | #N/A | #N/A | #N/A | #N/A | #N/A | #N/A | #N/A | #N/A | #N/A | #N/A | #N/A | #N/A | #N/A | #N/A | #N/A | #N/A | #N/A | #N/A | #N/A | #N/A | #N/A | #N/A | #N/A | #N/A | #N/A | #N/A | #N/A | #N/A | #N/A | #N/A | #N/A | #N/A
[7 empty] | 11 | 6 | 7418 | 2 | 2020-11-06 | Wednesday | 3 | No | #N/A | #N/A | #N/A | #N/A | #N/A | #N/A | #N/A | #N/A | #N/A | #N/A | #N/A | #N/A | #N/A | #N/A | #N/A | #N/A | #N/A | #N/A | #N/A | #N/A | #N/A | #N/A | #N/A | #N/A | #N/A | #N/A | #N/A | #N/A | #N/A | #N/A | #N/A | #N/A | #N/A | #N/A | #N/A | #N/A
[7 empty] | 11 | 6 | 7419 | 3 | 2020-11-06 | Wednesday | 3 | No | #N/A | #N/A | #N/A | #N/A | #N/A | #N/A | #N/A | #N/A | #N/A | #N/A | #N/A | #N/A | #N/A | #N/A | #N/A | #N/A | #N/A | #N/A | #N/A | #N/A | #N/A | #N/A | #N/A | #N/A | #N/A | #N/A | #N/A | #N/A | #N/A | #N/A | #N/A | #N/A | #N/A | #N/A | #N/A | #N/A
[7 empty] | 11 | 6 | 7420 | 4 | 2020-11-06 | Wednesday | 3 | No | #N/A | #N/A | #N/A | #N/A | #N/A | #N/A | #N/A | #N/A | #N/A | #N/A | #N/A | #N/A | #N/A | #N/A | #N/A | #N/A | #N/A | #N/A | #N/A | #N/A | #N/A | #N/A | #N/A | #N/A | #N/A | #N/A | #N/A | #N/A | #N/A | #N/A | #N/A | #N/A | #N/A | #N/A | #N/A | #N/A
[7 empty] | 11 | 6 | 7421 | 5 | 2020-11-06 | Wednesday | 3 | No | #N/A | #N/A | #N/A | #N/A | #N/A | #N/A | #N/A | #N/A | #N/A | #N/A | #N/A | #N/A | #N/A | #N/A | #N/A | #N/A | #N/A | #N/A | #N/A | #N/A | #N/A | #N/A | #N/A | #N/A | #N/A | #N/A | #N/A | #N/A | #N/A | #N/A | #N/A | #N/A | #N/A | #N/A | #N/A | #N/A
[7 empty] | 11 | 6 | 7422 | 6 | 2020-11-06 | Wednesday | 3 | No | #N/A | #N/A | #N/A | #N/A | #N/A | #N/A | #N/A | #N/A | #N/A | #N/A | #N/A | #N/A | #N/A | #N/A | #N/A | #N/A | #N/A | #N/A | #N/A | #N/A | #N/A | #N/A | #N/A | #N/A | #N/A | #N/A | #N/A | #N/A | #N/A | #N/A | #N/A | #N/A | #N/A | #N/A | #N/A | #N/A
[7 empty] | 11 | 6 | 7423 | 7 | 2020-11-06 | Wednesday | 3 | No | #N/A | #N/A | #N/A | #N/A | #N/A | #N/A | #N/A | #N/A | #N/A | #N/A | #N/A | #N/A | #N/A | #N/A | #N/A | #N/A | #N/A | #N/A | #N/A | #N/A | #N/A | #N/A | #N/A | #N/A | #N/A | #N/A | #N/A | #N/A | #N/A | #N/A | #N/A | #N/A | #N/A | #N/A | #N/A | #N/A
[7 empty] | 11 | 6 | 7424 | 8 | 2020-11-06 | Wednesday | 3 | No | #N/A | #N/A | #N/A | #N/A | #N/A | #N/A | #N/A | #N/A | #N/A | #N/A | #N/A | #N/A | #N/A | #N/A | #N/A | #N/A | #N/A | #N/A | #N/A | #N/A | #N/A | #N/A | #N/A | #N/A | #N/A | #N/A | #N/A | #N/A | #N/A | #N/A | #N/A | #N/A | #N/A | #N/A | #N/A | #N/A
[7 empty] | 11 | 6 | 7425 | 9 | 2020-11-06 | Wednesday | 3 | No | #N/A | #N/A | #N/A | #N/A | #N/A | #N/A | #N/A | #N/A | #N/A | #N/A | #N/A | #N/A | #N/A | #N/A | #N/A | #N/A | #N/A | #N/A | #N/A | #N/A | #N/A | #N/A | #N/A | #N/A | #N/A | #N/A | #N/A | #N/A | #N/A | #N/A | #N/A | #N/A | #N/A | #N/A | #N/A | #N/A
[7 empty] | 11 | 6 | 7426 | 10 | 2020-11-06 | Wednesday | 3 | No | #N/A | #N/A | #N/A | #N/A | #N/A | #N/A | #N/A | #N/A | #N/A | #N/A | #N/A | #N/A | #N/A | #N/A | #N/A | #N/A | #N/A | #N/A | #N/A | #N/A | #N/A | #N/A | #N/A | #N/A | #N/A | #N/A | #N/A | #N/A | #N/A | #N/A | #N/A | #N/A | #N/A | #N/A | #N/A | #N/A
[7 empty] | 11 | 6 | 7427 | 11 | 2020-11-06 | Wednesday | 3 | No | #N/A | #N/A | #N/A | #N/A | #N/A | #N/A | #N/A | #N/A | #N/A | #N/A | #N/A | #N/A | #N/A | #N/A | #N/A | #N/A | #N/A | #N/A | #N/A | #N/A | #N/A | #N/A | #N/A | #N/A | #N/A | #N/A | #N/A | #N/A | #N/A | #N/A | #N/A | #N/A | #N/A | #N/A | #N/A | #N/A
[7 empty] | 11 | 6 | 7428 | 12 | 2020-11-06 | Wednesday | 3 | No | #N/A | #N/A | #N/A | #N/A | #N/A | #N/A | #N/A | #N/A | #N/A | #N/A | #N/A | #N/A | #N/A | #N/A | #N/A | #N/A | #N/A | #N/A | #N/A | #N/A | #N/A | #N/A | #N/A | #N/A | #N/A | #N/A | #N/A | #N/A | #N/A | #N/A | #N/A | #N/A | #N/A | #N/A | #N/A | #N/A
[7 empty] | 11 | 6 | 7429 | 13 | 2020-11-06 | Wednesday | 3 | No | #N/A | #N/A | #N/A | #N/A | #N/A | #N/A | #N/A | #N/A | #N/A | #N/A | #N/A | #N/A | #N/A | #N/A | #N/A | #N/A | #N/A | #N/A | #N/A | #N/A | #N/A | #N/A | #N/A | #N/A | #N/A | #N/A | #N/A | #N/A | #N/A | #N/A | #N/A | #N/A | #N/A | #N/A | #N/A | #N/A
[7 empty] | 11 | 6 | 7430 | 14 | 2020-11-06 | Wednesday | 3 | No | #N/A | #N/A | #N/A | #N/A | #N/A | #N/A | #N/A | #N/A | #N/A | #N/A | #N/A | #N/A | #N/A | #N/A | #N/A | #N/A | #N/A | #N/A | #N/A | #N/A | #N/A | #N/A | #N/A | #N/A | #N/A | #N/A | #N/A | #N/A | #N/A | #N/A | #N/A | #N/A | #N/A | #N/A | #N/A | #N/A
[7 empty] | 11 | 6 | 7431 | 15 | 2020-11-06 | Wednesday | 3 | No | #N/A | #N/A | #N/A | #N/A | #N/A | #N/A | #N/A | #N/A | #N/A | #N/A | #N/A | #N/A | #N/A | #N/A | #N/A | #N/A | #N/A | #N/A | #N/A | #N/A | #N/A | #N/A | #N/A | #N/A | #N/A | #N/A | #N/A | #N/A | #N/A | #N/A | #N/A | #N/A | #N/A | #N/A | #N/A | #N/A
[7 empty] | 11 | 6 | 7432 | 16 | 2020-11-06 | Wednesday | 3 | No | #N/A | #N/A | #N/A | #N/A | #N/A | #N/A | #N/A | #N/A | #N/A | #N/A | #N/A | #N/A | #N/A | #N/A | #N/A | #N/A | #N/A | #N/A | #N/A | #N/A | #N/A | #N/A | #N/A | #N/A | #N/A | #N/A | #N/A | #N/A | #N/A | #N/A | #N/A | #N/A | #N/A | #N/A | #N/A | #N/A
[7 empty] | 11 | 6 | 7433 | 17 | 2020-11-06 | Wednesday | 3 | No | #N/A | #N/A | #N/A | #N/A | #N/A | #N/A | #N/A | #N/A | #N/A | #N/A | #N/A | #N/A | #N/A | #N/A | #N/A | #N/A | #N/A | #N/A | #N/A | #N/A | #N/A | #N/A | #N/A | #N/A | #N/A | #N/A | #N/A | #N/A | #N/A | #N/A | #N/A | #N/A | #N/A | #N/A | #N/A | #N/A
[7 empty] | 11 | 6 | 7434 | 18 | 2020-11-06 | Wednesday | 3 | No | #N/A | #N/A | #N/A | #N/A | #N/A | #N/A | #N/A | #N/A | #N/A | #N/A | #N/A | #N/A | #N/A | #N/A | #N/A | #N/A | #N/A | #N/A | #N/A | #N/A | #N/A | #N/A | #N/A | #N/A | #N/A | #N/A | #N/A | #N/A | #N/A | #N/A | #N/A | #N/A | #N/A | #N/A | #N/A | #N/A
[7 empty] | 11 | 6 | 7435 | 19 | 2020-11-06 | Wednesday | 3 | No | #N/A | #N/A | #N/A | #N/A | #N/A | #N/A | #N/A | #N/A | #N/A | #N/A | #N/A | #N/A | #N/A | #N/A | #N/A | #N/A | #N/A | #N/A | #N/A | #N/A | #N/A | #N/A | #N/A | #N/A | #N/A | #N/A | #N/A | #N/A | #N/A | #N/A | #N/A | #N/A | #N/A | #N/A | #N/A | #N/A
[7 empty] | 11 | 6 | 7436 | 20 | 2020-11-06 | Wednesday | 3 | No | #N/A | #N/A | #N/A | #N/A | #N/A | #N/A | #N/A | #N/A | #N/A | #N/A | #N/A | #N/A | #N/A | #N/A | #N/A | #N/A | #N/A | #N/A | #N/A | #N/A | #N/A | #N/A | #N/A | #N/A | #N/A | #N/A | #N/A | #N/A | #N/A | #N/A | #N/A | #N/A | #N/A | #N/A | #N/A | #N/A
[7 empty] | 11 | 6 | 7437 | 21 | 2020-11-06 | Wednesday | 3 | No | #N/A | #N/A | #N/A | #N/A | #N/A | #N/A | #N/A | #N/A | #N/A | #N/A | #N/A | #N/A | #N/A | #N/A | #N/A | #N/A | #N/A | #N/A | #N/A | #N/A | #N/A | #N/A | #N/A | #N/A | #N/A | #N/A | #N/A | #N/A | #N/A | #N/A | #N/A | #N/A | #N/A | #N/A | #N/A | #N/A
[7 empty] | 11 | 6 | 7438 | 22 | 2020-11-06 | Wednesday | 3 | No | #N/A | #N/A | #N/A | #N/A | #N/A | #N/A | #N/A | #N/A | #N/A | #N/A | #N/A | #N/A | #N/A | #N/A | #N/A | #N/A | #N/A | #N/A | #N/A | #N/A | #N/A | #N/A | #N/A | #N/A | #N/A | #N/A | #N/A | #N/A | #N/A | #N/A | #N/A | #N/A | #N/A | #N/A | #N/A | #N/A
[7 empty] | 11 | 6 | 7439 | 23 | 2020-11-06 | Wednesday | 3 | No | #N/A | #N/A | #N/A | #N/A | #N/A | #N/A | #N/A | #N/A | #N/A | #N/A | #N/A | #N/A | #N/A | #N/A | #N/A | #N/A | #N/A | #N/A | #N/A | #N/A | #N/A | #N/A | #N/A | #N/A | #N/A | #N/A | #N/A | #N/A | #N/A | #N/A | #N/A | #N/A | #N/A | #N/A | #N/A | #N/A
[7 empty] | 11 | 6 | 7440 | 24 | 2020-11-06 | Wednesday | 3 | No | #N/A | #N/A | #N/A | #N/A | #N/A | #N/A | #N/A | #N/A | #N/A | #N/A | #N/A | #N/A | #N/A | #N/A | #N/A | #N/A | #N/A | #N/A | #N/A | #N/A | #N/A | #N/A | #N/A | #N/A | #N/A | #N/A | #N/A | #N/A | #N/A | #N/A | #N/A | #N/A | #N/A | #N/A | #N/A | #N/A
[7 empty] | 11 | 7 | 7441 | 1 | 2020-11-07 | Thursday | 4 | No | #N/A | #N/A | #N/A | #N/A | #N/A | #N/A | #N/A | #N/A | #N/A | #N/A | #N/A | #N/A | #N/A | #N/A | #N/A | #N/A | #N/A | #N/A | #N/A | #N/A | #N/A | #N/A | #N/A | #N/A | #N/A | #N/A | #N/A | #N/A | #N/A | #N/A | #N/A | #N/A | #N/A | #N/A | #N/A | #N/A
[7 empty] | 11 | 7 | 7442 | 2 | 2020-11-07 | Thursday | 4 | No | #N/A | #N/A | #N/A | #N/A | #N/A | #N/A | #N/A | #N/A | #N/A | #N/A | #N/A | #N/A | #N/A | #N/A | #N/A | #N/A | #N/A | #N/A | #N/A | #N/A | #N/A | #N/A | #N/A | #N/A | #N/A | #N/A | #N/A | #N/A | #N/A | #N/A | #N/A | #N/A | #N/A | #N/A | #N/A | #N/A
[7 empty] | 11 | 7 | 7443 | 3 | 2020-11-07 | Thursday | 4 | No | #N/A | #N/A | #N/A | #N/A | #N/A | #N/A | #N/A | #N/A | #N/A | #N/A | #N/A | #N/A | #N/A | #N/A | #N/A | #N/A | #N/A | #N/A | #N/A | #N/A | #N/A | #N/A | #N/A | #N/A | #N/A | #N/A | #N/A | #N/A | #N/A | #N/A | #N/A | #N/A | #N/A | #N/A | #N/A | #N/A
[7 empty] | 11 | 7 | 7444 | 4 | 2020-11-07 | Thursday | 4 | No | #N/A | #N/A | #N/A | #N/A | #N/A | #N/A | #N/A | #N/A | #N/A | #N/A | #N/A | #N/A | #N/A | #N/A | #N/A | #N/A | #N/A | #N/A | #N/A | #N/A | #N/A | #N/A | #N/A | #N/A | #N/A | #N/A | #N/A | #N/A | #N/A | #N/A | #N/A | #N/A | #N/A | #N/A | #N/A | #N/A
[7 empty] | 11 | 7 | 7445 | 5 | 2020-11-07 | Thursday | 4 | No | #N/A | #N/A | #N/A | #N/A | #N/A | #N/A | #N/A | #N/A | #N/A | #N/A | #N/A | #N/A | #N/A | #N/A | #N/A | #N/A | #N/A | #N/A | #N/A | #N/A | #N/A | #N/A | #N/A | #N/A | #N/A | #N/A | #N/A | #N/A | #N/A | #N/A | #N/A | #N/A | #N/A | #N/A | #N/A | #N/A
[7 empty] | 11 | 7 | 7446 | 6 | 2020-11-07 | Thursday | 4 | No | #N/A | #N/A | #N/A | #N/A | #N/A | #N/A | #N/A | #N/A | #N/A | #N/A | #N/A | #N/A | #N/A | #N/A | #N/A | #N/A | #N/A | #N/A | #N/A | #N/A | #N/A | #N/A | #N/A | #N/A | #N/A | #N/A | #N/A | #N/A | #N/A | #N/A | #N/A | #N/A | #N/A | #N/A | #N/A | #N/A
[7 empty] | 11 | 7 | 7447 | 7 | 2020-11-07 | Thursday | 4 | No | #N/A | #N/A | #N/A | #N/A | #N/A | #N/A | #N/A | #N/A | #N/A | #N/A | #N/A | #N/A | #N/A | #N/A | #N/A | #N/A | #N/A | #N/A | #N/A | #N/A | #N/A | #N/A | #N/A | #N/A | #N/A | #N/A | #N/A | #N/A | #N/A | #N/A | #N/A | #N/A | #N/A | #N/A | #N/A | #N/A
[7 empty] | 11 | 7 | 7448 | 8 | 2020-11-07 | Thursday | 4 | No | #N/A | #N/A | #N/A | #N/A | #N/A | #N/A | #N/A | #N/A | #N/A | #N/A | #N/A | #N/A | #N/A | #N/A | #N/A | #N/A | #N/A | #N/A | #N/A | #N/A | #N/A | #N/A | #N/A | #N/A | #N/A | #N/A | #N/A | #N/A | #N/A | #N/A | #N/A | #N/A | #N/A | #N/A | #N/A | #N/A
[7 empty] | 11 | 7 | 7449 | 9 | 2020-11-07 | Thursday | 4 | No | #N/A | #N/A | #N/A | #N/A | #N/A | #N/A | #N/A | #N/A | #N/A | #N/A | #N/A | #N/A | #N/A | #N/A | #N/A | #N/A | #N/A | #N/A | #N/A | #N/A | #N/A | #N/A | #N/A | #N/A | #N/A | #N/A | #N/A | #N/A | #N/A | #N/A | #N/A | #N/A | #N/A | #N/A | #N/A | #N/A
[7 empty] | 11 | 7 | 7450 | 10 | 2020-11-07 | Thursday | 4 | No | #N/A | #N/A | #N/A | #N/A | #N/A | #N/A | #N/A | #N/A | #N/A | #N/A | #N/A | #N/A | #N/A | #N/A | #N/A | #N/A | #N/A | #N/A | #N/A | #N/A | #N/A | #N/A | #N/A | #N/A | #N/A | #N/A | #N/A | #N/A | #N/A | #N/A | #N/A | #N/A | #N/A | #N/A | #N/A | #N/A
[7 empty] | 11 | 7 | 7451 | 11 | 2020-11-07 | Thursday | 4 | No | #N/A | #N/A | #N/A | #N/A | #N/A | #N/A | #N/A | #N/A | #N/A | #N/A | #N/A | #N/A | #N/A | #N/A | #N/A | #N/A | #N/A | #N/A | #N/A | #N/A | #N/A | #N/A | #N/A | #N/A | #N/A | #N/A | #N/A | #N/A | #N/A | #N/A | #N/A | #N/A | #N/A | #N/A | #N/A | #N/A
[7 empty] | 11 | 7 | 7452 | 12 | 2020-11-07 | Thursday | 4 | No | #N/A | #N/A | #N/A | #N/A | #N/A | #N/A | #N/A | #N/A | #N/A | #N/A | #N/A | #N/A | #N/A | #N/A | #N/A | #N/A | #N/A | #N/A | #N/A | #N/A | #N/A | #N/A | #N/A | #N/A | #N/A | #N/A | #N/A | #N/A | #N/A | #N/A | #N/A | #N/A | #N/A | #N/A | #N/A | #N/A
[7 empty] | 11 | 7 | 7453 | 13 | 2020-11-07 | Thursday | 4 | No | #N/A | #N/A | #N/A | #N/A | #N/A | #N/A | #N/A | #N/A | #N/A | #N/A | #N/A | #N/A | #N/A | #N/A | #N/A | #N/A | #N/A | #N/A | #N/A | #N/A | #N/A | #N/A | #N/A | #N/A | #N/A | #N/A | #N/A | #N/A | #N/A | #N/A | #N/A | #N/A | #N/A | #N/A | #N/A | #N/A
[7 empty] | 11 | 7 | 7454 | 14 | 2020-11-07 | Thursday | 4 | No | #N/A | #N/A | #N/A | #N/A | #N/A | #N/A | #N/A | #N/A | #N/A | #N/A | #N/A | #N/A | #N/A | #N/A | #N/A | #N/A | #N/A | #N/A | #N/A | #N/A | #N/A | #N/A | #N/A | #N/A | #N/A | #N/A | #N/A | #N/A | #N/A | #N/A | #N/A | #N/A | #N/A | #N/A | #N/A | #N/A
[7 empty] | 11 | 7 | 7455 | 15 | 2020-11-07 | Thursday | 4 | No | #N/A | #N/A | #N/A | #N/A | #N/A | #N/A | #N/A | #N/A | #N/A | #N/A | #N/A | #N/A | #N/A | #N/A | #N/A | #N/A | #N/A | #N/A | #N/A | #N/A | #N/A | #N/A | #N/A | #N/A | #N/A | #N/A | #N/A | #N/A | #N/A | #N/A | #N/A | #N/A | #N/A | #N/A | #N/A | #N/A
[7 empty] | 11 | 7 | 7456 | 16 | 2020-11-07 | Thursday | 4 | No | #N/A | #N/A | #N/A | #N/A | #N/A | #N/A | #N/A | #N/A | #N/A | #N/A | #N/A | #N/A | #N/A | #N/A | #N/A | #N/A | #N/A | #N/A | #N/A | #N/A | #N/A | #N/A | #N/A | #N/A | #N/A | #N/A | #N/A | #N/A | #N/A | #N/A | #N/A | #N/A | #N/A | #N/A | #N/A | #N/A
[7 empty] | 11 | 7 | 7457 | 17 | 2020-11-07 | Thursday | 4 | No | #N/A | #N/A | #N/A | #N/A | #N/A | #N/A | #N/A | #N/A | #N/A | #N/A | #N/A | #N/A | #N/A | #N/A | #N/A | #N/A | #N/A | #N/A | #N/A | #N/A | #N/A | #N/A | #N/A | #N/A | #N/A | #N/A | #N/A | #N/A | #N/A | #N/A | #N/A | #N/A | #N/A | #N/A | #N/A | #N/A
[7 empty] | 11 | 7 | 7458 | 18 | 2020-11-07 | Thursday | 4 | No | #N/A | #N/A | #N/A | #N/A | #N/A | #N/A | #N/A | #N/A | #N/A | #N/A | #N/A | #N/A | #N/A | #N/A | #N/A | #N/A | #N/A | #N/A | #N/A | #N/A | #N/A | #N/A | #N/A | #N/A | #N/A | #N/A | #N/A | #N/A | #N/A | #N/A | #N/A | #N/A | #N/A | #N/A | #N/A | #N/A
[7 empty] | 11 | 7 | 7459 | 19 | 2020-11-07 | Thursday | 4 | No | #N/A | #N/A | #N/A | #N/A | #N/A | #N/A | #N/A | #N/A | #N/A | #N/A | #N/A | #N/A | #N/A | #N/A | #N/A | #N/A | #N/A | #N/A | #N/A | #N/A | #N/A | #N/A | #N/A | #N/A | #N/A | #N/A | #N/A | #N/A | #N/A | #N/A | #N/A | #N/A | #N/A | #N/A | #N/A | #N/A
[7 empty] | 11 | 7 | 7460 | 20 | 2020-11-07 | Thursday | 4 | No | #N/A | #N/A | #N/A | #N/A | #N/A | #N/A | #N/A | #N/A | #N/A | #N/A | #N/A | #N/A | #N/A | #N/A | #N/A | #N/A | #N/A | #N/A | #N/A | #N/A | #N/A | #N/A | #N/A | #N/A | #N/A | #N/A | #N/A | #N/A | #N/A | #N/A | #N/A | #N/A | #N/A | #N/A | #N/A | #N/A
[7 empty] | 11 | 7 | 7461 | 21 | 2020-11-07 | Thursday | 4 | No | #N/A | #N/A | #N/A | #N/A | #N/A | #N/A | #N/A | #N/A | #N/A | #N/A | #N/A | #N/A | #N/A | #N/A | #N/A | #N/A | #N/A | #N/A | #N/A | #N/A | #N/A | #N/A | #N/A | #N/A | #N/A | #N/A | #N/A | #N/A | #N/A | #N/A | #N/A | #N/A | #N/A | #N/A | #N/A | #N/A
[7 empty] | 11 | 7 | 7462 | 22 | 2020-11-07 | Thursday | 4 | No | #N/A | #N/A | #N/A | #N/A | #N/A | #N/A | #N/A | #N/A | #N/A | #N/A | #N/A | #N/A | #N/A | #N/A | #N/A | #N/A | #N/A | #N/A | #N/A | #N/A | #N/A | #N/A | #N/A | #N/A | #N/A | #N/A | #N/A | #N/A | #N/A | #N/A | #N/A | #N/A | #N/A | #N/A | #N/A | #N/A
[7 empty] | 11 | 7 | 7463 | 23 | 2020-11-07 | Thursday | 4 | No | #N/A | #N/A | #N/A | #N/A | #N/A | #N/A | #N/A | #N/A | #N/A | #N/A | #N/A | #N/A | #N/A | #N/A | #N/A | #N/A | #N/A | #N/A | #N/A | #N/A | #N/A | #N/A | #N/A | #N/A | #N/A | #N/A | #N/A | #N/A | #N/A | #N/A | #N/A | #N/A | #N/A | #N/A | #N/A | #N/A
[7 empty] | 11 | 7 | 7464 | 24 | 2020-11-07 | Thursday | 4 | No | #N/A | #N/A | #N/A | #N/A | #N/A | #N/A | #N/A | #N/A | #N/A | #N/A | #N/A | #N/A | #N/A | #N/A | #N/A | #N/A | #N/A | #N/A | #N/A | #N/A | #N/A | #N/A | #N/A | #N/A | #N/A | #N/A | #N/A | #N/A | #N/A | #N/A | #N/A | #N/A | #N/A | #N/A | #N/A | #N/A
[7 empty] | 11 | 8 | 7465 | 1 | 2020-11-08 | Friday | 5 | No | #N/A | #N/A | #N/A | #N/A | #N/A | #N/A | #N/A | #N/A | #N/A | #N/A | #N/A | #N/A | #N/A | #N/A | #N/A | #N/A | #N/A | #N/A | #N/A | #N/A | #N/A | #N/A | #N/A | #N/A | #N/A | #N/A | #N/A | #N/A | #N/A | #N/A | #N/A | #N/A | #N/A | #N/A | #N/A | #N/A
[7 empty] | 11 | 8 | 7466 | 2 | 2020-11-08 | Friday | 5 | No | #N/A | #N/A | #N/A | #N/A | #N/A | #N/A | #N/A | #N/A | #N/A | #N/A | #N/A | #N/A | #N/A | #N/A | #N/A | #N/A | #N/A | #N/A | #N/A | #N/A | #N/A | #N/A | #N/A | #N/A | #N/A | #N/A | #N/A | #N/A | #N/A | #N/A | #N/A | #N/A | #N/A | #N/A | #N/A | #N/A
[7 empty] | 11 | 8 | 7467 | 3 | 2020-11-08 | Friday | 5 | No | #N/A | #N/A | #N/A | #N/A | #N/A | #N/A | #N/A | #N/A | #N/A | #N/A | #N/A | #N/A | #N/A | #N/A | #N/A | #N/A | #N/A | #N/A | #N/A | #N/A | #N/A | #N/A | #N/A | #N/A | #N/A | #N/A | #N/A | #N/A | #N/A | #N/A | #N/A | #N/A | #N/A | #N/A | #N/A | #N/A
[7 empty] | 11 | 8 | 7468 | 4 | 2020-11-08 | Friday | 5 | No | #N/A | #N/A | #N/A | #N/A | #N/A | #N/A | #N/A | #N/A | #N/A | #N/A | #N/A | #N/A | #N/A | #N/A | #N/A | #N/A | #N/A | #N/A | #N/A | #N/A | #N/A | #N/A | #N/A | #N/A | #N/A | #N/A | #N/A | #N/A | #N/A | #N/A | #N/A | #N/A | #N/A | #N/A | #N/A | #N/A
[7 empty] | 11 | 8 | 7469 | 5 | 2020-11-08 | Friday | 5 | No | #N/A | #N/A | #N/A | #N/A | #N/A | #N/A | #N/A | #N/A | #N/A | #N/A | #N/A | #N/A | #N/A | #N/A | #N/A | #N/A | #N/A | #N/A | #N/A | #N/A | #N/A | #N/A | #N/A | #N/A | #N/A | #N/A | #N/A | #N/A | #N/A | #N/A | #N/A | #N/A | #N/A | #N/A | #N/A | #N/A
[7 empty] | 11 | 8 | 7470 | 6 | 2020-11-08 | Friday | 5 | No | #N/A | #N/A | #N/A | #N/A | #N/A | #N/A | #N/A | #N/A | #N/A | #N/A | #N/A | #N/A | #N/A | #N/A | #N/A | #N/A | #N/A | #N/A | #N/A | #N/A | #N/A | #N/A | #N/A | #N/A | #N/A | #N/A | #N/A | #N/A | #N/A | #N/A | #N/A | #N/A | #N/A | #N/A | #N/A | #N/A
[7 empty] | 11 | 8 | 7471 | 7 | 2020-11-08 | Friday | 5 | No | #N/A | #N/A | #N/A | #N/A | #N/A | #N/A | #N/A | #N/A | #N/A | #N/A | #N/A | #N/A | #N/A | #N/A | #N/A | #N/A | #N/A | #N/A | #N/A | #N/A | #N/A | #N/A | #N/A | #N/A | #N/A | #N/A | #N/A | #N/A | #N/A | #N/A | #N/A | #N/A | #N/A | #N/A | #N/A | #N/A
[7 empty] | 11 | 8 | 7472 | 8 | 2020-11-08 | Friday | 5 | No | #N/A | #N/A | #N/A | #N/A | #N/A | #N/A | #N/A | #N/A | #N/A | #N/A | #N/A | #N/A | #N/A | #N/A | #N/A | #N/A | #N/A | #N/A | #N/A | #N/A | #N/A | #N/A | #N/A | #N/A | #N/A | #N/A | #N/A | #N/A | #N/A | #N/A | #N/A | #N/A | #N/A | #N/A | #N/A | #N/A
[7 empty] | 11 | 8 | 7473 | 9 | 2020-11-08 | Friday | 5 | No | #N/A | #N/A | #N/A | #N/A | #N/A | #N/A | #N/A | #N/A | #N/A | #N/A | #N/A | #N/A | #N/A | #N/A | #N/A | #N/A | #N/A | #N/A | #N/A | #N/A | #N/A | #N/A | #N/A | #N/A | #N/A | #N/A | #N/A | #N/A | #N/A | #N/A | #N/A | #N/A | #N/A | #N/A | #N/A | #N/A
[7 empty] | 11 | 8 | 7474 | 10 | 2020-11-08 | Friday | 5 | No | #N/A | #N/A | #N/A | #N/A | #N/A | #N/A | #N/A | #N/A | #N/A | #N/A | #N/A | #N/A | #N/A | #N/A | #N/A | #N/A | #N/A | #N/A | #N/A | #N/A | #N/A | #N/A | #N/A | #N/A | #N/A | #N/A | #N/A | #N/A | #N/A | #N/A | #N/A | #N/A | #N/A | #N/A | #N/A | #N/A
[7 empty] | 11 | 8 | 7475 | 11 | 2020-11-08 | Friday | 5 | No | #N/A | #N/A | #N/A | #N/A | #N/A | #N/A | #N/A | #N/A | #N/A | #N/A | #N/A | #N/A | #N/A | #N/A | #N/A | #N/A | #N/A | #N/A | #N/A | #N/A | #N/A | #N/A | #N/A | #N/A | #N/A | #N/A | #N/A | #N/A | #N/A | #N/A | #N/A | #N/A | #N/A | #N/A | #N/A | #N/A
[7 empty] | 11 | 8 | 7476 | 12 | 2020-11-08 | Friday | 5 | No | #N/A | #N/A | #N/A | #N/A | #N/A | #N/A | #N/A | #N/A | #N/A | #N/A | #N/A | #N/A | #N/A | #N/A | #N/A | #N/A | #N/A | #N/A | #N/A | #N/A | #N/A | #N/A | #N/A | #N/A | #N/A | #N/A | #N/A | #N/A | #N/A | #N/A | #N/A | #N/A | #N/A | #N/A | #N/A | #N/A
[7 empty] | 11 | 8 | 7477 | 13 | 2020-11-08 | Friday | 5 | No | #N/A | #N/A | #N/A | #N/A | #N/A | #N/A | #N/A | #N/A | #N/A | #N/A | #N/A | #N/A | #N/A | #N/A | #N/A | #N/A | #N/A | #N/A | #N/A | #N/A | #N/A | #N/A | #N/A | #N/A | #N/A | #N/A | #N/A | #N/A | #N/A | #N/A | #N/A | #N/A | #N/A | #N/A | #N/A | #N/A
[7 empty] | 11 | 8 | 7478 | 14 | 2020-11-08 | Friday | 5 | No | #N/A | #N/A | #N/A | #N/A | #N/A | #N/A | #N/A | #N/A | #N/A | #N/A | #N/A | #N/A | #N/A | #N/A | #N/A | #N/A | #N/A | #N/A | #N/A | #N/A | #N/A | #N/A | #N/A | #N/A | #N/A | #N/A | #N/A | #N/A | #N/A | #N/A | #N/A | #N/A | #N/A | #N/A | #N/A | #N/A
[7 empty] | 11 | 8 | 7479 | 15 | 2020-11-08 | Friday | 5 | No | #N/A | #N/A | #N/A | #N/A | #N/A | #N/A | #N/A | #N/A | #N/A | #N/A | #N/A | #N/A | #N/A | #N/A | #N/A | #N/A | #N/A | #N/A | #N/A | #N/A | #N/A | #N/A | #N/A | #N/A | #N/A | #N/A | #N/A | #N/A | #N/A | #N/A | #N/A | #N/A | #N/A | #N/A | #N/A | #N/A
[7 empty] | 11 | 8 | 7480 | 16 | 2020-11-08 | Friday | 5 | No | #N/A | #N/A | #N/A | #N/A | #N/A | #N/A | #N/A | #N/A | #N/A | #N/A | #N/A | #N/A | #N/A | #N/A | #N/A | #N/A | #N/A | #N/A | #N/A | #N/A | #N/A | #N/A | #N/A | #N/A | #N/A | #N/A | #N/A | #N/A | #N/A | #N/A | #N/A | #N/A | #N/A | #N/A | #N/A | #N/A
[7 empty] | 11 | 8 | 7481 | 17 | 2020-11-08 | Friday | 5 | No | #N/A | #N/A | #N/A | #N/A | #N/A | #N/A | #N/A | #N/A | #N/A | #N/A | #N/A | #N/A | #N/A | #N/A | #N/A | #N/A | #N/A | #N/A | #N/A | #N/A | #N/A | #N/A | #N/A | #N/A | #N/A | #N/A | #N/A | #N/A | #N/A | #N/A | #N/A | #N/A | #N/A | #N/A | #N/A | #N/A
[7 empty] | 11 | 8 | 7482 | 18 | 2020-11-08 | Friday | 5 | No | #N/A | #N/A | #N/A | #N/A | #N/A | #N/A | #N/A | #N/A | #N/A | #N/A | #N/A | #N/A | #N/A | #N/A | #N/A | #N/A | #N/A | #N/A | #N/A | #N/A | #N/A | #N/A | #N/A | #N/A | #N/A | #N/A | #N/A | #N/A | #N/A | #N/A | #N/A | #N/A | #N/A | #N/A | #N/A | #N/A
[7 empty] | 11 | 8 | 7483 | 19 | 2020-11-08 | Friday | 5 | No | #N/A | #N/A | #N/A | #N/A | #N/A | #N/A | #N/A | #N/A | #N/A | #N/A | #N/A | #N/A | #N/A | #N/A | #N/A | #N/A | #N/A | #N/A | #N/A | #N/A | #N/A | #N/A | #N/A | #N/A | #N/A | #N/A | #N/A | #N/A | #N/A | #N/A | #N/A | #N/A | #N/A | #N/A | #N/A | #N/A
[7 empty] | 11 | 8 | 7484 | 20 | 2020-11-08 | Friday | 5 | No | #N/A | #N/A | #N/A | #N/A | #N/A | #N/A | #N/A | #N/A | #N/A | #N/A | #N/A | #N/A | #N/A | #N/A | #N/A | #N/A | #N/A | #N/A | #N/A | #N/A | #N/A | #N/A | #N/A | #N/A | #N/A | #N/A | #N/A | #N/A | #N/A | #N/A | #N/A | #N/A | #N/A | #N/A | #N/A | #N/A
[7 empty] | 11 | 8 | 7485 | 21 | 2020-11-08 | Friday | 5 | No | #N/A | #N/A | #N/A | #N/A | #N/A | #N/A | #N/A | #N/A | #N/A | #N/A | #N/A | #N/A | #N/A | #N/A | #N/A | #N/A | #N/A | #N/A | #N/A | #N/A | #N/A | #N/A | #N/A | #N/A | #N/A | #N/A | #N/A | #N/A | #N/A | #N/A | #N/A | #N/A | #N/A | #N/A | #N/A | #N/A
[7 empty] | 11 | 8 | 7486 | 22 | 2020-11-08 | Friday | 5 | No | #N/A | #N/A | #N/A | #N/A | #N/A | #N/A | #N/A | #N/A | #N/A | #N/A | #N/A | #N/A | #N/A | #N/A | #N/A | #N/A | #N/A | #N/A | #N/A | #N/A | #N/A | #N/A | #N/A | #N/A | #N/A | #N/A | #N/A | #N/A | #N/A | #N/A | #N/A | #N/A | #N/A | #N/A | #N/A | #N/A
[7 empty] | 11 | 8 | 7487 | 23 | 2020-11-08 | Friday | 5 | No | #N/A | #N/A | #N/A | #N/A | #N/A | #N/A | #N/A | #N/A | #N/A | #N/A | #N/A | #N/A | #N/A | #N/A | #N/A | #N/A | #N/A | #N/A | #N/A | #N/A | #N/A | #N/A | #N/A | #N/A | #N/A | #N/A | #N/A | #N/A | #N/A | #N/A | #N/A | #N/A | #N/A | #N/A | #N/A | #N/A
[7 empty] | 11 | 8 | 7488 | 24 | 2020-11-08 | Friday | 5 | No | #N/A | #N/A | #N/A | #N/A | #N/A | #N/A | #N/A | #N/A | #N/A | #N/A | #N/A | #N/A | #N/A | #N/A | #N/A | #N/A | #N/A | #N/A | #N/A | #N/A | #N/A | #N/A | #N/A | #N/A | #N/A | #N/A | #N/A | #N/A | #N/A | #N/A | #N/A | #N/A | #N/A | #N/A | #N/A | #N/A
[7 empty] | 11 | 9 | 7489 | 1 | 2020-11-09 | Saturday | 6 | No | #N/A | #N/A | #N/A | #N/A | #N/A | #N/A | #N/A | #N/A | #N/A | #N/A | #N/A | #N/A | #N/A | #N/A | #N/A | #N/A | #N/A | #N/A | #N/A | #N/A | #N/A | #N/A | #N/A | #N/A | #N/A | #N/A | #N/A | #N/A | #N/A | #N/A | #N/A | #N/A | #N/A | #N/A | #N/A | #N/A
[7 empty] | 11 | 9 | 7490 | 2 | 2020-11-09 | Saturday | 6 | No | #N/A | #N/A | #N/A | #N/A | #N/A | #N/A | #N/A | #N/A | #N/A | #N/A | #N/A | #N/A | #N/A | #N/A | #N/A | #N/A | #N/A | #N/A | #N/A | #N/A | #N/A | #N/A | #N/A | #N/A | #N/A | #N/A | #N/A | #N/A | #N/A | #N/A | #N/A | #N/A | #N/A | #N/A | #N/A | #N/A
[7 empty] | 11 | 9 | 7491 | 3 | 2020-11-09 | Saturday | 6 | No | #N/A | #N/A | #N/A | #N/A | #N/A | #N/A | #N/A | #N/A | #N/A | #N/A | #N/A | #N/A | #N/A | #N/A | #N/A | #N/A | #N/A | #N/A | #N/A | #N/A | #N/A | #N/A | #N/A | #N/A | #N/A | #N/A | #N/A | #N/A | #N/A | #N/A | #N/A | #N/A | #N/A | #N/A | #N/A | #N/A
[7 empty] | 11 | 9 | 7492 | 4 | 2020-11-09 | Saturday | 6 | No | #N/A | #N/A | #N/A | #N/A | #N/A | #N/A | #N/A | #N/A | #N/A | #N/A | #N/A | #N/A | #N/A | #N/A | #N/A | #N/A | #N/A | #N/A | #N/A | #N/A | #N/A | #N/A | #N/A | #N/A | #N/A | #N/A | #N/A | #N/A | #N/A | #N/A | #N/A | #N/A | #N/A | #N/A | #N/A | #N/A
[7 empty] | 11 | 9 | 7493 | 5 | 2020-11-09 | Saturday | 6 | No | #N/A | #N/A | #N/A | #N/A | #N/A | #N/A | #N/A | #N/A | #N/A | #N/A | #N/A | #N/A | #N/A | #N/A | #N/A | #N/A | #N/A | #N/A | #N/A | #N/A | #N/A | #N/A | #N/A | #N/A | #N/A | #N/A | #N/A | #N/A | #N/A | #N/A | #N/A | #N/A | #N/A | #N/A | #N/A | #N/A
[7 empty] | 11 | 9 | 7494 | 6 | 2020-11-09 | Saturday | 6 | No | #N/A | #N/A | #N/A | #N/A | #N/A | #N/A | #N/A | #N/A | #N/A | #N/A | #N/A | #N/A | #N/A | #N/A | #N/A | #N/A | #N/A | #N/A | #N/A | #N/A | #N/A | #N/A | #N/A | #N/A | #N/A | #N/A | #N/A | #N/A | #N/A | #N/A | #N/A | #N/A | #N/A | #N/A | #N/A | #N/A
[7 empty] | 11 | 9 | 7495 | 7 | 2020-11-09 | Saturday | 6 | No | #N/A | #N/A | #N/A | #N/A | #N/A | #N/A | #N/A | #N/A | #N/A | #N/A | #N/A | #N/A | #N/A | #N/A | #N/A | #N/A | #N/A | #N/A | #N/A | #N/A | #N/A | #N/A | #N/A | #N/A | #N/A | #N/A | #N/A | #N/A | #N/A | #N/A | #N/A | #N/A | #N/A | #N/A | #N/A | #N/A
[7 empty] | 11 | 9 | 7496 | 8 | 2020-11-09 | Saturday | 6 | No | #N/A | #N/A | #N/A | #N/A | #N/A | #N/A | #N/A | #N/A | #N/A | #N/A | #N/A | #N/A | #N/A | #N/A | #N/A | #N/A | #N/A | #N/A | #N/A | #N/A | #N/A | #N/A | #N/A | #N/A | #N/A | #N/A | #N/A | #N/A | #N/A | #N/A | #N/A | #N/A | #N/A | #N/A | #N/A | #N/A
[7 empty] | 11 | 9 | 7497 | 9 | 2020-11-09 | Saturday | 6 | No | #N/A | #N/A | #N/A | #N/A | #N/A | #N/A | #N/A | #N/A | #N/A | #N/A | #N/A | #N/A | #N/A | #N/A | #N/A | #N/A | #N/A | #N/A | #N/A | #N/A | #N/A | #N/A | #N/A | #N/A | #N/A | #N/A | #N/A | #N/A | #N/A | #N/A | #N/A | #N/A | #N/A | #N/A | #N/A | #N/A
[7 empty] | 11 | 9 | 7498 | 10 | 2020-11-09 | Saturday | 6 | No | #N/A | #N/A | #N/A | #N/A | #N/A | #N/A | #N/A | #N/A | #N/A | #N/A | #N/A | #N/A | #N/A | #N/A | #N/A | #N/A | #N/A | #N/A | #N/A | #N/A | #N/A | #N/A | #N/A | #N/A | #N/A | #N/A | #N/A | #N/A | #N/A | #N/A | #N/A | #N/A | #N/A | #N/A | #N/A | #N/A
[7 empty] | 11 | 9 | 7499 | 11 | 2020-11-09 | Saturday | 6 | No | #N/A | #N/A | #N/A | #N/A | #N/A | #N/A | #N/A | #N/A | #N/A | #N/A | #N/A | #N/A | #N/A | #N/A | #N/A | #N/A | #N/A | #N/A | #N/A | #N/A | #N/A | #N/A | #N/A | #N/A | #N/A | #N/A | #N/A | #N/A | #N/A | #N/A | #N/A | #N/A | #N/A | #N/A | #N/A | #N/A
[7 empty] | 11 | 9 | 7500 | 12 | 2020-11-09 | Saturday | 6 | No | #N/A | #N/A | #N/A | #N/A | #N/A | #N/A | #N/A | #N/A | #N/A | #N/A | #N/A | #N/A | #N/A | #N/A | #N/A | #N/A | #N/A | #N/A | #N/A | #N/A | #N/A | #N/A | #N/A | #N/A | #N/A | #N/A | #N/A | #N/A | #N/A | #N/A | #N/A | #N/A | #N/A | #N/A | #N/A | #N/A
[7 empty] | 11 | 9 | 7501 | 13 | 2020-11-09 | Saturday | 6 | No | #N/A | #N/A | #N/A | #N/A | #N/A | #N/A | #N/A | #N/A | #N/A | #N/A | #N/A | #N/A | #N/A | #N/A | #N/A | #N/A | #N/A | #N/A | #N/A | #N/A | #N/A | #N/A | #N/A | #N/A | #N/A | #N/A | #N/A | #N/A | #N/A | #N/A | #N/A | #N/A | #N/A | #N/A | #N/A | #N/A
[7 empty] | 11 | 9 | 7502 | 14 | 2020-11-09 | Saturday | 6 | No | #N/A | #N/A | #N/A | #N/A | #N/A | #N/A | #N/A | #N/A | #N/A | #N/A | #N/A | #N/A | #N/A | #N/A | #N/A | #N/A | #N/A | #N/A | #N/A | #N/A | #N/A | #N/A | #N/A | #N/A | #N/A | #N/A | #N/A | #N/A | #N/A | #N/A | #N/A | #N/A | #N/A | #N/A | #N/A | #N/A
[7 empty] | 11 | 9 | 7503 | 15 | 2020-11-09 | Saturday | 6 | No | #N/A | #N/A | #N/A | #N/A | #N/A | #N/A | #N/A | #N/A | #N/A | #N/A | #N/A | #N/A | #N/A | #N/A | #N/A | #N/A | #N/A | #N/A | #N/A | #N/A | #N/A | #N/A | #N/A | #N/A | #N/A | #N/A | #N/A | #N/A | #N/A | #N/A | #N/A | #N/A | #N/A | #N/A | #N/A | #N/A
[7 empty] | 11 | 9 | 7504 | 16 | 2020-11-09 | Saturday | 6 | No | #N/A | #N/A | #N/A | #N/A | #N/A | #N/A | #N/A | #N/A | #N/A | #N/A | #N/A | #N/A | #N/A | #N/A | #N/A | #N/A | #N/A | #N/A | #N/A | #N/A | #N/A | #N/A | #N/A | #N/A | #N/A | #N/A | #N/A | #N/A | #N/A | #N/A | #N/A | #N/A | #N/A | #N/A | #N/A | #N/A
[7 empty] | 11 | 9 | 7505 | 17 | 2020-11-09 | Saturday | 6 | No | #N/A | #N/A | #N/A | #N/A | #N/A | #N/A | #N/A | #N/A | #N/A | #N/A | #N/A | #N/A | #N/A | #N/A | #N/A | #N/A | #N/A | #N/A | #N/A | #N/A | #N/A | #N/A | #N/A | #N/A | #N/A | #N/A | #N/A | #N/A | #N/A | #N/A | #N/A | #N/A | #N/A | #N/A | #N/A | #N/A
[7 empty] | 11 | 9 | 7506 | 18 | 2020-11-09 | Saturday | 6 | No | #N/A | #N/A | #N/A | #N/A | #N/A | #N/A | #N/A | #N/A | #N/A | #N/A | #N/A | #N/A | #N/A | #N/A | #N/A | #N/A | #N/A | #N/A | #N/A | #N/A | #N/A | #N/A | #N/A | #N/A | #N/A | #N/A | #N/A | #N/A | #N/A | #N/A | #N/A | #N/A | #N/A | #N/A | #N/A | #N/A
[7 empty] | 11 | 9 | 7507 | 19 | 2020-11-09 | Saturday | 6 | No | #N/A | #N/A | #N/A | #N/A | #N/A | #N/A | #N/A | #N/A | #N/A | #N/A | #N/A | #N/A | #N/A | #N/A | #N/A | #N/A | #N/A | #N/A | #N/A | #N/A | #N/A | #N/A | #N/A | #N/A | #N/A | #N/A | #N/A | #N/A | #N/A | #N/A | #N/A | #N/A | #N/A | #N/A | #N/A | #N/A
[7 empty] | 11 | 9 | 7508 | 20 | 2020-11-09 | Saturday | 6 | No | #N/A | #N/A | #N/A | #N/A | #N/A | #N/A | #N/A | #N/A | #N/A | #N/A | #N/A | #N/A | #N/A | #N/A | #N/A | #N/A | #N/A | #N/A | #N/A | #N/A | #N/A | #N/A | #N/A | #N/A | #N/A | #N/A | #N/A | #N/A | #N/A | #N/A | #N/A | #N/A | #N/A | #N/A | #N/A | #N/A
[7 empty] | 11 | 9 | 7509 | 21 | 2020-11-09 | Saturday | 6 | No | #N/A | #N/A | #N/A | #N/A | #N/A | #N/A | #N/A | #N/A | #N/A | #N/A | #N/A | #N/A | #N/A | #N/A | #N/A | #N/A | #N/A | #N/A | #N/A | #N/A | #N/A | #N/A | #N/A | #N/A | #N/A | #N/A | #N/A | #N/A | #N/A | #N/A | #N/A | #N/A | #N/A | #N/A | #N/A | #N/A
[7 empty] | 11 | 9 | 7510 | 22 | 2020-11-09 | Saturday | 6 | No | #N/A | #N/A | #N/A | #N/A | #N/A | #N/A | #N/A | #N/A | #N/A | #N/A | #N/A | #N/A | #N/A | #N/A | #N/A | #N/A | #N/A | #N/A | #N/A | #N/A | #N/A | #N/A | #N/A | #N/A | #N/A | #N/A | #N/A | #N/A | #N/A | #N/A | #N/A | #N/A | #N/A | #N/A | #N/A | #N/A
[7 empty] | 11 | 9 | 7511 | 23 | 2020-11-09 | Saturday | 6 | No | #N/A | #N/A | #N/A | #N/A | #N/A | #N/A | #N/A | #N/A | #N/A | #N/A | #N/A | #N/A | #N/A | #N/A | #N/A | #N/A | #N/A | #N/A | #N/A | #N/A | #N/A | #N/A | #N/A | #N/A | #N/A | #N/A | #N/A | #N/A | #N/A | #N/A | #N/A | #N/A | #N/A | #N/A | #N/A | #N/A
[7 empty] | 11 | 9 | 7512 | 24 | 2020-11-09 | Saturday | 6 | No | #N/A | #N/A | #N/A | #N/A | #N/A | #N/A | #N/A | #N/A | #N/A | #N/A | #N/A | #N/A | #N/A | #N/A | #N/A | #N/A | #N/A | #N/A | #N/A | #N/A | #N/A | #N/A | #N/A | #N/A | #N/A | #N/A | #N/A | #N/A | #N/A | #N/A | #N/A | #N/A | #N/A | #N/A | #N/A | #N/A
[7 empty] | 11 | 10 | 7513 | 1 | 2020-11-10 | Sunday | 7 | No | #N/A | #N/A | #N/A | #N/A | #N/A | #N/A | #N/A | #N/A | #N/A | #N/A | #N/A | #N/A | #N/A | #N/A | #N/A | #N/A | #N/A | #N/A | #N/A | #N/A | #N/A | #N/A | #N/A | #N/A | #N/A | #N/A | #N/A | #N/A | #N/A | #N/A | #N/A | #N/A | #N/A | #N/A | #N/A | #N/A
[7 empty] | 11 | 10 | 7514 | 2 | 2020-11-10 | Sunday | 7 | No | #N/A | #N/A | #N/A | #N/A | #N/A | #N/A | #N/A | #N/A | #N/A | #N/A | #N/A | #N/A | #N/A | #N/A | #N/A | #N/A | #N/A | #N/A | #N/A | #N/A | #N/A | #N/A | #N/A | #N/A | #N/A | #N/A | #N/A | #N/A | #N/A | #N/A | #N/A | #N/A | #N/A | #N/A | #N/A | #N/A
[7 empty] | 11 | 10 | 7515 | 3 | 2020-11-10 | Sunday | 7 | No | #N/A | #N/A | #N/A | #N/A | #N/A | #N/A | #N/A | #N/A | #N/A | #N/A | #N/A | #N/A | #N/A | #N/A | #N/A | #N/A | #N/A | #N/A | #N/A | #N/A | #N/A | #N/A | #N/A | #N/A | #N/A | #N/A | #N/A | #N/A | #N/A | #N/A | #N/A | #N/A | #N/A | #N/A | #N/A | #N/A
[7 empty] | 11 | 10 | 7516 | 4 | 2020-11-10 | Sunday | 7 | No | #N/A | #N/A | #N/A | #N/A | #N/A | #N/A | #N/A | #N/A | #N/A | #N/A | #N/A | #N/A | #N/A | #N/A | #N/A | #N/A | #N/A | #N/A | #N/A | #N/A | #N/A | #N/A | #N/A | #N/A | #N/A | #N/A | #N/A | #N/A | #N/A | #N/A | #N/A | #N/A | #N/A | #N/A | #N/A | #N/A
[7 empty] | 11 | 10 | 7517 | 5 | 2020-11-10 | Sunday | 7 | No | #N/A | #N/A | #N/A | #N/A | #N/A | #N/A | #N/A | #N/A | #N/A | #N/A | #N/A | #N/A | #N/A | #N/A | #N/A | #N/A | #N/A | #N/A | #N/A | #N/A | #N/A | #N/A | #N/A | #N/A | #N/A | #N/A | #N/A | #N/A | #N/A | #N/A | #N/A | #N/A | #N/A | #N/A | #N/A | #N/A
[7 empty] | 11 | 10 | 7518 | 6 | 2020-11-10 | Sunday | 7 | No | #N/A | #N/A | #N/A | #N/A | #N/A | #N/A | #N/A | #N/A | #N/A | #N/A | #N/A | #N/A | #N/A | #N/A | #N/A | #N/A | #N/A | #N/A | #N/A | #N/A | #N/A | #N/A | #N/A | #N/A | #N/A | #N/A | #N/A | #N/A | #N/A | #N/A | #N/A | #N/A | #N/A | #N/A | #N/A | #N/A
[7 empty] | 11 | 10 | 7519 | 7 | 2020-11-10 | Sunday | 7 | No | #N/A | #N/A | #N/A | #N/A | #N/A | #N/A | #N/A | #N/A | #N/A | #N/A | #N/A | #N/A | #N/A | #N/A | #N/A | #N/A | #N/A | #N/A | #N/A | #N/A | #N/A | #N/A | #N/A | #N/A | #N/A | #N/A | #N/A | #N/A | #N/A | #N/A | #N/A | #N/A | #N/A | #N/A | #N/A | #N/A
[7 empty] | 11 | 10 | 7520 | 8 | 2020-11-10 | Sunday | 7 | No | #N/A | #N/A | #N/A | #N/A | #N/A | #N/A | #N/A | #N/A | #N/A | #N/A | #N/A | #N/A | #N/A | #N/A | #N/A | #N/A | #N/A | #N/A | #N/A | #N/A | #N/A | #N/A | #N/A | #N/A | #N/A | #N/A | #N/A | #N/A | #N/A | #N/A | #N/A | #N/A | #N/A | #N/A | #N/A | #N/A
[7 empty] | 11 | 10 | 7521 | 9 | 2020-11-10 | Sunday | 7 | No | #N/A | #N/A | #N/A | #N/A | #N/A | #N/A | #N/A | #N/A | #N/A | #N/A | #N/A | #N/A | #N/A | #N/A | #N/A | #N/A | #N/A | #N/A | #N/A | #N/A | #N/A | #N/A | #N/A | #N/A | #N/A | #N/A | #N/A | #N/A | #N/A | #N/A | #N/A | #N/A | #N/A | #N/A | #N/A | #N/A
[7 empty] | 11 | 10 | 7522 | 10 | 2020-11-10 | Sunday | 7 | No | #N/A | #N/A | #N/A | #N/A | #N/A | #N/A | #N/A | #N/A | #N/A | #N/A | #N/A | #N/A | #N/A | #N/A | #N/A | #N/A | #N/A | #N/A | #N/A | #N/A | #N/A | #N/A | #N/A | #N/A | #N/A | #N/A | #N/A | #N/A | #N/A | #N/A | #N/A | #N/A | #N/A | #N/A | #N/A | #N/A
[7 empty] | 11 | 10 | 7523 | 11 | 2020-11-10 | Sunday | 7 | No | #N/A | #N/A | #N/A | #N/A | #N/A | #N/A | #N/A | #N/A | #N/A | #N/A | #N/A | #N/A | #N/A | #N/A | #N/A | #N/A | #N/A | #N/A | #N/A | #N/A | #N/A | #N/A | #N/A | #N/A | #N/A | #N/A | #N/A | #N/A | #N/A | #N/A | #N/A | #N/A | #N/A | #N/A | #N/A | #N/A
[7 empty] | 11 | 10 | 7524 | 12 | 2020-11-10 | Sunday | 7 | No | #N/A | #N/A | #N/A | #N/A | #N/A | #N/A | #N/A | #N/A | #N/A | #N/A | #N/A | #N/A | #N/A | #N/A | #N/A | #N/A | #N/A | #N/A | #N/A | #N/A | #N/A | #N/A | #N/A | #N/A | #N/A | #N/A | #N/A | #N/A | #N/A | #N/A | #N/A | #N/A | #N/A | #N/A | #N/A | #N/A
[7 empty] | 11 | 10 | 7525 | 13 | 2020-11-10 | Sunday | 7 | No | #N/A | #N/A | #N/A | #N/A | #N/A | #N/A | #N/A | #N/A | #N/A | #N/A | #N/A | #N/A | #N/A | #N/A | #N/A | #N/A | #N/A | #N/A | #N/A | #N/A | #N/A | #N/A | #N/A | #N/A | #N/A | #N/A | #N/A | #N/A | #N/A | #N/A | #N/A | #N/A | #N/A | #N/A | #N/A | #N/A
[7 empty] | 11 | 10 | 7526 | 14 | 2020-11-10 | Sunday | 7 | No | #N/A | #N/A | #N/A | #N/A | #N/A | #N/A | #N/A | #N/A | #N/A | #N/A | #N/A | #N/A | #N/A | #N/A | #N/A | #N/A | #N/A | #N/A | #N/A | #N/A | #N/A | #N/A | #N/A | #N/A | #N/A | #N/A | #N/A | #N/A | #N/A | #N/A | #N/A | #N/A | #N/A | #N/A | #N/A | #N/A
[7 empty] | 11 | 10 | 7527 | 15 | 2020-11-10 | Sunday | 7 | No | #N/A | #N/A | #N/A | #N/A | #N/A | #N/A | #N/A | #N/A | #N/A | #N/A | #N/A | #N/A | #N/A | #N/A | #N/A | #N/A | #N/A | #N/A | #N/A | #N/A | #N/A | #N/A | #N/A | #N/A | #N/A | #N/A | #N/A | #N/A | #N/A | #N/A | #N/A | #N/A | #N/A | #N/A | #N/A | #N/A
[7 empty] | 11 | 10 | 7528 | 16 | 2020-11-10 | Sunday | 7 | No | #N/A | #N/A | #N/A | #N/A | #N/A | #N/A | #N/A | #N/A | #N/A | #N/A | #N/A | #N/A | #N/A | #N/A | #N/A | #N/A | #N/A | #N/A | #N/A | #N/A | #N/A | #N/A | #N/A | #N/A | #N/A | #N/A | #N/A | #N/A | #N/A | #N/A | #N/A | #N/A | #N/A | #N/A | #N/A | #N/A
[7 empty] | 11 | 10 | 7529 | 17 | 2020-11-10 | Sunday | 7 | No | #N/A | #N/A | #N/A | #N/A | #N/A | #N/A | #N/A | #N/A | #N/A | #N/A | #N/A | #N/A | #N/A | #N/A | #N/A | #N/A | #N/A | #N/A | #N/A | #N/A | #N/A | #N/A | #N/A | #N/A | #N/A | #N/A | #N/A | #N/A | #N/A | #N/A | #N/A | #N/A | #N/A | #N/A | #N/A | #N/A
[7 empty] | 11 | 10 | 7530 | 18 | 2020-11-10 | Sunday | 7 | No | #N/A | #N/A | #N/A | #N/A | #N/A | #N/A | #N/A | #N/A | #N/A | #N/A | #N/A | #N/A | #N/A | #N/A | #N/A | #N/A | #N/A | #N/A | #N/A | #N/A | #N/A | #N/A | #N/A | #N/A | #N/A | #N/A | #N/A | #N/A | #N/A | #N/A | #N/A | #N/A | #N/A | #N/A | #N/A | #N/A
[7 empty] | 11 | 10 | 7531 | 19 | 2020-11-10 | Sunday | 7 | No | #N/A | #N/A | #N/A | #N/A | #N/A | #N/A | #N/A | #N/A | #N/A | #N/A | #N/A | #N/A | #N/A | #N/A | #N/A | #N/A | #N/A | #N/A | #N/A | #N/A | #N/A | #N/A | #N/A | #N/A | #N/A | #N/A | #N/A | #N/A | #N/A | #N/A | #N/A | #N/A | #N/A | #N/A | #N/A | #N/A
[7 empty] | 11 | 10 | 7532 | 20 | 2020-11-10 | Sunday | 7 | No | #N/A | #N/A | #N/A | #N/A | #N/A | #N/A | #N/A | #N/A | #N/A | #N/A | #N/A | #N/A | #N/A | #N/A | #N/A | #N/A | #N/A | #N/A | #N/A | #N/A | #N/A | #N/A | #N/A | #N/A | #N/A | #N/A | #N/A | #N/A | #N/A | #N/A | #N/A | #N/A | #N/A | #N/A | #N/A | #N/A
[7 empty] | 11 | 10 | 7533 | 21 | 2020-11-10 | Sunday | 7 | No | #N/A | #N/A | #N/A | #N/A | #N/A | #N/A | #N/A | #N/A | #N/A | #N/A | #N/A | #N/A | #N/A | #N/A | #N/A | #N/A | #N/A | #N/A | #N/A | #N/A | #N/A | #N/A | #N/A | #N/A | #N/A | #N/A | #N/A | #N/A | #N/A | #N/A | #N/A | #N/A | #N/A | #N/A | #N/A | #N/A
[7 empty] | 11 | 10 | 7534 | 22 | 2020-11-10 | Sunday | 7 | No | #N/A | #N/A | #N/A | #N/A | #N/A | #N/A | #N/A | #N/A | #N/A | #N/A | #N/A | #N/A | #N/A | #N/A | #N/A | #N/A | #N/A | #N/A | #N/A | #N/A | #N/A | #N/A | #N/A | #N/A | #N/A | #N/A | #N/A | #N/A | #N/A | #N/A | #N/A | #N/A | #N/A | #N/A | #N/A | #N/A
[7 empty] | 11 | 10 | 7535 | 23 | 2020-11-10 | Sunday | 7 | No | #N/A | #N/A | #N/A | #N/A | #N/A | #N/A | #N/A | #N/A | #N/A | #N/A | #N/A | #N/A | #N/A | #N/A | #N/A | #N/A | #N/A | #N/A | #N/A | #N/A | #N/A | #N/A | #N/A | #N/A | #N/A | #N/A | #N/A | #N/A | #N/A | #N/A | #N/A | #N/A | #N/A | #N/A | #N/A | #N/A
[7 empty] | 11 | 10 | 7536 | 24 | 2020-11-10 | Sunday | 7 | No | #N/A | #N/A | #N/A | #N/A | #N/A | #N/A | #N/A | #N/A | #N/A | #N/A | #N/A | #N/A | #N/A | #N/A | #N/A | #N/A | #N/A | #N/A | #N/A | #N/A | #N/A | #N/A | #N/A | #N/A | #N/A | #N/A | #N/A | #N/A | #N/A | #N/A | #N/A | #N/A | #N/A | #N/A | #N/A | #N/A
[7 empty] | 11 | 11 | 7537 | 1 | 2020-11-11 | Monday | 1 | Yes | #N/A | 0 | 0 | #N/A | #N/A | #N/A | #N/A | #N/A | #N/A | #N/A | #N/A | #N/A | #N/A | #N/A | 0 | #N/A | #N/A | #N/A | #N/A | #N/A | #N/A | #N/A | #N/A | #N/A | #N/A | #N/A | #N/A | #N/A | #N/A | #N/A | #N/A | #N/A | #N/A | #N/A | #N/A | #N/A
[7 empty] | 11 | 11 | 7538 | 2 | 2020-11-11 | Monday | 1 | Yes | #N/A | 0 | 0 | #N/A | #N/A | #N/A | #N/A | #N/A | #N/A | #N/A | #N/A | #N/A | #N/A | #N/A | 0 | #N/A | #N/A | #N/A | #N/A | #N/A | #N/A | #N/A | #N/A | #N/A | #N/A | #N/A | #N/A | #N/A | #N/A | #N/A | #N/A | #N/A | #N/A | #N/A | #N/A | #N/A
[7 empty] | 11 | 11 | 7539 | 3 | 2020-11-11 | Monday | 1 | Yes | #N/A | 0 | 0 | #N/A | #N/A | #N/A | #N/A | #N/A | #N/A | #N/A | #N/A | #N/A | #N/A | #N/A | 0 | #N/A | #N/A | #N/A | #N/A | #N/A | #N/A | #N/A | #N/A | #N/A | #N/A | #N/A | #N/A | #N/A | #N/A | #N/A | #N/A | #N/A | #N/A | #N/A | #N/A | #N/A
[7 empty] | 11 | 11 | 7540 | 4 | 2020-11-11 | Monday | 1 | Yes | #N/A | 0 | 0 | #N/A | #N/A | #N/A | #N/A | #N/A | #N/A | #N/A | #N/A | #N/A | #N/A | #N/A | 0 | #N/A | #N/A | #N/A | #N/A | #N/A | #N/A | #N/A | #N/A | #N/A | #N/A | #N/A | #N/A | #N/A | #N/A | #N/A | #N/A | #N/A | #N/A | #N/A | #N/A | #N/A
[7 empty] | 11 | 11 | 7541 | 5 | 2020-11-11 | Monday | 1 | Yes | #N/A | 0 | 0 | #N/A | #N/A | #N/A | #N/A | #N/A | #N/A | #N/A | #N/A | #N/A | #N/A | #N/A | 0 | #N/A | #N/A | #N/A | #N/A | #N/A | #N/A | #N/A | #N/A | #N/A | #N/A | #N/A | #N/A | #N/A | #N/A | #N/A | #N/A | #N/A | #N/A | #N/A | #N/A | #N/A
[7 empty] | 11 | 11 | 7542 | 6 | 2020-11-11 | Monday | 1 | Yes | #N/A | 0 | 0 | #N/A | #N/A | #N/A | #N/A | #N/A | #N/A | #N/A | #N/A | #N/A | #N/A | #N/A | 0 | #N/A | #N/A | #N/A | #N/A | #N/A | #N/A | #N/A | #N/A | #N/A | #N/A | #N/A | #N/A | #N/A | #N/A | #N/A | #N/A | #N/A | #N/A | #N/A | #N/A | #N/A
[7 empty] | 11 | 11 | 7543 | 7 | 2020-11-11 | Monday | 1 | Yes | #N/A | 0 | 0 | #N/A | #N/A | #N/A | #N/A | #N/A | #N/A | #N/A | #N/A | #N/A | #N/A | #N/A | 0 | #N/A | #N/A | #N/A | #N/A | #N/A | #N/A | #N/A | #N/A | #N/A | #N/A | #N/A | #N/A | #N/A | #N/A | #N/A | #N/A | #N/A | #N/A | #N/A | #N/A | #N/A
[7 empty] | 11 | 11 | 7544 | 8 | 2020-11-11 | Monday | 1 | Yes | #N/A | 0 | 0 | #N/A | #N/A | #N/A | #N/A | #N/A | #N/A | #N/A | #N/A | #N/A | #N/A | #N/A | 0 | #N/A | #N/A | #N/A | #N/A | #N/A | #N/A | #N/A | #N/A | #N/A | #N/A | #N/A | #N/A | #N/A | #N/A | #N/A | #N/A | #N/A | #N/A | #N/A | #N/A | #N/A
[7 empty] | 11 | 11 | 7545 | 9 | 2020-11-11 | Monday | 1 | Yes | #N/A | 0 | 0 | #N/A | #N/A | #N/A | #N/A | #N/A | #N/A | #N/A | #N/A | #N/A | #N/A | #N/A | 0 | #N/A | #N/A | #N/A | #N/A | #N/A | #N/A | #N/A | #N/A | #N/A | #N/A | #N/A | #N/A | #N/A | #N/A | #N/A | #N/A | #N/A | #N/A | #N/A | #N/A | #N/A
[7 empty] | 11 | 11 | 7546 | 10 | 2020-11-11 | Monday | 1 | Yes | #N/A | 0 | 0 | #N/A | #N/A | #N/A | #N/A | #N/A | #N/A | #N/A | #N/A | #N/A | #N/A | #N/A | 0 | #N/A | #N/A | #N/A | #N/A | #N/A | #N/A | #N/A | #N/A | #N/A | #N/A | #N/A | #N/A | #N/A | #N/A | #N/A | #N/A | #N/A | #N/A | #N/A | #N/A | #N/A
[7 empty] | 11 | 11 | 7547 | 11 | 2020-11-11 | Monday | 1 | Yes | #N/A | 0 | 0 | #N/A | #N/A | #N/A | #N/A | #N/A | #N/A | #N/A | #N/A | #N/A | #N/A | #N/A | 0 | #N/A | #N/A | #N/A | #N/A | #N/A | #N/A | #N/A | #N/A | #N/A | #N/A | #N/A | #N/A | #N/A | #N/A | #N/A | #N/A | #N/A | #N/A | #N/A | #N/A | #N/A
[7 empty] | 11 | 11 | 7548 | 12 | 2020-11-11 | Monday | 1 | Yes | #N/A | 0 | 0 | #N/A | #N/A | #N/A | #N/A | #N/A | #N/A | #N/A | #N/A | #N/A | #N/A | #N/A | 0 | #N/A | #N/A | #N/A | #N/A | #N/A | #N/A | #N/A | #N/A | #N/A | #N/A | #N/A | #N/A | #N/A | #N/A | #N/A | #N/A | #N/A | #N/A | #N/A | #N/A | #N/A
[7 empty] | 11 | 11 | 7549 | 13 | 2020-11-11 | Monday | 1 | Yes | #N/A | 0 | 0 | #N/A | #N/A | #N/A | #N/A | #N/A | #N/A | #N/A | #N/A | #N/A | #N/A | #N/A | 0 | #N/A | #N/A | #N/A | #N/A | #N/A | #N/A | #N/A | #N/A | #N/A | #N/A | #N/A | #N/A | #N/A | #N/A | #N/A | #N/A | #N/A | #N/A | #N/A | #N/A | #N/A
[7 empty] | 11 | 11 | 7550 | 14 | 2020-11-11 | Monday | 1 | Yes | #N/A | 0 | 0 | #N/A | #N/A | #N/A | #N/A | #N/A | #N/A | #N/A | #N/A | #N/A | #N/A | #N/A | 0 | #N/A | #N/A | #N/A | #N/A | #N/A | #N/A | #N/A | #N/A | #N/A | #N/A | #N/A | #N/A | #N/A | #N/A | #N/A | #N/A | #N/A | #N/A | #N/A | #N/A | #N/A
[7 empty] | 11 | 11 | 7551 | 15 | 2020-11-11 | Monday | 1 | Yes | #N/A | 0 | 0 | #N/A | #N/A | #N/A | #N/A | #N/A | #N/A | #N/A | #N/A | #N/A | #N/A | #N/A | 0 | #N/A | #N/A | #N/A | #N/A | #N/A | #N/A | #N/A | #N/A | #N/A | #N/A | #N/A | #N/A | #N/A | #N/A | #N/A | #N/A | #N/A | #N/A | #N/A | #N/A | #N/A
[7 empty] | 11 | 11 | 7552 | 16 | 2020-11-11 | Monday | 1 | Yes | #N/A | 0 | 0 | #N/A | #N/A | #N/A | #N/A | #N/A | #N/A | #N/A | #N/A | #N/A | #N/A | #N/A | 0 | #N/A | #N/A | #N/A | #N/A | #N/A | #N/A | #N/A | #N/A | #N/A | #N/A | #N/A | #N/A | #N/A | #N/A | #N/A | #N/A | #N/A | #N/A | #N/A | #N/A | #N/A
[7 empty] | 11 | 11 | 7553 | 17 | 2020-11-11 | Monday | 1 | Yes | #N/A | 0 | 0 | #N/A | #N/A | #N/A | #N/A | #N/A | #N/A | #N/A | #N/A | #N/A | #N/A | #N/A | 0 | #N/A | #N/A | #N/A | #N/A | #N/A | #N/A | #N/A | #N/A | #N/A | #N/A | #N/A | #N/A | #N/A | #N/A | #N/A | #N/A | #N/A | #N/A | #N/A | #N/A | #N/A
[7 empty] | 11 | 11 | 7554 | 18 | 2020-11-11 | Monday | 1 | Yes | #N/A | 0 | 0 | #N/A | #N/A | #N/A | #N/A | #N/A | #N/A | #N/A | #N/A | #N/A | #N/A | #N/A | 0 | #N/A | #N/A | #N/A | #N/A | #N/A | #N/A | #N/A | #N/A | #N/A | #N/A | #N/A | #N/A | #N/A | #N/A | #N/A | #N/A | #N/A | #N/A | #N/A | #N/A | #N/A
[7 empty] | 11 | 11 | 7555 | 19 | 2020-11-11 | Monday | 1 | Yes | #N/A | 0 | 0 | #N/A | #N/A | #N/A | #N/A | #N/A | #N/A | #N/A | #N/A | #N/A | #N/A | #N/A | 0 | #N/A | #N/A | #N/A | #N/A | #N/A | #N/A | #N/A | #N/A | #N/A | #N/A | #N/A | #N/A | #N/A | #N/A | #N/A | #N/A | #N/A | #N/A | #N/A | #N/A | #N/A
[7 empty] | 11 | 11 | 7556 | 20 | 2020-11-11 | Monday | 1 | Yes | #N/A | 0 | 0 | #N/A | #N/A | #N/A | #N/A | #N/A | #N/A | #N/A | #N/A | #N/A | #N/A | #N/A | 0 | #N/A | #N/A | #N/A | #N/A | #N/A | #N/A | #N/A | #N/A | #N/A | #N/A | #N/A | #N/A | #N/A | #N/A | #N/A | #N/A | #N/A | #N/A | #N/A | #N/A | #N/A
[7 empty] | 11 | 11 | 7557 | 21 | 2020-11-11 | Monday | 1 | Yes | #N/A | 0 | 0 | #N/A | #N/A | #N/A | #N/A | #N/A | #N/A | #N/A | #N/A | #N/A | #N/A | #N/A | 0 | #N/A | #N/A | #N/A | #N/A | #N/A | #N/A | #N/A | #N/A | #N/A | #N/A | #N/A | #N/A | #N/A | #N/A | #N/A | #N/A | #N/A | #N/A | #N/A | #N/A | #N/A
[7 empty] | 11 | 11 | 7558 | 22 | 2020-11-11 | Monday | 1 | Yes | #N/A | 0 | 0 | #N/A | #N/A | #N/A | #N/A | #N/A | #N/A | #N/A | #N/A | #N/A | #N/A | #N/A | 0 | #N/A | #N/A | #N/A | #N/A | #N/A | #N/A | #N/A | #N/A | #N/A | #N/A | #N/A | #N/A | #N/A | #N/A | #N/A | #N/A | #N/A | #N/A | #N/A | #N/A | #N/A
[7 empty] | 11 | 11 | 7559 | 23 | 2020-11-11 | Monday | 1 | Yes | #N/A | 0 | 0 | #N/A | #N/A | #N/A | #N/A | #N/A | #N/A | #N/A | #N/A | #N/A | #N/A | #N/A | 0 | #N/A | #N/A | #N/A | #N/A | #N/A | #N/A | #N/A | #N/A | #N/A | #N/A | #N/A | #N/A | #N/A | #N/A | #N/A | #N/A | #N/A | #N/A | #N/A | #N/A | #N/A
[7 empty] | 11 | 11 | 7560 | 24 | 2020-11-11 | Monday | 1 | Yes | #N/A | 0 | 0 | #N/A | #N/A | #N/A | #N/A | #N/A | #N/A | #N/A | #N/A | #N/A | #N/A | #N/A | 0 | #N/A | #N/A | #N/A | #N/A | #N/A | #N/A | #N/A | #N/A | #N/A | #N/A | #N/A | #N/A | #N/A | #N/A | #N/A | #N/A | #N/A | #N/A | #N/A | #N/A | #N/A
[7 empty] | 11 | 12 | 7561 | 1 | 2020-11-12 | Tuesday | 2 | No | #N/A | #N/A | #N/A | #N/A | #N/A | #N/A | #N/A | #N/A | #N/A | #N/A | #N/A | #N/A | #N/A | #N/A | #N/A | #N/A | #N/A | #N/A | #N/A | #N/A | #N/A | #N/A | #N/A | #N/A | #N/A | #N/A | #N/A | #N/A | #N/A | #N/A | #N/A | #N/A | #N/A | #N/A | #N/A | #N/A
[7 empty] | 11 | 12 | 7562 | 2 | 2020-11-12 | Tuesday | 2 | No | #N/A | #N/A | #N/A | #N/A | #N/A | #N/A | #N/A | #N/A | #N/A | #N/A | #N/A | #N/A | #N/A | #N/A | #N/A | #N/A | #N/A | #N/A | #N/A | #N/A | #N/A | #N/A | #N/A | #N/A | #N/A | #N/A | #N/A | #N/A | #N/A | #N/A | #N/A | #N/A | #N/A | #N/A | #N/A | #N/A
[7 empty] | 11 | 12 | 7563 | 3 | 2020-11-12 | Tuesday | 2 | No | #N/A | #N/A | #N/A | #N/A | #N/A | #N/A | #N/A | #N/A | #N/A | #N/A | #N/A | #N/A | #N/A | #N/A | #N/A | #N/A | #N/A | #N/A | #N/A | #N/A | #N/A | #N/A | #N/A | #N/A | #N/A | #N/A | #N/A | #N/A | #N/A | #N/A | #N/A | #N/A | #N/A | #N/A | #N/A | #N/A
[7 empty] | 11 | 12 | 7564 | 4 | 2020-11-12 | Tuesday | 2 | No | #N/A | #N/A | #N/A | #N/A | #N/A | #N/A | #N/A | #N/A | #N/A | #N/A | #N/A | #N/A | #N/A | #N/A | #N/A | #N/A | #N/A | #N/A | #N/A | #N/A | #N/A | #N/A | #N/A | #N/A | #N/A | #N/A | #N/A | #N/A | #N/A | #N/A | #N/A | #N/A | #N/A | #N/A | #N/A | #N/A
[7 empty] | 11 | 12 | 7565 | 5 | 2020-11-12 | Tuesday | 2 | No | #N/A | #N/A | #N/A | #N/A | #N/A | #N/A | #N/A | #N/A | #N/A | #N/A | #N/A | #N/A | #N/A | #N/A | #N/A | #N/A | #N/A | #N/A | #N/A | #N/A | #N/A | #N/A | #N/A | #N/A | #N/A | #N/A | #N/A | #N/A | #N/A | #N/A | #N/A | #N/A | #N/A | #N/A | #N/A | #N/A
[7 empty] | 11 | 12 | 7566 | 6 | 2020-11-12 | Tuesday | 2 | No | #N/A | #N/A | #N/A | #N/A | #N/A | #N/A | #N/A | #N/A | #N/A | #N/A | #N/A | #N/A | #N/A | #N/A | #N/A | #N/A | #N/A | #N/A | #N/A | #N/A | #N/A | #N/A | #N/A | #N/A | #N/A | #N/A | #N/A | #N/A | #N/A | #N/A | #N/A | #N/A | #N/A | #N/A | #N/A | #N/A
[7 empty] | 11 | 12 | 7567 | 7 | 2020-11-12 | Tuesday | 2 | No | #N/A | #N/A | #N/A | #N/A | #N/A | #N/A | #N/A | #N/A | #N/A | #N/A | #N/A | #N/A | #N/A | #N/A | #N/A | #N/A | #N/A | #N/A | #N/A | #N/A | #N/A | #N/A | #N/A | #N/A | #N/A | #N/A | #N/A | #N/A | #N/A | #N/A | #N/A | #N/A | #N/A | #N/A | #N/A | #N/A
[7 empty] | 11 | 12 | 7568 | 8 | 2020-11-12 | Tuesday | 2 | No | #N/A | #N/A | #N/A | #N/A | #N/A | #N/A | #N/A | #N/A | #N/A | #N/A | #N/A | #N/A | #N/A | #N/A | #N/A | #N/A | #N/A | #N/A | #N/A | #N/A | #N/A | #N/A | #N/A | #N/A | #N/A | #N/A | #N/A | #N/A | #N/A | #N/A | #N/A | #N/A | #N/A | #N/A | #N/A | #N/A
[7 empty] | 11 | 12 | 7569 | 9 | 2020-11-12 | Tuesday | 2 | No | #N/A | #N/A | #N/A | #N/A | #N/A | #N/A | #N/A | #N/A | #N/A | #N/A | #N/A | #N/A | #N/A | #N/A | #N/A | #N/A | #N/A | #N/A | #N/A | #N/A | #N/A | #N/A | #N/A | #N/A | #N/A | #N/A | #N/A | #N/A | #N/A | #N/A | #N/A | #N/A | #N/A | #N/A | #N/A | #N/A
[7 empty] | 11 | 12 | 7570 | 10 | 2020-11-12 | Tuesday | 2 | No | #N/A | #N/A | #N/A | #N/A | #N/A | #N/A | #N/A | #N/A | #N/A | #N/A | #N/A | #N/A | #N/A | #N/A | #N/A | #N/A | #N/A | #N/A | #N/A | #N/A | #N/A | #N/A | #N/A | #N/A | #N/A | #N/A | #N/A | #N/A | #N/A | #N/A | #N/A | #N/A | #N/A | #N/A | #N/A | #N/A
[7 empty] | 11 | 12 | 7571 | 11 | 2020-11-12 | Tuesday | 2 | No | #N/A | #N/A | #N/A | #N/A | #N/A | #N/A | #N/A | #N/A | #N/A | #N/A | #N/A | #N/A | #N/A | #N/A | #N/A | #N/A | #N/A | #N/A | #N/A | #N/A | #N/A | #N/A | #N/A | #N/A | #N/A | #N/A | #N/A | #N/A | #N/A | #N/A | #N/A | #N/A | #N/A | #N/A | #N/A | #N/A
[7 empty] | 11 | 12 | 7572 | 12 | 2020-11-12 | Tuesday | 2 | No | #N/A | #N/A | #N/A | #N/A | #N/A | #N/A | #N/A | #N/A | #N/A | #N/A | #N/A | #N/A | #N/A | #N/A | #N/A | #N/A | #N/A | #N/A | #N/A | #N/A | #N/A | #N/A | #N/A | #N/A | #N/A | #N/A | #N/A | #N/A | #N/A | #N/A | #N/A | #N/A | #N/A | #N/A | #N/A | #N/A
[7 empty] | 11 | 12 | 7573 | 13 | 2020-11-12 | Tuesday | 2 | No | #N/A | #N/A | #N/A | #N/A | #N/A | #N/A | #N/A | #N/A | #N/A | #N/A | #N/A | #N/A | #N/A | #N/A | #N/A | #N/A | #N/A | #N/A | #N/A | #N/A | #N/A | #N/A | #N/A | #N/A | #N/A | #N/A | #N/A | #N/A | #N/A | #N/A | #N/A | #N/A | #N/A | #N/A | #N/A | #N/A
[7 empty] | 11 | 12 | 7574 | 14 | 2020-11-12 | Tuesday | 2 | No | #N/A | #N/A | #N/A | #N/A | #N/A | #N/A | #N/A | #N/A | #N/A | #N/A | #N/A | #N/A | #N/A | #N/A | #N/A | #N/A | #N/A | #N/A | #N/A | #N/A | #N/A | #N/A | #N/A | #N/A | #N/A | #N/A | #N/A | #N/A | #N/A | #N/A | #N/A | #N/A | #N/A | #N/A | #N/A | #N/A
[7 empty] | 11 | 12 | 7575 | 15 | 2020-11-12 | Tuesday | 2 | No | #N/A | #N/A | #N/A | #N/A | #N/A | #N/A | #N/A | #N/A | #N/A | #N/A | #N/A | #N/A | #N/A | #N/A | #N/A | #N/A | #N/A | #N/A | #N/A | #N/A | #N/A | #N/A | #N/A | #N/A | #N/A | #N/A | #N/A | #N/A | #N/A | #N/A | #N/A | #N/A | #N/A | #N/A | #N/A | #N/A
[7 empty] | 11 | 12 | 7576 | 16 | 2020-11-12 | Tuesday | 2 | No | #N/A | #N/A | #N/A | #N/A | #N/A | #N/A | #N/A | #N/A | #N/A | #N/A | #N/A | #N/A | #N/A | #N/A | #N/A | #N/A | #N/A | #N/A | #N/A | #N/A | #N/A | #N/A | #N/A | #N/A | #N/A | #N/A | #N/A | #N/A | #N/A | #N/A | #N/A | #N/A | #N/A | #N/A | #N/A | #N/A
[7 empty] | 11 | 12 | 7577 | 17 | 2020-11-12 | Tuesday | 2 | No | #N/A | #N/A | #N/A | #N/A | #N/A | #N/A | #N/A | #N/A | #N/A | #N/A | #N/A | #N/A | #N/A | #N/A | #N/A | #N/A | #N/A | #N/A | #N/A | #N/A | #N/A | #N/A | #N/A | #N/A | #N/A | #N/A | #N/A | #N/A | #N/A | #N/A | #N/A | #N/A | #N/A | #N/A | #N/A | #N/A
[7 empty] | 11 | 12 | 7578 | 18 | 2020-11-12 | Tuesday | 2 | No | #N/A | #N/A | #N/A | #N/A | #N/A | #N/A | #N/A | #N/A | #N/A | #N/A | #N/A | #N/A | #N/A | #N/A | #N/A | #N/A | #N/A | #N/A | #N/A | #N/A | #N/A | #N/A | #N/A | #N/A | #N/A | #N/A | #N/A | #N/A | #N/A | #N/A | #N/A | #N/A | #N/A | #N/A | #N/A | #N/A
[7 empty] | 11 | 12 | 7579 | 19 | 2020-11-12 | Tuesday | 2 | No | #N/A | #N/A | #N/A | #N/A | #N/A | #N/A | #N/A | #N/A | #N/A | #N/A | #N/A | #N/A | #N/A | #N/A | #N/A | #N/A | #N/A | #N/A | #N/A | #N/A | #N/A | #N/A | #N/A | #N/A | #N/A | #N/A | #N/A | #N/A | #N/A | #N/A | #N/A | #N/A | #N/A | #N/A | #N/A | #N/A
[7 empty] | 11 | 12 | 7580 | 20 | 2020-11-12 | Tuesday | 2 | No | #N/A | #N/A | #N/A | #N/A | #N/A | #N/A | #N/A | #N/A | #N/A | #N/A | #N/A | #N/A | #N/A | #N/A | #N/A | #N/A | #N/A | #N/A | #N/A | #N/A | #N/A | #N/A | #N/A | #N/A | #N/A | #N/A | #N/A | #N/A | #N/A | #N/A | #N/A | #N/A | #N/A | #N/A | #N/A | #N/A
[7 empty] | 11 | 12 | 7581 | 21 | 2020-11-12 | Tuesday | 2 | No | #N/A | #N/A | #N/A | #N/A | #N/A | #N/A | #N/A | #N/A | #N/A | #N/A | #N/A | #N/A | #N/A | #N/A | #N/A | #N/A | #N/A | #N/A | #N/A | #N/A | #N/A | #N/A | #N/A | #N/A | #N/A | #N/A | #N/A | #N/A | #N/A | #N/A | #N/A | #N/A | #N/A | #N/A | #N/A | #N/A
[7 empty] | 11 | 12 | 7582 | 22 | 2020-11-12 | Tuesday | 2 | No | #N/A | #N/A | #N/A | #N/A | #N/A | #N/A | #N/A | #N/A | #N/A | #N/A | #N/A | #N/A | #N/A | #N/A | #N/A | #N/A | #N/A | #N/A | #N/A | #N/A | #N/A | #N/A | #N/A | #N/A | #N/A | #N/A | #N/A | #N/A | #N/A | #N/A | #N/A | #N/A | #N/A | #N/A | #N/A | #N/A
[7 empty] | 11 | 12 | 7583 | 23 | 2020-11-12 | Tuesday | 2 | No | #N/A | #N/A | #N/A | #N/A | #N/A | #N/A | #N/A | #N/A | #N/A | #N/A | #N/A | #N/A | #N/A | #N/A | #N/A | #N/A | #N/A | #N/A | #N/A | #N/A | #N/A | #N/A | #N/A | #N/A | #N/A | #N/A | #N/A | #N/A | #N/A | #N/A | #N/A | #N/A | #N/A | #N/A | #N/A | #N/A
[7 empty] | 11 | 12 | 7584 | 24 | 2020-11-12 | Tuesday | 2 | No | #N/A | #N/A | #N/A | #N/A | #N/A | #N/A | #N/A | #N/A | #N/A | #N/A | #N/A | #N/A | #N/A | #N/A | #N/A | #N/A | #N/A | #N/A | #N/A | #N/A | #N/A | #N/A | #N/A | #N/A | #N/A | #N/A | #N/A | #N/A | #N/A | #N/A | #N/A | #N/A | #N/A | #N/A | #N/A | #N/A
[7 empty] | 11 | 13 | 7585 | 1 | 2020-11-13 | Wednesday | 3 | No | #N/A | #N/A | #N/A | #N/A | #N/A | #N/A | #N/A | #N/A | #N/A | #N/A | #N/A | #N/A | #N/A | #N/A | #N/A | #N/A | #N/A | #N/A | #N/A | #N/A | #N/A | #N/A | #N/A | #N/A | #N/A | #N/A | #N/A | #N/A | #N/A | #N/A | #N/A | #N/A | #N/A | #N/A | #N/A | #N/A
[7 empty] | 11 | 13 | 7586 | 2 | 2020-11-13 | Wednesday | 3 | No | #N/A | #N/A | #N/A | #N/A | #N/A | #N/A | #N/A | #N/A | #N/A | #N/A | #N/A | #N/A | #N/A | #N/A | #N/A | #N/A | #N/A | #N/A | #N/A | #N/A | #N/A | #N/A | #N/A | #N/A | #N/A | #N/A | #N/A | #N/A | #N/A | #N/A | #N/A | #N/A | #N/A | #N/A | #N/A | #N/A
[7 empty] | 11 | 13 | 7587 | 3 | 2020-11-13 | Wednesday | 3 | No | #N/A | #N/A | #N/A | #N/A | #N/A | #N/A | #N/A | #N/A | #N/A | #N/A | #N/A | #N/A | #N/A | #N/A | #N/A | #N/A | #N/A | #N/A | #N/A | #N/A | #N/A | #N/A | #N/A | #N/A | #N/A | #N/A | #N/A | #N/A | #N/A | #N/A | #N/A | #N/A | #N/A | #N/A | #N/A | #N/A
[7 empty] | 11 | 13 | 7588 | 4 | 2020-11-13 | Wednesday | 3 | No | #N/A | #N/A | #N/A | #N/A | #N/A | #N/A | #N/A | #N/A | #N/A | #N/A | #N/A | #N/A | #N/A | #N/A | #N/A | #N/A | #N/A | #N/A | #N/A | #N/A | #N/A | #N/A | #N/A | #N/A | #N/A | #N/A | #N/A | #N/A | #N/A | #N/A | #N/A | #N/A | #N/A | #N/A | #N/A | #N/A
[7 empty] | 11 | 13 | 7589 | 5 | 2020-11-13 | Wednesday | 3 | No | #N/A | #N/A | #N/A | #N/A | #N/A | #N/A | #N/A | #N/A | #N/A | #N/A | #N/A | #N/A | #N/A | #N/A | #N/A | #N/A | #N/A | #N/A | #N/A | #N/A | #N/A | #N/A | #N/A | #N/A | #N/A | #N/A | #N/A | #N/A | #N/A | #N/A | #N/A | #N/A | #N/A | #N/A | #N/A | #N/A
[7 empty] | 11 | 13 | 7590 | 6 | 2020-11-13 | Wednesday | 3 | No | #N/A | #N/A | #N/A | #N/A | #N/A | #N/A | #N/A | #N/A | #N/A | #N/A | #N/A | #N/A | #N/A | #N/A | #N/A | #N/A | #N/A | #N/A | #N/A | #N/A | #N/A | #N/A | #N/A | #N/A | #N/A | #N/A | #N/A | #N/A | #N/A | #N/A | #N/A | #N/A | #N/A | #N/A | #N/A | #N/A
[7 empty] | 11 | 13 | 7591 | 7 | 2020-11-13 | Wednesday | 3 | No | #N/A | #N/A | #N/A | #N/A | #N/A | #N/A | #N/A | #N/A | #N/A | #N/A | #N/A | #N/A | #N/A | #N/A | #N/A | #N/A | #N/A | #N/A | #N/A | #N/A | #N/A | #N/A | #N/A | #N/A | #N/A | #N/A | #N/A | #N/A | #N/A | #N/A | #N/A | #N/A | #N/A | #N/A | #N/A | #N/A
[7 empty] | 11 | 13 | 7592 | 8 | 2020-11-13 | Wednesday | 3 | No | #N/A | #N/A | #N/A | #N/A | #N/A | #N/A | #N/A | #N/A | #N/A | #N/A | #N/A | #N/A | #N/A | #N/A | #N/A | #N/A | #N/A | #N/A | #N/A | #N/A | #N/A | #N/A | #N/A | #N/A | #N/A | #N/A | #N/A | #N/A | #N/A | #N/A | #N/A | #N/A | #N/A | #N/A | #N/A | #N/A
[7 empty] | 11 | 13 | 7593 | 9 | 2020-11-13 | Wednesday | 3 | No | #N/A | #N/A | #N/A | #N/A | #N/A | #N/A | #N/A | #N/A | #N/A | #N/A | #N/A | #N/A | #N/A | #N/A | #N/A | #N/A | #N/A | #N/A | #N/A | #N/A | #N/A | #N/A | #N/A | #N/A | #N/A | #N/A | #N/A | #N/A | #N/A | #N/A | #N/A | #N/A | #N/A | #N/A | #N/A | #N/A
[7 empty] | 11 | 13 | 7594 | 10 | 2020-11-13 | Wednesday | 3 | No | #N/A | #N/A | #N/A | #N/A | #N/A | #N/A | #N/A | #N/A | #N/A | #N/A | #N/A | #N/A | #N/A | #N/A | #N/A | #N/A | #N/A | #N/A | #N/A | #N/A | #N/A | #N/A | #N/A | #N/A | #N/A | #N/A | #N/A | #N/A | #N/A | #N/A | #N/A | #N/A | #N/A | #N/A | #N/A | #N/A
[7 empty] | 11 | 13 | 7595 | 11 | 2020-11-13 | Wednesday | 3 | No | #N/A | #N/A | #N/A | #N/A | #N/A | #N/A | #N/A | #N/A | #N/A | #N/A | #N/A | #N/A | #N/A | #N/A | #N/A | #N/A | #N/A | #N/A | #N/A | #N/A | #N/A | #N/A | #N/A | #N/A | #N/A | #N/A | #N/A | #N/A | #N/A | #N/A | #N/A | #N/A | #N/A | #N/A | #N/A | #N/A
[7 empty] | 11 | 13 | 7596 | 12 | 2020-11-13 | Wednesday | 3 | No | #N/A | #N/A | #N/A | #N/A | #N/A | #N/A | #N/A | #N/A | #N/A | #N/A | #N/A | #N/A | #N/A | #N/A | #N/A | #N/A | #N/A | #N/A | #N/A | #N/A | #N/A | #N/A | #N/A | #N/A | #N/A | #N/A | #N/A | #N/A | #N/A | #N/A | #N/A | #N/A | #N/A | #N/A | #N/A | #N/A
[7 empty] | 11 | 13 | 7597 | 13 | 2020-11-13 | Wednesday | 3 | No | #N/A | #N/A | #N/A | #N/A | #N/A | #N/A | #N/A | #N/A | #N/A | #N/A | #N/A | #N/A | #N/A | #N/A | #N/A | #N/A | #N/A | #N/A | #N/A | #N/A | #N/A | #N/A | #N/A | #N/A | #N/A | #N/A | #N/A | #N/A | #N/A | #N/A | #N/A | #N/A | #N/A | #N/A | #N/A | #N/A
[7 empty] | 11 | 13 | 7598 | 14 | 2020-11-13 | Wednesday | 3 | No | #N/A | #N/A | #N/A | #N/A | #N/A | #N/A | #N/A | #N/A | #N/A | #N/A | #N/A | #N/A | #N/A | #N/A | #N/A | #N/A | #N/A | #N/A | #N/A | #N/A | #N/A | #N/A | #N/A | #N/A | #N/A | #N/A | #N/A | #N/A | #N/A | #N/A | #N/A | #N/A | #N/A | #N/A | #N/A | #N/A
[7 empty] | 11 | 13 | 7599 | 15 | 2020-11-13 | Wednesday | 3 | No | #N/A | #N/A | #N/A | #N/A | #N/A | #N/A | #N/A | #N/A | #N/A | #N/A | #N/A | #N/A | #N/A | #N/A | #N/A | #N/A | #N/A | #N/A | #N/A | #N/A | #N/A | #N/A | #N/A | #N/A | #N/A | #N/A | #N/A | #N/A | #N/A | #N/A | #N/A | #N/A | #N/A | #N/A | #N/A | #N/A
[7 empty] | 11 | 13 | 7600 | 16 | 2020-11-13 | Wednesday | 3 | No | #N/A | #N/A | #N/A | #N/A | #N/A | #N/A | #N/A | #N/A | #N/A | #N/A | #N/A | #N/A | #N/A | #N/A | #N/A | #N/A | #N/A | #N/A | #N/A | #N/A | #N/A | #N/A | #N/A | #N/A | #N/A | #N/A | #N/A | #N/A | #N/A | #N/A | #N/A | #N/A | #N/A | #N/A | #N/A | #N/A
[7 empty] | 11 | 13 | 7601 | 17 | 2020-11-13 | Wednesday | 3 | No | #N/A | #N/A | #N/A | #N/A | #N/A | #N/A | #N/A | #N/A | #N/A | #N/A | #N/A | #N/A | #N/A | #N/A | #N/A | #N/A | #N/A | #N/A | #N/A | #N/A | #N/A | #N/A | #N/A | #N/A | #N/A | #N/A | #N/A | #N/A | #N/A | #N/A | #N/A | #N/A | #N/A | #N/A | #N/A | #N/A
[7 empty] | 11 | 13 | 7602 | 18 | 2020-11-13 | Wednesday | 3 | No | #N/A | #N/A | #N/A | #N/A | #N/A | #N/A | #N/A | #N/A | #N/A | #N/A | #N/A | #N/A | #N/A | #N/A | #N/A | #N/A | #N/A | #N/A | #N/A | #N/A | #N/A | #N/A | #N/A | #N/A | #N/A | #N/A | #N/A | #N/A | #N/A | #N/A | #N/A | #N/A | #N/A | #N/A | #N/A | #N/A
[7 empty] | 11 | 13 | 7603 | 19 | 2020-11-13 | Wednesday | 3 | No | #N/A | #N/A | #N/A | #N/A | #N/A | #N/A | #N/A | #N/A | #N/A | #N/A | #N/A | #N/A | #N/A | #N/A | #N/A | #N/A | #N/A | #N/A | #N/A | #N/A | #N/A | #N/A | #N/A | #N/A | #N/A | #N/A | #N/A | #N/A | #N/A | #N/A | #N/A | #N/A | #N/A | #N/A | #N/A | #N/A
[7 empty] | 11 | 13 | 7604 | 20 | 2020-11-13 | Wednesday | 3 | No | #N/A | #N/A | #N/A | #N/A | #N/A | #N/A | #N/A | #N/A | #N/A | #N/A | #N/A | #N/A | #N/A | #N/A | #N/A | #N/A | #N/A | #N/A | #N/A | #N/A | #N/A | #N/A | #N/A | #N/A | #N/A | #N/A | #N/A | #N/A | #N/A | #N/A | #N/A | #N/A | #N/A | #N/A | #N/A | #N/A
[7 empty] | 11 | 13 | 7605 | 21 | 2020-11-13 | Wednesday | 3 | No | #N/A | #N/A | #N/A | #N/A | #N/A | #N/A | #N/A | #N/A | #N/A | #N/A | #N/A | #N/A | #N/A | #N/A | #N/A | #N/A | #N/A | #N/A | #N/A | #N/A | #N/A | #N/A | #N/A | #N/A | #N/A | #N/A | #N/A | #N/A | #N/A | #N/A | #N/A | #N/A | #N/A | #N/A | #N/A | #N/A
[7 empty] | 11 | 13 | 7606 | 22 | 2020-11-13 | Wednesday | 3 | No | #N/A | #N/A | #N/A | #N/A | #N/A | #N/A | #N/A | #N/A | #N/A | #N/A | #N/A | #N/A | #N/A | #N/A | #N/A | #N/A | #N/A | #N/A | #N/A | #N/A | #N/A | #N/A | #N/A | #N/A | #N/A | #N/A | #N/A | #N/A | #N/A | #N/A | #N/A | #N/A | #N/A | #N/A | #N/A | #N/A
[7 empty] | 11 | 13 | 7607 | 23 | 2020-11-13 | Wednesday | 3 | No | #N/A | #N/A | #N/A | #N/A | #N/A | #N/A | #N/A | #N/A | #N/A | #N/A | #N/A | #N/A | #N/A | #N/A | #N/A | #N/A | #N/A | #N/A | #N/A | #N/A | #N/A | #N/A | #N/A | #N/A | #N/A | #N/A | #N/A | #N/A | #N/A | #N/A | #N/A | #N/A | #N/A | #N/A | #N/A | #N/A
[7 empty] | 11 | 13 | 7608 | 24 | 2020-11-13 | Wednesday | 3 | No | #N/A | #N/A | #N/A | #N/A | #N/A | #N/A | #N/A | #N/A | #N/A | #N/A | #N/A | #N/A | #N/A | #N/A | #N/A | #N/A | #N/A | #N/A | #N/A | #N/A | #N/A | #N/A | #N/A | #N/A | #N/A | #N/A | #N/A | #N/A | #N/A | #N/A | #N/A | #N/A | #N/A | #N/A | #N/A | #N/A
[7 empty] | 11 | 14 | 7609 | 1 | 2020-11-14 | Thursday | 4 | No | #N/A | #N/A | #N/A | #N/A | #N/A | #N/A | #N/A | #N/A | #N/A | #N/A | #N/A | #N/A | #N/A | #N/A | #N/A | #N/A | #N/A | #N/A | #N/A | #N/A | #N/A | #N/A | #N/A | #N/A | #N/A | #N/A | #N/A | #N/A | #N/A | #N/A | #N/A | #N/A | #N/A | #N/A | #N/A | #N/A
[7 empty] | 11 | 14 | 7610 | 2 | 2020-11-14 | Thursday | 4 | No | #N/A | #N/A | #N/A | #N/A | #N/A | #N/A | #N/A | #N/A | #N/A | #N/A | #N/A | #N/A | #N/A | #N/A | #N/A | #N/A | #N/A | #N/A | #N/A | #N/A | #N/A | #N/A | #N/A | #N/A | #N/A | #N/A | #N/A | #N/A | #N/A | #N/A | #N/A | #N/A | #N/A | #N/A | #N/A | #N/A
[7 empty] | 11 | 14 | 7611 | 3 | 2020-11-14 | Thursday | 4 | No | #N/A | #N/A | #N/A | #N/A | #N/A | #N/A | #N/A | #N/A | #N/A | #N/A | #N/A | #N/A | #N/A | #N/A | #N/A | #N/A | #N/A | #N/A | #N/A | #N/A | #N/A | #N/A | #N/A | #N/A | #N/A | #N/A | #N/A | #N/A | #N/A | #N/A | #N/A | #N/A | #N/A | #N/A | #N/A | #N/A
[7 empty] | 11 | 14 | 7612 | 4 | 2020-11-14 | Thursday | 4 | No | #N/A | #N/A | #N/A | #N/A | #N/A | #N/A | #N/A | #N/A | #N/A | #N/A | #N/A | #N/A | #N/A | #N/A | #N/A | #N/A | #N/A | #N/A | #N/A | #N/A | #N/A | #N/A | #N/A | #N/A | #N/A | #N/A | #N/A | #N/A | #N/A | #N/A | #N/A | #N/A | #N/A | #N/A | #N/A | #N/A
[7 empty] | 11 | 14 | 7613 | 5 | 2020-11-14 | Thursday | 4 | No | #N/A | #N/A | #N/A | #N/A | #N/A | #N/A | #N/A | #N/A | #N/A | #N/A | #N/A | #N/A | #N/A | #N/A | #N/A | #N/A | #N/A | #N/A | #N/A | #N/A | #N/A | #N/A | #N/A | #N/A | #N/A | #N/A | #N/A | #N/A | #N/A | #N/A | #N/A | #N/A | #N/A | #N/A | #N/A | #N/A
[7 empty] | 11 | 14 | 7614 | 6 | 2020-11-14 | Thursday | 4 | No | #N/A | #N/A | #N/A | #N/A | #N/A | #N/A | #N/A | #N/A | #N/A | #N/A | #N/A | #N/A | #N/A | #N/A | #N/A | #N/A | #N/A | #N/A | #N/A | #N/A | #N/A | #N/A | #N/A | #N/A | #N/A | #N/A | #N/A | #N/A | #N/A | #N/A | #N/A | #N/A | #N/A | #N/A | #N/A | #N/A
[7 empty] | 11 | 14 | 7615 | 7 | 2020-11-14 | Thursday | 4 | No | #N/A | #N/A | #N/A | #N/A | #N/A | #N/A | #N/A | #N/A | #N/A | #N/A | #N/A | #N/A | #N/A | #N/A | #N/A | #N/A | #N/A | #N/A | #N/A | #N/A | #N/A | #N/A | #N/A | #N/A | #N/A | #N/A | #N/A | #N/A | #N/A | #N/A | #N/A | #N/A | #N/A | #N/A | #N/A | #N/A
[7 empty] | 11 | 14 | 7616 | 8 | 2020-11-14 | Thursday | 4 | No | #N/A | #N/A | #N/A | #N/A | #N/A | #N/A | #N/A | #N/A | #N/A | #N/A | #N/A | #N/A | #N/A | #N/A | #N/A | #N/A | #N/A | #N/A | #N/A | #N/A | #N/A | #N/A | #N/A | #N/A | #N/A | #N/A | #N/A | #N/A | #N/A | #N/A | #N/A | #N/A | #N/A | #N/A | #N/A | #N/A
[7 empty] | 11 | 14 | 7617 | 9 | 2020-11-14 | Thursday | 4 | No | #N/A | #N/A | #N/A | #N/A | #N/A | #N/A | #N/A | #N/A | #N/A | #N/A | #N/A | #N/A | #N/A | #N/A | #N/A | #N/A | #N/A | #N/A | #N/A | #N/A | #N/A | #N/A | #N/A | #N/A | #N/A | #N/A | #N/A | #N/A | #N/A | #N/A | #N/A | #N/A | #N/A | #N/A | #N/A | #N/A
[7 empty] | 11 | 14 | 7618 | 10 | 2020-11-14 | Thursday | 4 | No | #N/A | #N/A | #N/A | #N/A | #N/A | #N/A | #N/A | #N/A | #N/A | #N/A | #N/A | #N/A | #N/A | #N/A | #N/A | #N/A | #N/A | #N/A | #N/A | #N/A | #N/A | #N/A | #N/A | #N/A | #N/A | #N/A | #N/A | #N/A | #N/A | #N/A | #N/A | #N/A | #N/A | #N/A | #N/A | #N/A
[7 empty] | 11 | 14 | 7619 | 11 | 2020-11-14 | Thursday | 4 | No | #N/A | #N/A | #N/A | #N/A | #N/A | #N/A | #N/A | #N/A | #N/A | #N/A | #N/A | #N/A | #N/A | #N/A | #N/A | #N/A | #N/A | #N/A | #N/A | #N/A | #N/A | #N/A | #N/A | #N/A | #N/A | #N/A | #N/A | #N/A | #N/A | #N/A | #N/A | #N/A | #N/A | #N/A | #N/A | #N/A
[7 empty] | 11 | 14 | 7620 | 12 | 2020-11-14 | Thursday | 4 | No | #N/A | #N/A | #N/A | #N/A | #N/A | #N/A | #N/A | #N/A | #N/A | #N/A | #N/A | #N/A | #N/A | #N/A | #N/A | #N/A | #N/A | #N/A | #N/A | #N/A | #N/A | #N/A | #N/A | #N/A | #N/A | #N/A | #N/A | #N/A | #N/A | #N/A | #N/A | #N/A | #N/A | #N/A | #N/A | #N/A
[7 empty] | 11 | 14 | 7621 | 13 | 2020-11-14 | Thursday | 4 | No | #N/A | #N/A | #N/A | #N/A | #N/A | #N/A | #N/A | #N/A | #N/A | #N/A | #N/A | #N/A | #N/A | #N/A | #N/A | #N/A | #N/A | #N/A | #N/A | #N/A | #N/A | #N/A | #N/A | #N/A | #N/A | #N/A | #N/A | #N/A | #N/A | #N/A | #N/A | #N/A | #N/A | #N/A | #N/A | #N/A
[7 empty] | 11 | 14 | 7622 | 14 | 2020-11-14 | Thursday | 4 | No | #N/A | #N/A | #N/A | #N/A | #N/A | #N/A | #N/A | #N/A | #N/A | #N/A | #N/A | #N/A | #N/A | #N/A | #N/A | #N/A | #N/A | #N/A | #N/A | #N/A | #N/A | #N/A | #N/A | #N/A | #N/A | #N/A | #N/A | #N/A | #N/A | #N/A | #N/A | #N/A | #N/A | #N/A | #N/A | #N/A
[7 empty] | 11 | 14 | 7623 | 15 | 2020-11-14 | Thursday | 4 | No | #N/A | #N/A | #N/A | #N/A | #N/A | #N/A | #N/A | #N/A | #N/A | #N/A | #N/A | #N/A | #N/A | #N/A | #N/A | #N/A | #N/A | #N/A | #N/A | #N/A | #N/A | #N/A | #N/A | #N/A | #N/A | #N/A | #N/A | #N/A | #N/A | #N/A | #N/A | #N/A | #N/A | #N/A | #N/A | #N/A
[7 empty] | 11 | 14 | 7624 | 16 | 2020-11-14 | Thursday | 4 | No | #N/A | #N/A | #N/A | #N/A | #N/A | #N/A | #N/A | #N/A | #N/A | #N/A | #N/A | #N/A | #N/A | #N/A | #N/A | #N/A | #N/A | #N/A | #N/A | #N/A | #N/A | #N/A | #N/A | #N/A | #N/A | #N/A | #N/A | #N/A | #N/A | #N/A | #N/A | #N/A | #N/A | #N/A | #N/A | #N/A
[7 empty] | 11 | 14 | 7625 | 17 | 2020-11-14 | Thursday | 4 | No | #N/A | #N/A | #N/A | #N/A | #N/A | #N/A | #N/A | #N/A | #N/A | #N/A | #N/A | #N/A | #N/A | #N/A | #N/A | #N/A | #N/A | #N/A | #N/A | #N/A | #N/A | #N/A | #N/A | #N/A | #N/A | #N/A | #N/A | #N/A | #N/A | #N/A | #N/A | #N/A | #N/A | #N/A | #N/A | #N/A
[7 empty] | 11 | 14 | 7626 | 18 | 2020-11-14 | Thursday | 4 | No | #N/A | #N/A | #N/A | #N/A | #N/A | #N/A | #N/A | #N/A | #N/A | #N/A | #N/A | #N/A | #N/A | #N/A | #N/A | #N/A | #N/A | #N/A | #N/A | #N/A | #N/A | #N/A | #N/A | #N/A | #N/A | #N/A | #N/A | #N/A | #N/A | #N/A | #N/A | #N/A | #N/A | #N/A | #N/A | #N/A
[7 empty] | 11 | 14 | 7627 | 19 | 2020-11-14 | Thursday | 4 | No | #N/A | #N/A | #N/A | #N/A | #N/A | #N/A | #N/A | #N/A | #N/A | #N/A | #N/A | #N/A | #N/A | #N/A | #N/A | #N/A | #N/A | #N/A | #N/A | #N/A | #N/A | #N/A | #N/A | #N/A | #N/A | #N/A | #N/A | #N/A | #N/A | #N/A | #N/A | #N/A | #N/A | #N/A | #N/A | #N/A
[7 empty] | 11 | 14 | 7628 | 20 | 2020-11-14 | Thursday | 4 | No | #N/A | #N/A | #N/A | #N/A | #N/A | #N/A | #N/A | #N/A | #N/A | #N/A | #N/A | #N/A | #N/A | #N/A | #N/A | #N/A | #N/A | #N/A | #N/A | #N/A | #N/A | #N/A | #N/A | #N/A | #N/A | #N/A | #N/A | #N/A | #N/A | #N/A | #N/A | #N/A | #N/A | #N/A | #N/A | #N/A
[7 empty] | 11 | 14 | 7629 | 21 | 2020-11-14 | Thursday | 4 | No | #N/A | #N/A | #N/A | #N/A | #N/A | #N/A | #N/A | #N/A | #N/A | #N/A | #N/A | #N/A | #N/A | #N/A | #N/A | #N/A | #N/A | #N/A | #N/A | #N/A | #N/A | #N/A | #N/A | #N/A | #N/A | #N/A | #N/A | #N/A | #N/A | #N/A | #N/A | #N/A | #N/A | #N/A | #N/A | #N/A
[7 empty] | 11 | 14 | 7630 | 22 | 2020-11-14 | Thursday | 4 | No | #N/A | #N/A | #N/A | #N/A | #N/A | #N/A | #N/A | #N/A | #N/A | #N/A | #N/A | #N/A | #N/A | #N/A | #N/A | #N/A | #N/A | #N/A | #N/A | #N/A | #N/A | #N/A | #N/A | #N/A | #N/A | #N/A | #N/A | #N/A | #N/A | #N/A | #N/A | #N/A | #N/A | #N/A | #N/A | #N/A
[7 empty] | 11 | 14 | 7631 | 23 | 2020-11-14 | Thursday | 4 | No | #N/A | #N/A | #N/A | #N/A | #N/A | #N/A | #N/A | #N/A | #N/A | #N/A | #N/A | #N/A | #N/A | #N/A | #N/A | #N/A | #N/A | #N/A | #N/A | #N/A | #N/A | #N/A | #N/A | #N/A | #N/A | #N/A | #N/A | #N/A | #N/A | #N/A | #N/A | #N/A | #N/A | #N/A | #N/A | #N/A
[7 empty] | 11 | 14 | 7632 | 24 | 2020-11-14 | Thursday | 4 | No | #N/A | #N/A | #N/A | #N/A | #N/A | #N/A | #N/A | #N/A | #N/A | #N/A | #N/A | #N/A | #N/A | #N/A | #N/A | #N/A | #N/A | #N/A | #N/A | #N/A | #N/A | #N/A | #N/A | #N/A | #N/A | #N/A | #N/A | #N/A | #N/A | #N/A | #N/A | #N/A | #N/A | #N/A | #N/A | #N/A
[7 empty] | 11 | 15 | 7633 | 1 | 2020-11-15 | Friday | 5 | No | #N/A | #N/A | #N/A | #N/A | #N/A | #N/A | #N/A | #N/A | #N/A | #N/A | #N/A | #N/A | #N/A | #N/A | #N/A | #N/A | #N/A | #N/A | #N/A | #N/A | #N/A | #N/A | #N/A | #N/A | #N/A | #N/A | #N/A | #N/A | #N/A | #N/A | #N/A | #N/A | #N/A | #N/A | #N/A | #N/A
[7 empty] | 11 | 15 | 7634 | 2 | 2020-11-15 | Friday | 5 | No | #N/A | #N/A | #N/A | #N/A | #N/A | #N/A | #N/A | #N/A | #N/A | #N/A | #N/A | #N/A | #N/A | #N/A | #N/A | #N/A | #N/A | #N/A | #N/A | #N/A | #N/A | #N/A | #N/A | #N/A | #N/A | #N/A | #N/A | #N/A | #N/A | #N/A | #N/A | #N/A | #N/A | #N/A | #N/A | #N/A
[7 empty] | 11 | 15 | 7635 | 3 | 2020-11-15 | Friday | 5 | No | #N/A | #N/A | #N/A | #N/A | #N/A | #N/A | #N/A | #N/A | #N/A | #N/A | #N/A | #N/A | #N/A | #N/A | #N/A | #N/A | #N/A | #N/A | #N/A | #N/A | #N/A | #N/A | #N/A | #N/A | #N/A | #N/A | #N/A | #N/A | #N/A | #N/A | #N/A | #N/A | #N/A | #N/A | #N/A | #N/A
[7 empty] | 11 | 15 | 7636 | 4 | 2020-11-15 | Friday | 5 | No | #N/A | #N/A | #N/A | #N/A | #N/A | #N/A | #N/A | #N/A | #N/A | #N/A | #N/A | #N/A | #N/A | #N/A | #N/A | #N/A | #N/A | #N/A | #N/A | #N/A | #N/A | #N/A | #N/A | #N/A | #N/A | #N/A | #N/A | #N/A | #N/A | #N/A | #N/A | #N/A | #N/A | #N/A | #N/A | #N/A
[7 empty] | 11 | 15 | 7637 | 5 | 2020-11-15 | Friday | 5 | No | #N/A | #N/A | #N/A | #N/A | #N/A | #N/A | #N/A | #N/A | #N/A | #N/A | #N/A | #N/A | #N/A | #N/A | #N/A | #N/A | #N/A | #N/A | #N/A | #N/A | #N/A | #N/A | #N/A | #N/A | #N/A | #N/A | #N/A | #N/A | #N/A | #N/A | #N/A | #N/A | #N/A | #N/A | #N/A | #N/A
[7 empty] | 11 | 15 | 7638 | 6 | 2020-11-15 | Friday | 5 | No | #N/A | #N/A | #N/A | #N/A | #N/A | #N/A | #N/A | #N/A | #N/A | #N/A | #N/A | #N/A | #N/A | #N/A | #N/A | #N/A | #N/A | #N/A | #N/A | #N/A | #N/A | #N/A | #N/A | #N/A | #N/A | #N/A | #N/A | #N/A | #N/A | #N/A | #N/A | #N/A | #N/A | #N/A | #N/A | #N/A
[7 empty] | 11 | 15 | 7639 | 7 | 2020-11-15 | Friday | 5 | No | #N/A | #N/A | #N/A | #N/A | #N/A | #N/A | #N/A | #N/A | #N/A | #N/A | #N/A | #N/A | #N/A | #N/A | #N/A | #N/A | #N/A | #N/A | #N/A | #N/A | #N/A | #N/A | #N/A | #N/A | #N/A | #N/A | #N/A | #N/A | #N/A | #N/A | #N/A | #N/A | #N/A | #N/A | #N/A | #N/A
[7 empty] | 11 | 15 | 7640 | 8 | 2020-11-15 | Friday | 5 | No | #N/A | #N/A | #N/A | #N/A | #N/A | #N/A | #N/A | #N/A | #N/A | #N/A | #N/A | #N/A | #N/A | #N/A | #N/A | #N/A | #N/A | #N/A | #N/A | #N/A | #N/A | #N/A | #N/A | #N/A | #N/A | #N/A | #N/A | #N/A | #N/A | #N/A | #N/A | #N/A | #N/A | #N/A | #N/A | #N/A
[7 empty] | 11 | 15 | 7641 | 9 | 2020-11-15 | Friday | 5 | No | #N/A | #N/A | #N/A | #N/A | #N/A | #N/A | #N/A | #N/A | #N/A | #N/A | #N/A | #N/A | #N/A | #N/A | #N/A | #N/A | #N/A | #N/A | #N/A | #N/A | #N/A | #N/A | #N/A | #N/A | #N/A | #N/A | #N/A | #N/A | #N/A | #N/A | #N/A | #N/A | #N/A | #N/A | #N/A | #N/A
[7 empty] | 11 | 15 | 7642 | 10 | 2020-11-15 | Friday | 5 | No | #N/A | #N/A | #N/A | #N/A | #N/A | #N/A | #N/A | #N/A | #N/A | #N/A | #N/A | #N/A | #N/A | #N/A | #N/A | #N/A | #N/A | #N/A | #N/A | #N/A | #N/A | #N/A | #N/A | #N/A | #N/A | #N/A | #N/A | #N/A | #N/A | #N/A | #N/A | #N/A | #N/A | #N/A | #N/A | #N/A
[7 empty] | 11 | 15 | 7643 | 11 | 2020-11-15 | Friday | 5 | No | #N/A | #N/A | #N/A | #N/A | #N/A | #N/A | #N/A | #N/A | #N/A | #N/A | #N/A | #N/A | #N/A | #N/A | #N/A | #N/A | #N/A | #N/A | #N/A | #N/A | #N/A | #N/A | #N/A | #N/A | #N/A | #N/A | #N/A | #N/A | #N/A | #N/A | #N/A | #N/A | #N/A | #N/A | #N/A | #N/A
[7 empty] | 11 | 15 | 7644 | 12 | 2020-11-15 | Friday | 5 | No | #N/A | #N/A | #N/A | #N/A | #N/A | #N/A | #N/A | #N/A | #N/A | #N/A | #N/A | #N/A | #N/A | #N/A | #N/A | #N/A | #N/A | #N/A | #N/A | #N/A | #N/A | #N/A | #N/A | #N/A | #N/A | #N/A | #N/A | #N/A | #N/A | #N/A | #N/A | #N/A | #N/A | #N/A | #N/A | #N/A
[7 empty] | 11 | 15 | 7645 | 13 | 2020-11-15 | Friday | 5 | No | #N/A | #N/A | #N/A | #N/A | #N/A | #N/A | #N/A | #N/A | #N/A | #N/A | #N/A | #N/A | #N/A | #N/A | #N/A | #N/A | #N/A | #N/A | #N/A | #N/A | #N/A | #N/A | #N/A | #N/A | #N/A | #N/A | #N/A | #N/A | #N/A | #N/A | #N/A | #N/A | #N/A | #N/A | #N/A | #N/A
[7 empty] | 11 | 15 | 7646 | 14 | 2020-11-15 | Friday | 5 | No | #N/A | #N/A | #N/A | #N/A | #N/A | #N/A | #N/A | #N/A | #N/A | #N/A | #N/A | #N/A | #N/A | #N/A | #N/A | #N/A | #N/A | #N/A | #N/A | #N/A | #N/A | #N/A | #N/A | #N/A | #N/A | #N/A | #N/A | #N/A | #N/A | #N/A | #N/A | #N/A | #N/A | #N/A | #N/A | #N/A
[7 empty] | 11 | 15 | 7647 | 15 | 2020-11-15 | Friday | 5 | No | #N/A | #N/A | #N/A | #N/A | #N/A | #N/A | #N/A | #N/A | #N/A | #N/A | #N/A | #N/A | #N/A | #N/A | #N/A | #N/A | #N/A | #N/A | #N/A | #N/A | #N/A | #N/A | #N/A | #N/A | #N/A | #N/A | #N/A | #N/A | #N/A | #N/A | #N/A | #N/A | #N/A | #N/A | #N/A | #N/A
[7 empty] | 11 | 15 | 7648 | 16 | 2020-11-15 | Friday | 5 | No | #N/A | #N/A | #N/A | #N/A | #N/A | #N/A | #N/A | #N/A | #N/A | #N/A | #N/A | #N/A | #N/A | #N/A | #N/A | #N/A | #N/A | #N/A | #N/A | #N/A | #N/A | #N/A | #N/A | #N/A | #N/A | #N/A | #N/A | #N/A | #N/A | #N/A | #N/A | #N/A | #N/A | #N/A | #N/A | #N/A
[7 empty] | 11 | 15 | 7649 | 17 | 2020-11-15 | Friday | 5 | No | #N/A | #N/A | #N/A | #N/A | #N/A | #N/A | #N/A | #N/A | #N/A | #N/A | #N/A | #N/A | #N/A | #N/A | #N/A | #N/A | #N/A | #N/A | #N/A | #N/A | #N/A | #N/A | #N/A | #N/A | #N/A | #N/A | #N/A | #N/A | #N/A | #N/A | #N/A | #N/A | #N/A | #N/A | #N/A | #N/A
[7 empty] | 11 | 15 | 7650 | 18 | 2020-11-15 | Friday | 5 | No | #N/A | #N/A | #N/A | #N/A | #N/A | #N/A | #N/A | #N/A | #N/A | #N/A | #N/A | #N/A | #N/A | #N/A | #N/A | #N/A | #N/A | #N/A | #N/A | #N/A | #N/A | #N/A | #N/A | #N/A | #N/A | #N/A | #N/A | #N/A | #N/A | #N/A | #N/A | #N/A | #N/A | #N/A | #N/A | #N/A
[7 empty] | 11 | 15 | 7651 | 19 | 2020-11-15 | Friday | 5 | No | #N/A | #N/A | #N/A | #N/A | #N/A | #N/A | #N/A | #N/A | #N/A | #N/A | #N/A | #N/A | #N/A | #N/A | #N/A | #N/A | #N/A | #N/A | #N/A | #N/A | #N/A | #N/A | #N/A | #N/A | #N/A | #N/A | #N/A | #N/A | #N/A | #N/A | #N/A | #N/A | #N/A | #N/A | #N/A | #N/A
[7 empty] | 11 | 15 | 7652 | 20 | 2020-11-15 | Friday | 5 | No | #N/A | #N/A | #N/A | #N/A | #N/A | #N/A | #N/A | #N/A | #N/A | #N/A | #N/A | #N/A | #N/A | #N/A | #N/A | #N/A | #N/A | #N/A | #N/A | #N/A | #N/A | #N/A | #N/A | #N/A | #N/A | #N/A | #N/A | #N/A | #N/A | #N/A | #N/A | #N/A | #N/A | #N/A | #N/A | #N/A
[7 empty] | 11 | 15 | 7653 | 21 | 2020-11-15 | Friday | 5 | No | #N/A | #N/A | #N/A | #N/A | #N/A | #N/A | #N/A | #N/A | #N/A | #N/A | #N/A | #N/A | #N/A | #N/A | #N/A | #N/A | #N/A | #N/A | #N/A | #N/A | #N/A | #N/A | #N/A | #N/A | #N/A | #N/A | #N/A | #N/A | #N/A | #N/A | #N/A | #N/A | #N/A | #N/A | #N/A | #N/A
[7 empty] | 11 | 15 | 7654 | 22 | 2020-11-15 | Friday | 5 | No | #N/A | #N/A | #N/A | #N/A | #N/A | #N/A | #N/A | #N/A | #N/A | #N/A | #N/A | #N/A | #N/A | #N/A | #N/A | #N/A | #N/A | #N/A | #N/A | #N/A | #N/A | #N/A | #N/A | #N/A | #N/A | #N/A | #N/A | #N/A | #N/A | #N/A | #N/A | #N/A | #N/A | #N/A | #N/A | #N/A
[7 empty] | 11 | 15 | 7655 | 23 | 2020-11-15 | Friday | 5 | No | #N/A | #N/A | #N/A | #N/A | #N/A | #N/A | #N/A | #N/A | #N/A | #N/A | #N/A | #N/A | #N/A | #N/A | #N/A | #N/A | #N/A | #N/A | #N/A | #N/A | #N/A | #N/A | #N/A | #N/A | #N/A | #N/A | #N/A | #N/A | #N/A | #N/A | #N/A | #N/A | #N/A | #N/A | #N/A | #N/A
[7 empty] | 11 | 15 | 7656 | 24 | 2020-11-15 | Friday | 5 | No | #N/A | #N/A | #N/A | #N/A | #N/A | #N/A | #N/A | #N/A | #N/A | #N/A | #N/A | #N/A | #N/A | #N/A | #N/A | #N/A | #N/A | #N/A | #N/A | #N/A | #N/A | #N/A | #N/A | #N/A | #N/A | #N/A | #N/A | #N/A | #N/A | #N/A | #N/A | #N/A | #N/A | #N/A | #N/A | #N/A
[7 empty] | 11 | 16 | 7657 | 1 | 2020-11-16 | Saturday | 6 | No | #N/A | #N/A | #N/A | #N/A | #N/A | #N/A | #N/A | #N/A | #N/A | #N/A | #N/A | #N/A | #N/A | #N/A | #N/A | #N/A | #N/A | #N/A | #N/A | #N/A | #N/A | #N/A | #N/A | #N/A | #N/A | #N/A | #N/A | #N/A | #N/A | #N/A | #N/A | #N/A | #N/A | #N/A | #N/A | #N/A
[7 empty] | 11 | 16 | 7658 | 2 | 2020-11-16 | Saturday | 6 | No | #N/A | #N/A | #N/A | #N/A | #N/A | #N/A | #N/A | #N/A | #N/A | #N/A | #N/A | #N/A | #N/A | #N/A | #N/A | #N/A | #N/A | #N/A | #N/A | #N/A | #N/A | #N/A | #N/A | #N/A | #N/A | #N/A | #N/A | #N/A | #N/A | #N/A | #N/A | #N/A | #N/A | #N/A | #N/A | #N/A
[7 empty] | 11 | 16 | 7659 | 3 | 2020-11-16 | Saturday | 6 | No | #N/A | #N/A | #N/A | #N/A | #N/A | #N/A | #N/A | #N/A | #N/A | #N/A | #N/A | #N/A | #N/A | #N/A | #N/A | #N/A | #N/A | #N/A | #N/A | #N/A | #N/A | #N/A | #N/A | #N/A | #N/A | #N/A | #N/A | #N/A | #N/A | #N/A | #N/A | #N/A | #N/A | #N/A | #N/A | #N/A
[7 empty] | 11 | 16 | 7660 | 4 | 2020-11-16 | Saturday | 6 | No | #N/A | #N/A | #N/A | #N/A | #N/A | #N/A | #N/A | #N/A | #N/A | #N/A | #N/A | #N/A | #N/A | #N/A | #N/A | #N/A | #N/A | #N/A | #N/A | #N/A | #N/A | #N/A | #N/A | #N/A | #N/A | #N/A | #N/A | #N/A | #N/A | #N/A | #N/A | #N/A | #N/A | #N/A | #N/A | #N/A
[7 empty] | 11 | 16 | 7661 | 5 | 2020-11-16 | Saturday | 6 | No | #N/A | #N/A | #N/A | #N/A | #N/A | #N/A | #N/A | #N/A | #N/A | #N/A | #N/A | #N/A | #N/A | #N/A | #N/A | #N/A | #N/A | #N/A | #N/A | #N/A | #N/A | #N/A | #N/A | #N/A | #N/A | #N/A | #N/A | #N/A | #N/A | #N/A | #N/A | #N/A | #N/A | #N/A | #N/A | #N/A
[7 empty] | 11 | 16 | 7662 | 6 | 2020-11-16 | Saturday | 6 | No | #N/A | #N/A | #N/A | #N/A | #N/A | #N/A | #N/A | #N/A | #N/A | #N/A | #N/A | #N/A | #N/A | #N/A | #N/A | #N/A | #N/A | #N/A | #N/A | #N/A | #N/A | #N/A | #N/A | #N/A | #N/A | #N/A | #N/A | #N/A | #N/A | #N/A | #N/A | #N/A | #N/A | #N/A | #N/A | #N/A
[7 empty] | 11 | 16 | 7663 | 7 | 2020-11-16 | Saturday | 6 | No | #N/A | #N/A | #N/A | #N/A | #N/A | #N/A | #N/A | #N/A | #N/A | #N/A | #N/A | #N/A | #N/A | #N/A | #N/A | #N/A | #N/A | #N/A | #N/A | #N/A | #N/A | #N/A | #N/A | #N/A | #N/A | #N/A | #N/A | #N/A | #N/A | #N/A | #N/A | #N/A | #N/A | #N/A | #N/A | #N/A
[7 empty] | 11 | 16 | 7664 | 8 | 2020-11-16 | Saturday | 6 | No | #N/A | #N/A | #N/A | #N/A | #N/A | #N/A | #N/A | #N/A | #N/A | #N/A | #N/A | #N/A | #N/A | #N/A | #N/A | #N/A | #N/A | #N/A | #N/A | #N/A | #N/A | #N/A | #N/A | #N/A | #N/A | #N/A | #N/A | #N/A | #N/A | #N/A | #N/A | #N/A | #N/A | #N/A | #N/A | #N/A
[7 empty] | 11 | 16 | 7665 | 9 | 2020-11-16 | Saturday | 6 | No | #N/A | #N/A | #N/A | #N/A | #N/A | #N/A | #N/A | #N/A | #N/A | #N/A | #N/A | #N/A | #N/A | #N/A | #N/A | #N/A | #N/A | #N/A | #N/A | #N/A | #N/A | #N/A | #N/A | #N/A | #N/A | #N/A | #N/A | #N/A | #N/A | #N/A | #N/A | #N/A | #N/A | #N/A | #N/A | #N/A
[7 empty] | 11 | 16 | 7666 | 10 | 2020-11-16 | Saturday | 6 | No | #N/A | #N/A | #N/A | #N/A | #N/A | #N/A | #N/A | #N/A | #N/A | #N/A | #N/A | #N/A | #N/A | #N/A | #N/A | #N/A | #N/A | #N/A | #N/A | #N/A | #N/A | #N/A | #N/A | #N/A | #N/A | #N/A | #N/A | #N/A | #N/A | #N/A | #N/A | #N/A | #N/A | #N/A | #N/A | #N/A
[7 empty] | 11 | 16 | 7667 | 11 | 2020-11-16 | Saturday | 6 | No | #N/A | #N/A | #N/A | #N/A | #N/A | #N/A | #N/A | #N/A | #N/A | #N/A | #N/A | #N/A | #N/A | #N/A | #N/A | #N/A | #N/A | #N/A | #N/A | #N/A | #N/A | #N/A | #N/A | #N/A | #N/A | #N/A | #N/A | #N/A | #N/A | #N/A | #N/A | #N/A | #N/A | #N/A | #N/A | #N/A
[7 empty] | 11 | 16 | 7668 | 12 | 2020-11-16 | Saturday | 6 | No | #N/A | #N/A | #N/A | #N/A | #N/A | #N/A | #N/A | #N/A | #N/A | #N/A | #N/A | #N/A | #N/A | #N/A | #N/A | #N/A | #N/A | #N/A | #N/A | #N/A | #N/A | #N/A | #N/A | #N/A | #N/A | #N/A | #N/A | #N/A | #N/A | #N/A | #N/A | #N/A | #N/A | #N/A | #N/A | #N/A
[7 empty] | 11 | 16 | 7669 | 13 | 2020-11-16 | Saturday | 6 | No | #N/A | #N/A | #N/A | #N/A | #N/A | #N/A | #N/A | #N/A | #N/A | #N/A | #N/A | #N/A | #N/A | #N/A | #N/A | #N/A | #N/A | #N/A | #N/A | #N/A | #N/A | #N/A | #N/A | #N/A | #N/A | #N/A | #N/A | #N/A | #N/A | #N/A | #N/A | #N/A | #N/A | #N/A | #N/A | #N/A
[7 empty] | 11 | 16 | 7670 | 14 | 2020-11-16 | Saturday | 6 | No | #N/A | #N/A | #N/A | #N/A | #N/A | #N/A | #N/A | #N/A | #N/A | #N/A | #N/A | #N/A | #N/A | #N/A | #N/A | #N/A | #N/A | #N/A | #N/A | #N/A | #N/A | #N/A | #N/A | #N/A | #N/A | #N/A | #N/A | #N/A | #N/A | #N/A | #N/A | #N/A | #N/A | #N/A | #N/A | #N/A
[7 empty] | 11 | 16 | 7671 | 15 | 2020-11-16 | Saturday | 6 | No | #N/A | #N/A | #N/A | #N/A | #N/A | #N/A | #N/A | #N/A | #N/A | #N/A | #N/A | #N/A | #N/A | #N/A | #N/A | #N/A | #N/A | #N/A | #N/A | #N/A | #N/A | #N/A | #N/A | #N/A | #N/A | #N/A | #N/A | #N/A | #N/A | #N/A | #N/A | #N/A | #N/A | #N/A | #N/A | #N/A
[7 empty] | 11 | 16 | 7672 | 16 | 2020-11-16 | Saturday | 6 | No | #N/A | #N/A | #N/A | #N/A | #N/A | #N/A | #N/A | #N/A | #N/A | #N/A | #N/A | #N/A | #N/A | #N/A | #N/A | #N/A | #N/A | #N/A | #N/A | #N/A | #N/A | #N/A | #N/A | #N/A | #N/A | #N/A | #N/A | #N/A | #N/A | #N/A | #N/A | #N/A | #N/A | #N/A | #N/A | #N/A
[7 empty] | 11 | 16 | 7673 | 17 | 2020-11-16 | Saturday | 6 | No | #N/A | #N/A | #N/A | #N/A | #N/A | #N/A | #N/A | #N/A | #N/A | #N/A | #N/A | #N/A | #N/A | #N/A | #N/A | #N/A | #N/A | #N/A | #N/A | #N/A | #N/A | #N/A | #N/A | #N/A | #N/A | #N/A | #N/A | #N/A | #N/A | #N/A | #N/A | #N/A | #N/A | #N/A | #N/A | #N/A
[7 empty] | 11 | 16 | 7674 | 18 | 2020-11-16 | Saturday | 6 | No | #N/A | #N/A | #N/A | #N/A | #N/A | #N/A | #N/A | #N/A | #N/A | #N/A | #N/A | #N/A | #N/A | #N/A | #N/A | #N/A | #N/A | #N/A | #N/A | #N/A | #N/A | #N/A | #N/A | #N/A | #N/A | #N/A | #N/A | #N/A | #N/A | #N/A | #N/A | #N/A | #N/A | #N/A | #N/A | #N/A
[7 empty] | 11 | 16 | 7675 | 19 | 2020-11-16 | Saturday | 6 | No | #N/A | #N/A | #N/A | #N/A | #N/A | #N/A | #N/A | #N/A | #N/A | #N/A | #N/A | #N/A | #N/A | #N/A | #N/A | #N/A | #N/A | #N/A | #N/A | #N/A | #N/A | #N/A | #N/A | #N/A | #N/A | #N/A | #N/A | #N/A | #N/A | #N/A | #N/A | #N/A | #N/A | #N/A | #N/A | #N/A
[7 empty] | 11 | 16 | 7676 | 20 | 2020-11-16 | Saturday | 6 | No | #N/A | #N/A | #N/A | #N/A | #N/A | #N/A | #N/A | #N/A | #N/A | #N/A | #N/A | #N/A | #N/A | #N/A | #N/A | #N/A | #N/A | #N/A | #N/A | #N/A | #N/A | #N/A | #N/A | #N/A | #N/A | #N/A | #N/A | #N/A | #N/A | #N/A | #N/A | #N/A | #N/A | #N/A | #N/A | #N/A
[7 empty] | 11 | 16 | 7677 | 21 | 2020-11-16 | Saturday | 6 | No | #N/A | #N/A | #N/A | #N/A | #N/A | #N/A | #N/A | #N/A | #N/A | #N/A | #N/A | #N/A | #N/A | #N/A | #N/A | #N/A | #N/A | #N/A | #N/A | #N/A | #N/A | #N/A | #N/A | #N/A | #N/A | #N/A | #N/A | #N/A | #N/A | #N/A | #N/A | #N/A | #N/A | #N/A | #N/A | #N/A
[7 empty] | 11 | 16 | 7678 | 22 | 2020-11-16 | Saturday | 6 | No | #N/A | #N/A | #N/A | #N/A | #N/A | #N/A | #N/A | #N/A | #N/A | #N/A | #N/A | #N/A | #N/A | #N/A | #N/A | #N/A | #N/A | #N/A | #N/A | #N/A | #N/A | #N/A | #N/A | #N/A | #N/A | #N/A | #N/A | #N/A | #N/A | #N/A | #N/A | #N/A | #N/A | #N/A | #N/A | #N/A
[7 empty] | 11 | 16 | 7679 | 23 | 2020-11-16 | Saturday | 6 | No | #N/A | #N/A | #N/A | #N/A | #N/A | #N/A | #N/A | #N/A | #N/A | #N/A | #N/A | #N/A | #N/A | #N/A | #N/A | #N/A | #N/A | #N/A | #N/A | #N/A | #N/A | #N/A | #N/A | #N/A | #N/A | #N/A | #N/A | #N/A | #N/A | #N/A | #N/A | #N/A | #N/A | #N/A | #N/A | #N/A
[7 empty] | 11 | 16 | 7680 | 24 | 2020-11-16 | Saturday | 6 | No | #N/A | #N/A | #N/A | #N/A | #N/A | #N/A | #N/A | #N/A | #N/A | #N/A | #N/A | #N/A | #N/A | #N/A | #N/A | #N/A | #N/A | #N/A | #N/A | #N/A | #N/A | #N/A | #N/A | #N/A | #N/A | #N/A | #N/A | #N/A | #N/A | #N/A | #N/A | #N/A | #N/A | #N/A | #N/A | #N/A
[7 empty] | 11 | 17 | 7681 | 1 | 2020-11-17 | Sunday | 7 | No | #N/A | #N/A | #N/A | #N/A | #N/A | #N/A | #N/A | #N/A | #N/A | #N/A | #N/A | #N/A | #N/A | #N/A | #N/A | #N/A | #N/A | #N/A | #N/A | #N/A | #N/A | #N/A | #N/A | #N/A | #N/A | #N/A | #N/A | #N/A | #N/A | #N/A | #N/A | #N/A | #N/A | #N/A | #N/A | #N/A
[7 empty] | 11 | 17 | 7682 | 2 | 2020-11-17 | Sunday | 7 | No | #N/A | #N/A | #N/A | #N/A | #N/A | #N/A | #N/A | #N/A | #N/A | #N/A | #N/A | #N/A | #N/A | #N/A | #N/A | #N/A | #N/A | #N/A | #N/A | #N/A | #N/A | #N/A | #N/A | #N/A | #N/A | #N/A | #N/A | #N/A | #N/A | #N/A | #N/A | #N/A | #N/A | #N/A | #N/A | #N/A
[7 empty] | 11 | 17 | 7683 | 3 | 2020-11-17 | Sunday | 7 | No | #N/A | #N/A | #N/A | #N/A | #N/A | #N/A | #N/A | #N/A | #N/A | #N/A | #N/A | #N/A | #N/A | #N/A | #N/A | #N/A | #N/A | #N/A | #N/A | #N/A | #N/A | #N/A | #N/A | #N/A | #N/A | #N/A | #N/A | #N/A | #N/A | #N/A | #N/A | #N/A | #N/A | #N/A | #N/A | #N/A
[7 empty] | 11 | 17 | 7684 | 4 | 2020-11-17 | Sunday | 7 | No | #N/A | #N/A | #N/A | #N/A | #N/A | #N/A | #N/A | #N/A | #N/A | #N/A | #N/A | #N/A | #N/A | #N/A | #N/A | #N/A | #N/A | #N/A | #N/A | #N/A | #N/A | #N/A | #N/A | #N/A | #N/A | #N/A | #N/A | #N/A | #N/A | #N/A | #N/A | #N/A | #N/A | #N/A | #N/A | #N/A
[7 empty] | 11 | 17 | 7685 | 5 | 2020-11-17 | Sunday | 7 | No | #N/A | #N/A | #N/A | #N/A | #N/A | #N/A | #N/A | #N/A | #N/A | #N/A | #N/A | #N/A | #N/A | #N/A | #N/A | #N/A | #N/A | #N/A | #N/A | #N/A | #N/A | #N/A | #N/A | #N/A | #N/A | #N/A | #N/A | #N/A | #N/A | #N/A | #N/A | #N/A | #N/A | #N/A | #N/A | #N/A
[7 empty] | 11 | 17 | 7686 | 6 | 2020-11-17 | Sunday | 7 | No | #N/A | #N/A | #N/A | #N/A | #N/A | #N/A | #N/A | #N/A | #N/A | #N/A | #N/A | #N/A | #N/A | #N/A | #N/A | #N/A | #N/A | #N/A | #N/A | #N/A | #N/A | #N/A | #N/A | #N/A | #N/A | #N/A | #N/A | #N/A | #N/A | #N/A | #N/A | #N/A | #N/A | #N/A | #N/A | #N/A
[7 empty] | 11 | 17 | 7687 | 7 | 2020-11-17 | Sunday | 7 | No | #N/A | #N/A | #N/A | #N/A | #N/A | #N/A | #N/A | #N/A | #N/A | #N/A | #N/A | #N/A | #N/A | #N/A | #N/A | #N/A | #N/A | #N/A | #N/A | #N/A | #N/A | #N/A | #N/A | #N/A | #N/A | #N/A | #N/A | #N/A | #N/A | #N/A | #N/A | #N/A | #N/A | #N/A | #N/A | #N/A
[7 empty] | 11 | 17 | 7688 | 8 | 2020-11-17 | Sunday | 7 | No | #N/A | #N/A | #N/A | #N/A | #N/A | #N/A | #N/A | #N/A | #N/A | #N/A | #N/A | #N/A | #N/A | #N/A | #N/A | #N/A | #N/A | #N/A | #N/A | #N/A | #N/A | #N/A | #N/A | #N/A | #N/A | #N/A | #N/A | #N/A | #N/A | #N/A | #N/A | #N/A | #N/A | #N/A | #N/A | #N/A
[7 empty] | 11 | 17 | 7689 | 9 | 2020-11-17 | Sunday | 7 | No | #N/A | #N/A | #N/A | #N/A | #N/A | #N/A | #N/A | #N/A | #N/A | #N/A | #N/A | #N/A | #N/A | #N/A | #N/A | #N/A | #N/A | #N/A | #N/A | #N/A | #N/A | #N/A | #N/A | #N/A | #N/A | #N/A | #N/A | #N/A | #N/A | #N/A | #N/A | #N/A | #N/A | #N/A | #N/A | #N/A
[7 empty] | 11 | 17 | 7690 | 10 | 2020-11-17 | Sunday | 7 | No | #N/A | #N/A | #N/A | #N/A | #N/A | #N/A | #N/A | #N/A | #N/A | #N/A | #N/A | #N/A | #N/A | #N/A | #N/A | #N/A | #N/A | #N/A | #N/A | #N/A | #N/A | #N/A | #N/A | #N/A | #N/A | #N/A | #N/A | #N/A | #N/A | #N/A | #N/A | #N/A | #N/A | #N/A | #N/A | #N/A
[7 empty] | 11 | 17 | 7691 | 11 | 2020-11-17 | Sunday | 7 | No | #N/A | #N/A | #N/A | #N/A | #N/A | #N/A | #N/A | #N/A | #N/A | #N/A | #N/A | #N/A | #N/A | #N/A | #N/A | #N/A | #N/A | #N/A | #N/A | #N/A | #N/A | #N/A | #N/A | #N/A | #N/A | #N/A | #N/A | #N/A | #N/A | #N/A | #N/A | #N/A | #N/A | #N/A | #N/A | #N/A
[7 empty] | 11 | 17 | 7692 | 12 | 2020-11-17 | Sunday | 7 | No | #N/A | #N/A | #N/A | #N/A | #N/A | #N/A | #N/A | #N/A | #N/A | #N/A | #N/A | #N/A | #N/A | #N/A | #N/A | #N/A | #N/A | #N/A | #N/A | #N/A | #N/A | #N/A | #N/A | #N/A | #N/A | #N/A | #N/A | #N/A | #N/A | #N/A | #N/A | #N/A | #N/A | #N/A | #N/A | #N/A
[7 empty] | 11 | 17 | 7693 | 13 | 2020-11-17 | Sunday | 7 | No | #N/A | #N/A | #N/A | #N/A | #N/A | #N/A | #N/A | #N/A | #N/A | #N/A | #N/A | #N/A | #N/A | #N/A | #N/A | #N/A | #N/A | #N/A | #N/A | #N/A | #N/A | #N/A | #N/A | #N/A | #N/A | #N/A | #N/A | #N/A | #N/A | #N/A | #N/A | #N/A | #N/A | #N/A | #N/A | #N/A
[7 empty] | 11 | 17 | 7694 | 14 | 2020-11-17 | Sunday | 7 | No | #N/A | #N/A | #N/A | #N/A | #N/A | #N/A | #N/A | #N/A | #N/A | #N/A | #N/A | #N/A | #N/A | #N/A | #N/A | #N/A | #N/A | #N/A | #N/A | #N/A | #N/A | #N/A | #N/A | #N/A | #N/A | #N/A | #N/A | #N/A | #N/A | #N/A | #N/A | #N/A | #N/A | #N/A | #N/A | #N/A
[7 empty] | 11 | 17 | 7695 | 15 | 2020-11-17 | Sunday | 7 | No | #N/A | #N/A | #N/A | #N/A | #N/A | #N/A | #N/A | #N/A | #N/A | #N/A | #N/A | #N/A | #N/A | #N/A | #N/A | #N/A | #N/A | #N/A | #N/A | #N/A | #N/A | #N/A | #N/A | #N/A | #N/A | #N/A | #N/A | #N/A | #N/A | #N/A | #N/A | #N/A | #N/A | #N/A | #N/A | #N/A
[7 empty] | 11 | 17 | 7696 | 16 | 2020-11-17 | Sunday | 7 | No | #N/A | #N/A | #N/A | #N/A | #N/A | #N/A | #N/A | #N/A | #N/A | #N/A | #N/A | #N/A | #N/A | #N/A | #N/A | #N/A | #N/A | #N/A | #N/A | #N/A | #N/A | #N/A | #N/A | #N/A | #N/A | #N/A | #N/A | #N/A | #N/A | #N/A | #N/A | #N/A | #N/A | #N/A | #N/A | #N/A
[7 empty] | 11 | 17 | 7697 | 17 | 2020-11-17 | Sunday | 7 | No | #N/A | #N/A | #N/A | #N/A | #N/A | #N/A | #N/A | #N/A | #N/A | #N/A | #N/A | #N/A | #N/A | #N/A | #N/A | #N/A | #N/A | #N/A | #N/A | #N/A | #N/A | #N/A | #N/A | #N/A | #N/A | #N/A | #N/A | #N/A | #N/A | #N/A | #N/A | #N/A | #N/A | #N/A | #N/A | #N/A
[7 empty] | 11 | 17 | 7698 | 18 | 2020-11-17 | Sunday | 7 | No | #N/A | #N/A | #N/A | #N/A | #N/A | #N/A | #N/A | #N/A | #N/A | #N/A | #N/A | #N/A | #N/A | #N/A | #N/A | #N/A | #N/A | #N/A | #N/A | #N/A | #N/A | #N/A | #N/A | #N/A | #N/A | #N/A | #N/A | #N/A | #N/A | #N/A | #N/A | #N/A | #N/A | #N/A | #N/A | #N/A
[7 empty] | 11 | 17 | 7699 | 19 | 2020-11-17 | Sunday | 7 | No | #N/A | #N/A | #N/A | #N/A | #N/A | #N/A | #N/A | #N/A | #N/A | #N/A | #N/A | #N/A | #N/A | #N/A | #N/A | #N/A | #N/A | #N/A | #N/A | #N/A | #N/A | #N/A | #N/A | #N/A | #N/A | #N/A | #N/A | #N/A | #N/A | #N/A | #N/A | #N/A | #N/A | #N/A | #N/A | #N/A
[7 empty] | 11 | 17 | 7700 | 20 | 2020-11-17 | Sunday | 7 | No | #N/A | #N/A | #N/A | #N/A | #N/A | #N/A | #N/A | #N/A | #N/A | #N/A | #N/A | #N/A | #N/A | #N/A | #N/A | #N/A | #N/A | #N/A | #N/A | #N/A | #N/A | #N/A | #N/A | #N/A | #N/A | #N/A | #N/A | #N/A | #N/A | #N/A | #N/A | #N/A | #N/A | #N/A | #N/A | #N/A
[7 empty] | 11 | 17 | 7701 | 21 | 2020-11-17 | Sunday | 7 | No | #N/A | #N/A | #N/A | #N/A | #N/A | #N/A | #N/A | #N/A | #N/A | #N/A | #N/A | #N/A | #N/A | #N/A | #N/A | #N/A | #N/A | #N/A | #N/A | #N/A | #N/A | #N/A | #N/A | #N/A | #N/A | #N/A | #N/A | #N/A | #N/A | #N/A | #N/A | #N/A | #N/A | #N/A | #N/A | #N/A
[7 empty] | 11 | 17 | 7702 | 22 | 2020-11-17 | Sunday | 7 | No | #N/A | #N/A | #N/A | #N/A | #N/A | #N/A | #N/A | #N/A | #N/A | #N/A | #N/A | #N/A | #N/A | #N/A | #N/A | #N/A | #N/A | #N/A | #N/A | #N/A | #N/A | #N/A | #N/A | #N/A | #N/A | #N/A | #N/A | #N/A | #N/A | #N/A | #N/A | #N/A | #N/A | #N/A | #N/A | #N/A
[7 empty] | 11 | 17 | 7703 | 23 | 2020-11-17 | Sunday | 7 | No | #N/A | #N/A | #N/A | #N/A | #N/A | #N/A | #N/A | #N/A | #N/A | #N/A | #N/A | #N/A | #N/A | #N/A | #N/A | #N/A | #N/A | #N/A | #N/A | #N/A | #N/A | #N/A | #N/A | #N/A | #N/A | #N/A | #N/A | #N/A | #N/A | #N/A | #N/A | #N/A | #N/A | #N/A | #N/A | #N/A
[7 empty] | 11 | 17 | 7704 | 24 | 2020-11-17 | Sunday | 7 | No | #N/A | #N/A | #N/A | #N/A | #N/A | #N/A | #N/A | #N/A | #N/A | #N/A | #N/A | #N/A | #N/A | #N/A | #N/A | #N/A | #N/A | #N/A | #N/A | #N/A | #N/A | #N/A | #N/A | #N/A | #N/A | #N/A | #N/A | #N/A | #N/A | #N/A | #N/A | #N/A | #N/A | #N/A | #N/A | #N/A
[7 empty] | 11 | 18 | 7705 | 1 | 2020-11-18 | Monday | 1 | No | #N/A | #N/A | #N/A | #N/A | #N/A | #N/A | #N/A | #N/A | #N/A | #N/A | #N/A | #N/A | #N/A | #N/A | #N/A | #N/A | #N/A | #N/A | #N/A | #N/A | #N/A | #N/A | #N/A | #N/A | #N/A | #N/A | #N/A | #N/A | #N/A | #N/A | #N/A | #N/A | #N/A | #N/A | #N/A | #N/A
[7 empty] | 11 | 18 | 7706 | 2 | 2020-11-18 | Monday | 1 | No | #N/A | #N/A | #N/A | #N/A | #N/A | #N/A | #N/A | #N/A | #N/A | #N/A | #N/A | #N/A | #N/A | #N/A | #N/A | #N/A | #N/A | #N/A | #N/A | #N/A | #N/A | #N/A | #N/A | #N/A | #N/A | #N/A | #N/A | #N/A | #N/A | #N/A | #N/A | #N/A | #N/A | #N/A | #N/A | #N/A
[7 empty] | 11 | 18 | 7707 | 3 | 2020-11-18 | Monday | 1 | No | #N/A | #N/A | #N/A | #N/A | #N/A | #N/A | #N/A | #N/A | #N/A | #N/A | #N/A | #N/A | #N/A | #N/A | #N/A | #N/A | #N/A | #N/A | #N/A | #N/A | #N/A | #N/A | #N/A | #N/A | #N/A | #N/A | #N/A | #N/A | #N/A | #N/A | #N/A | #N/A | #N/A | #N/A | #N/A | #N/A
[7 empty] | 11 | 18 | 7708 | 4 | 2020-11-18 | Monday | 1 | No | #N/A | #N/A | #N/A | #N/A | #N/A | #N/A | #N/A | #N/A | #N/A | #N/A | #N/A | #N/A | #N/A | #N/A | #N/A | #N/A | #N/A | #N/A | #N/A | #N/A | #N/A | #N/A | #N/A | #N/A | #N/A | #N/A | #N/A | #N/A | #N/A | #N/A | #N/A | #N/A | #N/A | #N/A | #N/A | #N/A
[7 empty] | 11 | 18 | 7709 | 5 | 2020-11-18 | Monday | 1 | No | #N/A | #N/A | #N/A | #N/A | #N/A | #N/A | #N/A | #N/A | #N/A | #N/A | #N/A | #N/A | #N/A | #N/A | #N/A | #N/A | #N/A | #N/A | #N/A | #N/A | #N/A | #N/A | #N/A | #N/A | #N/A | #N/A | #N/A | #N/A | #N/A | #N/A | #N/A | #N/A | #N/A | #N/A | #N/A | #N/A
[7 empty] | 11 | 18 | 7710 | 6 | 2020-11-18 | Monday | 1 | No | #N/A | #N/A | #N/A | #N/A | #N/A | #N/A | #N/A | #N/A | #N/A | #N/A | #N/A | #N/A | #N/A | #N/A | #N/A | #N/A | #N/A | #N/A | #N/A | #N/A | #N/A | #N/A | #N/A | #N/A | #N/A | #N/A | #N/A | #N/A | #N/A | #N/A | #N/A | #N/A | #N/A | #N/A | #N/A | #N/A
[7 empty] | 11 | 18 | 7711 | 7 | 2020-11-18 | Monday | 1 | No | #N/A | #N/A | #N/A | #N/A | #N/A | #N/A | #N/A | #N/A | #N/A | #N/A | #N/A | #N/A | #N/A | #N/A | #N/A | #N/A | #N/A | #N/A | #N/A | #N/A | #N/A | #N/A | #N/A | #N/A | #N/A | #N/A | #N/A | #N/A | #N/A | #N/A | #N/A | #N/A | #N/A | #N/A | #N/A | #N/A
[7 empty] | 11 | 18 | 7712 | 8 | 2020-11-18 | Monday | 1 | No | #N/A | #N/A | #N/A | #N/A | #N/A | #N/A | #N/A | #N/A | #N/A | #N/A | #N/A | #N/A | #N/A | #N/A | #N/A | #N/A | #N/A | #N/A | #N/A | #N/A | #N/A | #N/A | #N/A | #N/A | #N/A | #N/A | #N/A | #N/A | #N/A | #N/A | #N/A | #N/A | #N/A | #N/A | #N/A | #N/A
[7 empty] | 11 | 18 | 7713 | 9 | 2020-11-18 | Monday | 1 | No | #N/A | #N/A | #N/A | #N/A | #N/A | #N/A | #N/A | #N/A | #N/A | #N/A | #N/A | #N/A | #N/A | #N/A | #N/A | #N/A | #N/A | #N/A | #N/A | #N/A | #N/A | #N/A | #N/A | #N/A | #N/A | #N/A | #N/A | #N/A | #N/A | #N/A | #N/A | #N/A | #N/A | #N/A | #N/A | #N/A
[7 empty] | 11 | 18 | 7714 | 10 | 2020-11-18 | Monday | 1 | No | #N/A | #N/A | #N/A | #N/A | #N/A | #N/A | #N/A | #N/A | #N/A | #N/A | #N/A | #N/A | #N/A | #N/A | #N/A | #N/A | #N/A | #N/A | #N/A | #N/A | #N/A | #N/A | #N/A | #N/A | #N/A | #N/A | #N/A | #N/A | #N/A | #N/A | #N/A | #N/A | #N/A | #N/A | #N/A | #N/A
[7 empty] | 11 | 18 | 7715 | 11 | 2020-11-18 | Monday | 1 | No | #N/A | #N/A | #N/A | #N/A | #N/A | #N/A | #N/A | #N/A | #N/A | #N/A | #N/A | #N/A | #N/A | #N/A | #N/A | #N/A | #N/A | #N/A | #N/A | #N/A | #N/A | #N/A | #N/A | #N/A | #N/A | #N/A | #N/A | #N/A | #N/A | #N/A | #N/A | #N/A | #N/A | #N/A | #N/A | #N/A
[7 empty] | 11 | 18 | 7716 | 12 | 2020-11-18 | Monday | 1 | No | #N/A | #N/A | #N/A | #N/A | #N/A | #N/A | #N/A | #N/A | #N/A | #N/A | #N/A | #N/A | #N/A | #N/A | #N/A | #N/A | #N/A | #N/A | #N/A | #N/A | #N/A | #N/A | #N/A | #N/A | #N/A | #N/A | #N/A | #N/A | #N/A | #N/A | #N/A | #N/A | #N/A | #N/A | #N/A | #N/A
[7 empty] | 11 | 18 | 7717 | 13 | 2020-11-18 | Monday | 1 | No | #N/A | #N/A | #N/A | #N/A | #N/A | #N/A | #N/A | #N/A | #N/A | #N/A | #N/A | #N/A | #N/A | #N/A | #N/A | #N/A | #N/A | #N/A | #N/A | #N/A | #N/A | #N/A | #N/A | #N/A | #N/A | #N/A | #N/A | #N/A | #N/A | #N/A | #N/A | #N/A | #N/A | #N/A | #N/A | #N/A
[7 empty] | 11 | 18 | 7718 | 14 | 2020-11-18 | Monday | 1 | No | #N/A | #N/A | #N/A | #N/A | #N/A | #N/A | #N/A | #N/A | #N/A | #N/A | #N/A | #N/A | #N/A | #N/A | #N/A | #N/A | #N/A | #N/A | #N/A | #N/A | #N/A | #N/A | #N/A | #N/A | #N/A | #N/A | #N/A | #N/A | #N/A | #N/A | #N/A | #N/A | #N/A | #N/A | #N/A | #N/A
[7 empty] | 11 | 18 | 7719 | 15 | 2020-11-18 | Monday | 1 | No | #N/A | #N/A | #N/A | #N/A | #N/A | #N/A | #N/A | #N/A | #N/A | #N/A | #N/A | #N/A | #N/A | #N/A | #N/A | #N/A | #N/A | #N/A | #N/A | #N/A | #N/A | #N/A | #N/A | #N/A | #N/A | #N/A | #N/A | #N/A | #N/A | #N/A | #N/A | #N/A | #N/A | #N/A | #N/A | #N/A
[7 empty] | 11 | 18 | 7720 | 16 | 2020-11-18 | Monday | 1 | No | #N/A | #N/A | #N/A | #N/A | #N/A | #N/A | #N/A | #N/A | #N/A | #N/A | #N/A | #N/A | #N/A | #N/A | #N/A | #N/A | #N/A | #N/A | #N/A | #N/A | #N/A | #N/A | #N/A | #N/A | #N/A | #N/A | #N/A | #N/A | #N/A | #N/A | #N/A | #N/A | #N/A | #N/A | #N/A | #N/A
[7 empty] | 11 | 18 | 7721 | 17 | 2020-11-18 | Monday | 1 | No | #N/A | #N/A | #N/A | #N/A | #N/A | #N/A | #N/A | #N/A | #N/A | #N/A | #N/A | #N/A | #N/A | #N/A | #N/A | #N/A | #N/A | #N/A | #N/A | #N/A | #N/A | #N/A | #N/A | #N/A | #N/A | #N/A | #N/A | #N/A | #N/A | #N/A | #N/A | #N/A | #N/A | #N/A | #N/A | #N/A
[7 empty] | 11 | 18 | 7722 | 18 | 2020-11-18 | Monday | 1 | No | #N/A | #N/A | #N/A | #N/A | #N/A | #N/A | #N/A | #N/A | #N/A | #N/A | #N/A | #N/A | #N/A | #N/A | #N/A | #N/A | #N/A | #N/A | #N/A | #N/A | #N/A | #N/A | #N/A | #N/A | #N/A | #N/A | #N/A | #N/A | #N/A | #N/A | #N/A | #N/A | #N/A | #N/A | #N/A | #N/A
[7 empty] | 11 | 18 | 7723 | 19 | 2020-11-18 | Monday | 1 | No | #N/A | #N/A | #N/A | #N/A | #N/A | #N/A | #N/A | #N/A | #N/A | #N/A | #N/A | #N/A | #N/A | #N/A | #N/A | #N/A | #N/A | #N/A | #N/A | #N/A | #N/A | #N/A | #N/A | #N/A | #N/A | #N/A | #N/A | #N/A | #N/A | #N/A | #N/A | #N/A | #N/A | #N/A | #N/A | #N/A
[7 empty] | 11 | 18 | 7724 | 20 | 2020-11-18 | Monday | 1 | No | #N/A | #N/A | #N/A | #N/A | #N/A | #N/A | #N/A | #N/A | #N/A | #N/A | #N/A | #N/A | #N/A | #N/A | #N/A | #N/A | #N/A | #N/A | #N/A | #N/A | #N/A | #N/A | #N/A | #N/A | #N/A | #N/A | #N/A | #N/A | #N/A | #N/A | #N/A | #N/A | #N/A | #N/A | #N/A | #N/A
[7 empty] | 11 | 18 | 7725 | 21 | 2020-11-18 | Monday | 1 | No | #N/A | #N/A | #N/A | #N/A | #N/A | #N/A | #N/A | #N/A | #N/A | #N/A | #N/A | #N/A | #N/A | #N/A | #N/A | #N/A | #N/A | #N/A | #N/A | #N/A | #N/A | #N/A | #N/A | #N/A | #N/A | #N/A | #N/A | #N/A | #N/A | #N/A | #N/A | #N/A | #N/A | #N/A | #N/A | #N/A
[7 empty] | 11 | 18 | 7726 | 22 | 2020-11-18 | Monday | 1 | No | #N/A | #N/A | #N/A | #N/A | #N/A | #N/A | #N/A | #N/A | #N/A | #N/A | #N/A | #N/A | #N/A | #N/A | #N/A | #N/A | #N/A | #N/A | #N/A | #N/A | #N/A | #N/A | #N/A | #N/A | #N/A | #N/A | #N/A | #N/A | #N/A | #N/A | #N/A | #N/A | #N/A | #N/A | #N/A | #N/A
[7 empty] | 11 | 18 | 7727 | 23 | 2020-11-18 | Monday | 1 | No | #N/A | #N/A | #N/A | #N/A | #N/A | #N/A | #N/A | #N/A | #N/A | #N/A | #N/A | #N/A | #N/A | #N/A | #N/A | #N/A | #N/A | #N/A | #N/A | #N/A | #N/A | #N/A | #N/A | #N/A | #N/A | #N/A | #N/A | #N/A | #N/A | #N/A | #N/A | #N/A | #N/A | #N/A | #N/A | #N/A
[7 empty] | 11 | 18 | 7728 | 24 | 2020-11-18 | Monday | 1 | No | #N/A | #N/A | #N/A | #N/A | #N/A | #N/A | #N/A | #N/A | #N/A | #N/A | #N/A | #N/A | #N/A | #N/A | #N/A | #N/A | #N/A | #N/A | #N/A | #N/A | #N/A | #N/A | #N/A | #N/A | #N/A | #N/A | #N/A | #N/A | #N/A | #N/A | #N/A | #N/A | #N/A | #N/A | #N/A | #N/A
[7 empty] | 11 | 19 | 7729 | 1 | 2020-11-19 | Tuesday | 2 | No | #N/A | #N/A | #N/A | #N/A | #N/A | #N/A | #N/A | #N/A | #N/A | #N/A | #N/A | #N/A | #N/A | #N/A | #N/A | #N/A | #N/A | #N/A | #N/A | #N/A | #N/A | #N/A | #N/A | #N/A | #N/A | #N/A | #N/A | #N/A | #N/A | #N/A | #N/A | #N/A | #N/A | #N/A | #N/A | #N/A
[7 empty] | 11 | 19 | 7730 | 2 | 2020-11-19 | Tuesday | 2 | No | #N/A | #N/A | #N/A | #N/A | #N/A | #N/A | #N/A | #N/A | #N/A | #N/A | #N/A | #N/A | #N/A | #N/A | #N/A | #N/A | #N/A | #N/A | #N/A | #N/A | #N/A | #N/A | #N/A | #N/A | #N/A | #N/A | #N/A | #N/A | #N/A | #N/A | #N/A | #N/A | #N/A | #N/A | #N/A | #N/A
[7 empty] | 11 | 19 | 7731 | 3 | 2020-11-19 | Tuesday | 2 | No | #N/A | #N/A | #N/A | #N/A | #N/A | #N/A | #N/A | #N/A | #N/A | #N/A | #N/A | #N/A | #N/A | #N/A | #N/A | #N/A | #N/A | #N/A | #N/A | #N/A | #N/A | #N/A | #N/A | #N/A | #N/A | #N/A | #N/A | #N/A | #N/A | #N/A | #N/A | #N/A | #N/A | #N/A | #N/A | #N/A
[7 empty] | 11 | 19 | 7732 | 4 | 2020-11-19 | Tuesday | 2 | No | #N/A | #N/A | #N/A | #N/A | #N/A | #N/A | #N/A | #N/A | #N/A | #N/A | #N/A | #N/A | #N/A | #N/A | #N/A | #N/A | #N/A | #N/A | #N/A | #N/A | #N/A | #N/A | #N/A | #N/A | #N/A | #N/A | #N/A | #N/A | #N/A | #N/A | #N/A | #N/A | #N/A | #N/A | #N/A | #N/A
[7 empty] | 11 | 19 | 7733 | 5 | 2020-11-19 | Tuesday | 2 | No | #N/A | #N/A | #N/A | #N/A | #N/A | #N/A | #N/A | #N/A | #N/A | #N/A | #N/A | #N/A | #N/A | #N/A | #N/A | #N/A | #N/A | #N/A | #N/A | #N/A | #N/A | #N/A | #N/A | #N/A | #N/A | #N/A | #N/A | #N/A | #N/A | #N/A | #N/A | #N/A | #N/A | #N/A | #N/A | #N/A
[7 empty] | 11 | 19 | 7734 | 6 | 2020-11-19 | Tuesday | 2 | No | #N/A | #N/A | #N/A | #N/A | #N/A | #N/A | #N/A | #N/A | #N/A | #N/A | #N/A | #N/A | #N/A | #N/A | #N/A | #N/A | #N/A | #N/A | #N/A | #N/A | #N/A | #N/A | #N/A | #N/A | #N/A | #N/A | #N/A | #N/A | #N/A | #N/A | #N/A | #N/A | #N/A | #N/A | #N/A | #N/A
[7 empty] | 11 | 19 | 7735 | 7 | 2020-11-19 | Tuesday | 2 | No | #N/A | #N/A | #N/A | #N/A | #N/A | #N/A | #N/A | #N/A | #N/A | #N/A | #N/A | #N/A | #N/A | #N/A | #N/A | #N/A | #N/A | #N/A | #N/A | #N/A | #N/A | #N/A | #N/A | #N/A | #N/A | #N/A | #N/A | #N/A | #N/A | #N/A | #N/A | #N/A | #N/A | #N/A | #N/A | #N/A
[7 empty] | 11 | 19 | 7736 | 8 | 2020-11-19 | Tuesday | 2 | No | #N/A | #N/A | #N/A | #N/A | #N/A | #N/A | #N/A | #N/A | #N/A | #N/A | #N/A | #N/A | #N/A | #N/A | #N/A | #N/A | #N/A | #N/A | #N/A | #N/A | #N/A | #N/A | #N/A | #N/A | #N/A | #N/A | #N/A | #N/A | #N/A | #N/A | #N/A | #N/A | #N/A | #N/A | #N/A | #N/A
[7 empty] | 11 | 19 | 7737 | 9 | 2020-11-19 | Tuesday | 2 | No | #N/A | #N/A | #N/A | #N/A | #N/A | #N/A | #N/A | #N/A | #N/A | #N/A | #N/A | #N/A | #N/A | #N/A | #N/A | #N/A | #N/A | #N/A | #N/A | #N/A | #N/A | #N/A | #N/A | #N/A | #N/A | #N/A | #N/A | #N/A | #N/A | #N/A | #N/A | #N/A | #N/A | #N/A | #N/A | #N/A
[7 empty] | 11 | 19 | 7738 | 10 | 2020-11-19 | Tuesday | 2 | No | #N/A | #N/A | #N/A | #N/A | #N/A | #N/A | #N/A | #N/A | #N/A | #N/A | #N/A | #N/A | #N/A | #N/A | #N/A | #N/A | #N/A | #N/A | #N/A | #N/A | #N/A | #N/A | #N/A | #N/A | #N/A | #N/A | #N/A | #N/A | #N/A | #N/A | #N/A | #N/A | #N/A | #N/A | #N/A | #N/A
[7 empty] | 11 | 19 | 7739 | 11 | 2020-11-19 | Tuesday | 2 | No | #N/A | #N/A | #N/A | #N/A | #N/A | #N/A | #N/A | #N/A | #N/A | #N/A | #N/A | #N/A | #N/A | #N/A | #N/A | #N/A | #N/A | #N/A | #N/A | #N/A | #N/A | #N/A | #N/A | #N/A | #N/A | #N/A | #N/A | #N/A | #N/A | #N/A | #N/A | #N/A | #N/A | #N/A | #N/A | #N/A
[7 empty] | 11 | 19 | 7740 | 12 | 2020-11-19 | Tuesday | 2 | No | #N/A | #N/A | #N/A | #N/A | #N/A | #N/A | #N/A | #N/A | #N/A | #N/A | #N/A | #N/A | #N/A | #N/A | #N/A | #N/A | #N/A | #N/A | #N/A | #N/A | #N/A | #N/A | #N/A | #N/A | #N/A | #N/A | #N/A | #N/A | #N/A | #N/A | #N/A | #N/A | #N/A | #N/A | #N/A | #N/A
[7 empty] | 11 | 19 | 7741 | 13 | 2020-11-19 | Tuesday | 2 | No | #N/A | #N/A | #N/A | #N/A | #N/A | #N/A | #N/A | #N/A | #N/A | #N/A | #N/A | #N/A | #N/A | #N/A | #N/A | #N/A | #N/A | #N/A | #N/A | #N/A | #N/A | #N/A | #N/A | #N/A | #N/A | #N/A | #N/A | #N/A | #N/A | #N/A | #N/A | #N/A | #N/A | #N/A | #N/A | #N/A
[7 empty] | 11 | 19 | 7742 | 14 | 2020-11-19 | Tuesday | 2 | No | #N/A | #N/A | #N/A | #N/A | #N/A | #N/A | #N/A | #N/A | #N/A | #N/A | #N/A | #N/A | #N/A | #N/A | #N/A | #N/A | #N/A | #N/A | #N/A | #N/A | #N/A | #N/A | #N/A | #N/A | #N/A | #N/A | #N/A | #N/A | #N/A | #N/A | #N/A | #N/A | #N/A | #N/A | #N/A | #N/A
[7 empty] | 11 | 19 | 7743 | 15 | 2020-11-19 | Tuesday | 2 | No | #N/A | #N/A | #N/A | #N/A | #N/A | #N/A | #N/A | #N/A | #N/A | #N/A | #N/A | #N/A | #N/A | #N/A | #N/A | #N/A | #N/A | #N/A | #N/A | #N/A | #N/A | #N/A | #N/A | #N/A | #N/A | #N/A | #N/A | #N/A | #N/A | #N/A | #N/A | #N/A | #N/A | #N/A | #N/A | #N/A
[7 empty] | 11 | 19 | 7744 | 16 | 2020-11-19 | Tuesday | 2 | No | #N/A | #N/A | #N/A | #N/A | #N/A | #N/A | #N/A | #N/A | #N/A | #N/A | #N/A | #N/A | #N/A | #N/A | #N/A | #N/A | #N/A | #N/A | #N/A | #N/A | #N/A | #N/A | #N/A | #N/A | #N/A | #N/A | #N/A | #N/A | #N/A | #N/A | #N/A | #N/A | #N/A | #N/A | #N/A | #N/A
[7 empty] | 11 | 19 | 7745 | 17 | 2020-11-19 | Tuesday | 2 | No | #N/A | #N/A | #N/A | #N/A | #N/A | #N/A | #N/A | #N/A | #N/A | #N/A | #N/A | #N/A | #N/A | #N/A | #N/A | #N/A | #N/A | #N/A | #N/A | #N/A | #N/A | #N/A | #N/A | #N/A | #N/A | #N/A | #N/A | #N/A | #N/A | #N/A | #N/A | #N/A | #N/A | #N/A | #N/A | #N/A
[7 empty] | 11 | 19 | 7746 | 18 | 2020-11-19 | Tuesday | 2 | No | #N/A | #N/A | #N/A | #N/A | #N/A | #N/A | #N/A | #N/A | #N/A | #N/A | #N/A | #N/A | #N/A | #N/A | #N/A | #N/A | #N/A | #N/A | #N/A | #N/A | #N/A | #N/A | #N/A | #N/A | #N/A | #N/A | #N/A | #N/A | #N/A | #N/A | #N/A | #N/A | #N/A | #N/A | #N/A | #N/A
[7 empty] | 11 | 19 | 7747 | 19 | 2020-11-19 | Tuesday | 2 | No | #N/A | #N/A | #N/A | #N/A | #N/A | #N/A | #N/A | #N/A | #N/A | #N/A | #N/A | #N/A | #N/A | #N/A | #N/A | #N/A | #N/A | #N/A | #N/A | #N/A | #N/A | #N/A | #N/A | #N/A | #N/A | #N/A | #N/A | #N/A | #N/A | #N/A | #N/A | #N/A | #N/A | #N/A | #N/A | #N/A
[7 empty] | 11 | 19 | 7748 | 20 | 2020-11-19 | Tuesday | 2 | No | #N/A | #N/A | #N/A | #N/A | #N/A | #N/A | #N/A | #N/A | #N/A | #N/A | #N/A | #N/A | #N/A | #N/A | #N/A | #N/A | #N/A | #N/A | #N/A | #N/A | #N/A | #N/A | #N/A | #N/A | #N/A | #N/A | #N/A | #N/A | #N/A | #N/A | #N/A | #N/A | #N/A | #N/A | #N/A | #N/A
[7 empty] | 11 | 19 | 7749 | 21 | 2020-11-19 | Tuesday | 2 | No | #N/A | #N/A | #N/A | #N/A | #N/A | #N/A | #N/A | #N/A | #N/A | #N/A | #N/A | #N/A | #N/A | #N/A | #N/A | #N/A | #N/A | #N/A | #N/A | #N/A | #N/A | #N/A | #N/A | #N/A | #N/A | #N/A | #N/A | #N/A | #N/A | #N/A | #N/A | #N/A | #N/A | #N/A | #N/A | #N/A
[7 empty] | 11 | 19 | 7750 | 22 | 2020-11-19 | Tuesday | 2 | No | #N/A | #N/A | #N/A | #N/A | #N/A | #N/A | #N/A | #N/A | #N/A | #N/A | #N/A | #N/A | #N/A | #N/A | #N/A | #N/A | #N/A | #N/A | #N/A | #N/A | #N/A | #N/A | #N/A | #N/A | #N/A | #N/A | #N/A | #N/A | #N/A | #N/A | #N/A | #N/A | #N/A | #N/A | #N/A | #N/A
[7 empty] | 11 | 19 | 7751 | 23 | 2020-11-19 | Tuesday | 2 | No | #N/A | #N/A | #N/A | #N/A | #N/A | #N/A | #N/A | #N/A | #N/A | #N/A | #N/A | #N/A | #N/A | #N/A | #N/A | #N/A | #N/A | #N/A | #N/A | #N/A | #N/A | #N/A | #N/A | #N/A | #N/A | #N/A | #N/A | #N/A | #N/A | #N/A | #N/A | #N/A | #N/A | #N/A | #N/A | #N/A
[7 empty] | 11 | 19 | 7752 | 24 | 2020-11-19 | Tuesday | 2 | No | #N/A | #N/A | #N/A | #N/A | #N/A | #N/A | #N/A | #N/A | #N/A | #N/A | #N/A | #N/A | #N/A | #N/A | #N/A | #N/A | #N/A | #N/A | #N/A | #N/A | #N/A | #N/A | #N/A | #N/A | #N/A | #N/A | #N/A | #N/A | #N/A | #N/A | #N/A | #N/A | #N/A | #N/A | #N/A | #N/A
[7 empty] | 11 | 20 | 7753 | 1 | 2020-11-20 | Wednesday | 3 | No | #N/A | #N/A | #N/A | #N/A | #N/A | #N/A | #N/A | #N/A | #N/A | #N/A | #N/A | #N/A | #N/A | #N/A | #N/A | #N/A | #N/A | #N/A | #N/A | #N/A | #N/A | #N/A | #N/A | #N/A | #N/A | #N/A | #N/A | #N/A | #N/A | #N/A | #N/A | #N/A | #N/A | #N/A | #N/A | #N/A
[7 empty] | 11 | 20 | 7754 | 2 | 2020-11-20 | Wednesday | 3 | No | #N/A | #N/A | #N/A | #N/A | #N/A | #N/A | #N/A | #N/A | #N/A | #N/A | #N/A | #N/A | #N/A | #N/A | #N/A | #N/A | #N/A | #N/A | #N/A | #N/A | #N/A | #N/A | #N/A | #N/A | #N/A | #N/A | #N/A | #N/A | #N/A | #N/A | #N/A | #N/A | #N/A | #N/A | #N/A | #N/A
[7 empty] | 11 | 20 | 7755 | 3 | 2020-11-20 | Wednesday | 3 | No | #N/A | #N/A | #N/A | #N/A | #N/A | #N/A | #N/A | #N/A | #N/A | #N/A | #N/A | #N/A | #N/A | #N/A | #N/A | #N/A | #N/A | #N/A | #N/A | #N/A | #N/A | #N/A | #N/A | #N/A | #N/A | #N/A | #N/A | #N/A | #N/A | #N/A | #N/A | #N/A | #N/A | #N/A | #N/A | #N/A
[7 empty] | 11 | 20 | 7756 | 4 | 2020-11-20 | Wednesday | 3 | No | #N/A | #N/A | #N/A | #N/A | #N/A | #N/A | #N/A | #N/A | #N/A | #N/A | #N/A | #N/A | #N/A | #N/A | #N/A | #N/A | #N/A | #N/A | #N/A | #N/A | #N/A | #N/A | #N/A | #N/A | #N/A | #N/A | #N/A | #N/A | #N/A | #N/A | #N/A | #N/A | #N/A | #N/A | #N/A | #N/A
[7 empty] | 11 | 20 | 7757 | 5 | 2020-11-20 | Wednesday | 3 | No | #N/A | #N/A | #N/A | #N/A | #N/A | #N/A | #N/A | #N/A | #N/A | #N/A | #N/A | #N/A | #N/A | #N/A | #N/A | #N/A | #N/A | #N/A | #N/A | #N/A | #N/A | #N/A | #N/A | #N/A | #N/A | #N/A | #N/A | #N/A | #N/A | #N/A | #N/A | #N/A | #N/A | #N/A | #N/A | #N/A
[7 empty] | 11 | 20 | 7758 | 6 | 2020-11-20 | Wednesday | 3 | No | #N/A | #N/A | #N/A | #N/A | #N/A | #N/A | #N/A | #N/A | #N/A | #N/A | #N/A | #N/A | #N/A | #N/A | #N/A | #N/A | #N/A | #N/A | #N/A | #N/A | #N/A | #N/A | #N/A | #N/A | #N/A | #N/A | #N/A | #N/A | #N/A | #N/A | #N/A | #N/A | #N/A | #N/A | #N/A | #N/A
[7 empty] | 11 | 20 | 7759 | 7 | 2020-11-20 | Wednesday | 3 | No | #N/A | #N/A | #N/A | #N/A | #N/A | #N/A | #N/A | #N/A | #N/A | #N/A | #N/A | #N/A | #N/A | #N/A | #N/A | #N/A | #N/A | #N/A | #N/A | #N/A | #N/A | #N/A | #N/A | #N/A | #N/A | #N/A | #N/A | #N/A | #N/A | #N/A | #N/A | #N/A | #N/A | #N/A | #N/A | #N/A
[7 empty] | 11 | 20 | 7760 | 8 | 2020-11-20 | Wednesday | 3 | No | #N/A | #N/A | #N/A | #N/A | #N/A | #N/A | #N/A | #N/A | #N/A | #N/A | #N/A | #N/A | #N/A | #N/A | #N/A | #N/A | #N/A | #N/A | #N/A | #N/A | #N/A | #N/A | #N/A | #N/A | #N/A | #N/A | #N/A | #N/A | #N/A | #N/A | #N/A | #N/A | #N/A | #N/A | #N/A | #N/A
[7 empty] | 11 | 20 | 7761 | 9 | 2020-11-20 | Wednesday | 3 | No | #N/A | #N/A | #N/A | #N/A | #N/A | #N/A | #N/A | #N/A | #N/A | #N/A | #N/A | #N/A | #N/A | #N/A | #N/A | #N/A | #N/A | #N/A | #N/A | #N/A | #N/A | #N/A | #N/A | #N/A | #N/A | #N/A | #N/A | #N/A | #N/A | #N/A | #N/A | #N/A | #N/A | #N/A | #N/A | #N/A
[7 empty] | 11 | 20 | 7762 | 10 | 2020-11-20 | Wednesday | 3 | No | #N/A | #N/A | #N/A | #N/A | #N/A | #N/A | #N/A | #N/A | #N/A | #N/A | #N/A | #N/A | #N/A | #N/A | #N/A | #N/A | #N/A | #N/A | #N/A | #N/A | #N/A | #N/A | #N/A | #N/A | #N/A | #N/A | #N/A | #N/A | #N/A | #N/A | #N/A | #N/A | #N/A | #N/A | #N/A | #N/A
[7 empty] | 11 | 20 | 7763 | 11 | 2020-11-20 | Wednesday | 3 | No | #N/A | #N/A | #N/A | #N/A | #N/A | #N/A | #N/A | #N/A | #N/A | #N/A | #N/A | #N/A | #N/A | #N/A | #N/A | #N/A | #N/A | #N/A | #N/A | #N/A | #N/A | #N/A | #N/A | #N/A | #N/A | #N/A | #N/A | #N/A | #N/A | #N/A | #N/A | #N/A | #N/A | #N/A | #N/A | #N/A
[7 empty] | 11 | 20 | 7764 | 12 | 2020-11-20 | Wednesday | 3 | No | #N/A | #N/A | #N/A | #N/A | #N/A | #N/A | #N/A | #N/A | #N/A | #N/A | #N/A | #N/A | #N/A | #N/A | #N/A | #N/A | #N/A | #N/A | #N/A | #N/A | #N/A | #N/A | #N/A | #N/A | #N/A | #N/A | #N/A | #N/A | #N/A | #N/A | #N/A | #N/A | #N/A | #N/A | #N/A | #N/A
[7 empty] | 11 | 20 | 7765 | 13 | 2020-11-20 | Wednesday | 3 | No | #N/A | #N/A | #N/A | #N/A | #N/A | #N/A | #N/A | #N/A | #N/A | #N/A | #N/A | #N/A | #N/A | #N/A | #N/A | #N/A | #N/A | #N/A | #N/A | #N/A | #N/A | #N/A | #N/A | #N/A | #N/A | #N/A | #N/A | #N/A | #N/A | #N/A | #N/A | #N/A | #N/A | #N/A | #N/A | #N/A
[7 empty] | 11 | 20 | 7766 | 14 | 2020-11-20 | Wednesday | 3 | No | #N/A | #N/A | #N/A | #N/A | #N/A | #N/A | #N/A | #N/A | #N/A | #N/A | #N/A | #N/A | #N/A | #N/A | #N/A | #N/A | #N/A | #N/A | #N/A | #N/A | #N/A | #N/A | #N/A | #N/A | #N/A | #N/A | #N/A | #N/A | #N/A | #N/A | #N/A | #N/A | #N/A | #N/A | #N/A | #N/A
[7 empty] | 11 | 20 | 7767 | 15 | 2020-11-20 | Wednesday | 3 | No | #N/A | #N/A | #N/A | #N/A | #N/A | #N/A | #N/A | #N/A | #N/A | #N/A | #N/A | #N/A | #N/A | #N/A | #N/A | #N/A | #N/A | #N/A | #N/A | #N/A | #N/A | #N/A | #N/A | #N/A | #N/A | #N/A | #N/A | #N/A | #N/A | #N/A | #N/A | #N/A | #N/A | #N/A | #N/A | #N/A
[7 empty] | 11 | 20 | 7768 | 16 | 2020-11-20 | Wednesday | 3 | No | #N/A | #N/A | #N/A | #N/A | #N/A | #N/A | #N/A | #N/A | #N/A | #N/A | #N/A | #N/A | #N/A | #N/A | #N/A | #N/A | #N/A | #N/A | #N/A | #N/A | #N/A | #N/A | #N/A | #N/A | #N/A | #N/A | #N/A | #N/A | #N/A | #N/A | #N/A | #N/A | #N/A | #N/A | #N/A | #N/A
[7 empty] | 11 | 20 | 7769 | 17 | 2020-11-20 | Wednesday | 3 | No | #N/A | #N/A | #N/A | #N/A | #N/A | #N/A | #N/A | #N/A | #N/A | #N/A | #N/A | #N/A | #N/A | #N/A | #N/A | #N/A | #N/A | #N/A | #N/A | #N/A | #N/A | #N/A | #N/A | #N/A | #N/A | #N/A | #N/A | #N/A | #N/A | #N/A | #N/A | #N/A | #N/A | #N/A | #N/A | #N/A
[7 empty] | 11 | 20 | 7770 | 18 | 2020-11-20 | Wednesday | 3 | No | #N/A | #N/A | #N/A | #N/A | #N/A | #N/A | #N/A | #N/A | #N/A | #N/A | #N/A | #N/A | #N/A | #N/A | #N/A | #N/A | #N/A | #N/A | #N/A | #N/A | #N/A | #N/A | #N/A | #N/A | #N/A | #N/A | #N/A | #N/A | #N/A | #N/A | #N/A | #N/A | #N/A | #N/A | #N/A | #N/A
[7 empty] | 11 | 20 | 7771 | 19 | 2020-11-20 | Wednesday | 3 | No | #N/A | #N/A | #N/A | #N/A | #N/A | #N/A | #N/A | #N/A | #N/A | #N/A | #N/A | #N/A | #N/A | #N/A | #N/A | #N/A | #N/A | #N/A | #N/A | #N/A | #N/A | #N/A | #N/A | #N/A | #N/A | #N/A | #N/A | #N/A | #N/A | #N/A | #N/A | #N/A | #N/A | #N/A | #N/A | #N/A
[7 empty] | 11 | 20 | 7772 | 20 | 2020-11-20 | Wednesday | 3 | No | #N/A | #N/A | #N/A | #N/A | #N/A | #N/A | #N/A | #N/A | #N/A | #N/A | #N/A | #N/A | #N/A | #N/A | #N/A | #N/A | #N/A | #N/A | #N/A | #N/A | #N/A | #N/A | #N/A | #N/A | #N/A | #N/A | #N/A | #N/A | #N/A | #N/A | #N/A | #N/A | #N/A | #N/A | #N/A | #N/A
[7 empty] | 11 | 20 | 7773 | 21 | 2020-11-20 | Wednesday | 3 | No | #N/A | #N/A | #N/A | #N/A | #N/A | #N/A | #N/A | #N/A | #N/A | #N/A | #N/A | #N/A | #N/A | #N/A | #N/A | #N/A | #N/A | #N/A | #N/A | #N/A | #N/A | #N/A | #N/A | #N/A | #N/A | #N/A | #N/A | #N/A | #N/A | #N/A | #N/A | #N/A | #N/A | #N/A | #N/A | #N/A
[7 empty] | 11 | 20 | 7774 | 22 | 2020-11-20 | Wednesday | 3 | No | #N/A | #N/A | #N/A | #N/A | #N/A | #N/A | #N/A | #N/A | #N/A | #N/A | #N/A | #N/A | #N/A | #N/A | #N/A | #N/A | #N/A | #N/A | #N/A | #N/A | #N/A | #N/A | #N/A | #N/A | #N/A | #N/A | #N/A | #N/A | #N/A | #N/A | #N/A | #N/A | #N/A | #N/A | #N/A | #N/A
[7 empty] | 11 | 20 | 7775 | 23 | 2020-11-20 | Wednesday | 3 | No | #N/A | #N/A | #N/A | #N/A | #N/A | #N/A | #N/A | #N/A | #N/A | #N/A | #N/A | #N/A | #N/A | #N/A | #N/A | #N/A | #N/A | #N/A | #N/A | #N/A | #N/A | #N/A | #N/A | #N/A | #N/A | #N/A | #N/A | #N/A | #N/A | #N/A | #N/A | #N/A | #N/A | #N/A | #N/A | #N/A
[7 empty] | 11 | 20 | 7776 | 24 | 2020-11-20 | Wednesday | 3 | No | #N/A | #N/A | #N/A | #N/A | #N/A | #N/A | #N/A | #N/A | #N/A | #N/A | #N/A | #N/A | #N/A | #N/A | #N/A | #N/A | #N/A | #N/A | #N/A | #N/A | #N/A | #N/A | #N/A | #N/A | #N/A | #N/A | #N/A | #N/A | #N/A | #N/A | #N/A | #N/A | #N/A | #N/A | #N/A | #N/A
[7 empty] | 11 | 21 | 7777 | 1 | 2020-11-21 | Thursday | 4 | No | #N/A | #N/A | #N/A | #N/A | #N/A | #N/A | #N/A | #N/A | #N/A | #N/A | #N/A | #N/A | #N/A | #N/A | #N/A | #N/A | #N/A | #N/A | #N/A | #N/A | #N/A | #N/A | #N/A | #N/A | #N/A | #N/A | #N/A | #N/A | #N/A | #N/A | #N/A | #N/A | #N/A | #N/A | #N/A | #N/A
[7 empty] | 11 | 21 | 7778 | 2 | 2020-11-21 | Thursday | 4 | No | #N/A | #N/A | #N/A | #N/A | #N/A | #N/A | #N/A | #N/A | #N/A | #N/A | #N/A | #N/A | #N/A | #N/A | #N/A | #N/A | #N/A | #N/A | #N/A | #N/A | #N/A | #N/A | #N/A | #N/A | #N/A | #N/A | #N/A | #N/A | #N/A | #N/A | #N/A | #N/A | #N/A | #N/A | #N/A | #N/A
[7 empty] | 11 | 21 | 7779 | 3 | 2020-11-21 | Thursday | 4 | No | #N/A | #N/A | #N/A | #N/A | #N/A | #N/A | #N/A | #N/A | #N/A | #N/A | #N/A | #N/A | #N/A | #N/A | #N/A | #N/A | #N/A | #N/A | #N/A | #N/A | #N/A | #N/A | #N/A | #N/A | #N/A | #N/A | #N/A | #N/A | #N/A | #N/A | #N/A | #N/A | #N/A | #N/A | #N/A | #N/A
[7 empty] | 11 | 21 | 7780 | 4 | 2020-11-21 | Thursday | 4 | No | #N/A | #N/A | #N/A | #N/A | #N/A | #N/A | #N/A | #N/A | #N/A | #N/A | #N/A | #N/A | #N/A | #N/A | #N/A | #N/A | #N/A | #N/A | #N/A | #N/A | #N/A | #N/A | #N/A | #N/A | #N/A | #N/A | #N/A | #N/A | #N/A | #N/A | #N/A | #N/A | #N/A | #N/A | #N/A | #N/A
[7 empty] | 11 | 21 | 7781 | 5 | 2020-11-21 | Thursday | 4 | No | #N/A | #N/A | #N/A | #N/A | #N/A | #N/A | #N/A | #N/A | #N/A | #N/A | #N/A | #N/A | #N/A | #N/A | #N/A | #N/A | #N/A | #N/A | #N/A | #N/A | #N/A | #N/A | #N/A | #N/A | #N/A | #N/A | #N/A | #N/A | #N/A | #N/A | #N/A | #N/A | #N/A | #N/A | #N/A | #N/A
[7 empty] | 11 | 21 | 7782 | 6 | 2020-11-21 | Thursday | 4 | No | #N/A | #N/A | #N/A | #N/A | #N/A | #N/A | #N/A | #N/A | #N/A | #N/A | #N/A | #N/A | #N/A | #N/A | #N/A | #N/A | #N/A | #N/A | #N/A | #N/A | #N/A | #N/A | #N/A | #N/A | #N/A | #N/A | #N/A | #N/A | #N/A | #N/A | #N/A | #N/A | #N/A | #N/A | #N/A | #N/A
[7 empty] | 11 | 21 | 7783 | 7 | 2020-11-21 | Thursday | 4 | No | #N/A | #N/A | #N/A | #N/A | #N/A | #N/A | #N/A | #N/A | #N/A | #N/A | #N/A | #N/A | #N/A | #N/A | #N/A | #N/A | #N/A | #N/A | #N/A | #N/A | #N/A | #N/A | #N/A | #N/A | #N/A | #N/A | #N/A | #N/A | #N/A | #N/A | #N/A | #N/A | #N/A | #N/A | #N/A | #N/A
[7 empty] | 11 | 21 | 7784 | 8 | 2020-11-21 | Thursday | 4 | No | #N/A | #N/A | #N/A | #N/A | #N/A | #N/A | #N/A | #N/A | #N/A | #N/A | #N/A | #N/A | #N/A | #N/A | #N/A | #N/A | #N/A | #N/A | #N/A | #N/A | #N/A | #N/A | #N/A | #N/A | #N/A | #N/A | #N/A | #N/A | #N/A | #N/A | #N/A | #N/A | #N/A | #N/A | #N/A | #N/A
[7 empty] | 11 | 21 | 7785 | 9 | 2020-11-21 | Thursday | 4 | No | #N/A | #N/A | #N/A | #N/A | #N/A | #N/A | #N/A | #N/A | #N/A | #N/A | #N/A | #N/A | #N/A | #N/A | #N/A | #N/A | #N/A | #N/A | #N/A | #N/A | #N/A | #N/A | #N/A | #N/A | #N/A | #N/A | #N/A | #N/A | #N/A | #N/A | #N/A | #N/A | #N/A | #N/A | #N/A | #N/A
[7 empty] | 11 | 21 | 7786 | 10 | 2020-11-21 | Thursday | 4 | No | #N/A | #N/A | #N/A | #N/A | #N/A | #N/A | #N/A | #N/A | #N/A | #N/A | #N/A | #N/A | #N/A | #N/A | #N/A | #N/A | #N/A | #N/A | #N/A | #N/A | #N/A | #N/A | #N/A | #N/A | #N/A | #N/A | #N/A | #N/A | #N/A | #N/A | #N/A | #N/A | #N/A | #N/A | #N/A | #N/A
[7 empty] | 11 | 21 | 7787 | 11 | 2020-11-21 | Thursday | 4 | No | #N/A | #N/A | #N/A | #N/A | #N/A | #N/A | #N/A | #N/A | #N/A | #N/A | #N/A | #N/A | #N/A | #N/A | #N/A | #N/A | #N/A | #N/A | #N/A | #N/A | #N/A | #N/A | #N/A | #N/A | #N/A | #N/A | #N/A | #N/A | #N/A | #N/A | #N/A | #N/A | #N/A | #N/A | #N/A | #N/A
[7 empty] | 11 | 21 | 7788 | 12 | 2020-11-21 | Thursday | 4 | No | #N/A | #N/A | #N/A | #N/A | #N/A | #N/A | #N/A | #N/A | #N/A | #N/A | #N/A | #N/A | #N/A | #N/A | #N/A | #N/A | #N/A | #N/A | #N/A | #N/A | #N/A | #N/A | #N/A | #N/A | #N/A | #N/A | #N/A | #N/A | #N/A | #N/A | #N/A | #N/A | #N/A | #N/A | #N/A | #N/A
[7 empty] | 11 | 21 | 7789 | 13 | 2020-11-21 | Thursday | 4 | No | #N/A | #N/A | #N/A | #N/A | #N/A | #N/A | #N/A | #N/A | #N/A | #N/A | #N/A | #N/A | #N/A | #N/A | #N/A | #N/A | #N/A | #N/A | #N/A | #N/A | #N/A | #N/A | #N/A | #N/A | #N/A | #N/A | #N/A | #N/A | #N/A | #N/A | #N/A | #N/A | #N/A | #N/A | #N/A | #N/A
[7 empty] | 11 | 21 | 7790 | 14 | 2020-11-21 | Thursday | 4 | No | #N/A | #N/A | #N/A | #N/A | #N/A | #N/A | #N/A | #N/A | #N/A | #N/A | #N/A | #N/A | #N/A | #N/A | #N/A | #N/A | #N/A | #N/A | #N/A | #N/A | #N/A | #N/A | #N/A | #N/A | #N/A | #N/A | #N/A | #N/A | #N/A | #N/A | #N/A | #N/A | #N/A | #N/A | #N/A | #N/A
[7 empty] | 11 | 21 | 7791 | 15 | 2020-11-21 | Thursday | 4 | No | #N/A | #N/A | #N/A | #N/A | #N/A | #N/A | #N/A | #N/A | #N/A | #N/A | #N/A | #N/A | #N/A | #N/A | #N/A | #N/A | #N/A | #N/A | #N/A | #N/A | #N/A | #N/A | #N/A | #N/A | #N/A | #N/A | #N/A | #N/A | #N/A | #N/A | #N/A | #N/A | #N/A | #N/A | #N/A | #N/A
[7 empty] | 11 | 21 | 7792 | 16 | 2020-11-21 | Thursday | 4 | No | #N/A | #N/A | #N/A | #N/A | #N/A | #N/A | #N/A | #N/A | #N/A | #N/A | #N/A | #N/A | #N/A | #N/A | #N/A | #N/A | #N/A | #N/A | #N/A | #N/A | #N/A | #N/A | #N/A | #N/A | #N/A | #N/A | #N/A | #N/A | #N/A | #N/A | #N/A | #N/A | #N/A | #N/A | #N/A | #N/A
[7 empty] | 11 | 21 | 7793 | 17 | 2020-11-21 | Thursday | 4 | No | #N/A | #N/A | #N/A | #N/A | #N/A | #N/A | #N/A | #N/A | #N/A | #N/A | #N/A | #N/A | #N/A | #N/A | #N/A | #N/A | #N/A | #N/A | #N/A | #N/A | #N/A | #N/A | #N/A | #N/A | #N/A | #N/A | #N/A | #N/A | #N/A | #N/A | #N/A | #N/A | #N/A | #N/A | #N/A | #N/A
[7 empty] | 11 | 21 | 7794 | 18 | 2020-11-21 | Thursday | 4 | No | #N/A | #N/A | #N/A | #N/A | #N/A | #N/A | #N/A | #N/A | #N/A | #N/A | #N/A | #N/A | #N/A | #N/A | #N/A | #N/A | #N/A | #N/A | #N/A | #N/A | #N/A | #N/A | #N/A | #N/A | #N/A | #N/A | #N/A | #N/A | #N/A | #N/A | #N/A | #N/A | #N/A | #N/A | #N/A | #N/A
[7 empty] | 11 | 21 | 7795 | 19 | 2020-11-21 | Thursday | 4 | No | #N/A | #N/A | #N/A | #N/A | #N/A | #N/A | #N/A | #N/A | #N/A | #N/A | #N/A | #N/A | #N/A | #N/A | #N/A | #N/A | #N/A | #N/A | #N/A | #N/A | #N/A | #N/A | #N/A | #N/A | #N/A | #N/A | #N/A | #N/A | #N/A | #N/A | #N/A | #N/A | #N/A | #N/A | #N/A | #N/A
[7 empty] | 11 | 21 | 7796 | 20 | 2020-11-21 | Thursday | 4 | No | #N/A | #N/A | #N/A | #N/A | #N/A | #N/A | #N/A | #N/A | #N/A | #N/A | #N/A | #N/A | #N/A | #N/A | #N/A | #N/A | #N/A | #N/A | #N/A | #N/A | #N/A | #N/A | #N/A | #N/A | #N/A | #N/A | #N/A | #N/A | #N/A | #N/A | #N/A | #N/A | #N/A | #N/A | #N/A | #N/A
[7 empty] | 11 | 21 | 7797 | 21 | 2020-11-21 | Thursday | 4 | No | #N/A | #N/A | #N/A | #N/A | #N/A | #N/A | #N/A | #N/A | #N/A | #N/A | #N/A | #N/A | #N/A | #N/A | #N/A | #N/A | #N/A | #N/A | #N/A | #N/A | #N/A | #N/A | #N/A | #N/A | #N/A | #N/A | #N/A | #N/A | #N/A | #N/A | #N/A | #N/A | #N/A | #N/A | #N/A | #N/A
[7 empty] | 11 | 21 | 7798 | 22 | 2020-11-21 | Thursday | 4 | No | #N/A | #N/A | #N/A | #N/A | #N/A | #N/A | #N/A | #N/A | #N/A | #N/A | #N/A | #N/A | #N/A | #N/A | #N/A | #N/A | #N/A | #N/A | #N/A | #N/A | #N/A | #N/A | #N/A | #N/A | #N/A | #N/A | #N/A | #N/A | #N/A | #N/A | #N/A | #N/A | #N/A | #N/A | #N/A | #N/A
[7 empty] | 11 | 21 | 7799 | 23 | 2020-11-21 | Thursday | 4 | No | #N/A | #N/A | #N/A | #N/A | #N/A | #N/A | #N/A | #N/A | #N/A | #N/A | #N/A | #N/A | #N/A | #N/A | #N/A | #N/A | #N/A | #N/A | #N/A | #N/A | #N/A | #N/A | #N/A | #N/A | #N/A | #N/A | #N/A | #N/A | #N/A | #N/A | #N/A | #N/A | #N/A | #N/A | #N/A | #N/A
[7 empty] | 11 | 21 | 7800 | 24 | 2020-11-21 | Thursday | 4 | No | #N/A | #N/A | #N/A | #N/A | #N/A | #N/A | #N/A | #N/A | #N/A | #N/A | #N/A | #N/A | #N/A | #N/A | #N/A | #N/A | #N/A | #N/A | #N/A | #N/A | #N/A | #N/A | #N/A | #N/A | #N/A | #N/A | #N/A | #N/A | #N/A | #N/A | #N/A | #N/A | #N/A | #N/A | #N/A | #N/A
[7 empty] | 11 | 22 | 7801 | 1 | 2020-11-22 | Friday | 5 | No | #N/A | #N/A | #N/A | #N/A | #N/A | #N/A | #N/A | #N/A | #N/A | #N/A | #N/A | #N/A | #N/A | #N/A | #N/A | #N/A | #N/A | #N/A | #N/A | #N/A | #N/A | #N/A | #N/A | #N/A | #N/A | #N/A | #N/A | #N/A | #N/A | #N/A | #N/A | #N/A | #N/A | #N/A | #N/A | #N/A
[7 empty] | 11 | 22 | 7802 | 2 | 2020-11-22 | Friday | 5 | No | #N/A | #N/A | #N/A | #N/A | #N/A | #N/A | #N/A | #N/A | #N/A | #N/A | #N/A | #N/A | #N/A | #N/A | #N/A | #N/A | #N/A | #N/A | #N/A | #N/A | #N/A | #N/A | #N/A | #N/A | #N/A | #N/A | #N/A | #N/A | #N/A | #N/A | #N/A | #N/A | #N/A | #N/A | #N/A | #N/A
[7 empty] | 11 | 22 | 7803 | 3 | 2020-11-22 | Friday | 5 | No | #N/A | #N/A | #N/A | #N/A | #N/A | #N/A | #N/A | #N/A | #N/A | #N/A | #N/A | #N/A | #N/A | #N/A | #N/A | #N/A | #N/A | #N/A | #N/A | #N/A | #N/A | #N/A | #N/A | #N/A | #N/A | #N/A | #N/A | #N/A | #N/A | #N/A | #N/A | #N/A | #N/A | #N/A | #N/A | #N/A
[7 empty] | 11 | 22 | 7804 | 4 | 2020-11-22 | Friday | 5 | No | #N/A | #N/A | #N/A | #N/A | #N/A | #N/A | #N/A | #N/A | #N/A | #N/A | #N/A | #N/A | #N/A | #N/A | #N/A | #N/A | #N/A | #N/A | #N/A | #N/A | #N/A | #N/A | #N/A | #N/A | #N/A | #N/A | #N/A | #N/A | #N/A | #N/A | #N/A | #N/A | #N/A | #N/A | #N/A | #N/A
[7 empty] | 11 | 22 | 7805 | 5 | 2020-11-22 | Friday | 5 | No | #N/A | #N/A | #N/A | #N/A | #N/A | #N/A | #N/A | #N/A | #N/A | #N/A | #N/A | #N/A | #N/A | #N/A | #N/A | #N/A | #N/A | #N/A | #N/A | #N/A | #N/A | #N/A | #N/A | #N/A | #N/A | #N/A | #N/A | #N/A | #N/A | #N/A | #N/A | #N/A | #N/A | #N/A | #N/A | #N/A
[7 empty] | 11 | 22 | 7806 | 6 | 2020-11-22 | Friday | 5 | No | #N/A | #N/A | #N/A | #N/A | #N/A | #N/A | #N/A | #N/A | #N/A | #N/A | #N/A | #N/A | #N/A | #N/A | #N/A | #N/A | #N/A | #N/A | #N/A | #N/A | #N/A | #N/A | #N/A | #N/A | #N/A | #N/A | #N/A | #N/A | #N/A | #N/A | #N/A | #N/A | #N/A | #N/A | #N/A | #N/A
[7 empty] | 11 | 22 | 7807 | 7 | 2020-11-22 | Friday | 5 | No | #N/A | #N/A | #N/A | #N/A | #N/A | #N/A | #N/A | #N/A | #N/A | #N/A | #N/A | #N/A | #N/A | #N/A | #N/A | #N/A | #N/A | #N/A | #N/A | #N/A | #N/A | #N/A | #N/A | #N/A | #N/A | #N/A | #N/A | #N/A | #N/A | #N/A | #N/A | #N/A | #N/A | #N/A | #N/A | #N/A
[7 empty] | 11 | 22 | 7808 | 8 | 2020-11-22 | Friday | 5 | No | #N/A | #N/A | #N/A | #N/A | #N/A | #N/A | #N/A | #N/A | #N/A | #N/A | #N/A | #N/A | #N/A | #N/A | #N/A | #N/A | #N/A | #N/A | #N/A | #N/A | #N/A | #N/A | #N/A | #N/A | #N/A | #N/A | #N/A | #N/A | #N/A | #N/A | #N/A | #N/A | #N/A | #N/A | #N/A | #N/A
[7 empty] | 11 | 22 | 7809 | 9 | 2020-11-22 | Friday | 5 | No | #N/A | #N/A | #N/A | #N/A | #N/A | #N/A | #N/A | #N/A | #N/A | #N/A | #N/A | #N/A | #N/A | #N/A | #N/A | #N/A | #N/A | #N/A | #N/A | #N/A | #N/A | #N/A | #N/A | #N/A | #N/A | #N/A | #N/A | #N/A | #N/A | #N/A | #N/A | #N/A | #N/A | #N/A | #N/A | #N/A
[7 empty] | 11 | 22 | 7810 | 10 | 2020-11-22 | Friday | 5 | No | #N/A | #N/A | #N/A | #N/A | #N/A | #N/A | #N/A | #N/A | #N/A | #N/A | #N/A | #N/A | #N/A | #N/A | #N/A | #N/A | #N/A | #N/A | #N/A | #N/A | #N/A | #N/A | #N/A | #N/A | #N/A | #N/A | #N/A | #N/A | #N/A | #N/A | #N/A | #N/A | #N/A | #N/A | #N/A | #N/A
[7 empty] | 11 | 22 | 7811 | 11 | 2020-11-22 | Friday | 5 | No | #N/A | #N/A | #N/A | #N/A | #N/A | #N/A | #N/A | #N/A | #N/A | #N/A | #N/A | #N/A | #N/A | #N/A | #N/A | #N/A | #N/A | #N/A | #N/A | #N/A | #N/A | #N/A | #N/A | #N/A | #N/A | #N/A | #N/A | #N/A | #N/A | #N/A | #N/A | #N/A | #N/A | #N/A | #N/A | #N/A
[7 empty] | 11 | 22 | 7812 | 12 | 2020-11-22 | Friday | 5 | No | #N/A | #N/A | #N/A | #N/A | #N/A | #N/A | #N/A | #N/A | #N/A | #N/A | #N/A | #N/A | #N/A | #N/A | #N/A | #N/A | #N/A | #N/A | #N/A | #N/A | #N/A | #N/A | #N/A | #N/A | #N/A | #N/A | #N/A | #N/A | #N/A | #N/A | #N/A | #N/A | #N/A | #N/A | #N/A | #N/A
[7 empty] | 11 | 22 | 7813 | 13 | 2020-11-22 | Friday | 5 | No | #N/A | #N/A | #N/A | #N/A | #N/A | #N/A | #N/A | #N/A | #N/A | #N/A | #N/A | #N/A | #N/A | #N/A | #N/A | #N/A | #N/A | #N/A | #N/A | #N/A | #N/A | #N/A | #N/A | #N/A | #N/A | #N/A | #N/A | #N/A | #N/A | #N/A | #N/A | #N/A | #N/A | #N/A | #N/A | #N/A
[7 empty] | 11 | 22 | 7814 | 14 | 2020-11-22 | Friday | 5 | No | #N/A | #N/A | #N/A | #N/A | #N/A | #N/A | #N/A | #N/A | #N/A | #N/A | #N/A | #N/A | #N/A | #N/A | #N/A | #N/A | #N/A | #N/A | #N/A | #N/A | #N/A | #N/A | #N/A | #N/A | #N/A | #N/A | #N/A | #N/A | #N/A | #N/A | #N/A | #N/A | #N/A | #N/A | #N/A | #N/A
[7 empty] | 11 | 22 | 7815 | 15 | 2020-11-22 | Friday | 5 | No | #N/A | #N/A | #N/A | #N/A | #N/A | #N/A | #N/A | #N/A | #N/A | #N/A | #N/A | #N/A | #N/A | #N/A | #N/A | #N/A | #N/A | #N/A | #N/A | #N/A | #N/A | #N/A | #N/A | #N/A | #N/A | #N/A | #N/A | #N/A | #N/A | #N/A | #N/A | #N/A | #N/A | #N/A | #N/A | #N/A
[7 empty] | 11 | 22 | 7816 | 16 | 2020-11-22 | Friday | 5 | No | #N/A | #N/A | #N/A | #N/A | #N/A | #N/A | #N/A | #N/A | #N/A | #N/A | #N/A | #N/A | #N/A | #N/A | #N/A | #N/A | #N/A | #N/A | #N/A | #N/A | #N/A | #N/A | #N/A | #N/A | #N/A | #N/A | #N/A | #N/A | #N/A | #N/A | #N/A | #N/A | #N/A | #N/A | #N/A | #N/A
[7 empty] | 11 | 22 | 7817 | 17 | 2020-11-22 | Friday | 5 | No | #N/A | #N/A | #N/A | #N/A | #N/A | #N/A | #N/A | #N/A | #N/A | #N/A | #N/A | #N/A | #N/A | #N/A | #N/A | #N/A | #N/A | #N/A | #N/A | #N/A | #N/A | #N/A | #N/A | #N/A | #N/A | #N/A | #N/A | #N/A | #N/A | #N/A | #N/A | #N/A | #N/A | #N/A | #N/A | #N/A
[7 empty] | 11 | 22 | 7818 | 18 | 2020-11-22 | Friday | 5 | No | #N/A | #N/A | #N/A | #N/A | #N/A | #N/A | #N/A | #N/A | #N/A | #N/A | #N/A | #N/A | #N/A | #N/A | #N/A | #N/A | #N/A | #N/A | #N/A | #N/A | #N/A | #N/A | #N/A | #N/A | #N/A | #N/A | #N/A | #N/A | #N/A | #N/A | #N/A | #N/A | #N/A | #N/A | #N/A | #N/A
[7 empty] | 11 | 22 | 7819 | 19 | 2020-11-22 | Friday | 5 | No | #N/A | #N/A | #N/A | #N/A | #N/A | #N/A | #N/A | #N/A | #N/A | #N/A | #N/A | #N/A | #N/A | #N/A | #N/A | #N/A | #N/A | #N/A | #N/A | #N/A | #N/A | #N/A | #N/A | #N/A | #N/A | #N/A | #N/A | #N/A | #N/A | #N/A | #N/A | #N/A | #N/A | #N/A | #N/A | #N/A
[7 empty] | 11 | 22 | 7820 | 20 | 2020-11-22 | Friday | 5 | No | #N/A | #N/A | #N/A | #N/A | #N/A | #N/A | #N/A | #N/A | #N/A | #N/A | #N/A | #N/A | #N/A | #N/A | #N/A | #N/A | #N/A | #N/A | #N/A | #N/A | #N/A | #N/A | #N/A | #N/A | #N/A | #N/A | #N/A | #N/A | #N/A | #N/A | #N/A | #N/A | #N/A | #N/A | #N/A | #N/A
[7 empty] | 11 | 22 | 7821 | 21 | 2020-11-22 | Friday | 5 | No | #N/A | #N/A | #N/A | #N/A | #N/A | #N/A | #N/A | #N/A | #N/A | #N/A | #N/A | #N/A | #N/A | #N/A | #N/A | #N/A | #N/A | #N/A | #N/A | #N/A | #N/A | #N/A | #N/A | #N/A | #N/A | #N/A | #N/A | #N/A | #N/A | #N/A | #N/A | #N/A | #N/A | #N/A | #N/A | #N/A
[7 empty] | 11 | 22 | 7822 | 22 | 2020-11-22 | Friday | 5 | No | #N/A | #N/A | #N/A | #N/A | #N/A | #N/A | #N/A | #N/A | #N/A | #N/A | #N/A | #N/A | #N/A | #N/A | #N/A | #N/A | #N/A | #N/A | #N/A | #N/A | #N/A | #N/A | #N/A | #N/A | #N/A | #N/A | #N/A | #N/A | #N/A | #N/A | #N/A | #N/A | #N/A | #N/A | #N/A | #N/A
[7 empty] | 11 | 22 | 7823 | 23 | 2020-11-22 | Friday | 5 | No | #N/A | #N/A | #N/A | #N/A | #N/A | #N/A | #N/A | #N/A | #N/A | #N/A | #N/A | #N/A | #N/A | #N/A | #N/A | #N/A | #N/A | #N/A | #N/A | #N/A | #N/A | #N/A | #N/A | #N/A | #N/A | #N/A | #N/A | #N/A | #N/A | #N/A | #N/A | #N/A | #N/A | #N/A | #N/A | #N/A
[7 empty] | 11 | 22 | 7824 | 24 | 2020-11-22 | Friday | 5 | No | #N/A | #N/A | #N/A | #N/A | #N/A | #N/A | #N/A | #N/A | #N/A | #N/A | #N/A | #N/A | #N/A | #N/A | #N/A | #N/A | #N/A | #N/A | #N/A | #N/A | #N/A | #N/A | #N/A | #N/A | #N/A | #N/A | #N/A | #N/A | #N/A | #N/A | #N/A | #N/A | #N/A | #N/A | #N/A | #N/A
[7 empty] | 11 | 23 | 7825 | 1 | 2020-11-23 | Saturday | 6 | No | #N/A | #N/A | #N/A | #N/A | #N/A | #N/A | #N/A | #N/A | #N/A | #N/A | #N/A | #N/A | #N/A | #N/A | #N/A | #N/A | #N/A | #N/A | #N/A | #N/A | #N/A | #N/A | #N/A | #N/A | #N/A | #N/A | #N/A | #N/A | #N/A | #N/A | #N/A | #N/A | #N/A | #N/A | #N/A | #N/A
[7 empty] | 11 | 23 | 7826 | 2 | 2020-11-23 | Saturday | 6 | No | #N/A | #N/A | #N/A | #N/A | #N/A | #N/A | #N/A | #N/A | #N/A | #N/A | #N/A | #N/A | #N/A | #N/A | #N/A | #N/A | #N/A | #N/A | #N/A | #N/A | #N/A | #N/A | #N/A | #N/A | #N/A | #N/A | #N/A | #N/A | #N/A | #N/A | #N/A | #N/A | #N/A | #N/A | #N/A | #N/A
[7 empty] | 11 | 23 | 7827 | 3 | 2020-11-23 | Saturday | 6 | No | #N/A | #N/A | #N/A | #N/A | #N/A | #N/A | #N/A | #N/A | #N/A | #N/A | #N/A | #N/A | #N/A | #N/A | #N/A | #N/A | #N/A | #N/A | #N/A | #N/A | #N/A | #N/A | #N/A | #N/A | #N/A | #N/A | #N/A | #N/A | #N/A | #N/A | #N/A | #N/A | #N/A | #N/A | #N/A | #N/A
[7 empty] | 11 | 23 | 7828 | 4 | 2020-11-23 | Saturday | 6 | No | #N/A | #N/A | #N/A | #N/A | #N/A | #N/A | #N/A | #N/A | #N/A | #N/A | #N/A | #N/A | #N/A | #N/A | #N/A | #N/A | #N/A | #N/A | #N/A | #N/A | #N/A | #N/A | #N/A | #N/A | #N/A | #N/A | #N/A | #N/A | #N/A | #N/A | #N/A | #N/A | #N/A | #N/A | #N/A | #N/A
[7 empty] | 11 | 23 | 7829 | 5 | 2020-11-23 | Saturday | 6 | No | #N/A | #N/A | #N/A | #N/A | #N/A | #N/A | #N/A | #N/A | #N/A | #N/A | #N/A | #N/A | #N/A | #N/A | #N/A | #N/A | #N/A | #N/A | #N/A | #N/A | #N/A | #N/A | #N/A | #N/A | #N/A | #N/A | #N/A | #N/A | #N/A | #N/A | #N/A | #N/A | #N/A | #N/A | #N/A | #N/A
[7 empty] | 11 | 23 | 7830 | 6 | 2020-11-23 | Saturday | 6 | No | #N/A | #N/A | #N/A | #N/A | #N/A | #N/A | #N/A | #N/A | #N/A | #N/A | #N/A | #N/A | #N/A | #N/A | #N/A | #N/A | #N/A | #N/A | #N/A | #N/A | #N/A | #N/A | #N/A | #N/A | #N/A | #N/A | #N/A | #N/A | #N/A | #N/A | #N/A | #N/A | #N/A | #N/A | #N/A | #N/A
[7 empty] | 11 | 23 | 7831 | 7 | 2020-11-23 | Saturday | 6 | No | #N/A | #N/A | #N/A | #N/A | #N/A | #N/A | #N/A | #N/A | #N/A | #N/A | #N/A | #N/A | #N/A | #N/A | #N/A | #N/A | #N/A | #N/A | #N/A | #N/A | #N/A | #N/A | #N/A | #N/A | #N/A | #N/A | #N/A | #N/A | #N/A | #N/A | #N/A | #N/A | #N/A | #N/A | #N/A | #N/A
[7 empty] | 11 | 23 | 7832 | 8 | 2020-11-23 | Saturday | 6 | No | #N/A | #N/A | #N/A | #N/A | #N/A | #N/A | #N/A | #N/A | #N/A | #N/A | #N/A | #N/A | #N/A | #N/A | #N/A | #N/A | #N/A | #N/A | #N/A | #N/A | #N/A | #N/A | #N/A | #N/A | #N/A | #N/A | #N/A | #N/A | #N/A | #N/A | #N/A | #N/A | #N/A | #N/A | #N/A | #N/A
[7 empty] | 11 | 23 | 7833 | 9 | 2020-11-23 | Saturday | 6 | No | #N/A | #N/A | #N/A | #N/A | #N/A | #N/A | #N/A | #N/A | #N/A | #N/A | #N/A | #N/A | #N/A | #N/A | #N/A | #N/A | #N/A | #N/A | #N/A | #N/A | #N/A | #N/A | #N/A | #N/A | #N/A | #N/A | #N/A | #N/A | #N/A | #N/A | #N/A | #N/A | #N/A | #N/A | #N/A | #N/A
[7 empty] | 11 | 23 | 7834 | 10 | 2020-11-23 | Saturday | 6 | No | #N/A | #N/A | #N/A | #N/A | #N/A | #N/A | #N/A | #N/A | #N/A | #N/A | #N/A | #N/A | #N/A | #N/A | #N/A | #N/A | #N/A | #N/A | #N/A | #N/A | #N/A | #N/A | #N/A | #N/A | #N/A | #N/A | #N/A | #N/A | #N/A | #N/A | #N/A | #N/A | #N/A | #N/A | #N/A | #N/A
[7 empty] | 11 | 23 | 7835 | 11 | 2020-11-23 | Saturday | 6 | No | #N/A | #N/A | #N/A | #N/A | #N/A | #N/A | #N/A | #N/A | #N/A | #N/A | #N/A | #N/A | #N/A | #N/A | #N/A | #N/A | #N/A | #N/A | #N/A | #N/A | #N/A | #N/A | #N/A | #N/A | #N/A | #N/A | #N/A | #N/A | #N/A | #N/A | #N/A | #N/A | #N/A | #N/A | #N/A | #N/A
[7 empty] | 11 | 23 | 7836 | 12 | 2020-11-23 | Saturday | 6 | No | #N/A | #N/A | #N/A | #N/A | #N/A | #N/A | #N/A | #N/A | #N/A | #N/A | #N/A | #N/A | #N/A | #N/A | #N/A | #N/A | #N/A | #N/A | #N/A | #N/A | #N/A | #N/A | #N/A | #N/A | #N/A | #N/A | #N/A | #N/A | #N/A | #N/A | #N/A | #N/A | #N/A | #N/A | #N/A | #N/A
[7 empty] | 11 | 23 | 7837 | 13 | 2020-11-23 | Saturday | 6 | No | #N/A | #N/A | #N/A | #N/A | #N/A | #N/A | #N/A | #N/A | #N/A | #N/A | #N/A | #N/A | #N/A | #N/A | #N/A | #N/A | #N/A | #N/A | #N/A | #N/A | #N/A | #N/A | #N/A | #N/A | #N/A | #N/A | #N/A | #N/A | #N/A | #N/A | #N/A | #N/A | #N/A | #N/A | #N/A | #N/A
[7 empty] | 11 | 23 | 7838 | 14 | 2020-11-23 | Saturday | 6 | No | #N/A | #N/A | #N/A | #N/A | #N/A | #N/A | #N/A | #N/A | #N/A | #N/A | #N/A | #N/A | #N/A | #N/A | #N/A | #N/A | #N/A | #N/A | #N/A | #N/A | #N/A | #N/A | #N/A | #N/A | #N/A | #N/A | #N/A | #N/A | #N/A | #N/A | #N/A | #N/A | #N/A | #N/A | #N/A | #N/A
[7 empty] | 11 | 23 | 7839 | 15 | 2020-11-23 | Saturday | 6 | No | #N/A | #N/A | #N/A | #N/A | #N/A | #N/A | #N/A | #N/A | #N/A | #N/A | #N/A | #N/A | #N/A | #N/A | #N/A | #N/A | #N/A | #N/A | #N/A | #N/A | #N/A | #N/A | #N/A | #N/A | #N/A | #N/A | #N/A | #N/A | #N/A | #N/A | #N/A | #N/A | #N/A | #N/A | #N/A | #N/A
[7 empty] | 11 | 23 | 7840 | 16 | 2020-11-23 | Saturday | 6 | No | #N/A | #N/A | #N/A | #N/A | #N/A | #N/A | #N/A | #N/A | #N/A | #N/A | #N/A | #N/A | #N/A | #N/A | #N/A | #N/A | #N/A | #N/A | #N/A | #N/A | #N/A | #N/A | #N/A | #N/A | #N/A | #N/A | #N/A | #N/A | #N/A | #N/A | #N/A | #N/A | #N/A | #N/A | #N/A | #N/A
[7 empty] | 11 | 23 | 7841 | 17 | 2020-11-23 | Saturday | 6 | No | #N/A | #N/A | #N/A | #N/A | #N/A | #N/A | #N/A | #N/A | #N/A | #N/A | #N/A | #N/A | #N/A | #N/A | #N/A | #N/A | #N/A | #N/A | #N/A | #N/A | #N/A | #N/A | #N/A | #N/A | #N/A | #N/A | #N/A | #N/A | #N/A | #N/A | #N/A | #N/A | #N/A | #N/A | #N/A | #N/A
[7 empty] | 11 | 23 | 7842 | 18 | 2020-11-23 | Saturday | 6 | No | #N/A | #N/A | #N/A | #N/A | #N/A | #N/A | #N/A | #N/A | #N/A | #N/A | #N/A | #N/A | #N/A | #N/A | #N/A | #N/A | #N/A | #N/A | #N/A | #N/A | #N/A | #N/A | #N/A | #N/A | #N/A | #N/A | #N/A | #N/A | #N/A | #N/A | #N/A | #N/A | #N/A | #N/A | #N/A | #N/A
[7 empty] | 11 | 23 | 7843 | 19 | 2020-11-23 | Saturday | 6 | No | #N/A | #N/A | #N/A | #N/A | #N/A | #N/A | #N/A | #N/A | #N/A | #N/A | #N/A | #N/A | #N/A | #N/A | #N/A | #N/A | #N/A | #N/A | #N/A | #N/A | #N/A | #N/A | #N/A | #N/A | #N/A | #N/A | #N/A | #N/A | #N/A | #N/A | #N/A | #N/A | #N/A | #N/A | #N/A | #N/A
[7 empty] | 11 | 23 | 7844 | 20 | 2020-11-23 | Saturday | 6 | No | #N/A | #N/A | #N/A | #N/A | #N/A | #N/A | #N/A | #N/A | #N/A | #N/A | #N/A | #N/A | #N/A | #N/A | #N/A | #N/A | #N/A | #N/A | #N/A | #N/A | #N/A | #N/A | #N/A | #N/A | #N/A | #N/A | #N/A | #N/A | #N/A | #N/A | #N/A | #N/A | #N/A | #N/A | #N/A | #N/A
[7 empty] | 11 | 23 | 7845 | 21 | 2020-11-23 | Saturday | 6 | No | #N/A | #N/A | #N/A | #N/A | #N/A | #N/A | #N/A | #N/A | #N/A | #N/A | #N/A | #N/A | #N/A | #N/A | #N/A | #N/A | #N/A | #N/A | #N/A | #N/A | #N/A | #N/A | #N/A | #N/A | #N/A | #N/A | #N/A | #N/A | #N/A | #N/A | #N/A | #N/A | #N/A | #N/A | #N/A | #N/A
[7 empty] | 11 | 23 | 7846 | 22 | 2020-11-23 | Saturday | 6 | No | #N/A | #N/A | #N/A | #N/A | #N/A | #N/A | #N/A | #N/A | #N/A | #N/A | #N/A | #N/A | #N/A | #N/A | #N/A | #N/A | #N/A | #N/A | #N/A | #N/A | #N/A | #N/A | #N/A | #N/A | #N/A | #N/A | #N/A | #N/A | #N/A | #N/A | #N/A | #N/A | #N/A | #N/A | #N/A | #N/A
[7 empty] | 11 | 23 | 7847 | 23 | 2020-11-23 | Saturday | 6 | No | #N/A | #N/A | #N/A | #N/A | #N/A | #N/A | #N/A | #N/A | #N/A | #N/A | #N/A | #N/A | #N/A | #N/A | #N/A | #N/A | #N/A | #N/A | #N/A | #N/A | #N/A | #N/A | #N/A | #N/A | #N/A | #N/A | #N/A | #N/A | #N/A | #N/A | #N/A | #N/A | #N/A | #N/A | #N/A | #N/A
[7 empty] | 11 | 23 | 7848 | 24 | 2020-11-23 | Saturday | 6 | No | #N/A | #N/A | #N/A | #N/A | #N/A | #N/A | #N/A | #N/A | #N/A | #N/A | #N/A | #N/A | #N/A | #N/A | #N/A | #N/A | #N/A | #N/A | #N/A | #N/A | #N/A | #N/A | #N/A | #N/A | #N/A | #N/A | #N/A | #N/A | #N/A | #N/A | #N/A | #N/A | #N/A | #N/A | #N/A | #N/A
[7 empty] | 11 | 24 | 7849 | 1 | 2020-11-24 | Sunday | 7 | No | #N/A | #N/A | #N/A | #N/A | #N/A | #N/A | #N/A | #N/A | #N/A | #N/A | #N/A | #N/A | #N/A | #N/A | #N/A | #N/A | #N/A | #N/A | #N/A | #N/A | #N/A | #N/A | #N/A | #N/A | #N/A | #N/A | #N/A | #N/A | #N/A | #N/A | #N/A | #N/A | #N/A | #N/A | #N/A | #N/A
[7 empty] | 11 | 24 | 7850 | 2 | 2020-11-24 | Sunday | 7 | No | #N/A | #N/A | #N/A | #N/A | #N/A | #N/A | #N/A | #N/A | #N/A | #N/A | #N/A | #N/A | #N/A | #N/A | #N/A | #N/A | #N/A | #N/A | #N/A | #N/A | #N/A | #N/A | #N/A | #N/A | #N/A | #N/A | #N/A | #N/A | #N/A | #N/A | #N/A | #N/A | #N/A | #N/A | #N/A | #N/A
[7 empty] | 11 | 24 | 7851 | 3 | 2020-11-24 | Sunday | 7 | No | #N/A | #N/A | #N/A | #N/A | #N/A | #N/A | #N/A | #N/A | #N/A | #N/A | #N/A | #N/A | #N/A | #N/A | #N/A | #N/A | #N/A | #N/A | #N/A | #N/A | #N/A | #N/A | #N/A | #N/A | #N/A | #N/A | #N/A | #N/A | #N/A | #N/A | #N/A | #N/A | #N/A | #N/A | #N/A | #N/A
[7 empty] | 11 | 24 | 7852 | 4 | 2020-11-24 | Sunday | 7 | No | #N/A | #N/A | #N/A | #N/A | #N/A | #N/A | #N/A | #N/A | #N/A | #N/A | #N/A | #N/A | #N/A | #N/A | #N/A | #N/A | #N/A | #N/A | #N/A | #N/A | #N/A | #N/A | #N/A | #N/A | #N/A | #N/A | #N/A | #N/A | #N/A | #N/A | #N/A | #N/A | #N/A | #N/A | #N/A | #N/A
[7 empty] | 11 | 24 | 7853 | 5 | 2020-11-24 | Sunday | 7 | No | #N/A | #N/A | #N/A | #N/A | #N/A | #N/A | #N/A | #N/A | #N/A | #N/A | #N/A | #N/A | #N/A | #N/A | #N/A | #N/A | #N/A | #N/A | #N/A | #N/A | #N/A | #N/A | #N/A | #N/A | #N/A | #N/A | #N/A | #N/A | #N/A | #N/A | #N/A | #N/A | #N/A | #N/A | #N/A | #N/A
[7 empty] | 11 | 24 | 7854 | 6 | 2020-11-24 | Sunday | 7 | No | #N/A | #N/A | #N/A | #N/A | #N/A | #N/A | #N/A | #N/A | #N/A | #N/A | #N/A | #N/A | #N/A | #N/A | #N/A | #N/A | #N/A | #N/A | #N/A | #N/A | #N/A | #N/A | #N/A | #N/A | #N/A | #N/A | #N/A | #N/A | #N/A | #N/A | #N/A | #N/A | #N/A | #N/A | #N/A | #N/A
[7 empty] | 11 | 24 | 7855 | 7 | 2020-11-24 | Sunday | 7 | No | #N/A | #N/A | #N/A | #N/A | #N/A | #N/A | #N/A | #N/A | #N/A | #N/A | #N/A | #N/A | #N/A | #N/A | #N/A | #N/A | #N/A | #N/A | #N/A | #N/A | #N/A | #N/A | #N/A | #N/A | #N/A | #N/A | #N/A | #N/A | #N/A | #N/A | #N/A | #N/A | #N/A | #N/A | #N/A | #N/A
[7 empty] | 11 | 24 | 7856 | 8 | 2020-11-24 | Sunday | 7 | No | #N/A | #N/A | #N/A | #N/A | #N/A | #N/A | #N/A | #N/A | #N/A | #N/A | #N/A | #N/A | #N/A | #N/A | #N/A | #N/A | #N/A | #N/A | #N/A | #N/A | #N/A | #N/A | #N/A | #N/A | #N/A | #N/A | #N/A | #N/A | #N/A | #N/A | #N/A | #N/A | #N/A | #N/A | #N/A | #N/A
[7 empty] | 11 | 24 | 7857 | 9 | 2020-11-24 | Sunday | 7 | No | #N/A | #N/A | #N/A | #N/A | #N/A | #N/A | #N/A | #N/A | #N/A | #N/A | #N/A | #N/A | #N/A | #N/A | #N/A | #N/A | #N/A | #N/A | #N/A | #N/A | #N/A | #N/A | #N/A | #N/A | #N/A | #N/A | #N/A | #N/A | #N/A | #N/A | #N/A | #N/A | #N/A | #N/A | #N/A | #N/A
[7 empty] | 11 | 24 | 7858 | 10 | 2020-11-24 | Sunday | 7 | No | #N/A | #N/A | #N/A | #N/A | #N/A | #N/A | #N/A | #N/A | #N/A | #N/A | #N/A | #N/A | #N/A | #N/A | #N/A | #N/A | #N/A | #N/A | #N/A | #N/A | #N/A | #N/A | #N/A | #N/A | #N/A | #N/A | #N/A | #N/A | #N/A | #N/A | #N/A | #N/A | #N/A | #N/A | #N/A | #N/A
[7 empty] | 11 | 24 | 7859 | 11 | 2020-11-24 | Sunday | 7 | No | #N/A | #N/A | #N/A | #N/A | #N/A | #N/A | #N/A | #N/A | #N/A | #N/A | #N/A | #N/A | #N/A | #N/A | #N/A | #N/A | #N/A | #N/A | #N/A | #N/A | #N/A | #N/A | #N/A | #N/A | #N/A | #N/A | #N/A | #N/A | #N/A | #N/A | #N/A | #N/A | #N/A | #N/A | #N/A | #N/A
[7 empty] | 11 | 24 | 7860 | 12 | 2020-11-24 | Sunday | 7 | No | #N/A | #N/A | #N/A | #N/A | #N/A | #N/A | #N/A | #N/A | #N/A | #N/A | #N/A | #N/A | #N/A | #N/A | #N/A | #N/A | #N/A | #N/A | #N/A | #N/A | #N/A | #N/A | #N/A | #N/A | #N/A | #N/A | #N/A | #N/A | #N/A | #N/A | #N/A | #N/A | #N/A | #N/A | #N/A | #N/A
[7 empty] | 11 | 24 | 7861 | 13 | 2020-11-24 | Sunday | 7 | No | #N/A | #N/A | #N/A | #N/A | #N/A | #N/A | #N/A | #N/A | #N/A | #N/A | #N/A | #N/A | #N/A | #N/A | #N/A | #N/A | #N/A | #N/A | #N/A | #N/A | #N/A | #N/A | #N/A | #N/A | #N/A | #N/A | #N/A | #N/A | #N/A | #N/A | #N/A | #N/A | #N/A | #N/A | #N/A | #N/A
[7 empty] | 11 | 24 | 7862 | 14 | 2020-11-24 | Sunday | 7 | No | #N/A | #N/A | #N/A | #N/A | #N/A | #N/A | #N/A | #N/A | #N/A | #N/A | #N/A | #N/A | #N/A | #N/A | #N/A | #N/A | #N/A | #N/A | #N/A | #N/A | #N/A | #N/A | #N/A | #N/A | #N/A | #N/A | #N/A | #N/A | #N/A | #N/A | #N/A | #N/A | #N/A | #N/A | #N/A | #N/A
[7 empty] | 11 | 24 | 7863 | 15 | 2020-11-24 | Sunday | 7 | No | #N/A | #N/A | #N/A | #N/A | #N/A | #N/A | #N/A | #N/A | #N/A | #N/A | #N/A | #N/A | #N/A | #N/A | #N/A | #N/A | #N/A | #N/A | #N/A | #N/A | #N/A | #N/A | #N/A | #N/A | #N/A | #N/A | #N/A | #N/A | #N/A | #N/A | #N/A | #N/A | #N/A | #N/A | #N/A | #N/A
[7 empty] | 11 | 24 | 7864 | 16 | 2020-11-24 | Sunday | 7 | No | #N/A | #N/A | #N/A | #N/A | #N/A | #N/A | #N/A | #N/A | #N/A | #N/A | #N/A | #N/A | #N/A | #N/A | #N/A | #N/A | #N/A | #N/A | #N/A | #N/A | #N/A | #N/A | #N/A | #N/A | #N/A | #N/A | #N/A | #N/A | #N/A | #N/A | #N/A | #N/A | #N/A | #N/A | #N/A | #N/A
[7 empty] | 11 | 24 | 7865 | 17 | 2020-11-24 | Sunday | 7 | No | #N/A | #N/A | #N/A | #N/A | #N/A | #N/A | #N/A | #N/A | #N/A | #N/A | #N/A | #N/A | #N/A | #N/A | #N/A | #N/A | #N/A | #N/A | #N/A | #N/A | #N/A | #N/A | #N/A | #N/A | #N/A | #N/A | #N/A | #N/A | #N/A | #N/A | #N/A | #N/A | #N/A | #N/A | #N/A | #N/A
[7 empty] | 11 | 24 | 7866 | 18 | 2020-11-24 | Sunday | 7 | No | #N/A | #N/A | #N/A | #N/A | #N/A | #N/A | #N/A | #N/A | #N/A | #N/A | #N/A | #N/A | #N/A | #N/A | #N/A | #N/A | #N/A | #N/A | #N/A | #N/A | #N/A | #N/A | #N/A | #N/A | #N/A | #N/A | #N/A | #N/A | #N/A | #N/A | #N/A | #N/A | #N/A | #N/A | #N/A | #N/A
[7 empty] | 11 | 24 | 7867 | 19 | 2020-11-24 | Sunday | 7 | No | #N/A | #N/A | #N/A | #N/A | #N/A | #N/A | #N/A | #N/A | #N/A | #N/A | #N/A | #N/A | #N/A | #N/A | #N/A | #N/A | #N/A | #N/A | #N/A | #N/A | #N/A | #N/A | #N/A | #N/A | #N/A | #N/A | #N/A | #N/A | #N/A | #N/A | #N/A | #N/A | #N/A | #N/A | #N/A | #N/A
[7 empty] | 11 | 24 | 7868 | 20 | 2020-11-24 | Sunday | 7 | No | #N/A | #N/A | #N/A | #N/A | #N/A | #N/A | #N/A | #N/A | #N/A | #N/A | #N/A | #N/A | #N/A | #N/A | #N/A | #N/A | #N/A | #N/A | #N/A | #N/A | #N/A | #N/A | #N/A | #N/A | #N/A | #N/A | #N/A | #N/A | #N/A | #N/A | #N/A | #N/A | #N/A | #N/A | #N/A | #N/A
[7 empty] | 11 | 24 | 7869 | 21 | 2020-11-24 | Sunday | 7 | No | #N/A | #N/A | #N/A | #N/A | #N/A | #N/A | #N/A | #N/A | #N/A | #N/A | #N/A | #N/A | #N/A | #N/A | #N/A | #N/A | #N/A | #N/A | #N/A | #N/A | #N/A | #N/A | #N/A | #N/A | #N/A | #N/A | #N/A | #N/A | #N/A | #N/A | #N/A | #N/A | #N/A | #N/A | #N/A | #N/A
[7 empty] | 11 | 24 | 7870 | 22 | 2020-11-24 | Sunday | 7 | No | #N/A | #N/A | #N/A | #N/A | #N/A | #N/A | #N/A | #N/A | #N/A | #N/A | #N/A | #N/A | #N/A | #N/A | #N/A | #N/A | #N/A | #N/A | #N/A | #N/A | #N/A | #N/A | #N/A | #N/A | #N/A | #N/A | #N/A | #N/A | #N/A | #N/A | #N/A | #N/A | #N/A | #N/A | #N/A | #N/A
[7 empty] | 11 | 24 | 7871 | 23 | 2020-11-24 | Sunday | 7 | No | #N/A | #N/A | #N/A | #N/A | #N/A | #N/A | #N/A | #N/A | #N/A | #N/A | #N/A | #N/A | #N/A | #N/A | #N/A | #N/A | #N/A | #N/A | #N/A | #N/A | #N/A | #N/A | #N/A | #N/A | #N/A | #N/A | #N/A | #N/A | #N/A | #N/A | #N/A | #N/A | #N/A | #N/A | #N/A | #N/A
[7 empty] | 11 | 24 | 7872 | 24 | 2020-11-24 | Sunday | 7 | No | #N/A | #N/A | #N/A | #N/A | #N/A | #N/A | #N/A | #N/A | #N/A | #N/A | #N/A | #N/A | #N/A | #N/A | #N/A | #N/A | #N/A | #N/A | #N/A | #N/A | #N/A | #N/A | #N/A | #N/A | #N/A | #N/A | #N/A | #N/A | #N/A | #N/A | #N/A | #N/A | #N/A | #N/A | #N/A | #N/A
[7 empty] | 11 | 25 | 7873 | 1 | 2020-11-25 | Monday | 1 | No | #N/A | #N/A | #N/A | #N/A | #N/A | #N/A | #N/A | #N/A | #N/A | #N/A | #N/A | #N/A | #N/A | #N/A | #N/A | #N/A | #N/A | #N/A | #N/A | #N/A | #N/A | #N/A | #N/A | #N/A | #N/A | #N/A | #N/A | #N/A | #N/A | #N/A | #N/A | #N/A | #N/A | #N/A | #N/A | #N/A
[7 empty] | 11 | 25 | 7874 | 2 | 2020-11-25 | Monday | 1 | No | #N/A | #N/A | #N/A | #N/A | #N/A | #N/A | #N/A | #N/A | #N/A | #N/A | #N/A | #N/A | #N/A | #N/A | #N/A | #N/A | #N/A | #N/A | #N/A | #N/A | #N/A | #N/A | #N/A | #N/A | #N/A | #N/A | #N/A | #N/A | #N/A | #N/A | #N/A | #N/A | #N/A | #N/A | #N/A | #N/A
[7 empty] | 11 | 25 | 7875 | 3 | 2020-11-25 | Monday | 1 | No | #N/A | #N/A | #N/A | #N/A | #N/A | #N/A | #N/A | #N/A | #N/A | #N/A | #N/A | #N/A | #N/A | #N/A | #N/A | #N/A | #N/A | #N/A | #N/A | #N/A | #N/A | #N/A | #N/A | #N/A | #N/A | #N/A | #N/A | #N/A | #N/A | #N/A | #N/A | #N/A | #N/A | #N/A | #N/A | #N/A
[7 empty] | 11 | 25 | 7876 | 4 | 2020-11-25 | Monday | 1 | No | #N/A | #N/A | #N/A | #N/A | #N/A | #N/A | #N/A | #N/A | #N/A | #N/A | #N/A | #N/A | #N/A | #N/A | #N/A | #N/A | #N/A | #N/A | #N/A | #N/A | #N/A | #N/A | #N/A | #N/A | #N/A | #N/A | #N/A | #N/A | #N/A | #N/A | #N/A | #N/A | #N/A | #N/A | #N/A | #N/A
[7 empty] | 11 | 25 | 7877 | 5 | 2020-11-25 | Monday | 1 | No | #N/A | #N/A | #N/A | #N/A | #N/A | #N/A | #N/A | #N/A | #N/A | #N/A | #N/A | #N/A | #N/A | #N/A | #N/A | #N/A | #N/A | #N/A | #N/A | #N/A | #N/A | #N/A | #N/A | #N/A | #N/A | #N/A | #N/A | #N/A | #N/A | #N/A | #N/A | #N/A | #N/A | #N/A | #N/A | #N/A
[7 empty] | 11 | 25 | 7878 | 6 | 2020-11-25 | Monday | 1 | No | #N/A | #N/A | #N/A | #N/A | #N/A | #N/A | #N/A | #N/A | #N/A | #N/A | #N/A | #N/A | #N/A | #N/A | #N/A | #N/A | #N/A | #N/A | #N/A | #N/A | #N/A | #N/A | #N/A | #N/A | #N/A | #N/A | #N/A | #N/A | #N/A | #N/A | #N/A | #N/A | #N/A | #N/A | #N/A | #N/A
[7 empty] | 11 | 25 | 7879 | 7 | 2020-11-25 | Monday | 1 | No | #N/A | #N/A | #N/A | #N/A | #N/A | #N/A | #N/A | #N/A | #N/A | #N/A | #N/A | #N/A | #N/A | #N/A | #N/A | #N/A | #N/A | #N/A | #N/A | #N/A | #N/A | #N/A | #N/A | #N/A | #N/A | #N/A | #N/A | #N/A | #N/A | #N/A | #N/A | #N/A | #N/A | #N/A | #N/A | #N/A
[7 empty] | 11 | 25 | 7880 | 8 | 2020-11-25 | Monday | 1 | No | #N/A | #N/A | #N/A | #N/A | #N/A | #N/A | #N/A | #N/A | #N/A | #N/A | #N/A | #N/A | #N/A | #N/A | #N/A | #N/A | #N/A | #N/A | #N/A | #N/A | #N/A | #N/A | #N/A | #N/A | #N/A | #N/A | #N/A | #N/A | #N/A | #N/A | #N/A | #N/A | #N/A | #N/A | #N/A | #N/A
[7 empty] | 11 | 25 | 7881 | 9 | 2020-11-25 | Monday | 1 | No | #N/A | #N/A | #N/A | #N/A | #N/A | #N/A | #N/A | #N/A | #N/A | #N/A | #N/A | #N/A | #N/A | #N/A | #N/A | #N/A | #N/A | #N/A | #N/A | #N/A | #N/A | #N/A | #N/A | #N/A | #N/A | #N/A | #N/A | #N/A | #N/A | #N/A | #N/A | #N/A | #N/A | #N/A | #N/A | #N/A
[7 empty] | 11 | 25 | 7882 | 10 | 2020-11-25 | Monday | 1 | No | #N/A | #N/A | #N/A | #N/A | #N/A | #N/A | #N/A | #N/A | #N/A | #N/A | #N/A | #N/A | #N/A | #N/A | #N/A | #N/A | #N/A | #N/A | #N/A | #N/A | #N/A | #N/A | #N/A | #N/A | #N/A | #N/A | #N/A | #N/A | #N/A | #N/A | #N/A | #N/A | #N/A | #N/A | #N/A | #N/A
[7 empty] | 11 | 25 | 7883 | 11 | 2020-11-25 | Monday | 1 | No | #N/A | #N/A | #N/A | #N/A | #N/A | #N/A | #N/A | #N/A | #N/A | #N/A | #N/A | #N/A | #N/A | #N/A | #N/A | #N/A | #N/A | #N/A | #N/A | #N/A | #N/A | #N/A | #N/A | #N/A | #N/A | #N/A | #N/A | #N/A | #N/A | #N/A | #N/A | #N/A | #N/A | #N/A | #N/A | #N/A
[7 empty] | 11 | 25 | 7884 | 12 | 2020-11-25 | Monday | 1 | No | #N/A | #N/A | #N/A | #N/A | #N/A | #N/A | #N/A | #N/A | #N/A | #N/A | #N/A | #N/A | #N/A | #N/A | #N/A | #N/A | #N/A | #N/A | #N/A | #N/A | #N/A | #N/A | #N/A | #N/A | #N/A | #N/A | #N/A | #N/A | #N/A | #N/A | #N/A | #N/A | #N/A | #N/A | #N/A | #N/A
[7 empty] | 11 | 25 | 7885 | 13 | 2020-11-25 | Monday | 1 | No | #N/A | #N/A | #N/A | #N/A | #N/A | #N/A | #N/A | #N/A | #N/A | #N/A | #N/A | #N/A | #N/A | #N/A | #N/A | #N/A | #N/A | #N/A | #N/A | #N/A | #N/A | #N/A | #N/A | #N/A | #N/A | #N/A | #N/A | #N/A | #N/A | #N/A | #N/A | #N/A | #N/A | #N/A | #N/A | #N/A
[7 empty] | 11 | 25 | 7886 | 14 | 2020-11-25 | Monday | 1 | No | #N/A | #N/A | #N/A | #N/A | #N/A | #N/A | #N/A | #N/A | #N/A | #N/A | #N/A | #N/A | #N/A | #N/A | #N/A | #N/A | #N/A | #N/A | #N/A | #N/A | #N/A | #N/A | #N/A | #N/A | #N/A | #N/A | #N/A | #N/A | #N/A | #N/A | #N/A | #N/A | #N/A | #N/A | #N/A | #N/A
[7 empty] | 11 | 25 | 7887 | 15 | 2020-11-25 | Monday | 1 | No | #N/A | #N/A | #N/A | #N/A | #N/A | #N/A | #N/A | #N/A | #N/A | #N/A | #N/A | #N/A | #N/A | #N/A | #N/A | #N/A | #N/A | #N/A | #N/A | #N/A | #N/A | #N/A | #N/A | #N/A | #N/A | #N/A | #N/A | #N/A | #N/A | #N/A | #N/A | #N/A | #N/A | #N/A | #N/A | #N/A
[7 empty] | 11 | 25 | 7888 | 16 | 2020-11-25 | Monday | 1 | No | #N/A | #N/A | #N/A | #N/A | #N/A | #N/A | #N/A | #N/A | #N/A | #N/A | #N/A | #N/A | #N/A | #N/A | #N/A | #N/A | #N/A | #N/A | #N/A | #N/A | #N/A | #N/A | #N/A | #N/A | #N/A | #N/A | #N/A | #N/A | #N/A | #N/A | #N/A | #N/A | #N/A | #N/A | #N/A | #N/A
[7 empty] | 11 | 25 | 7889 | 17 | 2020-11-25 | Monday | 1 | No | #N/A | #N/A | #N/A | #N/A | #N/A | #N/A | #N/A | #N/A | #N/A | #N/A | #N/A | #N/A | #N/A | #N/A | #N/A | #N/A | #N/A | #N/A | #N/A | #N/A | #N/A | #N/A | #N/A | #N/A | #N/A | #N/A | #N/A | #N/A | #N/A | #N/A | #N/A | #N/A | #N/A | #N/A | #N/A | #N/A
[7 empty] | 11 | 25 | 7890 | 18 | 2020-11-25 | Monday | 1 | No | #N/A | #N/A | #N/A | #N/A | #N/A | #N/A | #N/A | #N/A | #N/A | #N/A | #N/A | #N/A | #N/A | #N/A | #N/A | #N/A | #N/A | #N/A | #N/A | #N/A | #N/A | #N/A | #N/A | #N/A | #N/A | #N/A | #N/A | #N/A | #N/A | #N/A | #N/A | #N/A | #N/A | #N/A | #N/A | #N/A
[7 empty] | 11 | 25 | 7891 | 19 | 2020-11-25 | Monday | 1 | No | #N/A | #N/A | #N/A | #N/A | #N/A | #N/A | #N/A | #N/A | #N/A | #N/A | #N/A | #N/A | #N/A | #N/A | #N/A | #N/A | #N/A | #N/A | #N/A | #N/A | #N/A | #N/A | #N/A | #N/A | #N/A | #N/A | #N/A | #N/A | #N/A | #N/A | #N/A | #N/A | #N/A | #N/A | #N/A | #N/A
[7 empty] | 11 | 25 | 7892 | 20 | 2020-11-25 | Monday | 1 | No | #N/A | #N/A | #N/A | #N/A | #N/A | #N/A | #N/A | #N/A | #N/A | #N/A | #N/A | #N/A | #N/A | #N/A | #N/A | #N/A | #N/A | #N/A | #N/A | #N/A | #N/A | #N/A | #N/A | #N/A | #N/A | #N/A | #N/A | #N/A | #N/A | #N/A | #N/A | #N/A | #N/A | #N/A | #N/A | #N/A
[7 empty] | 11 | 25 | 7893 | 21 | 2020-11-25 | Monday | 1 | No | #N/A | #N/A | #N/A | #N/A | #N/A | #N/A | #N/A | #N/A | #N/A | #N/A | #N/A | #N/A | #N/A | #N/A | #N/A | #N/A | #N/A | #N/A | #N/A | #N/A | #N/A | #N/A | #N/A | #N/A | #N/A | #N/A | #N/A | #N/A | #N/A | #N/A | #N/A | #N/A | #N/A | #N/A | #N/A | #N/A
[7 empty] | 11 | 25 | 7894 | 22 | 2020-11-25 | Monday | 1 | No | #N/A | #N/A | #N/A | #N/A | #N/A | #N/A | #N/A | #N/A | #N/A | #N/A | #N/A | #N/A | #N/A | #N/A | #N/A | #N/A | #N/A | #N/A | #N/A | #N/A | #N/A | #N/A | #N/A | #N/A | #N/A | #N/A | #N/A | #N/A | #N/A | #N/A | #N/A | #N/A | #N/A | #N/A | #N/A | #N/A
[7 empty] | 11 | 25 | 7895 | 23 | 2020-11-25 | Monday | 1 | No | #N/A | #N/A | #N/A | #N/A | #N/A | #N/A | #N/A | #N/A | #N/A | #N/A | #N/A | #N/A | #N/A | #N/A | #N/A | #N/A | #N/A | #N/A | #N/A | #N/A | #N/A | #N/A | #N/A | #N/A | #N/A | #N/A | #N/A | #N/A | #N/A | #N/A | #N/A | #N/A | #N/A | #N/A | #N/A | #N/A
[7 empty] | 11 | 25 | 7896 | 24 | 2020-11-25 | Monday | 1 | No | #N/A | #N/A | #N/A | #N/A | #N/A | #N/A | #N/A | #N/A | #N/A | #N/A | #N/A | #N/A | #N/A | #N/A | #N/A | #N/A | #N/A | #N/A | #N/A | #N/A | #N/A | #N/A | #N/A | #N/A | #N/A | #N/A | #N/A | #N/A | #N/A | #N/A | #N/A | #N/A | #N/A | #N/A | #N/A | #N/A
[7 empty] | 11 | 26 | 7897 | 1 | 2020-11-26 | Tuesday | 2 | No | #N/A | #N/A | #N/A | #N/A | #N/A | #N/A | #N/A | #N/A | #N/A | #N/A | #N/A | #N/A | #N/A | #N/A | #N/A | #N/A | #N/A | #N/A | #N/A | #N/A | #N/A | #N/A | #N/A | #N/A | #N/A | #N/A | #N/A | #N/A | #N/A | #N/A | #N/A | #N/A | #N/A | #N/A | #N/A | #N/A
[7 empty] | 11 | 26 | 7898 | 2 | 2020-11-26 | Tuesday | 2 | No | #N/A | #N/A | #N/A | #N/A | #N/A | #N/A | #N/A | #N/A | #N/A | #N/A | #N/A | #N/A | #N/A | #N/A | #N/A | #N/A | #N/A | #N/A | #N/A | #N/A | #N/A | #N/A | #N/A | #N/A | #N/A | #N/A | #N/A | #N/A | #N/A | #N/A | #N/A | #N/A | #N/A | #N/A | #N/A | #N/A
[7 empty] | 11 | 26 | 7899 | 3 | 2020-11-26 | Tuesday | 2 | No | #N/A | #N/A | #N/A | #N/A | #N/A | #N/A | #N/A | #N/A | #N/A | #N/A | #N/A | #N/A | #N/A | #N/A | #N/A | #N/A | #N/A | #N/A | #N/A | #N/A | #N/A | #N/A | #N/A | #N/A | #N/A | #N/A | #N/A | #N/A | #N/A | #N/A | #N/A | #N/A | #N/A | #N/A | #N/A | #N/A
[7 empty] | 11 | 26 | 7900 | 4 | 2020-11-26 | Tuesday | 2 | No | #N/A | #N/A | #N/A | #N/A | #N/A | #N/A | #N/A | #N/A | #N/A | #N/A | #N/A | #N/A | #N/A | #N/A | #N/A | #N/A | #N/A | #N/A | #N/A | #N/A | #N/A | #N/A | #N/A | #N/A | #N/A | #N/A | #N/A | #N/A | #N/A | #N/A | #N/A | #N/A | #N/A | #N/A | #N/A | #N/A
[7 empty] | 11 | 26 | 7901 | 5 | 2020-11-26 | Tuesday | 2 | No | #N/A | #N/A | #N/A | #N/A | #N/A | #N/A | #N/A | #N/A | #N/A | #N/A | #N/A | #N/A | #N/A | #N/A | #N/A | #N/A | #N/A | #N/A | #N/A | #N/A | #N/A | #N/A | #N/A | #N/A | #N/A | #N/A | #N/A | #N/A | #N/A | #N/A | #N/A | #N/A | #N/A | #N/A | #N/A | #N/A
[7 empty] | 11 | 26 | 7902 | 6 | 2020-11-26 | Tuesday | 2 | No | #N/A | #N/A | #N/A | #N/A | #N/A | #N/A | #N/A | #N/A | #N/A | #N/A | #N/A | #N/A | #N/A | #N/A | #N/A | #N/A | #N/A | #N/A | #N/A | #N/A | #N/A | #N/A | #N/A | #N/A | #N/A | #N/A | #N/A | #N/A | #N/A | #N/A | #N/A | #N/A | #N/A | #N/A | #N/A | #N/A
[7 empty] | 11 | 26 | 7903 | 7 | 2020-11-26 | Tuesday | 2 | No | #N/A | #N/A | #N/A | #N/A | #N/A | #N/A | #N/A | #N/A | #N/A | #N/A | #N/A | #N/A | #N/A | #N/A | #N/A | #N/A | #N/A | #N/A | #N/A | #N/A | #N/A | #N/A | #N/A | #N/A | #N/A | #N/A | #N/A | #N/A | #N/A | #N/A | #N/A | #N/A | #N/A | #N/A | #N/A | #N/A
[7 empty] | 11 | 26 | 7904 | 8 | 2020-11-26 | Tuesday | 2 | No | #N/A | #N/A | #N/A | #N/A | #N/A | #N/A | #N/A | #N/A | #N/A | #N/A | #N/A | #N/A | #N/A | #N/A | #N/A | #N/A | #N/A | #N/A | #N/A | #N/A | #N/A | #N/A | #N/A | #N/A | #N/A | #N/A | #N/A | #N/A | #N/A | #N/A | #N/A | #N/A | #N/A | #N/A | #N/A | #N/A
[7 empty] | 11 | 26 | 7905 | 9 | 2020-11-26 | Tuesday | 2 | No | #N/A | #N/A | #N/A | #N/A | #N/A | #N/A | #N/A | #N/A | #N/A | #N/A | #N/A | #N/A | #N/A | #N/A | #N/A | #N/A | #N/A | #N/A | #N/A | #N/A | #N/A | #N/A | #N/A | #N/A | #N/A | #N/A | #N/A | #N/A | #N/A | #N/A | #N/A | #N/A | #N/A | #N/A | #N/A | #N/A
[7 empty] | 11 | 26 | 7906 | 10 | 2020-11-26 | Tuesday | 2 | No | #N/A | #N/A | #N/A | #N/A | #N/A | #N/A | #N/A | #N/A | #N/A | #N/A | #N/A | #N/A | #N/A | #N/A | #N/A | #N/A | #N/A | #N/A | #N/A | #N/A | #N/A | #N/A | #N/A | #N/A | #N/A | #N/A | #N/A | #N/A | #N/A | #N/A | #N/A | #N/A | #N/A | #N/A | #N/A | #N/A
[7 empty] | 11 | 26 | 7907 | 11 | 2020-11-26 | Tuesday | 2 | No | #N/A | #N/A | #N/A | #N/A | #N/A | #N/A | #N/A | #N/A | #N/A | #N/A | #N/A | #N/A | #N/A | #N/A | #N/A | #N/A | #N/A | #N/A | #N/A | #N/A | #N/A | #N/A | #N/A | #N/A | #N/A | #N/A | #N/A | #N/A | #N/A | #N/A | #N/A | #N/A | #N/A | #N/A | #N/A | #N/A
[7 empty] | 11 | 26 | 7908 | 12 | 2020-11-26 | Tuesday | 2 | No | #N/A | #N/A | #N/A | #N/A | #N/A | #N/A | #N/A | #N/A | #N/A | #N/A | #N/A | #N/A | #N/A | #N/A | #N/A | #N/A | #N/A | #N/A | #N/A | #N/A | #N/A | #N/A | #N/A | #N/A | #N/A | #N/A | #N/A | #N/A | #N/A | #N/A | #N/A | #N/A | #N/A | #N/A | #N/A | #N/A
[7 empty] | 11 | 26 | 7909 | 13 | 2020-11-26 | Tuesday | 2 | No | #N/A | #N/A | #N/A | #N/A | #N/A | #N/A | #N/A | #N/A | #N/A | #N/A | #N/A | #N/A | #N/A | #N/A | #N/A | #N/A | #N/A | #N/A | #N/A | #N/A | #N/A | #N/A | #N/A | #N/A | #N/A | #N/A | #N/A | #N/A | #N/A | #N/A | #N/A | #N/A | #N/A | #N/A | #N/A | #N/A
[7 empty] | 11 | 26 | 7910 | 14 | 2020-11-26 | Tuesday | 2 | No | #N/A | #N/A | #N/A | #N/A | #N/A | #N/A | #N/A | #N/A | #N/A | #N/A | #N/A | #N/A | #N/A | #N/A | #N/A | #N/A | #N/A | #N/A | #N/A | #N/A | #N/A | #N/A | #N/A | #N/A | #N/A | #N/A | #N/A | #N/A | #N/A | #N/A | #N/A | #N/A | #N/A | #N/A | #N/A | #N/A
[7 empty] | 11 | 26 | 7911 | 15 | 2020-11-26 | Tuesday | 2 | No | #N/A | #N/A | #N/A | #N/A | #N/A | #N/A | #N/A | #N/A | #N/A | #N/A | #N/A | #N/A | #N/A | #N/A | #N/A | #N/A | #N/A | #N/A | #N/A | #N/A | #N/A | #N/A | #N/A | #N/A | #N/A | #N/A | #N/A | #N/A | #N/A | #N/A | #N/A | #N/A | #N/A | #N/A | #N/A | #N/A
[7 empty] | 11 | 26 | 7912 | 16 | 2020-11-26 | Tuesday | 2 | No | #N/A | #N/A | #N/A | #N/A | #N/A | #N/A | #N/A | #N/A | #N/A | #N/A | #N/A | #N/A | #N/A | #N/A | #N/A | #N/A | #N/A | #N/A | #N/A | #N/A | #N/A | #N/A | #N/A | #N/A | #N/A | #N/A | #N/A | #N/A | #N/A | #N/A | #N/A | #N/A | #N/A | #N/A | #N/A | #N/A
[7 empty] | 11 | 26 | 7913 | 17 | 2020-11-26 | Tuesday | 2 | No | #N/A | #N/A | #N/A | #N/A | #N/A | #N/A | #N/A | #N/A | #N/A | #N/A | #N/A | #N/A | #N/A | #N/A | #N/A | #N/A | #N/A | #N/A | #N/A | #N/A | #N/A | #N/A | #N/A | #N/A | #N/A | #N/A | #N/A | #N/A | #N/A | #N/A | #N/A | #N/A | #N/A | #N/A | #N/A | #N/A
[7 empty] | 11 | 26 | 7914 | 18 | 2020-11-26 | Tuesday | 2 | No | #N/A | #N/A | #N/A | #N/A | #N/A | #N/A | #N/A | #N/A | #N/A | #N/A | #N/A | #N/A | #N/A | #N/A | #N/A | #N/A | #N/A | #N/A | #N/A | #N/A | #N/A | #N/A | #N/A | #N/A | #N/A | #N/A | #N/A | #N/A | #N/A | #N/A | #N/A | #N/A | #N/A | #N/A | #N/A | #N/A
[7 empty] | 11 | 26 | 7915 | 19 | 2020-11-26 | Tuesday | 2 | No | #N/A | #N/A | #N/A | #N/A | #N/A | #N/A | #N/A | #N/A | #N/A | #N/A | #N/A | #N/A | #N/A | #N/A | #N/A | #N/A | #N/A | #N/A | #N/A | #N/A | #N/A | #N/A | #N/A | #N/A | #N/A | #N/A | #N/A | #N/A | #N/A | #N/A | #N/A | #N/A | #N/A | #N/A | #N/A | #N/A
[7 empty] | 11 | 26 | 7916 | 20 | 2020-11-26 | Tuesday | 2 | No | #N/A | #N/A | #N/A | #N/A | #N/A | #N/A | #N/A | #N/A | #N/A | #N/A | #N/A | #N/A | #N/A | #N/A | #N/A | #N/A | #N/A | #N/A | #N/A | #N/A | #N/A | #N/A | #N/A | #N/A | #N/A | #N/A | #N/A | #N/A | #N/A | #N/A | #N/A | #N/A | #N/A | #N/A | #N/A | #N/A
[7 empty] | 11 | 26 | 7917 | 21 | 2020-11-26 | Tuesday | 2 | No | #N/A | #N/A | #N/A | #N/A | #N/A | #N/A | #N/A | #N/A | #N/A | #N/A | #N/A | #N/A | #N/A | #N/A | #N/A | #N/A | #N/A | #N/A | #N/A | #N/A | #N/A | #N/A | #N/A | #N/A | #N/A | #N/A | #N/A | #N/A | #N/A | #N/A | #N/A | #N/A | #N/A | #N/A | #N/A | #N/A
[7 empty] | 11 | 26 | 7918 | 22 | 2020-11-26 | Tuesday | 2 | No | #N/A | #N/A | #N/A | #N/A | #N/A | #N/A | #N/A | #N/A | #N/A | #N/A | #N/A | #N/A | #N/A | #N/A | #N/A | #N/A | #N/A | #N/A | #N/A | #N/A | #N/A | #N/A | #N/A | #N/A | #N/A | #N/A | #N/A | #N/A | #N/A | #N/A | #N/A | #N/A | #N/A | #N/A | #N/A | #N/A
[7 empty] | 11 | 26 | 7919 | 23 | 2020-11-26 | Tuesday | 2 | No | #N/A | #N/A | #N/A | #N/A | #N/A | #N/A | #N/A | #N/A | #N/A | #N/A | #N/A | #N/A | #N/A | #N/A | #N/A | #N/A | #N/A | #N/A | #N/A | #N/A | #N/A | #N/A | #N/A | #N/A | #N/A | #N/A | #N/A | #N/A | #N/A | #N/A | #N/A | #N/A | #N/A | #N/A | #N/A | #N/A
[7 empty] | 11 | 26 | 7920 | 24 | 2020-11-26 | Tuesday | 2 | No | #N/A | #N/A | #N/A | #N/A | #N/A | #N/A | #N/A | #N/A | #N/A | #N/A | #N/A | #N/A | #N/A | #N/A | #N/A | #N/A | #N/A | #N/A | #N/A | #N/A | #N/A | #N/A | #N/A | #N/A | #N/A | #N/A | #N/A | #N/A | #N/A | #N/A | #N/A | #N/A | #N/A | #N/A | #N/A | #N/A
[7 empty] | 11 | 27 | 7921 | 1 | 2020-11-27 | Wednesday | 3 | No | #N/A | #N/A | #N/A | #N/A | #N/A | #N/A | #N/A | #N/A | #N/A | #N/A | #N/A | #N/A | #N/A | #N/A | #N/A | #N/A | #N/A | #N/A | #N/A | #N/A | #N/A | #N/A | #N/A | #N/A | #N/A | #N/A | #N/A | #N/A | #N/A | #N/A | #N/A | #N/A | #N/A | #N/A | #N/A | #N/A
[7 empty] | 11 | 27 | 7922 | 2 | 2020-11-27 | Wednesday | 3 | No | #N/A | #N/A | #N/A | #N/A | #N/A | #N/A | #N/A | #N/A | #N/A | #N/A | #N/A | #N/A | #N/A | #N/A | #N/A | #N/A | #N/A | #N/A | #N/A | #N/A | #N/A | #N/A | #N/A | #N/A | #N/A | #N/A | #N/A | #N/A | #N/A | #N/A | #N/A | #N/A | #N/A | #N/A | #N/A | #N/A
[7 empty] | 11 | 27 | 7923 | 3 | 2020-11-27 | Wednesday | 3 | No | #N/A | #N/A | #N/A | #N/A | #N/A | #N/A | #N/A | #N/A | #N/A | #N/A | #N/A | #N/A | #N/A | #N/A | #N/A | #N/A | #N/A | #N/A | #N/A | #N/A | #N/A | #N/A | #N/A | #N/A | #N/A | #N/A | #N/A | #N/A | #N/A | #N/A | #N/A | #N/A | #N/A | #N/A | #N/A | #N/A
[7 empty] | 11 | 27 | 7924 | 4 | 2020-11-27 | Wednesday | 3 | No | #N/A | #N/A | #N/A | #N/A | #N/A | #N/A | #N/A | #N/A | #N/A | #N/A | #N/A | #N/A | #N/A | #N/A | #N/A | #N/A | #N/A | #N/A | #N/A | #N/A | #N/A | #N/A | #N/A | #N/A | #N/A | #N/A | #N/A | #N/A | #N/A | #N/A | #N/A | #N/A | #N/A | #N/A | #N/A | #N/A
[7 empty] | 11 | 27 | 7925 | 5 | 2020-11-27 | Wednesday | 3 | No | #N/A | #N/A | #N/A | #N/A | #N/A | #N/A | #N/A | #N/A | #N/A | #N/A | #N/A | #N/A | #N/A | #N/A | #N/A | #N/A | #N/A | #N/A | #N/A | #N/A | #N/A | #N/A | #N/A | #N/A | #N/A | #N/A | #N/A | #N/A | #N/A | #N/A | #N/A | #N/A | #N/A | #N/A | #N/A | #N/A
[7 empty] | 11 | 27 | 7926 | 6 | 2020-11-27 | Wednesday | 3 | No | #N/A | #N/A | #N/A | #N/A | #N/A | #N/A | #N/A | #N/A | #N/A | #N/A | #N/A | #N/A | #N/A | #N/A | #N/A | #N/A | #N/A | #N/A | #N/A | #N/A | #N/A | #N/A | #N/A | #N/A | #N/A | #N/A | #N/A | #N/A | #N/A | #N/A | #N/A | #N/A | #N/A | #N/A | #N/A | #N/A
[7 empty] | 11 | 27 | 7927 | 7 | 2020-11-27 | Wednesday | 3 | No | #N/A | #N/A | #N/A | #N/A | #N/A | #N/A | #N/A | #N/A | #N/A | #N/A | #N/A | #N/A | #N/A | #N/A | #N/A | #N/A | #N/A | #N/A | #N/A | #N/A | #N/A | #N/A | #N/A | #N/A | #N/A | #N/A | #N/A | #N/A | #N/A | #N/A | #N/A | #N/A | #N/A | #N/A | #N/A | #N/A
[7 empty] | 11 | 27 | 7928 | 8 | 2020-11-27 | Wednesday | 3 | No | #N/A | #N/A | #N/A | #N/A | #N/A | #N/A | #N/A | #N/A | #N/A | #N/A | #N/A | #N/A | #N/A | #N/A | #N/A | #N/A | #N/A | #N/A | #N/A | #N/A | #N/A | #N/A | #N/A | #N/A | #N/A | #N/A | #N/A | #N/A | #N/A | #N/A | #N/A | #N/A | #N/A | #N/A | #N/A | #N/A
[7 empty] | 11 | 27 | 7929 | 9 | 2020-11-27 | Wednesday | 3 | No | #N/A | #N/A | #N/A | #N/A | #N/A | #N/A | #N/A | #N/A | #N/A | #N/A | #N/A | #N/A | #N/A | #N/A | #N/A | #N/A | #N/A | #N/A | #N/A | #N/A | #N/A | #N/A | #N/A | #N/A | #N/A | #N/A | #N/A | #N/A | #N/A | #N/A | #N/A | #N/A | #N/A | #N/A | #N/A | #N/A
[7 empty] | 11 | 27 | 7930 | 10 | 2020-11-27 | Wednesday | 3 | No | #N/A | #N/A | #N/A | #N/A | #N/A | #N/A | #N/A | #N/A | #N/A | #N/A | #N/A | #N/A | #N/A | #N/A | #N/A | #N/A | #N/A | #N/A | #N/A | #N/A | #N/A | #N/A | #N/A | #N/A | #N/A | #N/A | #N/A | #N/A | #N/A | #N/A | #N/A | #N/A | #N/A | #N/A | #N/A | #N/A
[7 empty] | 11 | 27 | 7931 | 11 | 2020-11-27 | Wednesday | 3 | No | #N/A | #N/A | #N/A | #N/A | #N/A | #N/A | #N/A | #N/A | #N/A | #N/A | #N/A | #N/A | #N/A | #N/A | #N/A | #N/A | #N/A | #N/A | #N/A | #N/A | #N/A | #N/A | #N/A | #N/A | #N/A | #N/A | #N/A | #N/A | #N/A | #N/A | #N/A | #N/A | #N/A | #N/A | #N/A | #N/A
[7 empty] | 11 | 27 | 7932 | 12 | 2020-11-27 | Wednesday | 3 | No | #N/A | #N/A | #N/A | #N/A | #N/A | #N/A | #N/A | #N/A | #N/A | #N/A | #N/A | #N/A | #N/A | #N/A | #N/A | #N/A | #N/A | #N/A | #N/A | #N/A | #N/A | #N/A | #N/A | #N/A | #N/A | #N/A | #N/A | #N/A | #N/A | #N/A | #N/A | #N/A | #N/A | #N/A | #N/A | #N/A
[7 empty] | 11 | 27 | 7933 | 13 | 2020-11-27 | Wednesday | 3 | No | #N/A | #N/A | #N/A | #N/A | #N/A | #N/A | #N/A | #N/A | #N/A | #N/A | #N/A | #N/A | #N/A | #N/A | #N/A | #N/A | #N/A | #N/A | #N/A | #N/A | #N/A | #N/A | #N/A | #N/A | #N/A | #N/A | #N/A | #N/A | #N/A | #N/A | #N/A | #N/A | #N/A | #N/A | #N/A | #N/A
[7 empty] | 11 | 27 | 7934 | 14 | 2020-11-27 | Wednesday | 3 | No | #N/A | #N/A | #N/A | #N/A | #N/A | #N/A | #N/A | #N/A | #N/A | #N/A | #N/A | #N/A | #N/A | #N/A | #N/A | #N/A | #N/A | #N/A | #N/A | #N/A | #N/A | #N/A | #N/A | #N/A | #N/A | #N/A | #N/A | #N/A | #N/A | #N/A | #N/A | #N/A | #N/A | #N/A | #N/A | #N/A
[7 empty] | 11 | 27 | 7935 | 15 | 2020-11-27 | Wednesday | 3 | No | #N/A | #N/A | #N/A | #N/A | #N/A | #N/A | #N/A | #N/A | #N/A | #N/A | #N/A | #N/A | #N/A | #N/A | #N/A | #N/A | #N/A | #N/A | #N/A | #N/A | #N/A | #N/A | #N/A | #N/A | #N/A | #N/A | #N/A | #N/A | #N/A | #N/A | #N/A | #N/A | #N/A | #N/A | #N/A | #N/A
[7 empty] | 11 | 27 | 7936 | 16 | 2020-11-27 | Wednesday | 3 | No | #N/A | #N/A | #N/A | #N/A | #N/A | #N/A | #N/A | #N/A | #N/A | #N/A | #N/A | #N/A | #N/A | #N/A | #N/A | #N/A | #N/A | #N/A | #N/A | #N/A | #N/A | #N/A | #N/A | #N/A | #N/A | #N/A | #N/A | #N/A | #N/A | #N/A | #N/A | #N/A | #N/A | #N/A | #N/A | #N/A
[7 empty] | 11 | 27 | 7937 | 17 | 2020-11-27 | Wednesday | 3 | No | #N/A | #N/A | #N/A | #N/A | #N/A | #N/A | #N/A | #N/A | #N/A | #N/A | #N/A | #N/A | #N/A | #N/A | #N/A | #N/A | #N/A | #N/A | #N/A | #N/A | #N/A | #N/A | #N/A | #N/A | #N/A | #N/A | #N/A | #N/A | #N/A | #N/A | #N/A | #N/A | #N/A | #N/A | #N/A | #N/A
[7 empty] | 11 | 27 | 7938 | 18 | 2020-11-27 | Wednesday | 3 | No | #N/A | #N/A | #N/A | #N/A | #N/A | #N/A | #N/A | #N/A | #N/A | #N/A | #N/A | #N/A | #N/A | #N/A | #N/A | #N/A | #N/A | #N/A | #N/A | #N/A | #N/A | #N/A | #N/A | #N/A | #N/A | #N/A | #N/A | #N/A | #N/A | #N/A | #N/A | #N/A | #N/A | #N/A | #N/A | #N/A
[7 empty] | 11 | 27 | 7939 | 19 | 2020-11-27 | Wednesday | 3 | No | #N/A | #N/A | #N/A | #N/A | #N/A | #N/A | #N/A | #N/A | #N/A | #N/A | #N/A | #N/A | #N/A | #N/A | #N/A | #N/A | #N/A | #N/A | #N/A | #N/A | #N/A | #N/A | #N/A | #N/A | #N/A | #N/A | #N/A | #N/A | #N/A | #N/A | #N/A | #N/A | #N/A | #N/A | #N/A | #N/A
[7 empty] | 11 | 27 | 7940 | 20 | 2020-11-27 | Wednesday | 3 | No | #N/A | #N/A | #N/A | #N/A | #N/A | #N/A | #N/A | #N/A | #N/A | #N/A | #N/A | #N/A | #N/A | #N/A | #N/A | #N/A | #N/A | #N/A | #N/A | #N/A | #N/A | #N/A | #N/A | #N/A | #N/A | #N/A | #N/A | #N/A | #N/A | #N/A | #N/A | #N/A | #N/A | #N/A | #N/A | #N/A
[7 empty] | 11 | 27 | 7941 | 21 | 2020-11-27 | Wednesday | 3 | No | #N/A | #N/A | #N/A | #N/A | #N/A | #N/A | #N/A | #N/A | #N/A | #N/A | #N/A | #N/A | #N/A | #N/A | #N/A | #N/A | #N/A | #N/A | #N/A | #N/A | #N/A | #N/A | #N/A | #N/A | #N/A | #N/A | #N/A | #N/A | #N/A | #N/A | #N/A | #N/A | #N/A | #N/A | #N/A | #N/A
[7 empty] | 11 | 27 | 7942 | 22 | 2020-11-27 | Wednesday | 3 | No | #N/A | #N/A | #N/A | #N/A | #N/A | #N/A | #N/A | #N/A | #N/A | #N/A | #N/A | #N/A | #N/A | #N/A | #N/A | #N/A | #N/A | #N/A | #N/A | #N/A | #N/A | #N/A | #N/A | #N/A | #N/A | #N/A | #N/A | #N/A | #N/A | #N/A | #N/A | #N/A | #N/A | #N/A | #N/A | #N/A
[7 empty] | 11 | 27 | 7943 | 23 | 2020-11-27 | Wednesday | 3 | No | #N/A | #N/A | #N/A | #N/A | #N/A | #N/A | #N/A | #N/A | #N/A | #N/A | #N/A | #N/A | #N/A | #N/A | #N/A | #N/A | #N/A | #N/A | #N/A | #N/A | #N/A | #N/A | #N/A | #N/A | #N/A | #N/A | #N/A | #N/A | #N/A | #N/A | #N/A | #N/A | #N/A | #N/A | #N/A | #N/A
[7 empty] | 11 | 27 | 7944 | 24 | 2020-11-27 | Wednesday | 3 | No | #N/A | #N/A | #N/A | #N/A | #N/A | #N/A | #N/A | #N/A | #N/A | #N/A | #N/A | #N/A | #N/A | #N/A | #N/A | #N/A | #N/A | #N/A | #N/A | #N/A | #N/A | #N/A | #N/A | #N/A | #N/A | #N/A | #N/A | #N/A | #N/A | #N/A | #N/A | #N/A | #N/A | #N/A | #N/A | #N/A
[7 empty] | 11 | 28 | 7945 | 1 | 2020-11-28 | Thursday | 4 | Yes | #N/A | 0 | 0 | #N/A | #N/A | #N/A | #N/A | #N/A | #N/A | #N/A | #N/A | #N/A | #N/A | #N/A | 0 | #N/A | #N/A | #N/A | #N/A | #N/A | #N/A | #N/A | #N/A | #N/A | #N/A | #N/A | #N/A | #N/A | #N/A | #N/A | #N/A | #N/A | #N/A | #N/A | #N/A | #N/A
[7 empty] | 11 | 28 | 7946 | 2 | 2020-11-28 | Thursday | 4 | Yes | #N/A | 0 | 0 | #N/A | #N/A | #N/A | #N/A | #N/A | #N/A | #N/A | #N/A | #N/A | #N/A | #N/A | 0 | #N/A | #N/A | #N/A | #N/A | #N/A | #N/A | #N/A | #N/A | #N/A | #N/A | #N/A | #N/A | #N/A | #N/A | #N/A | #N/A | #N/A | #N/A | #N/A | #N/A | #N/A
[7 empty] | 11 | 28 | 7947 | 3 | 2020-11-28 | Thursday | 4 | Yes | #N/A | 0 | 0 | #N/A | #N/A | #N/A | #N/A | #N/A | #N/A | #N/A | #N/A | #N/A | #N/A | #N/A | 0 | #N/A | #N/A | #N/A | #N/A | #N/A | #N/A | #N/A | #N/A | #N/A | #N/A | #N/A | #N/A | #N/A | #N/A | #N/A | #N/A | #N/A | #N/A | #N/A | #N/A | #N/A
[7 empty] | 11 | 28 | 7948 | 4 | 2020-11-28 | Thursday | 4 | Yes | #N/A | 0 | 0 | #N/A | #N/A | #N/A | #N/A | #N/A | #N/A | #N/A | #N/A | #N/A | #N/A | #N/A | 0 | #N/A | #N/A | #N/A | #N/A | #N/A | #N/A | #N/A | #N/A | #N/A | #N/A | #N/A | #N/A | #N/A | #N/A | #N/A | #N/A | #N/A | #N/A | #N/A | #N/A | #N/A
[7 empty] | 11 | 28 | 7949 | 5 | 2020-11-28 | Thursday | 4 | Yes | #N/A | 0 | 0 | #N/A | #N/A | #N/A | #N/A | #N/A | #N/A | #N/A | #N/A | #N/A | #N/A | #N/A | 0 | #N/A | #N/A | #N/A | #N/A | #N/A | #N/A | #N/A | #N/A | #N/A | #N/A | #N/A | #N/A | #N/A | #N/A | #N/A | #N/A | #N/A | #N/A | #N/A | #N/A | #N/A
[7 empty] | 11 | 28 | 7950 | 6 | 2020-11-28 | Thursday | 4 | Yes | #N/A | 0 | 0 | #N/A | #N/A | #N/A | #N/A | #N/A | #N/A | #N/A | #N/A | #N/A | #N/A | #N/A | 0 | #N/A | #N/A | #N/A | #N/A | #N/A | #N/A | #N/A | #N/A | #N/A | #N/A | #N/A | #N/A | #N/A | #N/A | #N/A | #N/A | #N/A | #N/A | #N/A | #N/A | #N/A
[7 empty] | 11 | 28 | 7951 | 7 | 2020-11-28 | Thursday | 4 | Yes | #N/A | 0 | 0 | #N/A | #N/A | #N/A | #N/A | #N/A | #N/A | #N/A | #N/A | #N/A | #N/A | #N/A | 0 | #N/A | #N/A | #N/A | #N/A | #N/A | #N/A | #N/A | #N/A | #N/A | #N/A | #N/A | #N/A | #N/A | #N/A | #N/A | #N/A | #N/A | #N/A | #N/A | #N/A | #N/A
[7 empty] | 11 | 28 | 7952 | 8 | 2020-11-28 | Thursday | 4 | Yes | #N/A | 0 | 0 | #N/A | #N/A | #N/A | #N/A | #N/A | #N/A | #N/A | #N/A | #N/A | #N/A | #N/A | 0 | #N/A | #N/A | #N/A | #N/A | #N/A | #N/A | #N/A | #N/A | #N/A | #N/A | #N/A | #N/A | #N/A | #N/A | #N/A | #N/A | #N/A | #N/A | #N/A | #N/A | #N/A
[7 empty] | 11 | 28 | 7953 | 9 | 2020-11-28 | Thursday | 4 | Yes | #N/A | 0 | 0 | #N/A | #N/A | #N/A | #N/A | #N/A | #N/A | #N/A | #N/A | #N/A | #N/A | #N/A | 0 | #N/A | #N/A | #N/A | #N/A | #N/A | #N/A | #N/A | #N/A | #N/A | #N/A | #N/A | #N/A | #N/A | #N/A | #N/A | #N/A | #N/A | #N/A | #N/A | #N/A | #N/A
[7 empty] | 11 | 28 | 7954 | 10 | 2020-11-28 | Thursday | 4 | Yes | #N/A | 0 | 0 | #N/A | #N/A | #N/A | #N/A | #N/A | #N/A | #N/A | #N/A | #N/A | #N/A | #N/A | 0 | #N/A | #N/A | #N/A | #N/A | #N/A | #N/A | #N/A | #N/A | #N/A | #N/A | #N/A | #N/A | #N/A | #N/A | #N/A | #N/A | #N/A | #N/A | #N/A | #N/A | #N/A
[7 empty] | 11 | 28 | 7955 | 11 | 2020-11-28 | Thursday | 4 | Yes | #N/A | 0 | 0 | #N/A | #N/A | #N/A | #N/A | #N/A | #N/A | #N/A | #N/A | #N/A | #N/A | #N/A | 0 | #N/A | #N/A | #N/A | #N/A | #N/A | #N/A | #N/A | #N/A | #N/A | #N/A | #N/A | #N/A | #N/A | #N/A | #N/A | #N/A | #N/A | #N/A | #N/A | #N/A | #N/A
[7 empty] | 11 | 28 | 7956 | 12 | 2020-11-28 | Thursday | 4 | Yes | #N/A | 0 | 0 | #N/A | #N/A | #N/A | #N/A | #N/A | #N/A | #N/A | #N/A | #N/A | #N/A | #N/A | 0 | #N/A | #N/A | #N/A | #N/A | #N/A | #N/A | #N/A | #N/A | #N/A | #N/A | #N/A | #N/A | #N/A | #N/A | #N/A | #N/A | #N/A | #N/A | #N/A | #N/A | #N/A
[7 empty] | 11 | 28 | 7957 | 13 | 2020-11-28 | Thursday | 4 | Yes | #N/A | 0 | 0 | #N/A | #N/A | #N/A | #N/A | #N/A | #N/A | #N/A | #N/A | #N/A | #N/A | #N/A | 0 | #N/A | #N/A | #N/A | #N/A | #N/A | #N/A | #N/A | #N/A | #N/A | #N/A | #N/A | #N/A | #N/A | #N/A | #N/A | #N/A | #N/A | #N/A | #N/A | #N/A | #N/A
[7 empty] | 11 | 28 | 7958 | 14 | 2020-11-28 | Thursday | 4 | Yes | #N/A | 0 | 0 | #N/A | #N/A | #N/A | #N/A | #N/A | #N/A | #N/A | #N/A | #N/A | #N/A | #N/A | 0 | #N/A | #N/A | #N/A | #N/A | #N/A | #N/A | #N/A | #N/A | #N/A | #N/A | #N/A | #N/A | #N/A | #N/A | #N/A | #N/A | #N/A | #N/A | #N/A | #N/A | #N/A
[7 empty] | 11 | 28 | 7959 | 15 | 2020-11-28 | Thursday | 4 | Yes | #N/A | 0 | 0 | #N/A | #N/A | #N/A | #N/A | #N/A | #N/A | #N/A | #N/A | #N/A | #N/A | #N/A | 0 | #N/A | #N/A | #N/A | #N/A | #N/A | #N/A | #N/A | #N/A | #N/A | #N/A | #N/A | #N/A | #N/A | #N/A | #N/A | #N/A | #N/A | #N/A | #N/A | #N/A | #N/A
[7 empty] | 11 | 28 | 7960 | 16 | 2020-11-28 | Thursday | 4 | Yes | #N/A | 0 | 0 | #N/A | #N/A | #N/A | #N/A | #N/A | #N/A | #N/A | #N/A | #N/A | #N/A | #N/A | 0 | #N/A | #N/A | #N/A | #N/A | #N/A | #N/A | #N/A | #N/A | #N/A | #N/A | #N/A | #N/A | #N/A | #N/A | #N/A | #N/A | #N/A | #N/A | #N/A | #N/A | #N/A
[7 empty] | 11 | 28 | 7961 | 17 | 2020-11-28 | Thursday | 4 | Yes | #N/A | 0 | 0 | #N/A | #N/A | #N/A | #N/A | #N/A | #N/A | #N/A | #N/A | #N/A | #N/A | #N/A | 0 | #N/A | #N/A | #N/A | #N/A | #N/A | #N/A | #N/A | #N/A | #N/A | #N/A | #N/A | #N/A | #N/A | #N/A | #N/A | #N/A | #N/A | #N/A | #N/A | #N/A | #N/A
[7 empty] | 11 | 28 | 7962 | 18 | 2020-11-28 | Thursday | 4 | Yes | #N/A | 0 | 0 | #N/A | #N/A | #N/A | #N/A | #N/A | #N/A | #N/A | #N/A | #N/A | #N/A | #N/A | 0 | #N/A | #N/A | #N/A | #N/A | #N/A | #N/A | #N/A | #N/A | #N/A | #N/A | #N/A | #N/A | #N/A | #N/A | #N/A | #N/A | #N/A | #N/A | #N/A | #N/A | #N/A
[7 empty] | 11 | 28 | 7963 | 19 | 2020-11-28 | Thursday | 4 | Yes | #N/A | 0 | 0 | #N/A | #N/A | #N/A | #N/A | #N/A | #N/A | #N/A | #N/A | #N/A | #N/A | #N/A | 0 | #N/A | #N/A | #N/A | #N/A | #N/A | #N/A | #N/A | #N/A | #N/A | #N/A | #N/A | #N/A | #N/A | #N/A | #N/A | #N/A | #N/A | #N/A | #N/A | #N/A | #N/A
[7 empty] | 11 | 28 | 7964 | 20 | 2020-11-28 | Thursday | 4 | Yes | #N/A | 0 | 0 | #N/A | #N/A | #N/A | #N/A | #N/A | #N/A | #N/A | #N/A | #N/A | #N/A | #N/A | 0 | #N/A | #N/A | #N/A | #N/A | #N/A | #N/A | #N/A | #N/A | #N/A | #N/A | #N/A | #N/A | #N/A | #N/A | #N/A | #N/A | #N/A | #N/A | #N/A | #N/A | #N/A
[7 empty] | 11 | 28 | 7965 | 21 | 2020-11-28 | Thursday | 4 | Yes | #N/A | 0 | 0 | #N/A | #N/A | #N/A | #N/A | #N/A | #N/A | #N/A | #N/A | #N/A | #N/A | #N/A | 0 | #N/A | #N/A | #N/A | #N/A | #N/A | #N/A | #N/A | #N/A | #N/A | #N/A | #N/A | #N/A | #N/A | #N/A | #N/A | #N/A | #N/A | #N/A | #N/A | #N/A | #N/A
[7 empty] | 11 | 28 | 7966 | 22 | 2020-11-28 | Thursday | 4 | Yes | #N/A | 0 | 0 | #N/A | #N/A | #N/A | #N/A | #N/A | #N/A | #N/A | #N/A | #N/A | #N/A | #N/A | 0 | #N/A | #N/A | #N/A | #N/A | #N/A | #N/A | #N/A | #N/A | #N/A | #N/A | #N/A | #N/A | #N/A | #N/A | #N/A | #N/A | #N/A | #N/A | #N/A | #N/A | #N/A
[7 empty] | 11 | 28 | 7967 | 23 | 2020-11-28 | Thursday | 4 | Yes | #N/A | 0 | 0 | #N/A | #N/A | #N/A | #N/A | #N/A | #N/A | #N/A | #N/A | #N/A | #N/A | #N/A | 0 | #N/A | #N/A | #N/A | #N/A | #N/A | #N/A | #N/A | #N/A | #N/A | #N/A | #N/A | #N/A | #N/A | #N/A | #N/A | #N/A | #N/A | #N/A | #N/A | #N/A | #N/A
[7 empty] | 11 | 28 | 7968 | 24 | 2020-11-28 | Thursday | 4 | Yes | #N/A | 0 | 0 | #N/A | #N/A | #N/A | #N/A | #N/A | #N/A | #N/A | #N/A | #N/A | #N/A | #N/A | 0 | #N/A | #N/A | #N/A | #N/A | #N/A | #N/A | #N/A | #N/A | #N/A | #N/A | #N/A | #N/A | #N/A | #N/A | #N/A | #N/A | #N/A | #N/A | #N/A | #N/A | #N/A
[7 empty] | 11 | 29 | 7969 | 1 | 2020-11-29 | Friday | 5 | No | #N/A | #N/A | #N/A | #N/A | #N/A | #N/A | #N/A | #N/A | #N/A | #N/A | #N/A | #N/A | #N/A | #N/A | #N/A | #N/A | #N/A | #N/A | #N/A | #N/A | #N/A | #N/A | #N/A | #N/A | #N/A | #N/A | #N/A | #N/A | #N/A | #N/A | #N/A | #N/A | #N/A | #N/A | #N/A | #N/A
[7 empty] | 11 | 29 | 7970 | 2 | 2020-11-29 | Friday | 5 | No | #N/A | #N/A | #N/A | #N/A | #N/A | #N/A | #N/A | #N/A | #N/A | #N/A | #N/A | #N/A | #N/A | #N/A | #N/A | #N/A | #N/A | #N/A | #N/A | #N/A | #N/A | #N/A | #N/A | #N/A | #N/A | #N/A | #N/A | #N/A | #N/A | #N/A | #N/A | #N/A | #N/A | #N/A | #N/A | #N/A
[7 empty] | 11 | 29 | 7971 | 3 | 2020-11-29 | Friday | 5 | No | #N/A | #N/A | #N/A | #N/A | #N/A | #N/A | #N/A | #N/A | #N/A | #N/A | #N/A | #N/A | #N/A | #N/A | #N/A | #N/A | #N/A | #N/A | #N/A | #N/A | #N/A | #N/A | #N/A | #N/A | #N/A | #N/A | #N/A | #N/A | #N/A | #N/A | #N/A | #N/A | #N/A | #N/A | #N/A | #N/A
[7 empty] | 11 | 29 | 7972 | 4 | 2020-11-29 | Friday | 5 | No | #N/A | #N/A | #N/A | #N/A | #N/A | #N/A | #N/A | #N/A | #N/A | #N/A | #N/A | #N/A | #N/A | #N/A | #N/A | #N/A | #N/A | #N/A | #N/A | #N/A | #N/A | #N/A | #N/A | #N/A | #N/A | #N/A | #N/A | #N/A | #N/A | #N/A | #N/A | #N/A | #N/A | #N/A | #N/A | #N/A
[7 empty] | 11 | 29 | 7973 | 5 | 2020-11-29 | Friday | 5 | No | #N/A | #N/A | #N/A | #N/A | #N/A | #N/A | #N/A | #N/A | #N/A | #N/A | #N/A | #N/A | #N/A | #N/A | #N/A | #N/A | #N/A | #N/A | #N/A | #N/A | #N/A | #N/A | #N/A | #N/A | #N/A | #N/A | #N/A | #N/A | #N/A | #N/A | #N/A | #N/A | #N/A | #N/A | #N/A | #N/A
[7 empty] | 11 | 29 | 7974 | 6 | 2020-11-29 | Friday | 5 | No | #N/A | #N/A | #N/A | #N/A | #N/A | #N/A | #N/A | #N/A | #N/A | #N/A | #N/A | #N/A | #N/A | #N/A | #N/A | #N/A | #N/A | #N/A | #N/A | #N/A | #N/A | #N/A | #N/A | #N/A | #N/A | #N/A | #N/A | #N/A | #N/A | #N/A | #N/A | #N/A | #N/A | #N/A | #N/A | #N/A
[7 empty] | 11 | 29 | 7975 | 7 | 2020-11-29 | Friday | 5 | No | #N/A | #N/A | #N/A | #N/A | #N/A | #N/A | #N/A | #N/A | #N/A | #N/A | #N/A | #N/A | #N/A | #N/A | #N/A | #N/A | #N/A | #N/A | #N/A | #N/A | #N/A | #N/A | #N/A | #N/A | #N/A | #N/A | #N/A | #N/A | #N/A | #N/A | #N/A | #N/A | #N/A | #N/A | #N/A | #N/A
[7 empty] | 11 | 29 | 7976 | 8 | 2020-11-29 | Friday | 5 | No | #N/A | #N/A | #N/A | #N/A | #N/A | #N/A | #N/A | #N/A | #N/A | #N/A | #N/A | #N/A | #N/A | #N/A | #N/A | #N/A | #N/A | #N/A | #N/A | #N/A | #N/A | #N/A | #N/A | #N/A | #N/A | #N/A | #N/A | #N/A | #N/A | #N/A | #N/A | #N/A | #N/A | #N/A | #N/A | #N/A
[7 empty] | 11 | 29 | 7977 | 9 | 2020-11-29 | Friday | 5 | No | #N/A | #N/A | #N/A | #N/A | #N/A | #N/A | #N/A | #N/A | #N/A | #N/A | #N/A | #N/A | #N/A | #N/A | #N/A | #N/A | #N/A | #N/A | #N/A | #N/A | #N/A | #N/A | #N/A | #N/A | #N/A | #N/A | #N/A | #N/A | #N/A | #N/A | #N/A | #N/A | #N/A | #N/A | #N/A | #N/A
[7 empty] | 11 | 29 | 7978 | 10 | 2020-11-29 | Friday | 5 | No | #N/A | #N/A | #N/A | #N/A | #N/A | #N/A | #N/A | #N/A | #N/A | #N/A | #N/A | #N/A | #N/A | #N/A | #N/A | #N/A | #N/A | #N/A | #N/A | #N/A | #N/A | #N/A | #N/A | #N/A | #N/A | #N/A | #N/A | #N/A | #N/A | #N/A | #N/A | #N/A | #N/A | #N/A | #N/A | #N/A
[7 empty] | 11 | 29 | 7979 | 11 | 2020-11-29 | Friday | 5 | No | #N/A | #N/A | #N/A | #N/A | #N/A | #N/A | #N/A | #N/A | #N/A | #N/A | #N/A | #N/A | #N/A | #N/A | #N/A | #N/A | #N/A | #N/A | #N/A | #N/A | #N/A | #N/A | #N/A | #N/A | #N/A | #N/A | #N/A | #N/A | #N/A | #N/A | #N/A | #N/A | #N/A | #N/A | #N/A | #N/A
[7 empty] | 11 | 29 | 7980 | 12 | 2020-11-29 | Friday | 5 | No | #N/A | #N/A | #N/A | #N/A | #N/A | #N/A | #N/A | #N/A | #N/A | #N/A | #N/A | #N/A | #N/A | #N/A | #N/A | #N/A | #N/A | #N/A | #N/A | #N/A | #N/A | #N/A | #N/A | #N/A | #N/A | #N/A | #N/A | #N/A | #N/A | #N/A | #N/A | #N/A | #N/A | #N/A | #N/A | #N/A
[7 empty] | 11 | 29 | 7981 | 13 | 2020-11-29 | Friday | 5 | No | #N/A | #N/A | #N/A | #N/A | #N/A | #N/A | #N/A | #N/A | #N/A | #N/A | #N/A | #N/A | #N/A | #N/A | #N/A | #N/A | #N/A | #N/A | #N/A | #N/A | #N/A | #N/A | #N/A | #N/A | #N/A | #N/A | #N/A | #N/A | #N/A | #N/A | #N/A | #N/A | #N/A | #N/A | #N/A | #N/A
[7 empty] | 11 | 29 | 7982 | 14 | 2020-11-29 | Friday | 5 | No | #N/A | #N/A | #N/A | #N/A | #N/A | #N/A | #N/A | #N/A | #N/A | #N/A | #N/A | #N/A | #N/A | #N/A | #N/A | #N/A | #N/A | #N/A | #N/A | #N/A | #N/A | #N/A | #N/A | #N/A | #N/A | #N/A | #N/A | #N/A | #N/A | #N/A | #N/A | #N/A | #N/A | #N/A | #N/A | #N/A
[7 empty] | 11 | 29 | 7983 | 15 | 2020-11-29 | Friday | 5 | No | #N/A | #N/A | #N/A | #N/A | #N/A | #N/A | #N/A | #N/A | #N/A | #N/A | #N/A | #N/A | #N/A | #N/A | #N/A | #N/A | #N/A | #N/A | #N/A | #N/A | #N/A | #N/A | #N/A | #N/A | #N/A | #N/A | #N/A | #N/A | #N/A | #N/A | #N/A | #N/A | #N/A | #N/A | #N/A | #N/A
[7 empty] | 11 | 29 | 7984 | 16 | 2020-11-29 | Friday | 5 | No | #N/A | #N/A | #N/A | #N/A | #N/A | #N/A | #N/A | #N/A | #N/A | #N/A | #N/A | #N/A | #N/A | #N/A | #N/A | #N/A | #N/A | #N/A | #N/A | #N/A | #N/A | #N/A | #N/A | #N/A | #N/A | #N/A | #N/A | #N/A | #N/A | #N/A | #N/A | #N/A | #N/A | #N/A | #N/A | #N/A
[7 empty] | 11 | 29 | 7985 | 17 | 2020-11-29 | Friday | 5 | No | #N/A | #N/A | #N/A | #N/A | #N/A | #N/A | #N/A | #N/A | #N/A | #N/A | #N/A | #N/A | #N/A | #N/A | #N/A | #N/A | #N/A | #N/A | #N/A | #N/A | #N/A | #N/A | #N/A | #N/A | #N/A | #N/A | #N/A | #N/A | #N/A | #N/A | #N/A | #N/A | #N/A | #N/A | #N/A | #N/A
[7 empty] | 11 | 29 | 7986 | 18 | 2020-11-29 | Friday | 5 | No | #N/A | #N/A | #N/A | #N/A | #N/A | #N/A | #N/A | #N/A | #N/A | #N/A | #N/A | #N/A | #N/A | #N/A | #N/A | #N/A | #N/A | #N/A | #N/A | #N/A | #N/A | #N/A | #N/A | #N/A | #N/A | #N/A | #N/A | #N/A | #N/A | #N/A | #N/A | #N/A | #N/A | #N/A | #N/A | #N/A
[7 empty] | 11 | 29 | 7987 | 19 | 2020-11-29 | Friday | 5 | No | #N/A | #N/A | #N/A | #N/A | #N/A | #N/A | #N/A | #N/A | #N/A | #N/A | #N/A | #N/A | #N/A | #N/A | #N/A | #N/A | #N/A | #N/A | #N/A | #N/A | #N/A | #N/A | #N/A | #N/A | #N/A | #N/A | #N/A | #N/A | #N/A | #N/A | #N/A | #N/A | #N/A | #N/A | #N/A | #N/A
[7 empty] | 11 | 29 | 7988 | 20 | 2020-11-29 | Friday | 5 | No | #N/A | #N/A | #N/A | #N/A | #N/A | #N/A | #N/A | #N/A | #N/A | #N/A | #N/A | #N/A | #N/A | #N/A | #N/A | #N/A | #N/A | #N/A | #N/A | #N/A | #N/A | #N/A | #N/A | #N/A | #N/A | #N/A | #N/A | #N/A | #N/A | #N/A | #N/A | #N/A | #N/A | #N/A | #N/A | #N/A
[7 empty] | 11 | 29 | 7989 | 21 | 2020-11-29 | Friday | 5 | No | #N/A | #N/A | #N/A | #N/A | #N/A | #N/A | #N/A | #N/A | #N/A | #N/A | #N/A | #N/A | #N/A | #N/A | #N/A | #N/A | #N/A | #N/A | #N/A | #N/A | #N/A | #N/A | #N/A | #N/A | #N/A | #N/A | #N/A | #N/A | #N/A | #N/A | #N/A | #N/A | #N/A | #N/A | #N/A | #N/A
[7 empty] | 11 | 29 | 7990 | 22 | 2020-11-29 | Friday | 5 | No | #N/A | #N/A | #N/A | #N/A | #N/A | #N/A | #N/A | #N/A | #N/A | #N/A | #N/A | #N/A | #N/A | #N/A | #N/A | #N/A | #N/A | #N/A | #N/A | #N/A | #N/A | #N/A | #N/A | #N/A | #N/A | #N/A | #N/A | #N/A | #N/A | #N/A | #N/A | #N/A | #N/A | #N/A | #N/A | #N/A
[7 empty] | 11 | 29 | 7991 | 23 | 2020-11-29 | Friday | 5 | No | #N/A | #N/A | #N/A | #N/A | #N/A | #N/A | #N/A | #N/A | #N/A | #N/A | #N/A | #N/A | #N/A | #N/A | #N/A | #N/A | #N/A | #N/A | #N/A | #N/A | #N/A | #N/A | #N/A | #N/A | #N/A | #N/A | #N/A | #N/A | #N/A | #N/A | #N/A | #N/A | #N/A | #N/A | #N/A | #N/A
[7 empty] | 11 | 29 | 7992 | 24 | 2020-11-29 | Friday | 5 | No | #N/A | #N/A | #N/A | #N/A | #N/A | #N/A | #N/A | #N/A | #N/A | #N/A | #N/A | #N/A | #N/A | #N/A | #N/A | #N/A | #N/A | #N/A | #N/A | #N/A | #N/A | #N/A | #N/A | #N/A | #N/A | #N/A | #N/A | #N/A | #N/A | #N/A | #N/A | #N/A | #N/A | #N/A | #N/A | #N/A
[7 empty] | 11 | 30 | 7993 | 1 | 2020-11-30 | Saturday | 6 | No | #N/A | #N/A | #N/A | #N/A | #N/A | #N/A | #N/A | #N/A | #N/A | #N/A | #N/A | #N/A | #N/A | #N/A | #N/A | #N/A | #N/A | #N/A | #N/A | #N/A | #N/A | #N/A | #N/A | #N/A | #N/A | #N/A | #N/A | #N/A | #N/A | #N/A | #N/A | #N/A | #N/A | #N/A | #N/A | #N/A
[7 empty] | 11 | 30 | 7994 | 2 | 2020-11-30 | Saturday | 6 | No | #N/A | #N/A | #N/A | #N/A | #N/A | #N/A | #N/A | #N/A | #N/A | #N/A | #N/A | #N/A | #N/A | #N/A | #N/A | #N/A | #N/A | #N/A | #N/A | #N/A | #N/A | #N/A | #N/A | #N/A | #N/A | #N/A | #N/A | #N/A | #N/A | #N/A | #N/A | #N/A | #N/A | #N/A | #N/A | #N/A
[7 empty] | 11 | 30 | 7995 | 3 | 2020-11-30 | Saturday | 6 | No | #N/A | #N/A | #N/A | #N/A | #N/A | #N/A | #N/A | #N/A | #N/A | #N/A | #N/A | #N/A | #N/A | #N/A | #N/A | #N/A | #N/A | #N/A | #N/A | #N/A | #N/A | #N/A | #N/A | #N/A | #N/A | #N/A | #N/A | #N/A | #N/A | #N/A | #N/A | #N/A | #N/A | #N/A | #N/A | #N/A
[7 empty] | 11 | 30 | 7996 | 4 | 2020-11-30 | Saturday | 6 | No | #N/A | #N/A | #N/A | #N/A | #N/A | #N/A | #N/A | #N/A | #N/A | #N/A | #N/A | #N/A | #N/A | #N/A | #N/A | #N/A | #N/A | #N/A | #N/A | #N/A | #N/A | #N/A | #N/A | #N/A | #N/A | #N/A | #N/A | #N/A | #N/A | #N/A | #N/A | #N/A | #N/A | #N/A | #N/A | #N/A
[7 empty] | 11 | 30 | 7997 | 5 | 2020-11-30 | Saturday | 6 | No | #N/A | #N/A | #N/A | #N/A | #N/A | #N/A | #N/A | #N/A | #N/A | #N/A | #N/A | #N/A | #N/A | #N/A | #N/A | #N/A | #N/A | #N/A | #N/A | #N/A | #N/A | #N/A | #N/A | #N/A | #N/A | #N/A | #N/A | #N/A | #N/A | #N/A | #N/A | #N/A | #N/A | #N/A | #N/A | #N/A
[7 empty] | 11 | 30 | 7998 | 6 | 2020-11-30 | Saturday | 6 | No | #N/A | #N/A | #N/A | #N/A | #N/A | #N/A | #N/A | #N/A | #N/A | #N/A | #N/A | #N/A | #N/A | #N/A | #N/A | #N/A | #N/A | #N/A | #N/A | #N/A | #N/A | #N/A | #N/A | #N/A | #N/A | #N/A | #N/A | #N/A | #N/A | #N/A | #N/A | #N/A | #N/A | #N/A | #N/A | #N/A
[7 empty] | 11 | 30 | 7999 | 7 | 2020-11-30 | Saturday | 6 | No | #N/A | #N/A | #N/A | #N/A | #N/A | #N/A | #N/A | #N/A | #N/A | #N/A | #N/A | #N/A | #N/A | #N/A | #N/A | #N/A | #N/A | #N/A | #N/A | #N/A | #N/A | #N/A | #N/A | #N/A | #N/A | #N/A | #N/A | #N/A | #N/A | #N/A | #N/A | #N/A | #N/A | #N/A | #N/A | #N/A
[7 empty] | 11 | 30 | 8000 | 8 | 2020-11-30 | Saturday | 6 | No | #N/A | #N/A | #N/A | #N/A | #N/A | #N/A | #N/A | #N/A | #N/A | #N/A | #N/A | #N/A | #N/A | #N/A | #N/A | #N/A | #N/A | #N/A | #N/A | #N/A | #N/A | #N/A | #N/A | #N/A | #N/A | #N/A | #N/A | #N/A | #N/A | #N/A | #N/A | #N/A | #N/A | #N/A | #N/A | #N/A
[7 empty] | 11 | 30 | 8001 | 9 | 2020-11-30 | Saturday | 6 | No | #N/A | #N/A | #N/A | #N/A | #N/A | #N/A | #N/A | #N/A | #N/A | #N/A | #N/A | #N/A | #N/A | #N/A | #N/A | #N/A | #N/A | #N/A | #N/A | #N/A | #N/A | #N/A | #N/A | #N/A | #N/A | #N/A | #N/A | #N/A | #N/A | #N/A | #N/A | #N/A | #N/A | #N/A | #N/A | #N/A
[7 empty] | 11 | 30 | 8002 | 10 | 2020-11-30 | Saturday | 6 | No | #N/A | #N/A | #N/A | #N/A | #N/A | #N/A | #N/A | #N/A | #N/A | #N/A | #N/A | #N/A | #N/A | #N/A | #N/A | #N/A | #N/A | #N/A | #N/A | #N/A | #N/A | #N/A | #N/A | #N/A | #N/A | #N/A | #N/A | #N/A | #N/A | #N/A | #N/A | #N/A | #N/A | #N/A | #N/A | #N/A
[7 empty] | 11 | 30 | 8003 | 11 | 2020-11-30 | Saturday | 6 | No | #N/A | #N/A | #N/A | #N/A | #N/A | #N/A | #N/A | #N/A | #N/A | #N/A | #N/A | #N/A | #N/A | #N/A | #N/A | #N/A | #N/A | #N/A | #N/A | #N/A | #N/A | #N/A | #N/A | #N/A | #N/A | #N/A | #N/A | #N/A | #N/A | #N/A | #N/A | #N/A | #N/A | #N/A | #N/A | #N/A
[7 empty] | 11 | 30 | 8004 | 12 | 2020-11-30 | Saturday | 6 | No | #N/A | #N/A | #N/A | #N/A | #N/A | #N/A | #N/A | #N/A | #N/A | #N/A | #N/A | #N/A | #N/A | #N/A | #N/A | #N/A | #N/A | #N/A | #N/A | #N/A | #N/A | #N/A | #N/A | #N/A | #N/A | #N/A | #N/A | #N/A | #N/A | #N/A | #N/A | #N/A | #N/A | #N/A | #N/A | #N/A
[7 empty] | 11 | 30 | 8005 | 13 | 2020-11-30 | Saturday | 6 | No | #N/A | #N/A | #N/A | #N/A | #N/A | #N/A | #N/A | #N/A | #N/A | #N/A | #N/A | #N/A | #N/A | #N/A | #N/A | #N/A | #N/A | #N/A | #N/A | #N/A | #N/A | #N/A | #N/A | #N/A | #N/A | #N/A | #N/A | #N/A | #N/A | #N/A | #N/A | #N/A | #N/A | #N/A | #N/A | #N/A
[7 empty] | 11 | 30 | 8006 | 14 | 2020-11-30 | Saturday | 6 | No | #N/A | #N/A | #N/A | #N/A | #N/A | #N/A | #N/A | #N/A | #N/A | #N/A | #N/A | #N/A | #N/A | #N/A | #N/A | #N/A | #N/A | #N/A | #N/A | #N/A | #N/A | #N/A | #N/A | #N/A | #N/A | #N/A | #N/A | #N/A | #N/A | #N/A | #N/A | #N/A | #N/A | #N/A | #N/A | #N/A
[7 empty] | 11 | 30 | 8007 | 15 | 2020-11-30 | Saturday | 6 | No | #N/A | #N/A | #N/A | #N/A | #N/A | #N/A | #N/A | #N/A | #N/A | #N/A | #N/A | #N/A | #N/A | #N/A | #N/A | #N/A | #N/A | #N/A | #N/A | #N/A | #N/A | #N/A | #N/A | #N/A | #N/A | #N/A | #N/A | #N/A | #N/A | #N/A | #N/A | #N/A | #N/A | #N/A | #N/A | #N/A
[7 empty] | 11 | 30 | 8008 | 16 | 2020-11-30 | Saturday | 6 | No | #N/A | #N/A | #N/A | #N/A | #N/A | #N/A | #N/A | #N/A | #N/A | #N/A | #N/A | #N/A | #N/A | #N/A | #N/A | #N/A | #N/A | #N/A | #N/A | #N/A | #N/A | #N/A | #N/A | #N/A | #N/A | #N/A | #N/A | #N/A | #N/A | #N/A | #N/A | #N/A | #N/A | #N/A | #N/A | #N/A
[7 empty] | 11 | 30 | 8009 | 17 | 2020-11-30 | Saturday | 6 | No | #N/A | #N/A | #N/A | #N/A | #N/A | #N/A | #N/A | #N/A | #N/A | #N/A | #N/A | #N/A | #N/A | #N/A | #N/A | #N/A | #N/A | #N/A | #N/A | #N/A | #N/A | #N/A | #N/A | #N/A | #N/A | #N/A | #N/A | #N/A | #N/A | #N/A | #N/A | #N/A | #N/A | #N/A | #N/A | #N/A
[7 empty] | 11 | 30 | 8010 | 18 | 2020-11-30 | Saturday | 6 | No | #N/A | #N/A | #N/A | #N/A | #N/A | #N/A | #N/A | #N/A | #N/A | #N/A | #N/A | #N/A | #N/A | #N/A | #N/A | #N/A | #N/A | #N/A | #N/A | #N/A | #N/A | #N/A | #N/A | #N/A | #N/A | #N/A | #N/A | #N/A | #N/A | #N/A | #N/A | #N/A | #N/A | #N/A | #N/A | #N/A
[7 empty] | 11 | 30 | 8011 | 19 | 2020-11-30 | Saturday | 6 | No | #N/A | #N/A | #N/A | #N/A | #N/A | #N/A | #N/A | #N/A | #N/A | #N/A | #N/A | #N/A | #N/A | #N/A | #N/A | #N/A | #N/A | #N/A | #N/A | #N/A | #N/A | #N/A | #N/A | #N/A | #N/A | #N/A | #N/A | #N/A | #N/A | #N/A | #N/A | #N/A | #N/A | #N/A | #N/A | #N/A
[7 empty] | 11 | 30 | 8012 | 20 | 2020-11-30 | Saturday | 6 | No | #N/A | #N/A | #N/A | #N/A | #N/A | #N/A | #N/A | #N/A | #N/A | #N/A | #N/A | #N/A | #N/A | #N/A | #N/A | #N/A | #N/A | #N/A | #N/A | #N/A | #N/A | #N/A | #N/A | #N/A | #N/A | #N/A | #N/A | #N/A | #N/A | #N/A | #N/A | #N/A | #N/A | #N/A | #N/A | #N/A
[7 empty] | 11 | 30 | 8013 | 21 | 2020-11-30 | Saturday | 6 | No | #N/A | #N/A | #N/A | #N/A | #N/A | #N/A | #N/A | #N/A | #N/A | #N/A | #N/A | #N/A | #N/A | #N/A | #N/A | #N/A | #N/A | #N/A | #N/A | #N/A | #N/A | #N/A | #N/A | #N/A | #N/A | #N/A | #N/A | #N/A | #N/A | #N/A | #N/A | #N/A | #N/A | #N/A | #N/A | #N/A
[7 empty] | 11 | 30 | 8014 | 22 | 2020-11-30 | Saturday | 6 | No | #N/A | #N/A | #N/A | #N/A | #N/A | #N/A | #N/A | #N/A | #N/A | #N/A | #N/A | #N/A | #N/A | #N/A | #N/A | #N/A | #N/A | #N/A | #N/A | #N/A | #N/A | #N/A | #N/A | #N/A | #N/A | #N/A | #N/A | #N/A | #N/A | #N/A | #N/A | #N/A | #N/A | #N/A | #N/A | #N/A
[7 empty] | 11 | 30 | 8015 | 23 | 2020-11-30 | Saturday | 6 | No | #N/A | #N/A | #N/A | #N/A | #N/A | #N/A | #N/A | #N/A | #N/A | #N/A | #N/A | #N/A | #N/A | #N/A | #N/A | #N/A | #N/A | #N/A | #N/A | #N/A | #N/A | #N/A | #N/A | #N/A | #N/A | #N/A | #N/A | #N/A | #N/A | #N/A | #N/A | #N/A | #N/A | #N/A | #N/A | #N/A
[7 empty] | 11 | 30 | 8016 | 24 | 2020-11-30 | Saturday | 6 | No | #N/A | #N/A | #N/A | #N/A | #N/A | #N/A | #N/A | #N/A | #N/A | #N/A | #N/A | #N/A | #N/A | #N/A | #N/A | #N/A | #N/A | #N/A | #N/A | #N/A | #N/A | #N/A | #N/A | #N/A | #N/A | #N/A | #N/A | #N/A | #N/A | #N/A | #N/A | #N/A | #N/A | #N/A | #N/A | #N/A
[7 empty] | 12 | 1 | 8017 | 1 | 2020-12-01 | Sunday | 7 | No | #N/A | #N/A | #N/A | #N/A | #N/A | #N/A | #N/A | #N/A | #N/A | #N/A | #N/A | #N/A | #N/A | #N/A | #N/A | #N/A | #N/A | #N/A | #N/A | #N/A | #N/A | #N/A | #N/A | #N/A | #N/A | #N/A | #N/A | #N/A | #N/A | #N/A | #N/A | #N/A | #N/A | #N/A | #N/A | #N/A
[7 empty] | 12 | 1 | 8018 | 2 | 2020-12-01 | Sunday | 7 | No | #N/A | #N/A | #N/A | #N/A | #N/A | #N/A | #N/A | #N/A | #N/A | #N/A | #N/A | #N/A | #N/A | #N/A | #N/A | #N/A | #N/A | #N/A | #N/A | #N/A | #N/A | #N/A | #N/A | #N/A | #N/A | #N/A | #N/A | #N/A | #N/A | #N/A | #N/A | #N/A | #N/A | #N/A | #N/A | #N/A
[7 empty] | 12 | 1 | 8019 | 3 | 2020-12-01 | Sunday | 7 | No | #N/A | #N/A | #N/A | #N/A | #N/A | #N/A | #N/A | #N/A | #N/A | #N/A | #N/A | #N/A | #N/A | #N/A | #N/A | #N/A | #N/A | #N/A | #N/A | #N/A | #N/A | #N/A | #N/A | #N/A | #N/A | #N/A | #N/A | #N/A | #N/A | #N/A | #N/A | #N/A | #N/A | #N/A | #N/A | #N/A
[7 empty] | 12 | 1 | 8020 | 4 | 2020-12-01 | Sunday | 7 | No | #N/A | #N/A | #N/A | #N/A | #N/A | #N/A | #N/A | #N/A | #N/A | #N/A | #N/A | #N/A | #N/A | #N/A | #N/A | #N/A | #N/A | #N/A | #N/A | #N/A | #N/A | #N/A | #N/A | #N/A | #N/A | #N/A | #N/A | #N/A | #N/A | #N/A | #N/A | #N/A | #N/A | #N/A | #N/A | #N/A
[7 empty] | 12 | 1 | 8021 | 5 | 2020-12-01 | Sunday | 7 | No | #N/A | #N/A | #N/A | #N/A | #N/A | #N/A | #N/A | #N/A | #N/A | #N/A | #N/A | #N/A | #N/A | #N/A | #N/A | #N/A | #N/A | #N/A | #N/A | #N/A | #N/A | #N/A | #N/A | #N/A | #N/A | #N/A | #N/A | #N/A | #N/A | #N/A | #N/A | #N/A | #N/A | #N/A | #N/A | #N/A
[7 empty] | 12 | 1 | 8022 | 6 | 2020-12-01 | Sunday | 7 | No | #N/A | #N/A | #N/A | #N/A | #N/A | #N/A | #N/A | #N/A | #N/A | #N/A | #N/A | #N/A | #N/A | #N/A | #N/A | #N/A | #N/A | #N/A | #N/A | #N/A | #N/A | #N/A | #N/A | #N/A | #N/A | #N/A | #N/A | #N/A | #N/A | #N/A | #N/A | #N/A | #N/A | #N/A | #N/A | #N/A
[7 empty] | 12 | 1 | 8023 | 7 | 2020-12-01 | Sunday | 7 | No | #N/A | #N/A | #N/A | #N/A | #N/A | #N/A | #N/A | #N/A | #N/A | #N/A | #N/A | #N/A | #N/A | #N/A | #N/A | #N/A | #N/A | #N/A | #N/A | #N/A | #N/A | #N/A | #N/A | #N/A | #N/A | #N/A | #N/A | #N/A | #N/A | #N/A | #N/A | #N/A | #N/A | #N/A | #N/A | #N/A
[7 empty] | 12 | 1 | 8024 | 8 | 2020-12-01 | Sunday | 7 | No | #N/A | #N/A | #N/A | #N/A | #N/A | #N/A | #N/A | #N/A | #N/A | #N/A | #N/A | #N/A | #N/A | #N/A | #N/A | #N/A | #N/A | #N/A | #N/A | #N/A | #N/A | #N/A | #N/A | #N/A | #N/A | #N/A | #N/A | #N/A | #N/A | #N/A | #N/A | #N/A | #N/A | #N/A | #N/A | #N/A
[7 empty] | 12 | 1 | 8025 | 9 | 2020-12-01 | Sunday | 7 | No | #N/A | #N/A | #N/A | #N/A | #N/A | #N/A | #N/A | #N/A | #N/A | #N/A | #N/A | #N/A | #N/A | #N/A | #N/A | #N/A | #N/A | #N/A | #N/A | #N/A | #N/A | #N/A | #N/A | #N/A | #N/A | #N/A | #N/A | #N/A | #N/A | #N/A | #N/A | #N/A | #N/A | #N/A | #N/A | #N/A
[7 empty] | 12 | 1 | 8026 | 10 | 2020-12-01 | Sunday | 7 | No | #N/A | #N/A | #N/A | #N/A | #N/A | #N/A | #N/A | #N/A | #N/A | #N/A | #N/A | #N/A | #N/A | #N/A | #N/A | #N/A | #N/A | #N/A | #N/A | #N/A | #N/A | #N/A | #N/A | #N/A | #N/A | #N/A | #N/A | #N/A | #N/A | #N/A | #N/A | #N/A | #N/A | #N/A | #N/A | #N/A
[7 empty] | 12 | 1 | 8027 | 11 | 2020-12-01 | Sunday | 7 | No | #N/A | #N/A | #N/A | #N/A | #N/A | #N/A | #N/A | #N/A | #N/A | #N/A | #N/A | #N/A | #N/A | #N/A | #N/A | #N/A | #N/A | #N/A | #N/A | #N/A | #N/A | #N/A | #N/A | #N/A | #N/A | #N/A | #N/A | #N/A | #N/A | #N/A | #N/A | #N/A | #N/A | #N/A | #N/A | #N/A
[7 empty] | 12 | 1 | 8028 | 12 | 2020-12-01 | Sunday | 7 | No | #N/A | #N/A | #N/A | #N/A | #N/A | #N/A | #N/A | #N/A | #N/A | #N/A | #N/A | #N/A | #N/A | #N/A | #N/A | #N/A | #N/A | #N/A | #N/A | #N/A | #N/A | #N/A | #N/A | #N/A | #N/A | #N/A | #N/A | #N/A | #N/A | #N/A | #N/A | #N/A | #N/A | #N/A | #N/A | #N/A
[7 empty] | 12 | 1 | 8029 | 13 | 2020-12-01 | Sunday | 7 | No | #N/A | #N/A | #N/A | #N/A | #N/A | #N/A | #N/A | #N/A | #N/A | #N/A | #N/A | #N/A | #N/A | #N/A | #N/A | #N/A | #N/A | #N/A | #N/A | #N/A | #N/A | #N/A | #N/A | #N/A | #N/A | #N/A | #N/A | #N/A | #N/A | #N/A | #N/A | #N/A | #N/A | #N/A | #N/A | #N/A
[7 empty] | 12 | 1 | 8030 | 14 | 2020-12-01 | Sunday | 7 | No | #N/A | #N/A | #N/A | #N/A | #N/A | #N/A | #N/A | #N/A | #N/A | #N/A | #N/A | #N/A | #N/A | #N/A | #N/A | #N/A | #N/A | #N/A | #N/A | #N/A | #N/A | #N/A | #N/A | #N/A | #N/A | #N/A | #N/A | #N/A | #N/A | #N/A | #N/A | #N/A | #N/A | #N/A | #N/A | #N/A
[7 empty] | 12 | 1 | 8031 | 15 | 2020-12-01 | Sunday | 7 | No | #N/A | #N/A | #N/A | #N/A | #N/A | #N/A | #N/A | #N/A | #N/A | #N/A | #N/A | #N/A | #N/A | #N/A | #N/A | #N/A | #N/A | #N/A | #N/A | #N/A | #N/A | #N/A | #N/A | #N/A | #N/A | #N/A | #N/A | #N/A | #N/A | #N/A | #N/A | #N/A | #N/A | #N/A | #N/A | #N/A
[7 empty] | 12 | 1 | 8032 | 16 | 2020-12-01 | Sunday | 7 | No | #N/A | #N/A | #N/A | #N/A | #N/A | #N/A | #N/A | #N/A | #N/A | #N/A | #N/A | #N/A | #N/A | #N/A | #N/A | #N/A | #N/A | #N/A | #N/A | #N/A | #N/A | #N/A | #N/A | #N/A | #N/A | #N/A | #N/A | #N/A | #N/A | #N/A | #N/A | #N/A | #N/A | #N/A | #N/A | #N/A
[7 empty] | 12 | 1 | 8033 | 17 | 2020-12-01 | Sunday | 7 | No | #N/A | #N/A | #N/A | #N/A | #N/A | #N/A | #N/A | #N/A | #N/A | #N/A | #N/A | #N/A | #N/A | #N/A | #N/A | #N/A | #N/A | #N/A | #N/A | #N/A | #N/A | #N/A | #N/A | #N/A | #N/A | #N/A | #N/A | #N/A | #N/A | #N/A | #N/A | #N/A | #N/A | #N/A | #N/A | #N/A
[7 empty] | 12 | 1 | 8034 | 18 | 2020-12-01 | Sunday | 7 | No | #N/A | #N/A | #N/A | #N/A | #N/A | #N/A | #N/A | #N/A | #N/A | #N/A | #N/A | #N/A | #N/A | #N/A | #N/A | #N/A | #N/A | #N/A | #N/A | #N/A | #N/A | #N/A | #N/A | #N/A | #N/A | #N/A | #N/A | #N/A | #N/A | #N/A | #N/A | #N/A | #N/A | #N/A | #N/A | #N/A
[7 empty] | 12 | 1 | 8035 | 19 | 2020-12-01 | Sunday | 7 | No | #N/A | #N/A | #N/A | #N/A | #N/A | #N/A | #N/A | #N/A | #N/A | #N/A | #N/A | #N/A | #N/A | #N/A | #N/A | #N/A | #N/A | #N/A | #N/A | #N/A | #N/A | #N/A | #N/A | #N/A | #N/A | #N/A | #N/A | #N/A | #N/A | #N/A | #N/A | #N/A | #N/A | #N/A | #N/A | #N/A
[7 empty] | 12 | 1 | 8036 | 20 | 2020-12-01 | Sunday | 7 | No | #N/A | #N/A | #N/A | #N/A | #N/A | #N/A | #N/A | #N/A | #N/A | #N/A | #N/A | #N/A | #N/A | #N/A | #N/A | #N/A | #N/A | #N/A | #N/A | #N/A | #N/A | #N/A | #N/A | #N/A | #N/A | #N/A | #N/A | #N/A | #N/A | #N/A | #N/A | #N/A | #N/A | #N/A | #N/A | #N/A
[7 empty] | 12 | 1 | 8037 | 21 | 2020-12-01 | Sunday | 7 | No | #N/A | #N/A | #N/A | #N/A | #N/A | #N/A | #N/A | #N/A | #N/A | #N/A | #N/A | #N/A | #N/A | #N/A | #N/A | #N/A | #N/A | #N/A | #N/A | #N/A | #N/A | #N/A | #N/A | #N/A | #N/A | #N/A | #N/A | #N/A | #N/A | #N/A | #N/A | #N/A | #N/A | #N/A | #N/A | #N/A
[7 empty] | 12 | 1 | 8038 | 22 | 2020-12-01 | Sunday | 7 | No | #N/A | #N/A | #N/A | #N/A | #N/A | #N/A | #N/A | #N/A | #N/A | #N/A | #N/A | #N/A | #N/A | #N/A | #N/A | #N/A | #N/A | #N/A | #N/A | #N/A | #N/A | #N/A | #N/A | #N/A | #N/A | #N/A | #N/A | #N/A | #N/A | #N/A | #N/A | #N/A | #N/A | #N/A | #N/A | #N/A
[7 empty] | 12 | 1 | 8039 | 23 | 2020-12-01 | Sunday | 7 | No | #N/A | #N/A | #N/A | #N/A | #N/A | #N/A | #N/A | #N/A | #N/A | #N/A | #N/A | #N/A | #N/A | #N/A | #N/A | #N/A | #N/A | #N/A | #N/A | #N/A | #N/A | #N/A | #N/A | #N/A | #N/A | #N/A | #N/A | #N/A | #N/A | #N/A | #N/A | #N/A | #N/A | #N/A | #N/A | #N/A
[7 empty] | 12 | 1 | 8040 | 24 | 2020-12-01 | Sunday | 7 | No | #N/A | #N/A | #N/A | #N/A | #N/A | #N/A | #N/A | #N/A | #N/A | #N/A | #N/A | #N/A | #N/A | #N/A | #N/A | #N/A | #N/A | #N/A | #N/A | #N/A | #N/A | #N/A | #N/A | #N/A | #N/A | #N/A | #N/A | #N/A | #N/A | #N/A | #N/A | #N/A | #N/A | #N/A | #N/A | #N/A
[7 empty] | 12 | 2 | 8041 | 1 | 2020-12-02 | Monday | 1 | No | #N/A | #N/A | #N/A | #N/A | #N/A | #N/A | #N/A | #N/A | #N/A | #N/A | #N/A | #N/A | #N/A | #N/A | #N/A | #N/A | #N/A | #N/A | #N/A | #N/A | #N/A | #N/A | #N/A | #N/A | #N/A | #N/A | #N/A | #N/A | #N/A | #N/A | #N/A | #N/A | #N/A | #N/A | #N/A | #N/A
[7 empty] | 12 | 2 | 8042 | 2 | 2020-12-02 | Monday | 1 | No | #N/A | #N/A | #N/A | #N/A | #N/A | #N/A | #N/A | #N/A | #N/A | #N/A | #N/A | #N/A | #N/A | #N/A | #N/A | #N/A | #N/A | #N/A | #N/A | #N/A | #N/A | #N/A | #N/A | #N/A | #N/A | #N/A | #N/A | #N/A | #N/A | #N/A | #N/A | #N/A | #N/A | #N/A | #N/A | #N/A
[7 empty] | 12 | 2 | 8043 | 3 | 2020-12-02 | Monday | 1 | No | #N/A | #N/A | #N/A | #N/A | #N/A | #N/A | #N/A | #N/A | #N/A | #N/A | #N/A | #N/A | #N/A | #N/A | #N/A | #N/A | #N/A | #N/A | #N/A | #N/A | #N/A | #N/A | #N/A | #N/A | #N/A | #N/A | #N/A | #N/A | #N/A | #N/A | #N/A | #N/A | #N/A | #N/A | #N/A | #N/A
[7 empty] | 12 | 2 | 8044 | 4 | 2020-12-02 | Monday | 1 | No | #N/A | #N/A | #N/A | #N/A | #N/A | #N/A | #N/A | #N/A | #N/A | #N/A | #N/A | #N/A | #N/A | #N/A | #N/A | #N/A | #N/A | #N/A | #N/A | #N/A | #N/A | #N/A | #N/A | #N/A | #N/A | #N/A | #N/A | #N/A | #N/A | #N/A | #N/A | #N/A | #N/A | #N/A | #N/A | #N/A
[7 empty] | 12 | 2 | 8045 | 5 | 2020-12-02 | Monday | 1 | No | #N/A | #N/A | #N/A | #N/A | #N/A | #N/A | #N/A | #N/A | #N/A | #N/A | #N/A | #N/A | #N/A | #N/A | #N/A | #N/A | #N/A | #N/A | #N/A | #N/A | #N/A | #N/A | #N/A | #N/A | #N/A | #N/A | #N/A | #N/A | #N/A | #N/A | #N/A | #N/A | #N/A | #N/A | #N/A | #N/A
[7 empty] | 12 | 2 | 8046 | 6 | 2020-12-02 | Monday | 1 | No | #N/A | #N/A | #N/A | #N/A | #N/A | #N/A | #N/A | #N/A | #N/A | #N/A | #N/A | #N/A | #N/A | #N/A | #N/A | #N/A | #N/A | #N/A | #N/A | #N/A | #N/A | #N/A | #N/A | #N/A | #N/A | #N/A | #N/A | #N/A | #N/A | #N/A | #N/A | #N/A | #N/A | #N/A | #N/A | #N/A
[7 empty] | 12 | 2 | 8047 | 7 | 2020-12-02 | Monday | 1 | No | #N/A | #N/A | #N/A | #N/A | #N/A | #N/A | #N/A | #N/A | #N/A | #N/A | #N/A | #N/A | #N/A | #N/A | #N/A | #N/A | #N/A | #N/A | #N/A | #N/A | #N/A | #N/A | #N/A | #N/A | #N/A | #N/A | #N/A | #N/A | #N/A | #N/A | #N/A | #N/A | #N/A | #N/A | #N/A | #N/A
[7 empty] | 12 | 2 | 8048 | 8 | 2020-12-02 | Monday | 1 | No | #N/A | #N/A | #N/A | #N/A | #N/A | #N/A | #N/A | #N/A | #N/A | #N/A | #N/A | #N/A | #N/A | #N/A | #N/A | #N/A | #N/A | #N/A | #N/A | #N/A | #N/A | #N/A | #N/A | #N/A | #N/A | #N/A | #N/A | #N/A | #N/A | #N/A | #N/A | #N/A | #N/A | #N/A | #N/A | #N/A
[7 empty] | 12 | 2 | 8049 | 9 | 2020-12-02 | Monday | 1 | No | #N/A | #N/A | #N/A | #N/A | #N/A | #N/A | #N/A | #N/A | #N/A | #N/A | #N/A | #N/A | #N/A | #N/A | #N/A | #N/A | #N/A | #N/A | #N/A | #N/A | #N/A | #N/A | #N/A | #N/A | #N/A | #N/A | #N/A | #N/A | #N/A | #N/A | #N/A | #N/A | #N/A | #N/A | #N/A | #N/A
[7 empty] | 12 | 2 | 8050 | 10 | 2020-12-02 | Monday | 1 | No | #N/A | #N/A | #N/A | #N/A | #N/A | #N/A | #N/A | #N/A | #N/A | #N/A | #N/A | #N/A | #N/A | #N/A | #N/A | #N/A | #N/A | #N/A | #N/A | #N/A | #N/A | #N/A | #N/A | #N/A | #N/A | #N/A | #N/A | #N/A | #N/A | #N/A | #N/A | #N/A | #N/A | #N/A | #N/A | #N/A
[7 empty] | 12 | 2 | 8051 | 11 | 2020-12-02 | Monday | 1 | No | #N/A | #N/A | #N/A | #N/A | #N/A | #N/A | #N/A | #N/A | #N/A | #N/A | #N/A | #N/A | #N/A | #N/A | #N/A | #N/A | #N/A | #N/A | #N/A | #N/A | #N/A | #N/A | #N/A | #N/A | #N/A | #N/A | #N/A | #N/A | #N/A | #N/A | #N/A | #N/A | #N/A | #N/A | #N/A | #N/A
[7 empty] | 12 | 2 | 8052 | 12 | 2020-12-02 | Monday | 1 | No | #N/A | #N/A | #N/A | #N/A | #N/A | #N/A | #N/A | #N/A | #N/A | #N/A | #N/A | #N/A | #N/A | #N/A | #N/A | #N/A | #N/A | #N/A | #N/A | #N/A | #N/A | #N/A | #N/A | #N/A | #N/A | #N/A | #N/A | #N/A | #N/A | #N/A | #N/A | #N/A | #N/A | #N/A | #N/A | #N/A
[7 empty] | 12 | 2 | 8053 | 13 | 2020-12-02 | Monday | 1 | No | #N/A | #N/A | #N/A | #N/A | #N/A | #N/A | #N/A | #N/A | #N/A | #N/A | #N/A | #N/A | #N/A | #N/A | #N/A | #N/A | #N/A | #N/A | #N/A | #N/A | #N/A | #N/A | #N/A | #N/A | #N/A | #N/A | #N/A | #N/A | #N/A | #N/A | #N/A | #N/A | #N/A | #N/A | #N/A | #N/A
[7 empty] | 12 | 2 | 8054 | 14 | 2020-12-02 | Monday | 1 | No | #N/A | #N/A | #N/A | #N/A | #N/A | #N/A | #N/A | #N/A | #N/A | #N/A | #N/A | #N/A | #N/A | #N/A | #N/A | #N/A | #N/A | #N/A | #N/A | #N/A | #N/A | #N/A | #N/A | #N/A | #N/A | #N/A | #N/A | #N/A | #N/A | #N/A | #N/A | #N/A | #N/A | #N/A | #N/A | #N/A
[7 empty] | 12 | 2 | 8055 | 15 | 2020-12-02 | Monday | 1 | No | #N/A | #N/A | #N/A | #N/A | #N/A | #N/A | #N/A | #N/A | #N/A | #N/A | #N/A | #N/A | #N/A | #N/A | #N/A | #N/A | #N/A | #N/A | #N/A | #N/A | #N/A | #N/A | #N/A | #N/A | #N/A | #N/A | #N/A | #N/A | #N/A | #N/A | #N/A | #N/A | #N/A | #N/A | #N/A | #N/A
[7 empty] | 12 | 2 | 8056 | 16 | 2020-12-02 | Monday | 1 | No | #N/A | #N/A | #N/A | #N/A | #N/A | #N/A | #N/A | #N/A | #N/A | #N/A | #N/A | #N/A | #N/A | #N/A | #N/A | #N/A | #N/A | #N/A | #N/A | #N/A | #N/A | #N/A | #N/A | #N/A | #N/A | #N/A | #N/A | #N/A | #N/A | #N/A | #N/A | #N/A | #N/A | #N/A | #N/A | #N/A
[7 empty] | 12 | 2 | 8057 | 17 | 2020-12-02 | Monday | 1 | No | #N/A | #N/A | #N/A | #N/A | #N/A | #N/A | #N/A | #N/A | #N/A | #N/A | #N/A | #N/A | #N/A | #N/A | #N/A | #N/A | #N/A | #N/A | #N/A | #N/A | #N/A | #N/A | #N/A | #N/A | #N/A | #N/A | #N/A | #N/A | #N/A | #N/A | #N/A | #N/A | #N/A | #N/A | #N/A | #N/A
[7 empty] | 12 | 2 | 8058 | 18 | 2020-12-02 | Monday | 1 | No | #N/A | #N/A | #N/A | #N/A | #N/A | #N/A | #N/A | #N/A | #N/A | #N/A | #N/A | #N/A | #N/A | #N/A | #N/A | #N/A | #N/A | #N/A | #N/A | #N/A | #N/A | #N/A | #N/A | #N/A | #N/A | #N/A | #N/A | #N/A | #N/A | #N/A | #N/A | #N/A | #N/A | #N/A | #N/A | #N/A
[7 empty] | 12 | 2 | 8059 | 19 | 2020-12-02 | Monday | 1 | No | #N/A | #N/A | #N/A | #N/A | #N/A | #N/A | #N/A | #N/A | #N/A | #N/A | #N/A | #N/A | #N/A | #N/A | #N/A | #N/A | #N/A | #N/A | #N/A | #N/A | #N/A | #N/A | #N/A | #N/A | #N/A | #N/A | #N/A | #N/A | #N/A | #N/A | #N/A | #N/A | #N/A | #N/A | #N/A | #N/A
[7 empty] | 12 | 2 | 8060 | 20 | 2020-12-02 | Monday | 1 | No | #N/A | #N/A | #N/A | #N/A | #N/A | #N/A | #N/A | #N/A | #N/A | #N/A | #N/A | #N/A | #N/A | #N/A | #N/A | #N/A | #N/A | #N/A | #N/A | #N/A | #N/A | #N/A | #N/A | #N/A | #N/A | #N/A | #N/A | #N/A | #N/A | #N/A | #N/A | #N/A | #N/A | #N/A | #N/A | #N/A
[7 empty] | 12 | 2 | 8061 | 21 | 2020-12-02 | Monday | 1 | No | #N/A | #N/A | #N/A | #N/A | #N/A | #N/A | #N/A | #N/A | #N/A | #N/A | #N/A | #N/A | #N/A | #N/A | #N/A | #N/A | #N/A | #N/A | #N/A | #N/A | #N/A | #N/A | #N/A | #N/A | #N/A | #N/A | #N/A | #N/A | #N/A | #N/A | #N/A | #N/A | #N/A | #N/A | #N/A | #N/A
[7 empty] | 12 | 2 | 8062 | 22 | 2020-12-02 | Monday | 1 | No | #N/A | #N/A | #N/A | #N/A | #N/A | #N/A | #N/A | #N/A | #N/A | #N/A | #N/A | #N/A | #N/A | #N/A | #N/A | #N/A | #N/A | #N/A | #N/A | #N/A | #N/A | #N/A | #N/A | #N/A | #N/A | #N/A | #N/A | #N/A | #N/A | #N/A | #N/A | #N/A | #N/A | #N/A | #N/A | #N/A
[7 empty] | 12 | 2 | 8063 | 23 | 2020-12-02 | Monday | 1 | No | #N/A | #N/A | #N/A | #N/A | #N/A | #N/A | #N/A | #N/A | #N/A | #N/A | #N/A | #N/A | #N/A | #N/A | #N/A | #N/A | #N/A | #N/A | #N/A | #N/A | #N/A | #N/A | #N/A | #N/A | #N/A | #N/A | #N/A | #N/A | #N/A | #N/A | #N/A | #N/A | #N/A | #N/A | #N/A | #N/A
[7 empty] | 12 | 2 | 8064 | 24 | 2020-12-02 | Monday | 1 | No | #N/A | #N/A | #N/A | #N/A | #N/A | #N/A | #N/A | #N/A | #N/A | #N/A | #N/A | #N/A | #N/A | #N/A | #N/A | #N/A | #N/A | #N/A | #N/A | #N/A | #N/A | #N/A | #N/A | #N/A | #N/A | #N/A | #N/A | #N/A | #N/A | #N/A | #N/A | #N/A | #N/A | #N/A | #N/A | #N/A
[7 empty] | 12 | 3 | 8065 | 1 | 2020-12-03 | Tuesday | 2 | No | #N/A | #N/A | #N/A | #N/A | #N/A | #N/A | #N/A | #N/A | #N/A | #N/A | #N/A | #N/A | #N/A | #N/A | #N/A | #N/A | #N/A | #N/A | #N/A | #N/A | #N/A | #N/A | #N/A | #N/A | #N/A | #N/A | #N/A | #N/A | #N/A | #N/A | #N/A | #N/A | #N/A | #N/A | #N/A | #N/A
[7 empty] | 12 | 3 | 8066 | 2 | 2020-12-03 | Tuesday | 2 | No | #N/A | #N/A | #N/A | #N/A | #N/A | #N/A | #N/A | #N/A | #N/A | #N/A | #N/A | #N/A | #N/A | #N/A | #N/A | #N/A | #N/A | #N/A | #N/A | #N/A | #N/A | #N/A | #N/A | #N/A | #N/A | #N/A | #N/A | #N/A | #N/A | #N/A | #N/A | #N/A | #N/A | #N/A | #N/A | #N/A
[7 empty] | 12 | 3 | 8067 | 3 | 2020-12-03 | Tuesday | 2 | No | #N/A | #N/A | #N/A | #N/A | #N/A | #N/A | #N/A | #N/A | #N/A | #N/A | #N/A | #N/A | #N/A | #N/A | #N/A | #N/A | #N/A | #N/A | #N/A | #N/A | #N/A | #N/A | #N/A | #N/A | #N/A | #N/A | #N/A | #N/A | #N/A | #N/A | #N/A | #N/A | #N/A | #N/A | #N/A | #N/A
[7 empty] | 12 | 3 | 8068 | 4 | 2020-12-03 | Tuesday | 2 | No | #N/A | #N/A | #N/A | #N/A | #N/A | #N/A | #N/A | #N/A | #N/A | #N/A | #N/A | #N/A | #N/A | #N/A | #N/A | #N/A | #N/A | #N/A | #N/A | #N/A | #N/A | #N/A | #N/A | #N/A | #N/A | #N/A | #N/A | #N/A | #N/A | #N/A | #N/A | #N/A | #N/A | #N/A | #N/A | #N/A
[7 empty] | 12 | 3 | 8069 | 5 | 2020-12-03 | Tuesday | 2 | No | #N/A | #N/A | #N/A | #N/A | #N/A | #N/A | #N/A | #N/A | #N/A | #N/A | #N/A | #N/A | #N/A | #N/A | #N/A | #N/A | #N/A | #N/A | #N/A | #N/A | #N/A | #N/A | #N/A | #N/A | #N/A | #N/A | #N/A | #N/A | #N/A | #N/A | #N/A | #N/A | #N/A | #N/A | #N/A | #N/A
[7 empty] | 12 | 3 | 8070 | 6 | 2020-12-03 | Tuesday | 2 | No | #N/A | #N/A | #N/A | #N/A | #N/A | #N/A | #N/A | #N/A | #N/A | #N/A | #N/A | #N/A | #N/A | #N/A | #N/A | #N/A | #N/A | #N/A | #N/A | #N/A | #N/A | #N/A | #N/A | #N/A | #N/A | #N/A | #N/A | #N/A | #N/A | #N/A | #N/A | #N/A | #N/A | #N/A | #N/A | #N/A
[7 empty] | 12 | 3 | 8071 | 7 | 2020-12-03 | Tuesday | 2 | No | #N/A | #N/A | #N/A | #N/A | #N/A | #N/A | #N/A | #N/A | #N/A | #N/A | #N/A | #N/A | #N/A | #N/A | #N/A | #N/A | #N/A | #N/A | #N/A | #N/A | #N/A | #N/A | #N/A | #N/A | #N/A | #N/A | #N/A | #N/A | #N/A | #N/A | #N/A | #N/A | #N/A | #N/A | #N/A | #N/A
[7 empty] | 12 | 3 | 8072 | 8 | 2020-12-03 | Tuesday | 2 | No | #N/A | #N/A | #N/A | #N/A | #N/A | #N/A | #N/A | #N/A | #N/A | #N/A | #N/A | #N/A | #N/A | #N/A | #N/A | #N/A | #N/A | #N/A | #N/A | #N/A | #N/A | #N/A | #N/A | #N/A | #N/A | #N/A | #N/A | #N/A | #N/A | #N/A | #N/A | #N/A | #N/A | #N/A | #N/A | #N/A
[7 empty] | 12 | 3 | 8073 | 9 | 2020-12-03 | Tuesday | 2 | No | #N/A | #N/A | #N/A | #N/A | #N/A | #N/A | #N/A | #N/A | #N/A | #N/A | #N/A | #N/A | #N/A | #N/A | #N/A | #N/A | #N/A | #N/A | #N/A | #N/A | #N/A | #N/A | #N/A | #N/A | #N/A | #N/A | #N/A | #N/A | #N/A | #N/A | #N/A | #N/A | #N/A | #N/A | #N/A | #N/A
[7 empty] | 12 | 3 | 8074 | 10 | 2020-12-03 | Tuesday | 2 | No | #N/A | #N/A | #N/A | #N/A | #N/A | #N/A | #N/A | #N/A | #N/A | #N/A | #N/A | #N/A | #N/A | #N/A | #N/A | #N/A | #N/A | #N/A | #N/A | #N/A | #N/A | #N/A | #N/A | #N/A | #N/A | #N/A | #N/A | #N/A | #N/A | #N/A | #N/A | #N/A | #N/A | #N/A | #N/A | #N/A
[7 empty] | 12 | 3 | 8075 | 11 | 2020-12-03 | Tuesday | 2 | No | #N/A | #N/A | #N/A | #N/A | #N/A | #N/A | #N/A | #N/A | #N/A | #N/A | #N/A | #N/A | #N/A | #N/A | #N/A | #N/A | #N/A | #N/A | #N/A | #N/A | #N/A | #N/A | #N/A | #N/A | #N/A | #N/A | #N/A | #N/A | #N/A | #N/A | #N/A | #N/A | #N/A | #N/A | #N/A | #N/A
[7 empty] | 12 | 3 | 8076 | 12 | 2020-12-03 | Tuesday | 2 | No | #N/A | #N/A | #N/A | #N/A | #N/A | #N/A | #N/A | #N/A | #N/A | #N/A | #N/A | #N/A | #N/A | #N/A | #N/A | #N/A | #N/A | #N/A | #N/A | #N/A | #N/A | #N/A | #N/A | #N/A | #N/A | #N/A | #N/A | #N/A | #N/A | #N/A | #N/A | #N/A | #N/A | #N/A | #N/A | #N/A
[7 empty] | 12 | 3 | 8077 | 13 | 2020-12-03 | Tuesday | 2 | No | #N/A | #N/A | #N/A | #N/A | #N/A | #N/A | #N/A | #N/A | #N/A | #N/A | #N/A | #N/A | #N/A | #N/A | #N/A | #N/A | #N/A | #N/A | #N/A | #N/A | #N/A | #N/A | #N/A | #N/A | #N/A | #N/A | #N/A | #N/A | #N/A | #N/A | #N/A | #N/A | #N/A | #N/A | #N/A | #N/A
[7 empty] | 12 | 3 | 8078 | 14 | 2020-12-03 | Tuesday | 2 | No | #N/A | #N/A | #N/A | #N/A | #N/A | #N/A | #N/A | #N/A | #N/A | #N/A | #N/A | #N/A | #N/A | #N/A | #N/A | #N/A | #N/A | #N/A | #N/A | #N/A | #N/A | #N/A | #N/A | #N/A | #N/A | #N/A | #N/A | #N/A | #N/A | #N/A | #N/A | #N/A | #N/A | #N/A | #N/A | #N/A
[7 empty] | 12 | 3 | 8079 | 15 | 2020-12-03 | Tuesday | 2 | No | #N/A | #N/A | #N/A | #N/A | #N/A | #N/A | #N/A | #N/A | #N/A | #N/A | #N/A | #N/A | #N/A | #N/A | #N/A | #N/A | #N/A | #N/A | #N/A | #N/A | #N/A | #N/A | #N/A | #N/A | #N/A | #N/A | #N/A | #N/A | #N/A | #N/A | #N/A | #N/A | #N/A | #N/A | #N/A | #N/A
[7 empty] | 12 | 3 | 8080 | 16 | 2020-12-03 | Tuesday | 2 | No | #N/A | #N/A | #N/A | #N/A | #N/A | #N/A | #N/A | #N/A | #N/A | #N/A | #N/A | #N/A | #N/A | #N/A | #N/A | #N/A | #N/A | #N/A | #N/A | #N/A | #N/A | #N/A | #N/A | #N/A | #N/A | #N/A | #N/A | #N/A | #N/A | #N/A | #N/A | #N/A | #N/A | #N/A | #N/A | #N/A
[7 empty] | 12 | 3 | 8081 | 17 | 2020-12-03 | Tuesday | 2 | No | #N/A | #N/A | #N/A | #N/A | #N/A | #N/A | #N/A | #N/A | #N/A | #N/A | #N/A | #N/A | #N/A | #N/A | #N/A | #N/A | #N/A | #N/A | #N/A | #N/A | #N/A | #N/A | #N/A | #N/A | #N/A | #N/A | #N/A | #N/A | #N/A | #N/A | #N/A | #N/A | #N/A | #N/A | #N/A | #N/A
[7 empty] | 12 | 3 | 8082 | 18 | 2020-12-03 | Tuesday | 2 | No | #N/A | #N/A | #N/A | #N/A | #N/A | #N/A | #N/A | #N/A | #N/A | #N/A | #N/A | #N/A | #N/A | #N/A | #N/A | #N/A | #N/A | #N/A | #N/A | #N/A | #N/A | #N/A | #N/A | #N/A | #N/A | #N/A | #N/A | #N/A | #N/A | #N/A | #N/A | #N/A | #N/A | #N/A | #N/A | #N/A
[7 empty] | 12 | 3 | 8083 | 19 | 2020-12-03 | Tuesday | 2 | No | #N/A | #N/A | #N/A | #N/A | #N/A | #N/A | #N/A | #N/A | #N/A | #N/A | #N/A | #N/A | #N/A | #N/A | #N/A | #N/A | #N/A | #N/A | #N/A | #N/A | #N/A | #N/A | #N/A | #N/A | #N/A | #N/A | #N/A | #N/A | #N/A | #N/A | #N/A | #N/A | #N/A | #N/A | #N/A | #N/A
[7 empty] | 12 | 3 | 8084 | 20 | 2020-12-03 | Tuesday | 2 | No | #N/A | #N/A | #N/A | #N/A | #N/A | #N/A | #N/A | #N/A | #N/A | #N/A | #N/A | #N/A | #N/A | #N/A | #N/A | #N/A | #N/A | #N/A | #N/A | #N/A | #N/A | #N/A | #N/A | #N/A | #N/A | #N/A | #N/A | #N/A | #N/A | #N/A | #N/A | #N/A | #N/A | #N/A | #N/A | #N/A
[7 empty] | 12 | 3 | 8085 | 21 | 2020-12-03 | Tuesday | 2 | No | #N/A | #N/A | #N/A | #N/A | #N/A | #N/A | #N/A | #N/A | #N/A | #N/A | #N/A | #N/A | #N/A | #N/A | #N/A | #N/A | #N/A | #N/A | #N/A | #N/A | #N/A | #N/A | #N/A | #N/A | #N/A | #N/A | #N/A | #N/A | #N/A | #N/A | #N/A | #N/A | #N/A | #N/A | #N/A | #N/A
[7 empty] | 12 | 3 | 8086 | 22 | 2020-12-03 | Tuesday | 2 | No | #N/A | #N/A | #N/A | #N/A | #N/A | #N/A | #N/A | #N/A | #N/A | #N/A | #N/A | #N/A | #N/A | #N/A | #N/A | #N/A | #N/A | #N/A | #N/A | #N/A | #N/A | #N/A | #N/A | #N/A | #N/A | #N/A | #N/A | #N/A | #N/A | #N/A | #N/A | #N/A | #N/A | #N/A | #N/A | #N/A
[7 empty] | 12 | 3 | 8087 | 23 | 2020-12-03 | Tuesday | 2 | No | #N/A | #N/A | #N/A | #N/A | #N/A | #N/A | #N/A | #N/A | #N/A | #N/A | #N/A | #N/A | #N/A | #N/A | #N/A | #N/A | #N/A | #N/A | #N/A | #N/A | #N/A | #N/A | #N/A | #N/A | #N/A | #N/A | #N/A | #N/A | #N/A | #N/A | #N/A | #N/A | #N/A | #N/A | #N/A | #N/A
[7 empty] | 12 | 3 | 8088 | 24 | 2020-12-03 | Tuesday | 2 | No | #N/A | #N/A | #N/A | #N/A | #N/A | #N/A | #N/A | #N/A | #N/A | #N/A | #N/A | #N/A | #N/A | #N/A | #N/A | #N/A | #N/A | #N/A | #N/A | #N/A | #N/A | #N/A | #N/A | #N/A | #N/A | #N/A | #N/A | #N/A | #N/A | #N/A | #N/A | #N/A | #N/A | #N/A | #N/A | #N/A
[7 empty] | 12 | 4 | 8089 | 1 | 2020-12-04 | Wednesday | 3 | No | #N/A | #N/A | #N/A | #N/A | #N/A | #N/A | #N/A | #N/A | #N/A | #N/A | #N/A | #N/A | #N/A | #N/A | #N/A | #N/A | #N/A | #N/A | #N/A | #N/A | #N/A | #N/A | #N/A | #N/A | #N/A | #N/A | #N/A | #N/A | #N/A | #N/A | #N/A | #N/A | #N/A | #N/A | #N/A | #N/A
[7 empty] | 12 | 4 | 8090 | 2 | 2020-12-04 | Wednesday | 3 | No | #N/A | #N/A | #N/A | #N/A | #N/A | #N/A | #N/A | #N/A | #N/A | #N/A | #N/A | #N/A | #N/A | #N/A | #N/A | #N/A | #N/A | #N/A | #N/A | #N/A | #N/A | #N/A | #N/A | #N/A | #N/A | #N/A | #N/A | #N/A | #N/A | #N/A | #N/A | #N/A | #N/A | #N/A | #N/A | #N/A
[7 empty] | 12 | 4 | 8091 | 3 | 2020-12-04 | Wednesday | 3 | No | #N/A | #N/A | #N/A | #N/A | #N/A | #N/A | #N/A | #N/A | #N/A | #N/A | #N/A | #N/A | #N/A | #N/A | #N/A | #N/A | #N/A | #N/A | #N/A | #N/A | #N/A | #N/A | #N/A | #N/A | #N/A | #N/A | #N/A | #N/A | #N/A | #N/A | #N/A | #N/A | #N/A | #N/A | #N/A | #N/A
[7 empty] | 12 | 4 | 8092 | 4 | 2020-12-04 | Wednesday | 3 | No | #N/A | #N/A | #N/A | #N/A | #N/A | #N/A | #N/A | #N/A | #N/A | #N/A | #N/A | #N/A | #N/A | #N/A | #N/A | #N/A | #N/A | #N/A | #N/A | #N/A | #N/A | #N/A | #N/A | #N/A | #N/A | #N/A | #N/A | #N/A | #N/A | #N/A | #N/A | #N/A | #N/A | #N/A | #N/A | #N/A
[7 empty] | 12 | 4 | 8093 | 5 | 2020-12-04 | Wednesday | 3 | No | #N/A | #N/A | #N/A | #N/A | #N/A | #N/A | #N/A | #N/A | #N/A | #N/A | #N/A | #N/A | #N/A | #N/A | #N/A | #N/A | #N/A | #N/A | #N/A | #N/A | #N/A | #N/A | #N/A | #N/A | #N/A | #N/A | #N/A | #N/A | #N/A | #N/A | #N/A | #N/A | #N/A | #N/A | #N/A | #N/A
[7 empty] | 12 | 4 | 8094 | 6 | 2020-12-04 | Wednesday | 3 | No | #N/A | #N/A | #N/A | #N/A | #N/A | #N/A | #N/A | #N/A | #N/A | #N/A | #N/A | #N/A | #N/A | #N/A | #N/A | #N/A | #N/A | #N/A | #N/A | #N/A | #N/A | #N/A | #N/A | #N/A | #N/A | #N/A | #N/A | #N/A | #N/A | #N/A | #N/A | #N/A | #N/A | #N/A | #N/A | #N/A
[7 empty] | 12 | 4 | 8095 | 7 | 2020-12-04 | Wednesday | 3 | No | #N/A | #N/A | #N/A | #N/A | #N/A | #N/A | #N/A | #N/A | #N/A | #N/A | #N/A | #N/A | #N/A | #N/A | #N/A | #N/A | #N/A | #N/A | #N/A | #N/A | #N/A | #N/A | #N/A | #N/A | #N/A | #N/A | #N/A | #N/A | #N/A | #N/A | #N/A | #N/A | #N/A | #N/A | #N/A | #N/A
[7 empty] | 12 | 4 | 8096 | 8 | 2020-12-04 | Wednesday | 3 | No | #N/A | #N/A | #N/A | #N/A | #N/A | #N/A | #N/A | #N/A | #N/A | #N/A | #N/A | #N/A | #N/A | #N/A | #N/A | #N/A | #N/A | #N/A | #N/A | #N/A | #N/A | #N/A | #N/A | #N/A | #N/A | #N/A | #N/A | #N/A | #N/A | #N/A | #N/A | #N/A | #N/A | #N/A | #N/A | #N/A
[7 empty] | 12 | 4 | 8097 | 9 | 2020-12-04 | Wednesday | 3 | No | #N/A | #N/A | #N/A | #N/A | #N/A | #N/A | #N/A | #N/A | #N/A | #N/A | #N/A | #N/A | #N/A | #N/A | #N/A | #N/A | #N/A | #N/A | #N/A | #N/A | #N/A | #N/A | #N/A | #N/A | #N/A | #N/A | #N/A | #N/A | #N/A | #N/A | #N/A | #N/A | #N/A | #N/A | #N/A | #N/A
[7 empty] | 12 | 4 | 8098 | 10 | 2020-12-04 | Wednesday | 3 | No | #N/A | #N/A | #N/A | #N/A | #N/A | #N/A | #N/A | #N/A | #N/A | #N/A | #N/A | #N/A | #N/A | #N/A | #N/A | #N/A | #N/A | #N/A | #N/A | #N/A | #N/A | #N/A | #N/A | #N/A | #N/A | #N/A | #N/A | #N/A | #N/A | #N/A | #N/A | #N/A | #N/A | #N/A | #N/A | #N/A
[7 empty] | 12 | 4 | 8099 | 11 | 2020-12-04 | Wednesday | 3 | No | #N/A | #N/A | #N/A | #N/A | #N/A | #N/A | #N/A | #N/A | #N/A | #N/A | #N/A | #N/A | #N/A | #N/A | #N/A | #N/A | #N/A | #N/A | #N/A | #N/A | #N/A | #N/A | #N/A | #N/A | #N/A | #N/A | #N/A | #N/A | #N/A | #N/A | #N/A | #N/A | #N/A | #N/A | #N/A | #N/A
[7 empty] | 12 | 4 | 8100 | 12 | 2020-12-04 | Wednesday | 3 | No | #N/A | #N/A | #N/A | #N/A | #N/A | #N/A | #N/A | #N/A | #N/A | #N/A | #N/A | #N/A | #N/A | #N/A | #N/A | #N/A | #N/A | #N/A | #N/A | #N/A | #N/A | #N/A | #N/A | #N/A | #N/A | #N/A | #N/A | #N/A | #N/A | #N/A | #N/A | #N/A | #N/A | #N/A | #N/A | #N/A
[7 empty] | 12 | 4 | 8101 | 13 | 2020-12-04 | Wednesday | 3 | No | #N/A | #N/A | #N/A | #N/A | #N/A | #N/A | #N/A | #N/A | #N/A | #N/A | #N/A | #N/A | #N/A | #N/A | #N/A | #N/A | #N/A | #N/A | #N/A | #N/A | #N/A | #N/A | #N/A | #N/A | #N/A | #N/A | #N/A | #N/A | #N/A | #N/A | #N/A | #N/A | #N/A | #N/A | #N/A | #N/A
[7 empty] | 12 | 4 | 8102 | 14 | 2020-12-04 | Wednesday | 3 | No | #N/A | #N/A | #N/A | #N/A | #N/A | #N/A | #N/A | #N/A | #N/A | #N/A | #N/A | #N/A | #N/A | #N/A | #N/A | #N/A | #N/A | #N/A | #N/A | #N/A | #N/A | #N/A | #N/A | #N/A | #N/A | #N/A | #N/A | #N/A | #N/A | #N/A | #N/A | #N/A | #N/A | #N/A | #N/A | #N/A
[7 empty] | 12 | 4 | 8103 | 15 | 2020-12-04 | Wednesday | 3 | No | #N/A | #N/A | #N/A | #N/A | #N/A | #N/A | #N/A | #N/A | #N/A | #N/A | #N/A | #N/A | #N/A | #N/A | #N/A | #N/A | #N/A | #N/A | #N/A | #N/A | #N/A | #N/A | #N/A | #N/A | #N/A | #N/A | #N/A | #N/A | #N/A | #N/A | #N/A | #N/A | #N/A | #N/A | #N/A | #N/A
[7 empty] | 12 | 4 | 8104 | 16 | 2020-12-04 | Wednesday | 3 | No | #N/A | #N/A | #N/A | #N/A | #N/A | #N/A | #N/A | #N/A | #N/A | #N/A | #N/A | #N/A | #N/A | #N/A | #N/A | #N/A | #N/A | #N/A | #N/A | #N/A | #N/A | #N/A | #N/A | #N/A | #N/A | #N/A | #N/A | #N/A | #N/A | #N/A | #N/A | #N/A | #N/A | #N/A | #N/A | #N/A
[7 empty] | 12 | 4 | 8105 | 17 | 2020-12-04 | Wednesday | 3 | No | #N/A | #N/A | #N/A | #N/A | #N/A | #N/A | #N/A | #N/A | #N/A | #N/A | #N/A | #N/A | #N/A | #N/A | #N/A | #N/A | #N/A | #N/A | #N/A | #N/A | #N/A | #N/A | #N/A | #N/A | #N/A | #N/A | #N/A | #N/A | #N/A | #N/A | #N/A | #N/A | #N/A | #N/A | #N/A | #N/A
[7 empty] | 12 | 4 | 8106 | 18 | 2020-12-04 | Wednesday | 3 | No | #N/A | #N/A | #N/A | #N/A | #N/A | #N/A | #N/A | #N/A | #N/A | #N/A | #N/A | #N/A | #N/A | #N/A | #N/A | #N/A | #N/A | #N/A | #N/A | #N/A | #N/A | #N/A | #N/A | #N/A | #N/A | #N/A | #N/A | #N/A | #N/A | #N/A | #N/A | #N/A | #N/A | #N/A | #N/A | #N/A
[7 empty] | 12 | 4 | 8107 | 19 | 2020-12-04 | Wednesday | 3 | No | #N/A | #N/A | #N/A | #N/A | #N/A | #N/A | #N/A | #N/A | #N/A | #N/A | #N/A | #N/A | #N/A | #N/A | #N/A | #N/A | #N/A | #N/A | #N/A | #N/A | #N/A | #N/A | #N/A | #N/A | #N/A | #N/A | #N/A | #N/A | #N/A | #N/A | #N/A | #N/A | #N/A | #N/A | #N/A | #N/A
[7 empty] | 12 | 4 | 8108 | 20 | 2020-12-04 | Wednesday | 3 | No | #N/A | #N/A | #N/A | #N/A | #N/A | #N/A | #N/A | #N/A | #N/A | #N/A | #N/A | #N/A | #N/A | #N/A | #N/A | #N/A | #N/A | #N/A | #N/A | #N/A | #N/A | #N/A | #N/A | #N/A | #N/A | #N/A | #N/A | #N/A | #N/A | #N/A | #N/A | #N/A | #N/A | #N/A | #N/A | #N/A
[7 empty] | 12 | 4 | 8109 | 21 | 2020-12-04 | Wednesday | 3 | No | #N/A | #N/A | #N/A | #N/A | #N/A | #N/A | #N/A | #N/A | #N/A | #N/A | #N/A | #N/A | #N/A | #N/A | #N/A | #N/A | #N/A | #N/A | #N/A | #N/A | #N/A | #N/A | #N/A | #N/A | #N/A | #N/A | #N/A | #N/A | #N/A | #N/A | #N/A | #N/A | #N/A | #N/A | #N/A | #N/A
[7 empty] | 12 | 4 | 8110 | 22 | 2020-12-04 | Wednesday | 3 | No | #N/A | #N/A | #N/A | #N/A | #N/A | #N/A | #N/A | #N/A | #N/A | #N/A | #N/A | #N/A | #N/A | #N/A | #N/A | #N/A | #N/A | #N/A | #N/A | #N/A | #N/A | #N/A | #N/A | #N/A | #N/A | #N/A | #N/A | #N/A | #N/A | #N/A | #N/A | #N/A | #N/A | #N/A | #N/A | #N/A
[7 empty] | 12 | 4 | 8111 | 23 | 2020-12-04 | Wednesday | 3 | No | #N/A | #N/A | #N/A | #N/A | #N/A | #N/A | #N/A | #N/A | #N/A | #N/A | #N/A | #N/A | #N/A | #N/A | #N/A | #N/A | #N/A | #N/A | #N/A | #N/A | #N/A | #N/A | #N/A | #N/A | #N/A | #N/A | #N/A | #N/A | #N/A | #N/A | #N/A | #N/A | #N/A | #N/A | #N/A | #N/A
[7 empty] | 12 | 4 | 8112 | 24 | 2020-12-04 | Wednesday | 3 | No | #N/A | #N/A | #N/A | #N/A | #N/A | #N/A | #N/A | #N/A | #N/A | #N/A | #N/A | #N/A | #N/A | #N/A | #N/A | #N/A | #N/A | #N/A | #N/A | #N/A | #N/A | #N/A | #N/A | #N/A | #N/A | #N/A | #N/A | #N/A | #N/A | #N/A | #N/A | #N/A | #N/A | #N/A | #N/A | #N/A
[7 empty] | 12 | 5 | 8113 | 1 | 2020-12-05 | Thursday | 4 | No | #N/A | #N/A | #N/A | #N/A | #N/A | #N/A | #N/A | #N/A | #N/A | #N/A | #N/A | #N/A | #N/A | #N/A | #N/A | #N/A | #N/A | #N/A | #N/A | #N/A | #N/A | #N/A | #N/A | #N/A | #N/A | #N/A | #N/A | #N/A | #N/A | #N/A | #N/A | #N/A | #N/A | #N/A | #N/A | #N/A
[7 empty] | 12 | 5 | 8114 | 2 | 2020-12-05 | Thursday | 4 | No | #N/A | #N/A | #N/A | #N/A | #N/A | #N/A | #N/A | #N/A | #N/A | #N/A | #N/A | #N/A | #N/A | #N/A | #N/A | #N/A | #N/A | #N/A | #N/A | #N/A | #N/A | #N/A | #N/A | #N/A | #N/A | #N/A | #N/A | #N/A | #N/A | #N/A | #N/A | #N/A | #N/A | #N/A | #N/A | #N/A
[7 empty] | 12 | 5 | 8115 | 3 | 2020-12-05 | Thursday | 4 | No | #N/A | #N/A | #N/A | #N/A | #N/A | #N/A | #N/A | #N/A | #N/A | #N/A | #N/A | #N/A | #N/A | #N/A | #N/A | #N/A | #N/A | #N/A | #N/A | #N/A | #N/A | #N/A | #N/A | #N/A | #N/A | #N/A | #N/A | #N/A | #N/A | #N/A | #N/A | #N/A | #N/A | #N/A | #N/A | #N/A
[7 empty] | 12 | 5 | 8116 | 4 | 2020-12-05 | Thursday | 4 | No | #N/A | #N/A | #N/A | #N/A | #N/A | #N/A | #N/A | #N/A | #N/A | #N/A | #N/A | #N/A | #N/A | #N/A | #N/A | #N/A | #N/A | #N/A | #N/A | #N/A | #N/A | #N/A | #N/A | #N/A | #N/A | #N/A | #N/A | #N/A | #N/A | #N/A | #N/A | #N/A | #N/A | #N/A | #N/A | #N/A
[7 empty] | 12 | 5 | 8117 | 5 | 2020-12-05 | Thursday | 4 | No | #N/A | #N/A | #N/A | #N/A | #N/A | #N/A | #N/A | #N/A | #N/A | #N/A | #N/A | #N/A | #N/A | #N/A | #N/A | #N/A | #N/A | #N/A | #N/A | #N/A | #N/A | #N/A | #N/A | #N/A | #N/A | #N/A | #N/A | #N/A | #N/A | #N/A | #N/A | #N/A | #N/A | #N/A | #N/A | #N/A
[7 empty] | 12 | 5 | 8118 | 6 | 2020-12-05 | Thursday | 4 | No | #N/A | #N/A | #N/A | #N/A | #N/A | #N/A | #N/A | #N/A | #N/A | #N/A | #N/A | #N/A | #N/A | #N/A | #N/A | #N/A | #N/A | #N/A | #N/A | #N/A | #N/A | #N/A | #N/A | #N/A | #N/A | #N/A | #N/A | #N/A | #N/A | #N/A | #N/A | #N/A | #N/A | #N/A | #N/A | #N/A
[7 empty] | 12 | 5 | 8119 | 7 | 2020-12-05 | Thursday | 4 | No | #N/A | #N/A | #N/A | #N/A | #N/A | #N/A | #N/A | #N/A | #N/A | #N/A | #N/A | #N/A | #N/A | #N/A | #N/A | #N/A | #N/A | #N/A | #N/A | #N/A | #N/A | #N/A | #N/A | #N/A | #N/A | #N/A | #N/A | #N/A | #N/A | #N/A | #N/A | #N/A | #N/A | #N/A | #N/A | #N/A
[7 empty] | 12 | 5 | 8120 | 8 | 2020-12-05 | Thursday | 4 | No | #N/A | #N/A | #N/A | #N/A | #N/A | #N/A | #N/A | #N/A | #N/A | #N/A | #N/A | #N/A | #N/A | #N/A | #N/A | #N/A | #N/A | #N/A | #N/A | #N/A | #N/A | #N/A | #N/A | #N/A | #N/A | #N/A | #N/A | #N/A | #N/A | #N/A | #N/A | #N/A | #N/A | #N/A | #N/A | #N/A
[7 empty] | 12 | 5 | 8121 | 9 | 2020-12-05 | Thursday | 4 | No | #N/A | #N/A | #N/A | #N/A | #N/A | #N/A | #N/A | #N/A | #N/A | #N/A | #N/A | #N/A | #N/A | #N/A | #N/A | #N/A | #N/A | #N/A | #N/A | #N/A | #N/A | #N/A | #N/A | #N/A | #N/A | #N/A | #N/A | #N/A | #N/A | #N/A | #N/A | #N/A | #N/A | #N/A | #N/A | #N/A
[7 empty] | 12 | 5 | 8122 | 10 | 2020-12-05 | Thursday | 4 | No | #N/A | #N/A | #N/A | #N/A | #N/A | #N/A | #N/A | #N/A | #N/A | #N/A | #N/A | #N/A | #N/A | #N/A | #N/A | #N/A | #N/A | #N/A | #N/A | #N/A | #N/A | #N/A | #N/A | #N/A | #N/A | #N/A | #N/A | #N/A | #N/A | #N/A | #N/A | #N/A | #N/A | #N/A | #N/A | #N/A
[7 empty] | 12 | 5 | 8123 | 11 | 2020-12-05 | Thursday | 4 | No | #N/A | #N/A | #N/A | #N/A | #N/A | #N/A | #N/A | #N/A | #N/A | #N/A | #N/A | #N/A | #N/A | #N/A | #N/A | #N/A | #N/A | #N/A | #N/A | #N/A | #N/A | #N/A | #N/A | #N/A | #N/A | #N/A | #N/A | #N/A | #N/A | #N/A | #N/A | #N/A | #N/A | #N/A | #N/A | #N/A
[7 empty] | 12 | 5 | 8124 | 12 | 2020-12-05 | Thursday | 4 | No | #N/A | #N/A | #N/A | #N/A | #N/A | #N/A | #N/A | #N/A | #N/A | #N/A | #N/A | #N/A | #N/A | #N/A | #N/A | #N/A | #N/A | #N/A | #N/A | #N/A | #N/A | #N/A | #N/A | #N/A | #N/A | #N/A | #N/A | #N/A | #N/A | #N/A | #N/A | #N/A | #N/A | #N/A | #N/A | #N/A
[7 empty] | 12 | 5 | 8125 | 13 | 2020-12-05 | Thursday | 4 | No | #N/A | #N/A | #N/A | #N/A | #N/A | #N/A | #N/A | #N/A | #N/A | #N/A | #N/A | #N/A | #N/A | #N/A | #N/A | #N/A | #N/A | #N/A | #N/A | #N/A | #N/A | #N/A | #N/A | #N/A | #N/A | #N/A | #N/A | #N/A | #N/A | #N/A | #N/A | #N/A | #N/A | #N/A | #N/A | #N/A
[7 empty] | 12 | 5 | 8126 | 14 | 2020-12-05 | Thursday | 4 | No | #N/A | #N/A | #N/A | #N/A | #N/A | #N/A | #N/A | #N/A | #N/A | #N/A | #N/A | #N/A | #N/A | #N/A | #N/A | #N/A | #N/A | #N/A | #N/A | #N/A | #N/A | #N/A | #N/A | #N/A | #N/A | #N/A | #N/A | #N/A | #N/A | #N/A | #N/A | #N/A | #N/A | #N/A | #N/A | #N/A
[7 empty] | 12 | 5 | 8127 | 15 | 2020-12-05 | Thursday | 4 | No | #N/A | #N/A | #N/A | #N/A | #N/A | #N/A | #N/A | #N/A | #N/A | #N/A | #N/A | #N/A | #N/A | #N/A | #N/A | #N/A | #N/A | #N/A | #N/A | #N/A | #N/A | #N/A | #N/A | #N/A | #N/A | #N/A | #N/A | #N/A | #N/A | #N/A | #N/A | #N/A | #N/A | #N/A | #N/A | #N/A
[7 empty] | 12 | 5 | 8128 | 16 | 2020-12-05 | Thursday | 4 | No | #N/A | #N/A | #N/A | #N/A | #N/A | #N/A | #N/A | #N/A | #N/A | #N/A | #N/A | #N/A | #N/A | #N/A | #N/A | #N/A | #N/A | #N/A | #N/A | #N/A | #N/A | #N/A | #N/A | #N/A | #N/A | #N/A | #N/A | #N/A | #N/A | #N/A | #N/A | #N/A | #N/A | #N/A | #N/A | #N/A
[7 empty] | 12 | 5 | 8129 | 17 | 2020-12-05 | Thursday | 4 | No | #N/A | #N/A | #N/A | #N/A | #N/A | #N/A | #N/A | #N/A | #N/A | #N/A | #N/A | #N/A | #N/A | #N/A | #N/A | #N/A | #N/A | #N/A | #N/A | #N/A | #N/A | #N/A | #N/A | #N/A | #N/A | #N/A | #N/A | #N/A | #N/A | #N/A | #N/A | #N/A | #N/A | #N/A | #N/A | #N/A
[7 empty] | 12 | 5 | 8130 | 18 | 2020-12-05 | Thursday | 4 | No | #N/A | #N/A | #N/A | #N/A | #N/A | #N/A | #N/A | #N/A | #N/A | #N/A | #N/A | #N/A | #N/A | #N/A | #N/A | #N/A | #N/A | #N/A | #N/A | #N/A | #N/A | #N/A | #N/A | #N/A | #N/A | #N/A | #N/A | #N/A | #N/A | #N/A | #N/A | #N/A | #N/A | #N/A | #N/A | #N/A
[7 empty] | 12 | 5 | 8131 | 19 | 2020-12-05 | Thursday | 4 | No | #N/A | #N/A | #N/A | #N/A | #N/A | #N/A | #N/A | #N/A | #N/A | #N/A | #N/A | #N/A | #N/A | #N/A | #N/A | #N/A | #N/A | #N/A | #N/A | #N/A | #N/A | #N/A | #N/A | #N/A | #N/A | #N/A | #N/A | #N/A | #N/A | #N/A | #N/A | #N/A | #N/A | #N/A | #N/A | #N/A
[7 empty] | 12 | 5 | 8132 | 20 | 2020-12-05 | Thursday | 4 | No | #N/A | #N/A | #N/A | #N/A | #N/A | #N/A | #N/A | #N/A | #N/A | #N/A | #N/A | #N/A | #N/A | #N/A | #N/A | #N/A | #N/A | #N/A | #N/A | #N/A | #N/A | #N/A | #N/A | #N/A | #N/A | #N/A | #N/A | #N/A | #N/A | #N/A | #N/A | #N/A | #N/A | #N/A | #N/A | #N/A
[7 empty] | 12 | 5 | 8133 | 21 | 2020-12-05 | Thursday | 4 | No | #N/A | #N/A | #N/A | #N/A | #N/A | #N/A | #N/A | #N/A | #N/A | #N/A | #N/A | #N/A | #N/A | #N/A | #N/A | #N/A | #N/A | #N/A | #N/A | #N/A | #N/A | #N/A | #N/A | #N/A | #N/A | #N/A | #N/A | #N/A | #N/A | #N/A | #N/A | #N/A | #N/A | #N/A | #N/A | #N/A
[7 empty] | 12 | 5 | 8134 | 22 | 2020-12-05 | Thursday | 4 | No | #N/A | #N/A | #N/A | #N/A | #N/A | #N/A | #N/A | #N/A | #N/A | #N/A | #N/A | #N/A | #N/A | #N/A | #N/A | #N/A | #N/A | #N/A | #N/A | #N/A | #N/A | #N/A | #N/A | #N/A | #N/A | #N/A | #N/A | #N/A | #N/A | #N/A | #N/A | #N/A | #N/A | #N/A | #N/A | #N/A
[7 empty] | 12 | 5 | 8135 | 23 | 2020-12-05 | Thursday | 4 | No | #N/A | #N/A | #N/A | #N/A | #N/A | #N/A | #N/A | #N/A | #N/A | #N/A | #N/A | #N/A | #N/A | #N/A | #N/A | #N/A | #N/A | #N/A | #N/A | #N/A | #N/A | #N/A | #N/A | #N/A | #N/A | #N/A | #N/A | #N/A | #N/A | #N/A | #N/A | #N/A | #N/A | #N/A | #N/A | #N/A
[7 empty] | 12 | 5 | 8136 | 24 | 2020-12-05 | Thursday | 4 | No | #N/A | #N/A | #N/A | #N/A | #N/A | #N/A | #N/A | #N/A | #N/A | #N/A | #N/A | #N/A | #N/A | #N/A | #N/A | #N/A | #N/A | #N/A | #N/A | #N/A | #N/A | #N/A | #N/A | #N/A | #N/A | #N/A | #N/A | #N/A | #N/A | #N/A | #N/A | #N/A | #N/A | #N/A | #N/A | #N/A
[7 empty] | 12 | 6 | 8137 | 1 | 2020-12-06 | Friday | 5 | No | #N/A | #N/A | #N/A | #N/A | #N/A | #N/A | #N/A | #N/A | #N/A | #N/A | #N/A | #N/A | #N/A | #N/A | #N/A | #N/A | #N/A | #N/A | #N/A | #N/A | #N/A | #N/A | #N/A | #N/A | #N/A | #N/A | #N/A | #N/A | #N/A | #N/A | #N/A | #N/A | #N/A | #N/A | #N/A | #N/A
[7 empty] | 12 | 6 | 8138 | 2 | 2020-12-06 | Friday | 5 | No | #N/A | #N/A | #N/A | #N/A | #N/A | #N/A | #N/A | #N/A | #N/A | #N/A | #N/A | #N/A | #N/A | #N/A | #N/A | #N/A | #N/A | #N/A | #N/A | #N/A | #N/A | #N/A | #N/A | #N/A | #N/A | #N/A | #N/A | #N/A | #N/A | #N/A | #N/A | #N/A | #N/A | #N/A | #N/A | #N/A
[7 empty] | 12 | 6 | 8139 | 3 | 2020-12-06 | Friday | 5 | No | #N/A | #N/A | #N/A | #N/A | #N/A | #N/A | #N/A | #N/A | #N/A | #N/A | #N/A | #N/A | #N/A | #N/A | #N/A | #N/A | #N/A | #N/A | #N/A | #N/A | #N/A | #N/A | #N/A | #N/A | #N/A | #N/A | #N/A | #N/A | #N/A | #N/A | #N/A | #N/A | #N/A | #N/A | #N/A | #N/A
[7 empty] | 12 | 6 | 8140 | 4 | 2020-12-06 | Friday | 5 | No | #N/A | #N/A | #N/A | #N/A | #N/A | #N/A | #N/A | #N/A | #N/A | #N/A | #N/A | #N/A | #N/A | #N/A | #N/A | #N/A | #N/A | #N/A | #N/A | #N/A | #N/A | #N/A | #N/A | #N/A | #N/A | #N/A | #N/A | #N/A | #N/A | #N/A | #N/A | #N/A | #N/A | #N/A | #N/A | #N/A
[7 empty] | 12 | 6 | 8141 | 5 | 2020-12-06 | Friday | 5 | No | #N/A | #N/A | #N/A | #N/A | #N/A | #N/A | #N/A | #N/A | #N/A | #N/A | #N/A | #N/A | #N/A | #N/A | #N/A | #N/A | #N/A | #N/A | #N/A | #N/A | #N/A | #N/A | #N/A | #N/A | #N/A | #N/A | #N/A | #N/A | #N/A | #N/A | #N/A | #N/A | #N/A | #N/A | #N/A | #N/A
[7 empty] | 12 | 6 | 8142 | 6 | 2020-12-06 | Friday | 5 | No | #N/A | #N/A | #N/A | #N/A | #N/A | #N/A | #N/A | #N/A | #N/A | #N/A | #N/A | #N/A | #N/A | #N/A | #N/A | #N/A | #N/A | #N/A | #N/A | #N/A | #N/A | #N/A | #N/A | #N/A | #N/A | #N/A | #N/A | #N/A | #N/A | #N/A | #N/A | #N/A | #N/A | #N/A | #N/A | #N/A
[7 empty] | 12 | 6 | 8143 | 7 | 2020-12-06 | Friday | 5 | No | #N/A | #N/A | #N/A | #N/A | #N/A | #N/A | #N/A | #N/A | #N/A | #N/A | #N/A | #N/A | #N/A | #N/A | #N/A | #N/A | #N/A | #N/A | #N/A | #N/A | #N/A | #N/A | #N/A | #N/A | #N/A | #N/A | #N/A | #N/A | #N/A | #N/A | #N/A | #N/A | #N/A | #N/A | #N/A | #N/A
[7 empty] | 12 | 6 | 8144 | 8 | 2020-12-06 | Friday | 5 | No | #N/A | #N/A | #N/A | #N/A | #N/A | #N/A | #N/A | #N/A | #N/A | #N/A | #N/A | #N/A | #N/A | #N/A | #N/A | #N/A | #N/A | #N/A | #N/A | #N/A | #N/A | #N/A | #N/A | #N/A | #N/A | #N/A | #N/A | #N/A | #N/A | #N/A | #N/A | #N/A | #N/A | #N/A | #N/A | #N/A
[7 empty] | 12 | 6 | 8145 | 9 | 2020-12-06 | Friday | 5 | No | #N/A | #N/A | #N/A | #N/A | #N/A | #N/A | #N/A | #N/A | #N/A | #N/A | #N/A | #N/A | #N/A | #N/A | #N/A | #N/A | #N/A | #N/A | #N/A | #N/A | #N/A | #N/A | #N/A | #N/A | #N/A | #N/A | #N/A | #N/A | #N/A | #N/A | #N/A | #N/A | #N/A | #N/A | #N/A | #N/A
[7 empty] | 12 | 6 | 8146 | 10 | 2020-12-06 | Friday | 5 | No | #N/A | #N/A | #N/A | #N/A | #N/A | #N/A | #N/A | #N/A | #N/A | #N/A | #N/A | #N/A | #N/A | #N/A | #N/A | #N/A | #N/A | #N/A | #N/A | #N/A | #N/A | #N/A | #N/A | #N/A | #N/A | #N/A | #N/A | #N/A | #N/A | #N/A | #N/A | #N/A | #N/A | #N/A | #N/A | #N/A
[7 empty] | 12 | 6 | 8147 | 11 | 2020-12-06 | Friday | 5 | No | #N/A | #N/A | #N/A | #N/A | #N/A | #N/A | #N/A | #N/A | #N/A | #N/A | #N/A | #N/A | #N/A | #N/A | #N/A | #N/A | #N/A | #N/A | #N/A | #N/A | #N/A | #N/A | #N/A | #N/A | #N/A | #N/A | #N/A | #N/A | #N/A | #N/A | #N/A | #N/A | #N/A | #N/A | #N/A | #N/A
[7 empty] | 12 | 6 | 8148 | 12 | 2020-12-06 | Friday | 5 | No | #N/A | #N/A | #N/A | #N/A | #N/A | #N/A | #N/A | #N/A | #N/A | #N/A | #N/A | #N/A | #N/A | #N/A | #N/A | #N/A | #N/A | #N/A | #N/A | #N/A | #N/A | #N/A | #N/A | #N/A | #N/A | #N/A | #N/A | #N/A | #N/A | #N/A | #N/A | #N/A | #N/A | #N/A | #N/A | #N/A
[7 empty] | 12 | 6 | 8149 | 13 | 2020-12-06 | Friday | 5 | No | #N/A | #N/A | #N/A | #N/A | #N/A | #N/A | #N/A | #N/A | #N/A | #N/A | #N/A | #N/A | #N/A | #N/A | #N/A | #N/A | #N/A | #N/A | #N/A | #N/A | #N/A | #N/A | #N/A | #N/A | #N/A | #N/A | #N/A | #N/A | #N/A | #N/A | #N/A | #N/A | #N/A | #N/A | #N/A | #N/A
[7 empty] | 12 | 6 | 8150 | 14 | 2020-12-06 | Friday | 5 | No | #N/A | #N/A | #N/A | #N/A | #N/A | #N/A | #N/A | #N/A | #N/A | #N/A | #N/A | #N/A | #N/A | #N/A | #N/A | #N/A | #N/A | #N/A | #N/A | #N/A | #N/A | #N/A | #N/A | #N/A | #N/A | #N/A | #N/A | #N/A | #N/A | #N/A | #N/A | #N/A | #N/A | #N/A | #N/A | #N/A
[7 empty] | 12 | 6 | 8151 | 15 | 2020-12-06 | Friday | 5 | No | #N/A | #N/A | #N/A | #N/A | #N/A | #N/A | #N/A | #N/A | #N/A | #N/A | #N/A | #N/A | #N/A | #N/A | #N/A | #N/A | #N/A | #N/A | #N/A | #N/A | #N/A | #N/A | #N/A | #N/A | #N/A | #N/A | #N/A | #N/A | #N/A | #N/A | #N/A | #N/A | #N/A | #N/A | #N/A | #N/A
[7 empty] | 12 | 6 | 8152 | 16 | 2020-12-06 | Friday | 5 | No | #N/A | #N/A | #N/A | #N/A | #N/A | #N/A | #N/A | #N/A | #N/A | #N/A | #N/A | #N/A | #N/A | #N/A | #N/A | #N/A | #N/A | #N/A | #N/A | #N/A | #N/A | #N/A | #N/A | #N/A | #N/A | #N/A | #N/A | #N/A | #N/A | #N/A | #N/A | #N/A | #N/A | #N/A | #N/A | #N/A
[7 empty] | 12 | 6 | 8153 | 17 | 2020-12-06 | Friday | 5 | No | #N/A | #N/A | #N/A | #N/A | #N/A | #N/A | #N/A | #N/A | #N/A | #N/A | #N/A | #N/A | #N/A | #N/A | #N/A | #N/A | #N/A | #N/A | #N/A | #N/A | #N/A | #N/A | #N/A | #N/A | #N/A | #N/A | #N/A | #N/A | #N/A | #N/A | #N/A | #N/A | #N/A | #N/A | #N/A | #N/A
[7 empty] | 12 | 6 | 8154 | 18 | 2020-12-06 | Friday | 5 | No | #N/A | #N/A | #N/A | #N/A | #N/A | #N/A | #N/A | #N/A | #N/A | #N/A | #N/A | #N/A | #N/A | #N/A | #N/A | #N/A | #N/A | #N/A | #N/A | #N/A | #N/A | #N/A | #N/A | #N/A | #N/A | #N/A | #N/A | #N/A | #N/A | #N/A | #N/A | #N/A | #N/A | #N/A | #N/A | #N/A
[7 empty] | 12 | 6 | 8155 | 19 | 2020-12-06 | Friday | 5 | No | #N/A | #N/A | #N/A | #N/A | #N/A | #N/A | #N/A | #N/A | #N/A | #N/A | #N/A | #N/A | #N/A | #N/A | #N/A | #N/A | #N/A | #N/A | #N/A | #N/A | #N/A | #N/A | #N/A | #N/A | #N/A | #N/A | #N/A | #N/A | #N/A | #N/A | #N/A | #N/A | #N/A | #N/A | #N/A | #N/A
[7 empty] | 12 | 6 | 8156 | 20 | 2020-12-06 | Friday | 5 | No | #N/A | #N/A | #N/A | #N/A | #N/A | #N/A | #N/A | #N/A | #N/A | #N/A | #N/A | #N/A | #N/A | #N/A | #N/A | #N/A | #N/A | #N/A | #N/A | #N/A | #N/A | #N/A | #N/A | #N/A | #N/A | #N/A | #N/A | #N/A | #N/A | #N/A | #N/A | #N/A | #N/A | #N/A | #N/A | #N/A
[7 empty] | 12 | 6 | 8157 | 21 | 2020-12-06 | Friday | 5 | No | #N/A | #N/A | #N/A | #N/A | #N/A | #N/A | #N/A | #N/A | #N/A | #N/A | #N/A | #N/A | #N/A | #N/A | #N/A | #N/A | #N/A | #N/A | #N/A | #N/A | #N/A | #N/A | #N/A | #N/A | #N/A | #N/A | #N/A | #N/A | #N/A | #N/A | #N/A | #N/A | #N/A | #N/A | #N/A | #N/A
[7 empty] | 12 | 6 | 8158 | 22 | 2020-12-06 | Friday | 5 | No | #N/A | #N/A | #N/A | #N/A | #N/A | #N/A | #N/A | #N/A | #N/A | #N/A | #N/A | #N/A | #N/A | #N/A | #N/A | #N/A | #N/A | #N/A | #N/A | #N/A | #N/A | #N/A | #N/A | #N/A | #N/A | #N/A | #N/A | #N/A | #N/A | #N/A | #N/A | #N/A | #N/A | #N/A | #N/A | #N/A
[7 empty] | 12 | 6 | 8159 | 23 | 2020-12-06 | Friday | 5 | No | #N/A | #N/A | #N/A | #N/A | #N/A | #N/A | #N/A | #N/A | #N/A | #N/A | #N/A | #N/A | #N/A | #N/A | #N/A | #N/A | #N/A | #N/A | #N/A | #N/A | #N/A | #N/A | #N/A | #N/A | #N/A | #N/A | #N/A | #N/A | #N/A | #N/A | #N/A | #N/A | #N/A | #N/A | #N/A | #N/A
[7 empty] | 12 | 6 | 8160 | 24 | 2020-12-06 | Friday | 5 | No | #N/A | #N/A | #N/A | #N/A | #N/A | #N/A | #N/A | #N/A | #N/A | #N/A | #N/A | #N/A | #N/A | #N/A | #N/A | #N/A | #N/A | #N/A | #N/A | #N/A | #N/A | #N/A | #N/A | #N/A | #N/A | #N/A | #N/A | #N/A | #N/A | #N/A | #N/A | #N/A | #N/A | #N/A | #N/A | #N/A
[7 empty] | 12 | 7 | 8161 | 1 | 2020-12-07 | Saturday | 6 | No | #N/A | #N/A | #N/A | #N/A | #N/A | #N/A | #N/A | #N/A | #N/A | #N/A | #N/A | #N/A | #N/A | #N/A | #N/A | #N/A | #N/A | #N/A | #N/A | #N/A | #N/A | #N/A | #N/A | #N/A | #N/A | #N/A | #N/A | #N/A | #N/A | #N/A | #N/A | #N/A | #N/A | #N/A | #N/A | #N/A
[7 empty] | 12 | 7 | 8162 | 2 | 2020-12-07 | Saturday | 6 | No | #N/A | #N/A | #N/A | #N/A | #N/A | #N/A | #N/A | #N/A | #N/A | #N/A | #N/A | #N/A | #N/A | #N/A | #N/A | #N/A | #N/A | #N/A | #N/A | #N/A | #N/A | #N/A | #N/A | #N/A | #N/A | #N/A | #N/A | #N/A | #N/A | #N/A | #N/A | #N/A | #N/A | #N/A | #N/A | #N/A
[7 empty] | 12 | 7 | 8163 | 3 | 2020-12-07 | Saturday | 6 | No | #N/A | #N/A | #N/A | #N/A | #N/A | #N/A | #N/A | #N/A | #N/A | #N/A | #N/A | #N/A | #N/A | #N/A | #N/A | #N/A | #N/A | #N/A | #N/A | #N/A | #N/A | #N/A | #N/A | #N/A | #N/A | #N/A | #N/A | #N/A | #N/A | #N/A | #N/A | #N/A | #N/A | #N/A | #N/A | #N/A
[7 empty] | 12 | 7 | 8164 | 4 | 2020-12-07 | Saturday | 6 | No | #N/A | #N/A | #N/A | #N/A | #N/A | #N/A | #N/A | #N/A | #N/A | #N/A | #N/A | #N/A | #N/A | #N/A | #N/A | #N/A | #N/A | #N/A | #N/A | #N/A | #N/A | #N/A | #N/A | #N/A | #N/A | #N/A | #N/A | #N/A | #N/A | #N/A | #N/A | #N/A | #N/A | #N/A | #N/A | #N/A
[7 empty] | 12 | 7 | 8165 | 5 | 2020-12-07 | Saturday | 6 | No | #N/A | #N/A | #N/A | #N/A | #N/A | #N/A | #N/A | #N/A | #N/A | #N/A | #N/A | #N/A | #N/A | #N/A | #N/A | #N/A | #N/A | #N/A | #N/A | #N/A | #N/A | #N/A | #N/A | #N/A | #N/A | #N/A | #N/A | #N/A | #N/A | #N/A | #N/A | #N/A | #N/A | #N/A | #N/A | #N/A
[7 empty] | 12 | 7 | 8166 | 6 | 2020-12-07 | Saturday | 6 | No | #N/A | #N/A | #N/A | #N/A | #N/A | #N/A | #N/A | #N/A | #N/A | #N/A | #N/A | #N/A | #N/A | #N/A | #N/A | #N/A | #N/A | #N/A | #N/A | #N/A | #N/A | #N/A | #N/A | #N/A | #N/A | #N/A | #N/A | #N/A | #N/A | #N/A | #N/A | #N/A | #N/A | #N/A | #N/A | #N/A
[7 empty] | 12 | 7 | 8167 | 7 | 2020-12-07 | Saturday | 6 | No | #N/A | #N/A | #N/A | #N/A | #N/A | #N/A | #N/A | #N/A | #N/A | #N/A | #N/A | #N/A | #N/A | #N/A | #N/A | #N/A | #N/A | #N/A | #N/A | #N/A | #N/A | #N/A | #N/A | #N/A | #N/A | #N/A | #N/A | #N/A | #N/A | #N/A | #N/A | #N/A | #N/A | #N/A | #N/A | #N/A
[7 empty] | 12 | 7 | 8168 | 8 | 2020-12-07 | Saturday | 6 | No | #N/A | #N/A | #N/A | #N/A | #N/A | #N/A | #N/A | #N/A | #N/A | #N/A | #N/A | #N/A | #N/A | #N/A | #N/A | #N/A | #N/A | #N/A | #N/A | #N/A | #N/A | #N/A | #N/A | #N/A | #N/A | #N/A | #N/A | #N/A | #N/A | #N/A | #N/A | #N/A | #N/A | #N/A | #N/A | #N/A
[7 empty] | 12 | 7 | 8169 | 9 | 2020-12-07 | Saturday | 6 | No | #N/A | #N/A | #N/A | #N/A | #N/A | #N/A | #N/A | #N/A | #N/A | #N/A | #N/A | #N/A | #N/A | #N/A | #N/A | #N/A | #N/A | #N/A | #N/A | #N/A | #N/A | #N/A | #N/A | #N/A | #N/A | #N/A | #N/A | #N/A | #N/A | #N/A | #N/A | #N/A | #N/A | #N/A | #N/A | #N/A
[7 empty] | 12 | 7 | 8170 | 10 | 2020-12-07 | Saturday | 6 | No | #N/A | #N/A | #N/A | #N/A | #N/A | #N/A | #N/A | #N/A | #N/A | #N/A | #N/A | #N/A | #N/A | #N/A | #N/A | #N/A | #N/A | #N/A | #N/A | #N/A | #N/A | #N/A | #N/A | #N/A | #N/A | #N/A | #N/A | #N/A | #N/A | #N/A | #N/A | #N/A | #N/A | #N/A | #N/A | #N/A
[7 empty] | 12 | 7 | 8171 | 11 | 2020-12-07 | Saturday | 6 | No | #N/A | #N/A | #N/A | #N/A | #N/A | #N/A | #N/A | #N/A | #N/A | #N/A | #N/A | #N/A | #N/A | #N/A | #N/A | #N/A | #N/A | #N/A | #N/A | #N/A | #N/A | #N/A | #N/A | #N/A | #N/A | #N/A | #N/A | #N/A | #N/A | #N/A | #N/A | #N/A | #N/A | #N/A | #N/A | #N/A
[7 empty] | 12 | 7 | 8172 | 12 | 2020-12-07 | Saturday | 6 | No | #N/A | #N/A | #N/A | #N/A | #N/A | #N/A | #N/A | #N/A | #N/A | #N/A | #N/A | #N/A | #N/A | #N/A | #N/A | #N/A | #N/A | #N/A | #N/A | #N/A | #N/A | #N/A | #N/A | #N/A | #N/A | #N/A | #N/A | #N/A | #N/A | #N/A | #N/A | #N/A | #N/A | #N/A | #N/A | #N/A
[7 empty] | 12 | 7 | 8173 | 13 | 2020-12-07 | Saturday | 6 | No | #N/A | #N/A | #N/A | #N/A | #N/A | #N/A | #N/A | #N/A | #N/A | #N/A | #N/A | #N/A | #N/A | #N/A | #N/A | #N/A | #N/A | #N/A | #N/A | #N/A | #N/A | #N/A | #N/A | #N/A | #N/A | #N/A | #N/A | #N/A | #N/A | #N/A | #N/A | #N/A | #N/A | #N/A | #N/A | #N/A
[7 empty] | 12 | 7 | 8174 | 14 | 2020-12-07 | Saturday | 6 | No | #N/A | #N/A | #N/A | #N/A | #N/A | #N/A | #N/A | #N/A | #N/A | #N/A | #N/A | #N/A | #N/A | #N/A | #N/A | #N/A | #N/A | #N/A | #N/A | #N/A | #N/A | #N/A | #N/A | #N/A | #N/A | #N/A | #N/A | #N/A | #N/A | #N/A | #N/A | #N/A | #N/A | #N/A | #N/A | #N/A
[7 empty] | 12 | 7 | 8175 | 15 | 2020-12-07 | Saturday | 6 | No | #N/A | #N/A | #N/A | #N/A | #N/A | #N/A | #N/A | #N/A | #N/A | #N/A | #N/A | #N/A | #N/A | #N/A | #N/A | #N/A | #N/A | #N/A | #N/A | #N/A | #N/A | #N/A | #N/A | #N/A | #N/A | #N/A | #N/A | #N/A | #N/A | #N/A | #N/A | #N/A | #N/A | #N/A | #N/A | #N/A
[7 empty] | 12 | 7 | 8176 | 16 | 2020-12-07 | Saturday | 6 | No | #N/A | #N/A | #N/A | #N/A | #N/A | #N/A | #N/A | #N/A | #N/A | #N/A | #N/A | #N/A | #N/A | #N/A | #N/A | #N/A | #N/A | #N/A | #N/A | #N/A | #N/A | #N/A | #N/A | #N/A | #N/A | #N/A | #N/A | #N/A | #N/A | #N/A | #N/A | #N/A | #N/A | #N/A | #N/A | #N/A
[7 empty] | 12 | 7 | 8177 | 17 | 2020-12-07 | Saturday | 6 | No | #N/A | #N/A | #N/A | #N/A | #N/A | #N/A | #N/A | #N/A | #N/A | #N/A | #N/A | #N/A | #N/A | #N/A | #N/A | #N/A | #N/A | #N/A | #N/A | #N/A | #N/A | #N/A | #N/A | #N/A | #N/A | #N/A | #N/A | #N/A | #N/A | #N/A | #N/A | #N/A | #N/A | #N/A | #N/A | #N/A
[7 empty] | 12 | 7 | 8178 | 18 | 2020-12-07 | Saturday | 6 | No | #N/A | #N/A | #N/A | #N/A | #N/A | #N/A | #N/A | #N/A | #N/A | #N/A | #N/A | #N/A | #N/A | #N/A | #N/A | #N/A | #N/A | #N/A | #N/A | #N/A | #N/A | #N/A | #N/A | #N/A | #N/A | #N/A | #N/A | #N/A | #N/A | #N/A | #N/A | #N/A | #N/A | #N/A | #N/A | #N/A
[7 empty] | 12 | 7 | 8179 | 19 | 2020-12-07 | Saturday | 6 | No | #N/A | #N/A | #N/A | #N/A | #N/A | #N/A | #N/A | #N/A | #N/A | #N/A | #N/A | #N/A | #N/A | #N/A | #N/A | #N/A | #N/A | #N/A | #N/A | #N/A | #N/A | #N/A | #N/A | #N/A | #N/A | #N/A | #N/A | #N/A | #N/A | #N/A | #N/A | #N/A | #N/A | #N/A | #N/A | #N/A
[7 empty] | 12 | 7 | 8180 | 20 | 2020-12-07 | Saturday | 6 | No | #N/A | #N/A | #N/A | #N/A | #N/A | #N/A | #N/A | #N/A | #N/A | #N/A | #N/A | #N/A | #N/A | #N/A | #N/A | #N/A | #N/A | #N/A | #N/A | #N/A | #N/A | #N/A | #N/A | #N/A | #N/A | #N/A | #N/A | #N/A | #N/A | #N/A | #N/A | #N/A | #N/A | #N/A | #N/A | #N/A
[7 empty] | 12 | 7 | 8181 | 21 | 2020-12-07 | Saturday | 6 | No | #N/A | #N/A | #N/A | #N/A | #N/A | #N/A | #N/A | #N/A | #N/A | #N/A | #N/A | #N/A | #N/A | #N/A | #N/A | #N/A | #N/A | #N/A | #N/A | #N/A | #N/A | #N/A | #N/A | #N/A | #N/A | #N/A | #N/A | #N/A | #N/A | #N/A | #N/A | #N/A | #N/A | #N/A | #N/A | #N/A
[7 empty] | 12 | 7 | 8182 | 22 | 2020-12-07 | Saturday | 6 | No | #N/A | #N/A | #N/A | #N/A | #N/A | #N/A | #N/A | #N/A | #N/A | #N/A | #N/A | #N/A | #N/A | #N/A | #N/A | #N/A | #N/A | #N/A | #N/A | #N/A | #N/A | #N/A | #N/A | #N/A | #N/A | #N/A | #N/A | #N/A | #N/A | #N/A | #N/A | #N/A | #N/A | #N/A | #N/A | #N/A
[7 empty] | 12 | 7 | 8183 | 23 | 2020-12-07 | Saturday | 6 | No | #N/A | #N/A | #N/A | #N/A | #N/A | #N/A | #N/A | #N/A | #N/A | #N/A | #N/A | #N/A | #N/A | #N/A | #N/A | #N/A | #N/A | #N/A | #N/A | #N/A | #N/A | #N/A | #N/A | #N/A | #N/A | #N/A | #N/A | #N/A | #N/A | #N/A | #N/A | #N/A | #N/A | #N/A | #N/A | #N/A
[7 empty] | 12 | 7 | 8184 | 24 | 2020-12-07 | Saturday | 6 | No | #N/A | #N/A | #N/A | #N/A | #N/A | #N/A | #N/A | #N/A | #N/A | #N/A | #N/A | #N/A | #N/A | #N/A | #N/A | #N/A | #N/A | #N/A | #N/A | #N/A | #N/A | #N/A | #N/A | #N/A | #N/A | #N/A | #N/A | #N/A | #N/A | #N/A | #N/A | #N/A | #N/A | #N/A | #N/A | #N/A
[7 empty] | 12 | 8 | 8185 | 1 | 2020-12-08 | Sunday | 7 | No | #N/A | #N/A | #N/A | #N/A | #N/A | #N/A | #N/A | #N/A | #N/A | #N/A | #N/A | #N/A | #N/A | #N/A | #N/A | #N/A | #N/A | #N/A | #N/A | #N/A | #N/A | #N/A | #N/A | #N/A | #N/A | #N/A | #N/A | #N/A | #N/A | #N/A | #N/A | #N/A | #N/A | #N/A | #N/A | #N/A
[7 empty] | 12 | 8 | 8186 | 2 | 2020-12-08 | Sunday | 7 | No | #N/A | #N/A | #N/A | #N/A | #N/A | #N/A | #N/A | #N/A | #N/A | #N/A | #N/A | #N/A | #N/A | #N/A | #N/A | #N/A | #N/A | #N/A | #N/A | #N/A | #N/A | #N/A | #N/A | #N/A | #N/A | #N/A | #N/A | #N/A | #N/A | #N/A | #N/A | #N/A | #N/A | #N/A | #N/A | #N/A
[7 empty] | 12 | 8 | 8187 | 3 | 2020-12-08 | Sunday | 7 | No | #N/A | #N/A | #N/A | #N/A | #N/A | #N/A | #N/A | #N/A | #N/A | #N/A | #N/A | #N/A | #N/A | #N/A | #N/A | #N/A | #N/A | #N/A | #N/A | #N/A | #N/A | #N/A | #N/A | #N/A | #N/A | #N/A | #N/A | #N/A | #N/A | #N/A | #N/A | #N/A | #N/A | #N/A | #N/A | #N/A
[7 empty] | 12 | 8 | 8188 | 4 | 2020-12-08 | Sunday | 7 | No | #N/A | #N/A | #N/A | #N/A | #N/A | #N/A | #N/A | #N/A | #N/A | #N/A | #N/A | #N/A | #N/A | #N/A | #N/A | #N/A | #N/A | #N/A | #N/A | #N/A | #N/A | #N/A | #N/A | #N/A | #N/A | #N/A | #N/A | #N/A | #N/A | #N/A | #N/A | #N/A | #N/A | #N/A | #N/A | #N/A
[7 empty] | 12 | 8 | 8189 | 5 | 2020-12-08 | Sunday | 7 | No | #N/A | #N/A | #N/A | #N/A | #N/A | #N/A | #N/A | #N/A | #N/A | #N/A | #N/A | #N/A | #N/A | #N/A | #N/A | #N/A | #N/A | #N/A | #N/A | #N/A | #N/A | #N/A | #N/A | #N/A | #N/A | #N/A | #N/A | #N/A | #N/A | #N/A | #N/A | #N/A | #N/A | #N/A | #N/A | #N/A
[7 empty] | 12 | 8 | 8190 | 6 | 2020-12-08 | Sunday | 7 | No | #N/A | #N/A | #N/A | #N/A | #N/A | #N/A | #N/A | #N/A | #N/A | #N/A | #N/A | #N/A | #N/A | #N/A | #N/A | #N/A | #N/A | #N/A | #N/A | #N/A | #N/A | #N/A | #N/A | #N/A | #N/A | #N/A | #N/A | #N/A | #N/A | #N/A | #N/A | #N/A | #N/A | #N/A | #N/A | #N/A
[7 empty] | 12 | 8 | 8191 | 7 | 2020-12-08 | Sunday | 7 | No | #N/A | #N/A | #N/A | #N/A | #N/A | #N/A | #N/A | #N/A | #N/A | #N/A | #N/A | #N/A | #N/A | #N/A | #N/A | #N/A | #N/A | #N/A | #N/A | #N/A | #N/A | #N/A | #N/A | #N/A | #N/A | #N/A | #N/A | #N/A | #N/A | #N/A | #N/A | #N/A | #N/A | #N/A | #N/A | #N/A
[7 empty] | 12 | 8 | 8192 | 8 | 2020-12-08 | Sunday | 7 | No | #N/A | #N/A | #N/A | #N/A | #N/A | #N/A | #N/A | #N/A | #N/A | #N/A | #N/A | #N/A | #N/A | #N/A | #N/A | #N/A | #N/A | #N/A | #N/A | #N/A | #N/A | #N/A | #N/A | #N/A | #N/A | #N/A | #N/A | #N/A | #N/A | #N/A | #N/A | #N/A | #N/A | #N/A | #N/A | #N/A
[7 empty] | 12 | 8 | 8193 | 9 | 2020-12-08 | Sunday | 7 | No | #N/A | #N/A | #N/A | #N/A | #N/A | #N/A | #N/A | #N/A | #N/A | #N/A | #N/A | #N/A | #N/A | #N/A | #N/A | #N/A | #N/A | #N/A | #N/A | #N/A | #N/A | #N/A | #N/A | #N/A | #N/A | #N/A | #N/A | #N/A | #N/A | #N/A | #N/A | #N/A | #N/A | #N/A | #N/A | #N/A
[7 empty] | 12 | 8 | 8194 | 10 | 2020-12-08 | Sunday | 7 | No | #N/A | #N/A | #N/A | #N/A | #N/A | #N/A | #N/A | #N/A | #N/A | #N/A | #N/A | #N/A | #N/A | #N/A | #N/A | #N/A | #N/A | #N/A | #N/A | #N/A | #N/A | #N/A | #N/A | #N/A | #N/A | #N/A | #N/A | #N/A | #N/A | #N/A | #N/A | #N/A | #N/A | #N/A | #N/A | #N/A
[7 empty] | 12 | 8 | 8195 | 11 | 2020-12-08 | Sunday | 7 | No | #N/A | #N/A | #N/A | #N/A | #N/A | #N/A | #N/A | #N/A | #N/A | #N/A | #N/A | #N/A | #N/A | #N/A | #N/A | #N/A | #N/A | #N/A | #N/A | #N/A | #N/A | #N/A | #N/A | #N/A | #N/A | #N/A | #N/A | #N/A | #N/A | #N/A | #N/A | #N/A | #N/A | #N/A | #N/A | #N/A
[7 empty] | 12 | 8 | 8196 | 12 | 2020-12-08 | Sunday | 7 | No | #N/A | #N/A | #N/A | #N/A | #N/A | #N/A | #N/A | #N/A | #N/A | #N/A | #N/A | #N/A | #N/A | #N/A | #N/A | #N/A | #N/A | #N/A | #N/A | #N/A | #N/A | #N/A | #N/A | #N/A | #N/A | #N/A | #N/A | #N/A | #N/A | #N/A | #N/A | #N/A | #N/A | #N/A | #N/A | #N/A
[7 empty] | 12 | 8 | 8197 | 13 | 2020-12-08 | Sunday | 7 | No | #N/A | #N/A | #N/A | #N/A | #N/A | #N/A | #N/A | #N/A | #N/A | #N/A | #N/A | #N/A | #N/A | #N/A | #N/A | #N/A | #N/A | #N/A | #N/A | #N/A | #N/A | #N/A | #N/A | #N/A | #N/A | #N/A | #N/A | #N/A | #N/A | #N/A | #N/A | #N/A | #N/A | #N/A | #N/A | #N/A
[7 empty] | 12 | 8 | 8198 | 14 | 2020-12-08 | Sunday | 7 | No | #N/A | #N/A | #N/A | #N/A | #N/A | #N/A | #N/A | #N/A | #N/A | #N/A | #N/A | #N/A | #N/A | #N/A | #N/A | #N/A | #N/A | #N/A | #N/A | #N/A | #N/A | #N/A | #N/A | #N/A | #N/A | #N/A | #N/A | #N/A | #N/A | #N/A | #N/A | #N/A | #N/A | #N/A | #N/A | #N/A
[7 empty] | 12 | 8 | 8199 | 15 | 2020-12-08 | Sunday | 7 | No | #N/A | #N/A | #N/A | #N/A | #N/A | #N/A | #N/A | #N/A | #N/A | #N/A | #N/A | #N/A | #N/A | #N/A | #N/A | #N/A | #N/A | #N/A | #N/A | #N/A | #N/A | #N/A | #N/A | #N/A | #N/A | #N/A | #N/A | #N/A | #N/A | #N/A | #N/A | #N/A | #N/A | #N/A | #N/A | #N/A
[7 empty] | 12 | 8 | 8200 | 16 | 2020-12-08 | Sunday | 7 | No | #N/A | #N/A | #N/A | #N/A | #N/A | #N/A | #N/A | #N/A | #N/A | #N/A | #N/A | #N/A | #N/A | #N/A | #N/A | #N/A | #N/A | #N/A | #N/A | #N/A | #N/A | #N/A | #N/A | #N/A | #N/A | #N/A | #N/A | #N/A | #N/A | #N/A | #N/A | #N/A | #N/A | #N/A | #N/A | #N/A
[7 empty] | 12 | 8 | 8201 | 17 | 2020-12-08 | Sunday | 7 | No | #N/A | #N/A | #N/A | #N/A | #N/A | #N/A | #N/A | #N/A | #N/A | #N/A | #N/A | #N/A | #N/A | #N/A | #N/A | #N/A | #N/A | #N/A | #N/A | #N/A | #N/A | #N/A | #N/A | #N/A | #N/A | #N/A | #N/A | #N/A | #N/A | #N/A | #N/A | #N/A | #N/A | #N/A | #N/A | #N/A
[7 empty] | 12 | 8 | 8202 | 18 | 2020-12-08 | Sunday | 7 | No | #N/A | #N/A | #N/A | #N/A | #N/A | #N/A | #N/A | #N/A | #N/A | #N/A | #N/A | #N/A | #N/A | #N/A | #N/A | #N/A | #N/A | #N/A | #N/A | #N/A | #N/A | #N/A | #N/A | #N/A | #N/A | #N/A | #N/A | #N/A | #N/A | #N/A | #N/A | #N/A | #N/A | #N/A | #N/A | #N/A
[7 empty] | 12 | 8 | 8203 | 19 | 2020-12-08 | Sunday | 7 | No | #N/A | #N/A | #N/A | #N/A | #N/A | #N/A | #N/A | #N/A | #N/A | #N/A | #N/A | #N/A | #N/A | #N/A | #N/A | #N/A | #N/A | #N/A | #N/A | #N/A | #N/A | #N/A | #N/A | #N/A | #N/A | #N/A | #N/A | #N/A | #N/A | #N/A | #N/A | #N/A | #N/A | #N/A | #N/A | #N/A
[7 empty] | 12 | 8 | 8204 | 20 | 2020-12-08 | Sunday | 7 | No | #N/A | #N/A | #N/A | #N/A | #N/A | #N/A | #N/A | #N/A | #N/A | #N/A | #N/A | #N/A | #N/A | #N/A | #N/A | #N/A | #N/A | #N/A | #N/A | #N/A | #N/A | #N/A | #N/A | #N/A | #N/A | #N/A | #N/A | #N/A | #N/A | #N/A | #N/A | #N/A | #N/A | #N/A | #N/A | #N/A
[7 empty] | 12 | 8 | 8205 | 21 | 2020-12-08 | Sunday | 7 | No | #N/A | #N/A | #N/A | #N/A | #N/A | #N/A | #N/A | #N/A | #N/A | #N/A | #N/A | #N/A | #N/A | #N/A | #N/A | #N/A | #N/A | #N/A | #N/A | #N/A | #N/A | #N/A | #N/A | #N/A | #N/A | #N/A | #N/A | #N/A | #N/A | #N/A | #N/A | #N/A | #N/A | #N/A | #N/A | #N/A
[7 empty] | 12 | 8 | 8206 | 22 | 2020-12-08 | Sunday | 7 | No | #N/A | #N/A | #N/A | #N/A | #N/A | #N/A | #N/A | #N/A | #N/A | #N/A | #N/A | #N/A | #N/A | #N/A | #N/A | #N/A | #N/A | #N/A | #N/A | #N/A | #N/A | #N/A | #N/A | #N/A | #N/A | #N/A | #N/A | #N/A | #N/A | #N/A | #N/A | #N/A | #N/A | #N/A | #N/A | #N/A
[7 empty] | 12 | 8 | 8207 | 23 | 2020-12-08 | Sunday | 7 | No | #N/A | #N/A | #N/A | #N/A | #N/A | #N/A | #N/A | #N/A | #N/A | #N/A | #N/A | #N/A | #N/A | #N/A | #N/A | #N/A | #N/A | #N/A | #N/A | #N/A | #N/A | #N/A | #N/A | #N/A | #N/A | #N/A | #N/A | #N/A | #N/A | #N/A | #N/A | #N/A | #N/A | #N/A | #N/A | #N/A
[7 empty] | 12 | 8 | 8208 | 24 | 2020-12-08 | Sunday | 7 | No | #N/A | #N/A | #N/A | #N/A | #N/A | #N/A | #N/A | #N/A | #N/A | #N/A | #N/A | #N/A | #N/A | #N/A | #N/A | #N/A | #N/A | #N/A | #N/A | #N/A | #N/A | #N/A | #N/A | #N/A | #N/A | #N/A | #N/A | #N/A | #N/A | #N/A | #N/A | #N/A | #N/A | #N/A | #N/A | #N/A
[7 empty] | 12 | 9 | 8209 | 1 | 2020-12-09 | Monday | 1 | No | #N/A | #N/A | #N/A | #N/A | #N/A | #N/A | #N/A | #N/A | #N/A | #N/A | #N/A | #N/A | #N/A | #N/A | #N/A | #N/A | #N/A | #N/A | #N/A | #N/A | #N/A | #N/A | #N/A | #N/A | #N/A | #N/A | #N/A | #N/A | #N/A | #N/A | #N/A | #N/A | #N/A | #N/A | #N/A | #N/A
[7 empty] | 12 | 9 | 8210 | 2 | 2020-12-09 | Monday | 1 | No | #N/A | #N/A | #N/A | #N/A | #N/A | #N/A | #N/A | #N/A | #N/A | #N/A | #N/A | #N/A | #N/A | #N/A | #N/A | #N/A | #N/A | #N/A | #N/A | #N/A | #N/A | #N/A | #N/A | #N/A | #N/A | #N/A | #N/A | #N/A | #N/A | #N/A | #N/A | #N/A | #N/A | #N/A | #N/A | #N/A
[7 empty] | 12 | 9 | 8211 | 3 | 2020-12-09 | Monday | 1 | No | #N/A | #N/A | #N/A | #N/A | #N/A | #N/A | #N/A | #N/A | #N/A | #N/A | #N/A | #N/A | #N/A | #N/A | #N/A | #N/A | #N/A | #N/A | #N/A | #N/A | #N/A | #N/A | #N/A | #N/A | #N/A | #N/A | #N/A | #N/A | #N/A | #N/A | #N/A | #N/A | #N/A | #N/A | #N/A | #N/A
[7 empty] | 12 | 9 | 8212 | 4 | 2020-12-09 | Monday | 1 | No | #N/A | #N/A | #N/A | #N/A | #N/A | #N/A | #N/A | #N/A | #N/A | #N/A | #N/A | #N/A | #N/A | #N/A | #N/A | #N/A | #N/A | #N/A | #N/A | #N/A | #N/A | #N/A | #N/A | #N/A | #N/A | #N/A | #N/A | #N/A | #N/A | #N/A | #N/A | #N/A | #N/A | #N/A | #N/A | #N/A
[7 empty] | 12 | 9 | 8213 | 5 | 2020-12-09 | Monday | 1 | No | #N/A | #N/A | #N/A | #N/A | #N/A | #N/A | #N/A | #N/A | #N/A | #N/A | #N/A | #N/A | #N/A | #N/A | #N/A | #N/A | #N/A | #N/A | #N/A | #N/A | #N/A | #N/A | #N/A | #N/A | #N/A | #N/A | #N/A | #N/A | #N/A | #N/A | #N/A | #N/A | #N/A | #N/A | #N/A | #N/A
[7 empty] | 12 | 9 | 8214 | 6 | 2020-12-09 | Monday | 1 | No | #N/A | #N/A | #N/A | #N/A | #N/A | #N/A | #N/A | #N/A | #N/A | #N/A | #N/A | #N/A | #N/A | #N/A | #N/A | #N/A | #N/A | #N/A | #N/A | #N/A | #N/A | #N/A | #N/A | #N/A | #N/A | #N/A | #N/A | #N/A | #N/A | #N/A | #N/A | #N/A | #N/A | #N/A | #N/A | #N/A
[7 empty] | 12 | 9 | 8215 | 7 | 2020-12-09 | Monday | 1 | No | #N/A | #N/A | #N/A | #N/A | #N/A | #N/A | #N/A | #N/A | #N/A | #N/A | #N/A | #N/A | #N/A | #N/A | #N/A | #N/A | #N/A | #N/A | #N/A | #N/A | #N/A | #N/A | #N/A | #N/A | #N/A | #N/A | #N/A | #N/A | #N/A | #N/A | #N/A | #N/A | #N/A | #N/A | #N/A | #N/A
[7 empty] | 12 | 9 | 8216 | 8 | 2020-12-09 | Monday | 1 | No | #N/A | #N/A | #N/A | #N/A | #N/A | #N/A | #N/A | #N/A | #N/A | #N/A | #N/A | #N/A | #N/A | #N/A | #N/A | #N/A | #N/A | #N/A | #N/A | #N/A | #N/A | #N/A | #N/A | #N/A | #N/A | #N/A | #N/A | #N/A | #N/A | #N/A | #N/A | #N/A | #N/A | #N/A | #N/A | #N/A
[7 empty] | 12 | 9 | 8217 | 9 | 2020-12-09 | Monday | 1 | No | #N/A | #N/A | #N/A | #N/A | #N/A | #N/A | #N/A | #N/A | #N/A | #N/A | #N/A | #N/A | #N/A | #N/A | #N/A | #N/A | #N/A | #N/A | #N/A | #N/A | #N/A | #N/A | #N/A | #N/A | #N/A | #N/A | #N/A | #N/A | #N/A | #N/A | #N/A | #N/A | #N/A | #N/A | #N/A | #N/A
[7 empty] | 12 | 9 | 8218 | 10 | 2020-12-09 | Monday | 1 | No | #N/A | #N/A | #N/A | #N/A | #N/A | #N/A | #N/A | #N/A | #N/A | #N/A | #N/A | #N/A | #N/A | #N/A | #N/A | #N/A | #N/A | #N/A | #N/A | #N/A | #N/A | #N/A | #N/A | #N/A | #N/A | #N/A | #N/A | #N/A | #N/A | #N/A | #N/A | #N/A | #N/A | #N/A | #N/A | #N/A
[7 empty] | 12 | 9 | 8219 | 11 | 2020-12-09 | Monday | 1 | No | #N/A | #N/A | #N/A | #N/A | #N/A | #N/A | #N/A | #N/A | #N/A | #N/A | #N/A | #N/A | #N/A | #N/A | #N/A | #N/A | #N/A | #N/A | #N/A | #N/A | #N/A | #N/A | #N/A | #N/A | #N/A | #N/A | #N/A | #N/A | #N/A | #N/A | #N/A | #N/A | #N/A | #N/A | #N/A | #N/A
[7 empty] | 12 | 9 | 8220 | 12 | 2020-12-09 | Monday | 1 | No | #N/A | #N/A | #N/A | #N/A | #N/A | #N/A | #N/A | #N/A | #N/A | #N/A | #N/A | #N/A | #N/A | #N/A | #N/A | #N/A | #N/A | #N/A | #N/A | #N/A | #N/A | #N/A | #N/A | #N/A | #N/A | #N/A | #N/A | #N/A | #N/A | #N/A | #N/A | #N/A | #N/A | #N/A | #N/A | #N/A
[7 empty] | 12 | 9 | 8221 | 13 | 2020-12-09 | Monday | 1 | No | #N/A | #N/A | #N/A | #N/A | #N/A | #N/A | #N/A | #N/A | #N/A | #N/A | #N/A | #N/A | #N/A | #N/A | #N/A | #N/A | #N/A | #N/A | #N/A | #N/A | #N/A | #N/A | #N/A | #N/A | #N/A | #N/A | #N/A | #N/A | #N/A | #N/A | #N/A | #N/A | #N/A | #N/A | #N/A | #N/A
[7 empty] | 12 | 9 | 8222 | 14 | 2020-12-09 | Monday | 1 | No | #N/A | #N/A | #N/A | #N/A | #N/A | #N/A | #N/A | #N/A | #N/A | #N/A | #N/A | #N/A | #N/A | #N/A | #N/A | #N/A | #N/A | #N/A | #N/A | #N/A | #N/A | #N/A | #N/A | #N/A | #N/A | #N/A | #N/A | #N/A | #N/A | #N/A | #N/A | #N/A | #N/A | #N/A | #N/A | #N/A
[7 empty] | 12 | 9 | 8223 | 15 | 2020-12-09 | Monday | 1 | No | #N/A | #N/A | #N/A | #N/A | #N/A | #N/A | #N/A | #N/A | #N/A | #N/A | #N/A | #N/A | #N/A | #N/A | #N/A | #N/A | #N/A | #N/A | #N/A | #N/A | #N/A | #N/A | #N/A | #N/A | #N/A | #N/A | #N/A | #N/A | #N/A | #N/A | #N/A | #N/A | #N/A | #N/A | #N/A | #N/A
[7 empty] | 12 | 9 | 8224 | 16 | 2020-12-09 | Monday | 1 | No | #N/A | #N/A | #N/A | #N/A | #N/A | #N/A | #N/A | #N/A | #N/A | #N/A | #N/A | #N/A | #N/A | #N/A | #N/A | #N/A | #N/A | #N/A | #N/A | #N/A | #N/A | #N/A | #N/A | #N/A | #N/A | #N/A | #N/A | #N/A | #N/A | #N/A | #N/A | #N/A | #N/A | #N/A | #N/A | #N/A
[7 empty] | 12 | 9 | 8225 | 17 | 2020-12-09 | Monday | 1 | No | #N/A | #N/A | #N/A | #N/A | #N/A | #N/A | #N/A | #N/A | #N/A | #N/A | #N/A | #N/A | #N/A | #N/A | #N/A | #N/A | #N/A | #N/A | #N/A | #N/A | #N/A | #N/A | #N/A | #N/A | #N/A | #N/A | #N/A | #N/A | #N/A | #N/A | #N/A | #N/A | #N/A | #N/A | #N/A | #N/A
[7 empty] | 12 | 9 | 8226 | 18 | 2020-12-09 | Monday | 1 | No | #N/A | #N/A | #N/A | #N/A | #N/A | #N/A | #N/A | #N/A | #N/A | #N/A | #N/A | #N/A | #N/A | #N/A | #N/A | #N/A | #N/A | #N/A | #N/A | #N/A | #N/A | #N/A | #N/A | #N/A | #N/A | #N/A | #N/A | #N/A | #N/A | #N/A | #N/A | #N/A | #N/A | #N/A | #N/A | #N/A
[7 empty] | 12 | 9 | 8227 | 19 | 2020-12-09 | Monday | 1 | No | #N/A | #N/A | #N/A | #N/A | #N/A | #N/A | #N/A | #N/A | #N/A | #N/A | #N/A | #N/A | #N/A | #N/A | #N/A | #N/A | #N/A | #N/A | #N/A | #N/A | #N/A | #N/A | #N/A | #N/A | #N/A | #N/A | #N/A | #N/A | #N/A | #N/A | #N/A | #N/A | #N/A | #N/A | #N/A | #N/A
[7 empty] | 12 | 9 | 8228 | 20 | 2020-12-09 | Monday | 1 | No | #N/A | #N/A | #N/A | #N/A | #N/A | #N/A | #N/A | #N/A | #N/A | #N/A | #N/A | #N/A | #N/A | #N/A | #N/A | #N/A | #N/A | #N/A | #N/A | #N/A | #N/A | #N/A | #N/A | #N/A | #N/A | #N/A | #N/A | #N/A | #N/A | #N/A | #N/A | #N/A | #N/A | #N/A | #N/A | #N/A
[7 empty] | 12 | 9 | 8229 | 21 | 2020-12-09 | Monday | 1 | No | #N/A | #N/A | #N/A | #N/A | #N/A | #N/A | #N/A | #N/A | #N/A | #N/A | #N/A | #N/A | #N/A | #N/A | #N/A | #N/A | #N/A | #N/A | #N/A | #N/A | #N/A | #N/A | #N/A | #N/A | #N/A | #N/A | #N/A | #N/A | #N/A | #N/A | #N/A | #N/A | #N/A | #N/A | #N/A | #N/A
[7 empty] | 12 | 9 | 8230 | 22 | 2020-12-09 | Monday | 1 | No | #N/A | #N/A | #N/A | #N/A | #N/A | #N/A | #N/A | #N/A | #N/A | #N/A | #N/A | #N/A | #N/A | #N/A | #N/A | #N/A | #N/A | #N/A | #N/A | #N/A | #N/A | #N/A | #N/A | #N/A | #N/A | #N/A | #N/A | #N/A | #N/A | #N/A | #N/A | #N/A | #N/A | #N/A | #N/A | #N/A
[7 empty] | 12 | 9 | 8231 | 23 | 2020-12-09 | Monday | 1 | No | #N/A | #N/A | #N/A | #N/A | #N/A | #N/A | #N/A | #N/A | #N/A | #N/A | #N/A | #N/A | #N/A | #N/A | #N/A | #N/A | #N/A | #N/A | #N/A | #N/A | #N/A | #N/A | #N/A | #N/A | #N/A | #N/A | #N/A | #N/A | #N/A | #N/A | #N/A | #N/A | #N/A | #N/A | #N/A | #N/A
[7 empty] | 12 | 9 | 8232 | 24 | 2020-12-09 | Monday | 1 | No | #N/A | #N/A | #N/A | #N/A | #N/A | #N/A | #N/A | #N/A | #N/A | #N/A | #N/A | #N/A | #N/A | #N/A | #N/A | #N/A | #N/A | #N/A | #N/A | #N/A | #N/A | #N/A | #N/A | #N/A | #N/A | #N/A | #N/A | #N/A | #N/A | #N/A | #N/A | #N/A | #N/A | #N/A | #N/A | #N/A
[7 empty] | 12 | 10 | 8233 | 1 | 2020-12-10 | Tuesday | 2 | No | #N/A | #N/A | #N/A | #N/A | #N/A | #N/A | #N/A | #N/A | #N/A | #N/A | #N/A | #N/A | #N/A | #N/A | #N/A | #N/A | #N/A | #N/A | #N/A | #N/A | #N/A | #N/A | #N/A | #N/A | #N/A | #N/A | #N/A | #N/A | #N/A | #N/A | #N/A | #N/A | #N/A | #N/A | #N/A | #N/A
[7 empty] | 12 | 10 | 8234 | 2 | 2020-12-10 | Tuesday | 2 | No | #N/A | #N/A | #N/A | #N/A | #N/A | #N/A | #N/A | #N/A | #N/A | #N/A | #N/A | #N/A | #N/A | #N/A | #N/A | #N/A | #N/A | #N/A | #N/A | #N/A | #N/A | #N/A | #N/A | #N/A | #N/A | #N/A | #N/A | #N/A | #N/A | #N/A | #N/A | #N/A | #N/A | #N/A | #N/A | #N/A
[7 empty] | 12 | 10 | 8235 | 3 | 2020-12-10 | Tuesday | 2 | No | #N/A | #N/A | #N/A | #N/A | #N/A | #N/A | #N/A | #N/A | #N/A | #N/A | #N/A | #N/A | #N/A | #N/A | #N/A | #N/A | #N/A | #N/A | #N/A | #N/A | #N/A | #N/A | #N/A | #N/A | #N/A | #N/A | #N/A | #N/A | #N/A | #N/A | #N/A | #N/A | #N/A | #N/A | #N/A | #N/A
[7 empty] | 12 | 10 | 8236 | 4 | 2020-12-10 | Tuesday | 2 | No | #N/A | #N/A | #N/A | #N/A | #N/A | #N/A | #N/A | #N/A | #N/A | #N/A | #N/A | #N/A | #N/A | #N/A | #N/A | #N/A | #N/A | #N/A | #N/A | #N/A | #N/A | #N/A | #N/A | #N/A | #N/A | #N/A | #N/A | #N/A | #N/A | #N/A | #N/A | #N/A | #N/A | #N/A | #N/A | #N/A
[7 empty] | 12 | 10 | 8237 | 5 | 2020-12-10 | Tuesday | 2 | No | #N/A | #N/A | #N/A | #N/A | #N/A | #N/A | #N/A | #N/A | #N/A | #N/A | #N/A | #N/A | #N/A | #N/A | #N/A | #N/A | #N/A | #N/A | #N/A | #N/A | #N/A | #N/A | #N/A | #N/A | #N/A | #N/A | #N/A | #N/A | #N/A | #N/A | #N/A | #N/A | #N/A | #N/A | #N/A | #N/A
[7 empty] | 12 | 10 | 8238 | 6 | 2020-12-10 | Tuesday | 2 | No | #N/A | #N/A | #N/A | #N/A | #N/A | #N/A | #N/A | #N/A | #N/A | #N/A | #N/A | #N/A | #N/A | #N/A | #N/A | #N/A | #N/A | #N/A | #N/A | #N/A | #N/A | #N/A | #N/A | #N/A | #N/A | #N/A | #N/A | #N/A | #N/A | #N/A | #N/A | #N/A | #N/A | #N/A | #N/A | #N/A
[7 empty] | 12 | 10 | 8239 | 7 | 2020-12-10 | Tuesday | 2 | No | #N/A | #N/A | #N/A | #N/A | #N/A | #N/A | #N/A | #N/A | #N/A | #N/A | #N/A | #N/A | #N/A | #N/A | #N/A | #N/A | #N/A | #N/A | #N/A | #N/A | #N/A | #N/A | #N/A | #N/A | #N/A | #N/A | #N/A | #N/A | #N/A | #N/A | #N/A | #N/A | #N/A | #N/A | #N/A | #N/A
[7 empty] | 12 | 10 | 8240 | 8 | 2020-12-10 | Tuesday | 2 | No | #N/A | #N/A | #N/A | #N/A | #N/A | #N/A | #N/A | #N/A | #N/A | #N/A | #N/A | #N/A | #N/A | #N/A | #N/A | #N/A | #N/A | #N/A | #N/A | #N/A | #N/A | #N/A | #N/A | #N/A | #N/A | #N/A | #N/A | #N/A | #N/A | #N/A | #N/A | #N/A | #N/A | #N/A | #N/A | #N/A
[7 empty] | 12 | 10 | 8241 | 9 | 2020-12-10 | Tuesday | 2 | No | #N/A | #N/A | #N/A | #N/A | #N/A | #N/A | #N/A | #N/A | #N/A | #N/A | #N/A | #N/A | #N/A | #N/A | #N/A | #N/A | #N/A | #N/A | #N/A | #N/A | #N/A | #N/A | #N/A | #N/A | #N/A | #N/A | #N/A | #N/A | #N/A | #N/A | #N/A | #N/A | #N/A | #N/A | #N/A | #N/A
[7 empty] | 12 | 10 | 8242 | 10 | 2020-12-10 | Tuesday | 2 | No | #N/A | #N/A | #N/A | #N/A | #N/A | #N/A | #N/A | #N/A | #N/A | #N/A | #N/A | #N/A | #N/A | #N/A | #N/A | #N/A | #N/A | #N/A | #N/A | #N/A | #N/A | #N/A | #N/A | #N/A | #N/A | #N/A | #N/A | #N/A | #N/A | #N/A | #N/A | #N/A | #N/A | #N/A | #N/A | #N/A
[7 empty] | 12 | 10 | 8243 | 11 | 2020-12-10 | Tuesday | 2 | No | #N/A | #N/A | #N/A | #N/A | #N/A | #N/A | #N/A | #N/A | #N/A | #N/A | #N/A | #N/A | #N/A | #N/A | #N/A | #N/A | #N/A | #N/A | #N/A | #N/A | #N/A | #N/A | #N/A | #N/A | #N/A | #N/A | #N/A | #N/A | #N/A | #N/A | #N/A | #N/A | #N/A | #N/A | #N/A | #N/A
[7 empty] | 12 | 10 | 8244 | 12 | 2020-12-10 | Tuesday | 2 | No | #N/A | #N/A | #N/A | #N/A | #N/A | #N/A | #N/A | #N/A | #N/A | #N/A | #N/A | #N/A | #N/A | #N/A | #N/A | #N/A | #N/A | #N/A | #N/A | #N/A | #N/A | #N/A | #N/A | #N/A | #N/A | #N/A | #N/A | #N/A | #N/A | #N/A | #N/A | #N/A | #N/A | #N/A | #N/A | #N/A
[7 empty] | 12 | 10 | 8245 | 13 | 2020-12-10 | Tuesday | 2 | No | #N/A | #N/A | #N/A | #N/A | #N/A | #N/A | #N/A | #N/A | #N/A | #N/A | #N/A | #N/A | #N/A | #N/A | #N/A | #N/A | #N/A | #N/A | #N/A | #N/A | #N/A | #N/A | #N/A | #N/A | #N/A | #N/A | #N/A | #N/A | #N/A | #N/A | #N/A | #N/A | #N/A | #N/A | #N/A | #N/A
[7 empty] | 12 | 10 | 8246 | 14 | 2020-12-10 | Tuesday | 2 | No | #N/A | #N/A | #N/A | #N/A | #N/A | #N/A | #N/A | #N/A | #N/A | #N/A | #N/A | #N/A | #N/A | #N/A | #N/A | #N/A | #N/A | #N/A | #N/A | #N/A | #N/A | #N/A | #N/A | #N/A | #N/A | #N/A | #N/A | #N/A | #N/A | #N/A | #N/A | #N/A | #N/A | #N/A | #N/A | #N/A
[7 empty] | 12 | 10 | 8247 | 15 | 2020-12-10 | Tuesday | 2 | No | #N/A | #N/A | #N/A | #N/A | #N/A | #N/A | #N/A | #N/A | #N/A | #N/A | #N/A | #N/A | #N/A | #N/A | #N/A | #N/A | #N/A | #N/A | #N/A | #N/A | #N/A | #N/A | #N/A | #N/A | #N/A | #N/A | #N/A | #N/A | #N/A | #N/A | #N/A | #N/A | #N/A | #N/A | #N/A | #N/A
[7 empty] | 12 | 10 | 8248 | 16 | 2020-12-10 | Tuesday | 2 | No | #N/A | #N/A | #N/A | #N/A | #N/A | #N/A | #N/A | #N/A | #N/A | #N/A | #N/A | #N/A | #N/A | #N/A | #N/A | #N/A | #N/A | #N/A | #N/A | #N/A | #N/A | #N/A | #N/A | #N/A | #N/A | #N/A | #N/A | #N/A | #N/A | #N/A | #N/A | #N/A | #N/A | #N/A | #N/A | #N/A
[7 empty] | 12 | 10 | 8249 | 17 | 2020-12-10 | Tuesday | 2 | No | #N/A | #N/A | #N/A | #N/A | #N/A | #N/A | #N/A | #N/A | #N/A | #N/A | #N/A | #N/A | #N/A | #N/A | #N/A | #N/A | #N/A | #N/A | #N/A | #N/A | #N/A | #N/A | #N/A | #N/A | #N/A | #N/A | #N/A | #N/A | #N/A | #N/A | #N/A | #N/A | #N/A | #N/A | #N/A | #N/A
[7 empty] | 12 | 10 | 8250 | 18 | 2020-12-10 | Tuesday | 2 | No | #N/A | #N/A | #N/A | #N/A | #N/A | #N/A | #N/A | #N/A | #N/A | #N/A | #N/A | #N/A | #N/A | #N/A | #N/A | #N/A | #N/A | #N/A | #N/A | #N/A | #N/A | #N/A | #N/A | #N/A | #N/A | #N/A | #N/A | #N/A | #N/A | #N/A | #N/A | #N/A | #N/A | #N/A | #N/A | #N/A
[7 empty] | 12 | 10 | 8251 | 19 | 2020-12-10 | Tuesday | 2 | No | #N/A | #N/A | #N/A | #N/A | #N/A | #N/A | #N/A | #N/A | #N/A | #N/A | #N/A | #N/A | #N/A | #N/A | #N/A | #N/A | #N/A | #N/A | #N/A | #N/A | #N/A | #N/A | #N/A | #N/A | #N/A | #N/A | #N/A | #N/A | #N/A | #N/A | #N/A | #N/A | #N/A | #N/A | #N/A | #N/A
[7 empty] | 12 | 10 | 8252 | 20 | 2020-12-10 | Tuesday | 2 | No | #N/A | #N/A | #N/A | #N/A | #N/A | #N/A | #N/A | #N/A | #N/A | #N/A | #N/A | #N/A | #N/A | #N/A | #N/A | #N/A | #N/A | #N/A | #N/A | #N/A | #N/A | #N/A | #N/A | #N/A | #N/A | #N/A | #N/A | #N/A | #N/A | #N/A | #N/A | #N/A | #N/A | #N/A | #N/A | #N/A
[7 empty] | 12 | 10 | 8253 | 21 | 2020-12-10 | Tuesday | 2 | No | #N/A | #N/A | #N/A | #N/A | #N/A | #N/A | #N/A | #N/A | #N/A | #N/A | #N/A | #N/A | #N/A | #N/A | #N/A | #N/A | #N/A | #N/A | #N/A | #N/A | #N/A | #N/A | #N/A | #N/A | #N/A | #N/A | #N/A | #N/A | #N/A | #N/A | #N/A | #N/A | #N/A | #N/A | #N/A | #N/A
[7 empty] | 12 | 10 | 8254 | 22 | 2020-12-10 | Tuesday | 2 | No | #N/A | #N/A | #N/A | #N/A | #N/A | #N/A | #N/A | #N/A | #N/A | #N/A | #N/A | #N/A | #N/A | #N/A | #N/A | #N/A | #N/A | #N/A | #N/A | #N/A | #N/A | #N/A | #N/A | #N/A | #N/A | #N/A | #N/A | #N/A | #N/A | #N/A | #N/A | #N/A | #N/A | #N/A | #N/A | #N/A
[7 empty] | 12 | 10 | 8255 | 23 | 2020-12-10 | Tuesday | 2 | No | #N/A | #N/A | #N/A | #N/A | #N/A | #N/A | #N/A | #N/A | #N/A | #N/A | #N/A | #N/A | #N/A | #N/A | #N/A | #N/A | #N/A | #N/A | #N/A | #N/A | #N/A | #N/A | #N/A | #N/A | #N/A | #N/A | #N/A | #N/A | #N/A | #N/A | #N/A | #N/A | #N/A | #N/A | #N/A | #N/A
[7 empty] | 12 | 10 | 8256 | 24 | 2020-12-10 | Tuesday | 2 | No | #N/A | #N/A | #N/A | #N/A | #N/A | #N/A | #N/A | #N/A | #N/A | #N/A | #N/A | #N/A | #N/A | #N/A | #N/A | #N/A | #N/A | #N/A | #N/A | #N/A | #N/A | #N/A | #N/A | #N/A | #N/A | #N/A | #N/A | #N/A | #N/A | #N/A | #N/A | #N/A | #N/A | #N/A | #N/A | #N/A
[7 empty] | 12 | 11 | 8257 | 1 | 2020-12-11 | Wednesday | 3 | No | #N/A | #N/A | #N/A | #N/A | #N/A | #N/A | #N/A | #N/A | #N/A | #N/A | #N/A | #N/A | #N/A | #N/A | #N/A | #N/A | #N/A | #N/A | #N/A | #N/A | #N/A | #N/A | #N/A | #N/A | #N/A | #N/A | #N/A | #N/A | #N/A | #N/A | #N/A | #N/A | #N/A | #N/A | #N/A | #N/A
[7 empty] | 12 | 11 | 8258 | 2 | 2020-12-11 | Wednesday | 3 | No | #N/A | #N/A | #N/A | #N/A | #N/A | #N/A | #N/A | #N/A | #N/A | #N/A | #N/A | #N/A | #N/A | #N/A | #N/A | #N/A | #N/A | #N/A | #N/A | #N/A | #N/A | #N/A | #N/A | #N/A | #N/A | #N/A | #N/A | #N/A | #N/A | #N/A | #N/A | #N/A | #N/A | #N/A | #N/A | #N/A
[7 empty] | 12 | 11 | 8259 | 3 | 2020-12-11 | Wednesday | 3 | No | #N/A | #N/A | #N/A | #N/A | #N/A | #N/A | #N/A | #N/A | #N/A | #N/A | #N/A | #N/A | #N/A | #N/A | #N/A | #N/A | #N/A | #N/A | #N/A | #N/A | #N/A | #N/A | #N/A | #N/A | #N/A | #N/A | #N/A | #N/A | #N/A | #N/A | #N/A | #N/A | #N/A | #N/A | #N/A | #N/A
[7 empty] | 12 | 11 | 8260 | 4 | 2020-12-11 | Wednesday | 3 | No | #N/A | #N/A | #N/A | #N/A | #N/A | #N/A | #N/A | #N/A | #N/A | #N/A | #N/A | #N/A | #N/A | #N/A | #N/A | #N/A | #N/A | #N/A | #N/A | #N/A | #N/A | #N/A | #N/A | #N/A | #N/A | #N/A | #N/A | #N/A | #N/A | #N/A | #N/A | #N/A | #N/A | #N/A | #N/A | #N/A
[7 empty] | 12 | 11 | 8261 | 5 | 2020-12-11 | Wednesday | 3 | No | #N/A | #N/A | #N/A | #N/A | #N/A | #N/A | #N/A | #N/A | #N/A | #N/A | #N/A | #N/A | #N/A | #N/A | #N/A | #N/A | #N/A | #N/A | #N/A | #N/A | #N/A | #N/A | #N/A | #N/A | #N/A | #N/A | #N/A | #N/A | #N/A | #N/A | #N/A | #N/A | #N/A | #N/A | #N/A | #N/A
[7 empty] | 12 | 11 | 8262 | 6 | 2020-12-11 | Wednesday | 3 | No | #N/A | #N/A | #N/A | #N/A | #N/A | #N/A | #N/A | #N/A | #N/A | #N/A | #N/A | #N/A | #N/A | #N/A | #N/A | #N/A | #N/A | #N/A | #N/A | #N/A | #N/A | #N/A | #N/A | #N/A | #N/A | #N/A | #N/A | #N/A | #N/A | #N/A | #N/A | #N/A | #N/A | #N/A | #N/A | #N/A
[7 empty] | 12 | 11 | 8263 | 7 | 2020-12-11 | Wednesday | 3 | No | #N/A | #N/A | #N/A | #N/A | #N/A | #N/A | #N/A | #N/A | #N/A | #N/A | #N/A | #N/A | #N/A | #N/A | #N/A | #N/A | #N/A | #N/A | #N/A | #N/A | #N/A | #N/A | #N/A | #N/A | #N/A | #N/A | #N/A | #N/A | #N/A | #N/A | #N/A | #N/A | #N/A | #N/A | #N/A | #N/A
[7 empty] | 12 | 11 | 8264 | 8 | 2020-12-11 | Wednesday | 3 | No | #N/A | #N/A | #N/A | #N/A | #N/A | #N/A | #N/A | #N/A | #N/A | #N/A | #N/A | #N/A | #N/A | #N/A | #N/A | #N/A | #N/A | #N/A | #N/A | #N/A | #N/A | #N/A | #N/A | #N/A | #N/A | #N/A | #N/A | #N/A | #N/A | #N/A | #N/A | #N/A | #N/A | #N/A | #N/A | #N/A
[7 empty] | 12 | 11 | 8265 | 9 | 2020-12-11 | Wednesday | 3 | No | #N/A | #N/A | #N/A | #N/A | #N/A | #N/A | #N/A | #N/A | #N/A | #N/A | #N/A | #N/A | #N/A | #N/A | #N/A | #N/A | #N/A | #N/A | #N/A | #N/A | #N/A | #N/A | #N/A | #N/A | #N/A | #N/A | #N/A | #N/A | #N/A | #N/A | #N/A | #N/A | #N/A | #N/A | #N/A | #N/A
[7 empty] | 12 | 11 | 8266 | 10 | 2020-12-11 | Wednesday | 3 | No | #N/A | #N/A | #N/A | #N/A | #N/A | #N/A | #N/A | #N/A | #N/A | #N/A | #N/A | #N/A | #N/A | #N/A | #N/A | #N/A | #N/A | #N/A | #N/A | #N/A | #N/A | #N/A | #N/A | #N/A | #N/A | #N/A | #N/A | #N/A | #N/A | #N/A | #N/A | #N/A | #N/A | #N/A | #N/A | #N/A
[7 empty] | 12 | 11 | 8267 | 11 | 2020-12-11 | Wednesday | 3 | No | #N/A | #N/A | #N/A | #N/A | #N/A | #N/A | #N/A | #N/A | #N/A | #N/A | #N/A | #N/A | #N/A | #N/A | #N/A | #N/A | #N/A | #N/A | #N/A | #N/A | #N/A | #N/A | #N/A | #N/A | #N/A | #N/A | #N/A | #N/A | #N/A | #N/A | #N/A | #N/A | #N/A | #N/A | #N/A | #N/A
[7 empty] | 12 | 11 | 8268 | 12 | 2020-12-11 | Wednesday | 3 | No | #N/A | #N/A | #N/A | #N/A | #N/A | #N/A | #N/A | #N/A | #N/A | #N/A | #N/A | #N/A | #N/A | #N/A | #N/A | #N/A | #N/A | #N/A | #N/A | #N/A | #N/A | #N/A | #N/A | #N/A | #N/A | #N/A | #N/A | #N/A | #N/A | #N/A | #N/A | #N/A | #N/A | #N/A | #N/A | #N/A
[7 empty] | 12 | 11 | 8269 | 13 | 2020-12-11 | Wednesday | 3 | No | #N/A | #N/A | #N/A | #N/A | #N/A | #N/A | #N/A | #N/A | #N/A | #N/A | #N/A | #N/A | #N/A | #N/A | #N/A | #N/A | #N/A | #N/A | #N/A | #N/A | #N/A | #N/A | #N/A | #N/A | #N/A | #N/A | #N/A | #N/A | #N/A | #N/A | #N/A | #N/A | #N/A | #N/A | #N/A | #N/A
[7 empty] | 12 | 11 | 8270 | 14 | 2020-12-11 | Wednesday | 3 | No | #N/A | #N/A | #N/A | #N/A | #N/A | #N/A | #N/A | #N/A | #N/A | #N/A | #N/A | #N/A | #N/A | #N/A | #N/A | #N/A | #N/A | #N/A | #N/A | #N/A | #N/A | #N/A | #N/A | #N/A | #N/A | #N/A | #N/A | #N/A | #N/A | #N/A | #N/A | #N/A | #N/A | #N/A | #N/A | #N/A
[7 empty] | 12 | 11 | 8271 | 15 | 2020-12-11 | Wednesday | 3 | No | #N/A | #N/A | #N/A | #N/A | #N/A | #N/A | #N/A | #N/A | #N/A | #N/A | #N/A | #N/A | #N/A | #N/A | #N/A | #N/A | #N/A | #N/A | #N/A | #N/A | #N/A | #N/A | #N/A | #N/A | #N/A | #N/A | #N/A | #N/A | #N/A | #N/A | #N/A | #N/A | #N/A | #N/A | #N/A | #N/A
[7 empty] | 12 | 11 | 8272 | 16 | 2020-12-11 | Wednesday | 3 | No | #N/A | #N/A | #N/A | #N/A | #N/A | #N/A | #N/A | #N/A | #N/A | #N/A | #N/A | #N/A | #N/A | #N/A | #N/A | #N/A | #N/A | #N/A | #N/A | #N/A | #N/A | #N/A | #N/A | #N/A | #N/A | #N/A | #N/A | #N/A | #N/A | #N/A | #N/A | #N/A | #N/A | #N/A | #N/A | #N/A
[7 empty] | 12 | 11 | 8273 | 17 | 2020-12-11 | Wednesday | 3 | No | #N/A | #N/A | #N/A | #N/A | #N/A | #N/A | #N/A | #N/A | #N/A | #N/A | #N/A | #N/A | #N/A | #N/A | #N/A | #N/A | #N/A | #N/A | #N/A | #N/A | #N/A | #N/A | #N/A | #N/A | #N/A | #N/A | #N/A | #N/A | #N/A | #N/A | #N/A | #N/A | #N/A | #N/A | #N/A | #N/A
[7 empty] | 12 | 11 | 8274 | 18 | 2020-12-11 | Wednesday | 3 | No | #N/A | #N/A | #N/A | #N/A | #N/A | #N/A | #N/A | #N/A | #N/A | #N/A | #N/A | #N/A | #N/A | #N/A | #N/A | #N/A | #N/A | #N/A | #N/A | #N/A | #N/A | #N/A | #N/A | #N/A | #N/A | #N/A | #N/A | #N/A | #N/A | #N/A | #N/A | #N/A | #N/A | #N/A | #N/A | #N/A
[7 empty] | 12 | 11 | 8275 | 19 | 2020-12-11 | Wednesday | 3 | No | #N/A | #N/A | #N/A | #N/A | #N/A | #N/A | #N/A | #N/A | #N/A | #N/A | #N/A | #N/A | #N/A | #N/A | #N/A | #N/A | #N/A | #N/A | #N/A | #N/A | #N/A | #N/A | #N/A | #N/A | #N/A | #N/A | #N/A | #N/A | #N/A | #N/A | #N/A | #N/A | #N/A | #N/A | #N/A | #N/A
[7 empty] | 12 | 11 | 8276 | 20 | 2020-12-11 | Wednesday | 3 | No | #N/A | #N/A | #N/A | #N/A | #N/A | #N/A | #N/A | #N/A | #N/A | #N/A | #N/A | #N/A | #N/A | #N/A | #N/A | #N/A | #N/A | #N/A | #N/A | #N/A | #N/A | #N/A | #N/A | #N/A | #N/A | #N/A | #N/A | #N/A | #N/A | #N/A | #N/A | #N/A | #N/A | #N/A | #N/A | #N/A
[7 empty] | 12 | 11 | 8277 | 21 | 2020-12-11 | Wednesday | 3 | No | #N/A | #N/A | #N/A | #N/A | #N/A | #N/A | #N/A | #N/A | #N/A | #N/A | #N/A | #N/A | #N/A | #N/A | #N/A | #N/A | #N/A | #N/A | #N/A | #N/A | #N/A | #N/A | #N/A | #N/A | #N/A | #N/A | #N/A | #N/A | #N/A | #N/A | #N/A | #N/A | #N/A | #N/A | #N/A | #N/A
[7 empty] | 12 | 11 | 8278 | 22 | 2020-12-11 | Wednesday | 3 | No | #N/A | #N/A | #N/A | #N/A | #N/A | #N/A | #N/A | #N/A | #N/A | #N/A | #N/A | #N/A | #N/A | #N/A | #N/A | #N/A | #N/A | #N/A | #N/A | #N/A | #N/A | #N/A | #N/A | #N/A | #N/A | #N/A | #N/A | #N/A | #N/A | #N/A | #N/A | #N/A | #N/A | #N/A | #N/A | #N/A
[7 empty] | 12 | 11 | 8279 | 23 | 2020-12-11 | Wednesday | 3 | No | #N/A | #N/A | #N/A | #N/A | #N/A | #N/A | #N/A | #N/A | #N/A | #N/A | #N/A | #N/A | #N/A | #N/A | #N/A | #N/A | #N/A | #N/A | #N/A | #N/A | #N/A | #N/A | #N/A | #N/A | #N/A | #N/A | #N/A | #N/A | #N/A | #N/A | #N/A | #N/A | #N/A | #N/A | #N/A | #N/A
[7 empty] | 12 | 11 | 8280 | 24 | 2020-12-11 | Wednesday | 3 | No | #N/A | #N/A | #N/A | #N/A | #N/A | #N/A | #N/A | #N/A | #N/A | #N/A | #N/A | #N/A | #N/A | #N/A | #N/A | #N/A | #N/A | #N/A | #N/A | #N/A | #N/A | #N/A | #N/A | #N/A | #N/A | #N/A | #N/A | #N/A | #N/A | #N/A | #N/A | #N/A | #N/A | #N/A | #N/A | #N/A
[7 empty] | 12 | 12 | 8281 | 1 | 2020-12-12 | Thursday | 4 | No | #N/A | #N/A | #N/A | #N/A | #N/A | #N/A | #N/A | #N/A | #N/A | #N/A | #N/A | #N/A | #N/A | #N/A | #N/A | #N/A | #N/A | #N/A | #N/A | #N/A | #N/A | #N/A | #N/A | #N/A | #N/A | #N/A | #N/A | #N/A | #N/A | #N/A | #N/A | #N/A | #N/A | #N/A | #N/A | #N/A
[7 empty] | 12 | 12 | 8282 | 2 | 2020-12-12 | Thursday | 4 | No | #N/A | #N/A | #N/A | #N/A | #N/A | #N/A | #N/A | #N/A | #N/A | #N/A | #N/A | #N/A | #N/A | #N/A | #N/A | #N/A | #N/A | #N/A | #N/A | #N/A | #N/A | #N/A | #N/A | #N/A | #N/A | #N/A | #N/A | #N/A | #N/A | #N/A | #N/A | #N/A | #N/A | #N/A | #N/A | #N/A
[7 empty] | 12 | 12 | 8283 | 3 | 2020-12-12 | Thursday | 4 | No | #N/A | #N/A | #N/A | #N/A | #N/A | #N/A | #N/A | #N/A | #N/A | #N/A | #N/A | #N/A | #N/A | #N/A | #N/A | #N/A | #N/A | #N/A | #N/A | #N/A | #N/A | #N/A | #N/A | #N/A | #N/A | #N/A | #N/A | #N/A | #N/A | #N/A | #N/A | #N/A | #N/A | #N/A | #N/A | #N/A
[7 empty] | 12 | 12 | 8284 | 4 | 2020-12-12 | Thursday | 4 | No | #N/A | #N/A | #N/A | #N/A | #N/A | #N/A | #N/A | #N/A | #N/A | #N/A | #N/A | #N/A | #N/A | #N/A | #N/A | #N/A | #N/A | #N/A | #N/A | #N/A | #N/A | #N/A | #N/A | #N/A | #N/A | #N/A | #N/A | #N/A | #N/A | #N/A | #N/A | #N/A | #N/A | #N/A | #N/A | #N/A
[7 empty] | 12 | 12 | 8285 | 5 | 2020-12-12 | Thursday | 4 | No | #N/A | #N/A | #N/A | #N/A | #N/A | #N/A | #N/A | #N/A | #N/A | #N/A | #N/A | #N/A | #N/A | #N/A | #N/A | #N/A | #N/A | #N/A | #N/A | #N/A | #N/A | #N/A | #N/A | #N/A | #N/A | #N/A | #N/A | #N/A | #N/A | #N/A | #N/A | #N/A | #N/A | #N/A | #N/A | #N/A
[7 empty] | 12 | 12 | 8286 | 6 | 2020-12-12 | Thursday | 4 | No | #N/A | #N/A | #N/A | #N/A | #N/A | #N/A | #N/A | #N/A | #N/A | #N/A | #N/A | #N/A | #N/A | #N/A | #N/A | #N/A | #N/A | #N/A | #N/A | #N/A | #N/A | #N/A | #N/A | #N/A | #N/A | #N/A | #N/A | #N/A | #N/A | #N/A | #N/A | #N/A | #N/A | #N/A | #N/A | #N/A
[7 empty] | 12 | 12 | 8287 | 7 | 2020-12-12 | Thursday | 4 | No | #N/A | #N/A | #N/A | #N/A | #N/A | #N/A | #N/A | #N/A | #N/A | #N/A | #N/A | #N/A | #N/A | #N/A | #N/A | #N/A | #N/A | #N/A | #N/A | #N/A | #N/A | #N/A | #N/A | #N/A | #N/A | #N/A | #N/A | #N/A | #N/A | #N/A | #N/A | #N/A | #N/A | #N/A | #N/A | #N/A
[7 empty] | 12 | 12 | 8288 | 8 | 2020-12-12 | Thursday | 4 | No | #N/A | #N/A | #N/A | #N/A | #N/A | #N/A | #N/A | #N/A | #N/A | #N/A | #N/A | #N/A | #N/A | #N/A | #N/A | #N/A | #N/A | #N/A | #N/A | #N/A | #N/A | #N/A | #N/A | #N/A | #N/A | #N/A | #N/A | #N/A | #N/A | #N/A | #N/A | #N/A | #N/A | #N/A | #N/A | #N/A
[7 empty] | 12 | 12 | 8289 | 9 | 2020-12-12 | Thursday | 4 | No | #N/A | #N/A | #N/A | #N/A | #N/A | #N/A | #N/A | #N/A | #N/A | #N/A | #N/A | #N/A | #N/A | #N/A | #N/A | #N/A | #N/A | #N/A | #N/A | #N/A | #N/A | #N/A | #N/A | #N/A | #N/A | #N/A | #N/A | #N/A | #N/A | #N/A | #N/A | #N/A | #N/A | #N/A | #N/A | #N/A
[7 empty] | 12 | 12 | 8290 | 10 | 2020-12-12 | Thursday | 4 | No | #N/A | #N/A | #N/A | #N/A | #N/A | #N/A | #N/A | #N/A | #N/A | #N/A | #N/A | #N/A | #N/A | #N/A | #N/A | #N/A | #N/A | #N/A | #N/A | #N/A | #N/A | #N/A | #N/A | #N/A | #N/A | #N/A | #N/A | #N/A | #N/A | #N/A | #N/A | #N/A | #N/A | #N/A | #N/A | #N/A
[7 empty] | 12 | 12 | 8291 | 11 | 2020-12-12 | Thursday | 4 | No | #N/A | #N/A | #N/A | #N/A | #N/A | #N/A | #N/A | #N/A | #N/A | #N/A | #N/A | #N/A | #N/A | #N/A | #N/A | #N/A | #N/A | #N/A | #N/A | #N/A | #N/A | #N/A | #N/A | #N/A | #N/A | #N/A | #N/A | #N/A | #N/A | #N/A | #N/A | #N/A | #N/A | #N/A | #N/A | #N/A
[7 empty] | 12 | 12 | 8292 | 12 | 2020-12-12 | Thursday | 4 | No | #N/A | #N/A | #N/A | #N/A | #N/A | #N/A | #N/A | #N/A | #N/A | #N/A | #N/A | #N/A | #N/A | #N/A | #N/A | #N/A | #N/A | #N/A | #N/A | #N/A | #N/A | #N/A | #N/A | #N/A | #N/A | #N/A | #N/A | #N/A | #N/A | #N/A | #N/A | #N/A | #N/A | #N/A | #N/A | #N/A
[7 empty] | 12 | 12 | 8293 | 13 | 2020-12-12 | Thursday | 4 | No | #N/A | #N/A | #N/A | #N/A | #N/A | #N/A | #N/A | #N/A | #N/A | #N/A | #N/A | #N/A | #N/A | #N/A | #N/A | #N/A | #N/A | #N/A | #N/A | #N/A | #N/A | #N/A | #N/A | #N/A | #N/A | #N/A | #N/A | #N/A | #N/A | #N/A | #N/A | #N/A | #N/A | #N/A | #N/A | #N/A
[7 empty] | 12 | 12 | 8294 | 14 | 2020-12-12 | Thursday | 4 | No | #N/A | #N/A | #N/A | #N/A | #N/A | #N/A | #N/A | #N/A | #N/A | #N/A | #N/A | #N/A | #N/A | #N/A | #N/A | #N/A | #N/A | #N/A | #N/A | #N/A | #N/A | #N/A | #N/A | #N/A | #N/A | #N/A | #N/A | #N/A | #N/A | #N/A | #N/A | #N/A | #N/A | #N/A | #N/A | #N/A
[7 empty] | 12 | 12 | 8295 | 15 | 2020-12-12 | Thursday | 4 | No | #N/A | #N/A | #N/A | #N/A | #N/A | #N/A | #N/A | #N/A | #N/A | #N/A | #N/A | #N/A | #N/A | #N/A | #N/A | #N/A | #N/A | #N/A | #N/A | #N/A | #N/A | #N/A | #N/A | #N/A | #N/A | #N/A | #N/A | #N/A | #N/A | #N/A | #N/A | #N/A | #N/A | #N/A | #N/A | #N/A
[7 empty] | 12 | 12 | 8296 | 16 | 2020-12-12 | Thursday | 4 | No | #N/A | #N/A | #N/A | #N/A | #N/A | #N/A | #N/A | #N/A | #N/A | #N/A | #N/A | #N/A | #N/A | #N/A | #N/A | #N/A | #N/A | #N/A | #N/A | #N/A | #N/A | #N/A | #N/A | #N/A | #N/A | #N/A | #N/A | #N/A | #N/A | #N/A | #N/A | #N/A | #N/A | #N/A | #N/A | #N/A
[7 empty] | 12 | 12 | 8297 | 17 | 2020-12-12 | Thursday | 4 | No | #N/A | #N/A | #N/A | #N/A | #N/A | #N/A | #N/A | #N/A | #N/A | #N/A | #N/A | #N/A | #N/A | #N/A | #N/A | #N/A | #N/A | #N/A | #N/A | #N/A | #N/A | #N/A | #N/A | #N/A | #N/A | #N/A | #N/A | #N/A | #N/A | #N/A | #N/A | #N/A | #N/A | #N/A | #N/A | #N/A
[7 empty] | 12 | 12 | 8298 | 18 | 2020-12-12 | Thursday | 4 | No | #N/A | #N/A | #N/A | #N/A | #N/A | #N/A | #N/A | #N/A | #N/A | #N/A | #N/A | #N/A | #N/A | #N/A | #N/A | #N/A | #N/A | #N/A | #N/A | #N/A | #N/A | #N/A | #N/A | #N/A | #N/A | #N/A | #N/A | #N/A | #N/A | #N/A | #N/A | #N/A | #N/A | #N/A | #N/A | #N/A
[7 empty] | 12 | 12 | 8299 | 19 | 2020-12-12 | Thursday | 4 | No | #N/A | #N/A | #N/A | #N/A | #N/A | #N/A | #N/A | #N/A | #N/A | #N/A | #N/A | #N/A | #N/A | #N/A | #N/A | #N/A | #N/A | #N/A | #N/A | #N/A | #N/A | #N/A | #N/A | #N/A | #N/A | #N/A | #N/A | #N/A | #N/A | #N/A | #N/A | #N/A | #N/A | #N/A | #N/A | #N/A
[7 empty] | 12 | 12 | 8300 | 20 | 2020-12-12 | Thursday | 4 | No | #N/A | #N/A | #N/A | #N/A | #N/A | #N/A | #N/A | #N/A | #N/A | #N/A | #N/A | #N/A | #N/A | #N/A | #N/A | #N/A | #N/A | #N/A | #N/A | #N/A | #N/A | #N/A | #N/A | #N/A | #N/A | #N/A | #N/A | #N/A | #N/A | #N/A | #N/A | #N/A | #N/A | #N/A | #N/A | #N/A
[7 empty] | 12 | 12 | 8301 | 21 | 2020-12-12 | Thursday | 4 | No | #N/A | #N/A | #N/A | #N/A | #N/A | #N/A | #N/A | #N/A | #N/A | #N/A | #N/A | #N/A | #N/A | #N/A | #N/A | #N/A | #N/A | #N/A | #N/A | #N/A | #N/A | #N/A | #N/A | #N/A | #N/A | #N/A | #N/A | #N/A | #N/A | #N/A | #N/A | #N/A | #N/A | #N/A | #N/A | #N/A
[7 empty] | 12 | 12 | 8302 | 22 | 2020-12-12 | Thursday | 4 | No | #N/A | #N/A | #N/A | #N/A | #N/A | #N/A | #N/A | #N/A | #N/A | #N/A | #N/A | #N/A | #N/A | #N/A | #N/A | #N/A | #N/A | #N/A | #N/A | #N/A | #N/A | #N/A | #N/A | #N/A | #N/A | #N/A | #N/A | #N/A | #N/A | #N/A | #N/A | #N/A | #N/A | #N/A | #N/A | #N/A
[7 empty] | 12 | 12 | 8303 | 23 | 2020-12-12 | Thursday | 4 | No | #N/A | #N/A | #N/A | #N/A | #N/A | #N/A | #N/A | #N/A | #N/A | #N/A | #N/A | #N/A | #N/A | #N/A | #N/A | #N/A | #N/A | #N/A | #N/A | #N/A | #N/A | #N/A | #N/A | #N/A | #N/A | #N/A | #N/A | #N/A | #N/A | #N/A | #N/A | #N/A | #N/A | #N/A | #N/A | #N/A
[7 empty] | 12 | 12 | 8304 | 24 | 2020-12-12 | Thursday | 4 | No | #N/A | #N/A | #N/A | #N/A | #N/A | #N/A | #N/A | #N/A | #N/A | #N/A | #N/A | #N/A | #N/A | #N/A | #N/A | #N/A | #N/A | #N/A | #N/A | #N/A | #N/A | #N/A | #N/A | #N/A | #N/A | #N/A | #N/A | #N/A | #N/A | #N/A | #N/A | #N/A | #N/A | #N/A | #N/A | #N/A
[7 empty] | 12 | 13 | 8305 | 1 | 2020-12-13 | Friday | 5 | No | #N/A | #N/A | #N/A | #N/A | #N/A | #N/A | #N/A | #N/A | #N/A | #N/A | #N/A | #N/A | #N/A | #N/A | #N/A | #N/A | #N/A | #N/A | #N/A | #N/A | #N/A | #N/A | #N/A | #N/A | #N/A | #N/A | #N/A | #N/A | #N/A | #N/A | #N/A | #N/A | #N/A | #N/A | #N/A | #N/A
[7 empty] | 12 | 13 | 8306 | 2 | 2020-12-13 | Friday | 5 | No | #N/A | #N/A | #N/A | #N/A | #N/A | #N/A | #N/A | #N/A | #N/A | #N/A | #N/A | #N/A | #N/A | #N/A | #N/A | #N/A | #N/A | #N/A | #N/A | #N/A | #N/A | #N/A | #N/A | #N/A | #N/A | #N/A | #N/A | #N/A | #N/A | #N/A | #N/A | #N/A | #N/A | #N/A | #N/A | #N/A
[7 empty] | 12 | 13 | 8307 | 3 | 2020-12-13 | Friday | 5 | No | #N/A | #N/A | #N/A | #N/A | #N/A | #N/A | #N/A | #N/A | #N/A | #N/A | #N/A | #N/A | #N/A | #N/A | #N/A | #N/A | #N/A | #N/A | #N/A | #N/A | #N/A | #N/A | #N/A | #N/A | #N/A | #N/A | #N/A | #N/A | #N/A | #N/A | #N/A | #N/A | #N/A | #N/A | #N/A | #N/A
[7 empty] | 12 | 13 | 8308 | 4 | 2020-12-13 | Friday | 5 | No | #N/A | #N/A | #N/A | #N/A | #N/A | #N/A | #N/A | #N/A | #N/A | #N/A | #N/A | #N/A | #N/A | #N/A | #N/A | #N/A | #N/A | #N/A | #N/A | #N/A | #N/A | #N/A | #N/A | #N/A | #N/A | #N/A | #N/A | #N/A | #N/A | #N/A | #N/A | #N/A | #N/A | #N/A | #N/A | #N/A
[7 empty] | 12 | 13 | 8309 | 5 | 2020-12-13 | Friday | 5 | No | #N/A | #N/A | #N/A | #N/A | #N/A | #N/A | #N/A | #N/A | #N/A | #N/A | #N/A | #N/A | #N/A | #N/A | #N/A | #N/A | #N/A | #N/A | #N/A | #N/A | #N/A | #N/A | #N/A | #N/A | #N/A | #N/A | #N/A | #N/A | #N/A | #N/A | #N/A | #N/A | #N/A | #N/A | #N/A | #N/A
[7 empty] | 12 | 13 | 8310 | 6 | 2020-12-13 | Friday | 5 | No | #N/A | #N/A | #N/A | #N/A | #N/A | #N/A | #N/A | #N/A | #N/A | #N/A | #N/A | #N/A | #N/A | #N/A | #N/A | #N/A | #N/A | #N/A | #N/A | #N/A | #N/A | #N/A | #N/A | #N/A | #N/A | #N/A | #N/A | #N/A | #N/A | #N/A | #N/A | #N/A | #N/A | #N/A | #N/A | #N/A
[7 empty] | 12 | 13 | 8311 | 7 | 2020-12-13 | Friday | 5 | No | #N/A | #N/A | #N/A | #N/A | #N/A | #N/A | #N/A | #N/A | #N/A | #N/A | #N/A | #N/A | #N/A | #N/A | #N/A | #N/A | #N/A | #N/A | #N/A | #N/A | #N/A | #N/A | #N/A | #N/A | #N/A | #N/A | #N/A | #N/A | #N/A | #N/A | #N/A | #N/A | #N/A | #N/A | #N/A | #N/A
[7 empty] | 12 | 13 | 8312 | 8 | 2020-12-13 | Friday | 5 | No | #N/A | #N/A | #N/A | #N/A | #N/A | #N/A | #N/A | #N/A | #N/A | #N/A | #N/A | #N/A | #N/A | #N/A | #N/A | #N/A | #N/A | #N/A | #N/A | #N/A | #N/A | #N/A | #N/A | #N/A | #N/A | #N/A | #N/A | #N/A | #N/A | #N/A | #N/A | #N/A | #N/A | #N/A | #N/A | #N/A
[7 empty] | 12 | 13 | 8313 | 9 | 2020-12-13 | Friday | 5 | No | #N/A | #N/A | #N/A | #N/A | #N/A | #N/A | #N/A | #N/A | #N/A | #N/A | #N/A | #N/A | #N/A | #N/A | #N/A | #N/A | #N/A | #N/A | #N/A | #N/A | #N/A | #N/A | #N/A | #N/A | #N/A | #N/A | #N/A | #N/A | #N/A | #N/A | #N/A | #N/A | #N/A | #N/A | #N/A | #N/A
[7 empty] | 12 | 13 | 8314 | 10 | 2020-12-13 | Friday | 5 | No | #N/A | #N/A | #N/A | #N/A | #N/A | #N/A | #N/A | #N/A | #N/A | #N/A | #N/A | #N/A | #N/A | #N/A | #N/A | #N/A | #N/A | #N/A | #N/A | #N/A | #N/A | #N/A | #N/A | #N/A | #N/A | #N/A | #N/A | #N/A | #N/A | #N/A | #N/A | #N/A | #N/A | #N/A | #N/A | #N/A
[7 empty] | 12 | 13 | 8315 | 11 | 2020-12-13 | Friday | 5 | No | #N/A | #N/A | #N/A | #N/A | #N/A | #N/A | #N/A | #N/A | #N/A | #N/A | #N/A | #N/A | #N/A | #N/A | #N/A | #N/A | #N/A | #N/A | #N/A | #N/A | #N/A | #N/A | #N/A | #N/A | #N/A | #N/A | #N/A | #N/A | #N/A | #N/A | #N/A | #N/A | #N/A | #N/A | #N/A | #N/A
[7 empty] | 12 | 13 | 8316 | 12 | 2020-12-13 | Friday | 5 | No | #N/A | #N/A | #N/A | #N/A | #N/A | #N/A | #N/A | #N/A | #N/A | #N/A | #N/A | #N/A | #N/A | #N/A | #N/A | #N/A | #N/A | #N/A | #N/A | #N/A | #N/A | #N/A | #N/A | #N/A | #N/A | #N/A | #N/A | #N/A | #N/A | #N/A | #N/A | #N/A | #N/A | #N/A | #N/A | #N/A
[7 empty] | 12 | 13 | 8317 | 13 | 2020-12-13 | Friday | 5 | No | #N/A | #N/A | #N/A | #N/A | #N/A | #N/A | #N/A | #N/A | #N/A | #N/A | #N/A | #N/A | #N/A | #N/A | #N/A | #N/A | #N/A | #N/A | #N/A | #N/A | #N/A | #N/A | #N/A | #N/A | #N/A | #N/A | #N/A | #N/A | #N/A | #N/A | #N/A | #N/A | #N/A | #N/A | #N/A | #N/A
[7 empty] | 12 | 13 | 8318 | 14 | 2020-12-13 | Friday | 5 | No | #N/A | #N/A | #N/A | #N/A | #N/A | #N/A | #N/A | #N/A | #N/A | #N/A | #N/A | #N/A | #N/A | #N/A | #N/A | #N/A | #N/A | #N/A | #N/A | #N/A | #N/A | #N/A | #N/A | #N/A | #N/A | #N/A | #N/A | #N/A | #N/A | #N/A | #N/A | #N/A | #N/A | #N/A | #N/A | #N/A
[7 empty] | 12 | 13 | 8319 | 15 | 2020-12-13 | Friday | 5 | No | #N/A | #N/A | #N/A | #N/A | #N/A | #N/A | #N/A | #N/A | #N/A | #N/A | #N/A | #N/A | #N/A | #N/A | #N/A | #N/A | #N/A | #N/A | #N/A | #N/A | #N/A | #N/A | #N/A | #N/A | #N/A | #N/A | #N/A | #N/A | #N/A | #N/A | #N/A | #N/A | #N/A | #N/A | #N/A | #N/A
[7 empty] | 12 | 13 | 8320 | 16 | 2020-12-13 | Friday | 5 | No | #N/A | #N/A | #N/A | #N/A | #N/A | #N/A | #N/A | #N/A | #N/A | #N/A | #N/A | #N/A | #N/A | #N/A | #N/A | #N/A | #N/A | #N/A | #N/A | #N/A | #N/A | #N/A | #N/A | #N/A | #N/A | #N/A | #N/A | #N/A | #N/A | #N/A | #N/A | #N/A | #N/A | #N/A | #N/A | #N/A
[7 empty] | 12 | 13 | 8321 | 17 | 2020-12-13 | Friday | 5 | No | #N/A | #N/A | #N/A | #N/A | #N/A | #N/A | #N/A | #N/A | #N/A | #N/A | #N/A | #N/A | #N/A | #N/A | #N/A | #N/A | #N/A | #N/A | #N/A | #N/A | #N/A | #N/A | #N/A | #N/A | #N/A | #N/A | #N/A | #N/A | #N/A | #N/A | #N/A | #N/A | #N/A | #N/A | #N/A | #N/A
[7 empty] | 12 | 13 | 8322 | 18 | 2020-12-13 | Friday | 5 | No | #N/A | #N/A | #N/A | #N/A | #N/A | #N/A | #N/A | #N/A | #N/A | #N/A | #N/A | #N/A | #N/A | #N/A | #N/A | #N/A | #N/A | #N/A | #N/A | #N/A | #N/A | #N/A | #N/A | #N/A | #N/A | #N/A | #N/A | #N/A | #N/A | #N/A | #N/A | #N/A | #N/A | #N/A | #N/A | #N/A
[7 empty] | 12 | 13 | 8323 | 19 | 2020-12-13 | Friday | 5 | No | #N/A | #N/A | #N/A | #N/A | #N/A | #N/A | #N/A | #N/A | #N/A | #N/A | #N/A | #N/A | #N/A | #N/A | #N/A | #N/A | #N/A | #N/A | #N/A | #N/A | #N/A | #N/A | #N/A | #N/A | #N/A | #N/A | #N/A | #N/A | #N/A | #N/A | #N/A | #N/A | #N/A | #N/A | #N/A | #N/A
[7 empty] | 12 | 13 | 8324 | 20 | 2020-12-13 | Friday | 5 | No | #N/A | #N/A | #N/A | #N/A | #N/A | #N/A | #N/A | #N/A | #N/A | #N/A | #N/A | #N/A | #N/A | #N/A | #N/A | #N/A | #N/A | #N/A | #N/A | #N/A | #N/A | #N/A | #N/A | #N/A | #N/A | #N/A | #N/A | #N/A | #N/A | #N/A | #N/A | #N/A | #N/A | #N/A | #N/A | #N/A
[7 empty] | 12 | 13 | 8325 | 21 | 2020-12-13 | Friday | 5 | No | #N/A | #N/A | #N/A | #N/A | #N/A | #N/A | #N/A | #N/A | #N/A | #N/A | #N/A | #N/A | #N/A | #N/A | #N/A | #N/A | #N/A | #N/A | #N/A | #N/A | #N/A | #N/A | #N/A | #N/A | #N/A | #N/A | #N/A | #N/A | #N/A | #N/A | #N/A | #N/A | #N/A | #N/A | #N/A | #N/A
[7 empty] | 12 | 13 | 8326 | 22 | 2020-12-13 | Friday | 5 | No | #N/A | #N/A | #N/A | #N/A | #N/A | #N/A | #N/A | #N/A | #N/A | #N/A | #N/A | #N/A | #N/A | #N/A | #N/A | #N/A | #N/A | #N/A | #N/A | #N/A | #N/A | #N/A | #N/A | #N/A | #N/A | #N/A | #N/A | #N/A | #N/A | #N/A | #N/A | #N/A | #N/A | #N/A | #N/A | #N/A
[7 empty] | 12 | 13 | 8327 | 23 | 2020-12-13 | Friday | 5 | No | #N/A | #N/A | #N/A | #N/A | #N/A | #N/A | #N/A | #N/A | #N/A | #N/A | #N/A | #N/A | #N/A | #N/A | #N/A | #N/A | #N/A | #N/A | #N/A | #N/A | #N/A | #N/A | #N/A | #N/A | #N/A | #N/A | #N/A | #N/A | #N/A | #N/A | #N/A | #N/A | #N/A | #N/A | #N/A | #N/A
[7 empty] | 12 | 13 | 8328 | 24 | 2020-12-13 | Friday | 5 | No | #N/A | #N/A | #N/A | #N/A | #N/A | #N/A | #N/A | #N/A | #N/A | #N/A | #N/A | #N/A | #N/A | #N/A | #N/A | #N/A | #N/A | #N/A | #N/A | #N/A | #N/A | #N/A | #N/A | #N/A | #N/A | #N/A | #N/A | #N/A | #N/A | #N/A | #N/A | #N/A | #N/A | #N/A | #N/A | #N/A
[7 empty] | 12 | 14 | 8329 | 1 | 2020-12-14 | Saturday | 6 | No | #N/A | #N/A | #N/A | #N/A | #N/A | #N/A | #N/A | #N/A | #N/A | #N/A | #N/A | #N/A | #N/A | #N/A | #N/A | #N/A | #N/A | #N/A | #N/A | #N/A | #N/A | #N/A | #N/A | #N/A | #N/A | #N/A | #N/A | #N/A | #N/A | #N/A | #N/A | #N/A | #N/A | #N/A | #N/A | #N/A
[7 empty] | 12 | 14 | 8330 | 2 | 2020-12-14 | Saturday | 6 | No | #N/A | #N/A | #N/A | #N/A | #N/A | #N/A | #N/A | #N/A | #N/A | #N/A | #N/A | #N/A | #N/A | #N/A | #N/A | #N/A | #N/A | #N/A | #N/A | #N/A | #N/A | #N/A | #N/A | #N/A | #N/A | #N/A | #N/A | #N/A | #N/A | #N/A | #N/A | #N/A | #N/A | #N/A | #N/A | #N/A
[7 empty] | 12 | 14 | 8331 | 3 | 2020-12-14 | Saturday | 6 | No | #N/A | #N/A | #N/A | #N/A | #N/A | #N/A | #N/A | #N/A | #N/A | #N/A | #N/A | #N/A | #N/A | #N/A | #N/A | #N/A | #N/A | #N/A | #N/A | #N/A | #N/A | #N/A | #N/A | #N/A | #N/A | #N/A | #N/A | #N/A | #N/A | #N/A | #N/A | #N/A | #N/A | #N/A | #N/A | #N/A
[7 empty] | 12 | 14 | 8332 | 4 | 2020-12-14 | Saturday | 6 | No | #N/A | #N/A | #N/A | #N/A | #N/A | #N/A | #N/A | #N/A | #N/A | #N/A | #N/A | #N/A | #N/A | #N/A | #N/A | #N/A | #N/A | #N/A | #N/A | #N/A | #N/A | #N/A | #N/A | #N/A | #N/A | #N/A | #N/A | #N/A | #N/A | #N/A | #N/A | #N/A | #N/A | #N/A | #N/A | #N/A
[7 empty] | 12 | 14 | 8333 | 5 | 2020-12-14 | Saturday | 6 | No | #N/A | #N/A | #N/A | #N/A | #N/A | #N/A | #N/A | #N/A | #N/A | #N/A | #N/A | #N/A | #N/A | #N/A | #N/A | #N/A | #N/A | #N/A | #N/A | #N/A | #N/A | #N/A | #N/A | #N/A | #N/A | #N/A | #N/A | #N/A | #N/A | #N/A | #N/A | #N/A | #N/A | #N/A | #N/A | #N/A
[7 empty] | 12 | 14 | 8334 | 6 | 2020-12-14 | Saturday | 6 | No | #N/A | #N/A | #N/A | #N/A | #N/A | #N/A | #N/A | #N/A | #N/A | #N/A | #N/A | #N/A | #N/A | #N/A | #N/A | #N/A | #N/A | #N/A | #N/A | #N/A | #N/A | #N/A | #N/A | #N/A | #N/A | #N/A | #N/A | #N/A | #N/A | #N/A | #N/A | #N/A | #N/A | #N/A | #N/A | #N/A
[7 empty] | 12 | 14 | 8335 | 7 | 2020-12-14 | Saturday | 6 | No | #N/A | #N/A | #N/A | #N/A | #N/A | #N/A | #N/A | #N/A | #N/A | #N/A | #N/A | #N/A | #N/A | #N/A | #N/A | #N/A | #N/A | #N/A | #N/A | #N/A | #N/A | #N/A | #N/A | #N/A | #N/A | #N/A | #N/A | #N/A | #N/A | #N/A | #N/A | #N/A | #N/A | #N/A | #N/A | #N/A
[7 empty] | 12 | 14 | 8336 | 8 | 2020-12-14 | Saturday | 6 | No | #N/A | #N/A | #N/A | #N/A | #N/A | #N/A | #N/A | #N/A | #N/A | #N/A | #N/A | #N/A | #N/A | #N/A | #N/A | #N/A | #N/A | #N/A | #N/A | #N/A | #N/A | #N/A | #N/A | #N/A | #N/A | #N/A | #N/A | #N/A | #N/A | #N/A | #N/A | #N/A | #N/A | #N/A | #N/A | #N/A
[7 empty] | 12 | 14 | 8337 | 9 | 2020-12-14 | Saturday | 6 | No | #N/A | #N/A | #N/A | #N/A | #N/A | #N/A | #N/A | #N/A | #N/A | #N/A | #N/A | #N/A | #N/A | #N/A | #N/A | #N/A | #N/A | #N/A | #N/A | #N/A | #N/A | #N/A | #N/A | #N/A | #N/A | #N/A | #N/A | #N/A | #N/A | #N/A | #N/A | #N/A | #N/A | #N/A | #N/A | #N/A
[7 empty] | 12 | 14 | 8338 | 10 | 2020-12-14 | Saturday | 6 | No | #N/A | #N/A | #N/A | #N/A | #N/A | #N/A | #N/A | #N/A | #N/A | #N/A | #N/A | #N/A | #N/A | #N/A | #N/A | #N/A | #N/A | #N/A | #N/A | #N/A | #N/A | #N/A | #N/A | #N/A | #N/A | #N/A | #N/A | #N/A | #N/A | #N/A | #N/A | #N/A | #N/A | #N/A | #N/A | #N/A
[7 empty] | 12 | 14 | 8339 | 11 | 2020-12-14 | Saturday | 6 | No | #N/A | #N/A | #N/A | #N/A | #N/A | #N/A | #N/A | #N/A | #N/A | #N/A | #N/A | #N/A | #N/A | #N/A | #N/A | #N/A | #N/A | #N/A | #N/A | #N/A | #N/A | #N/A | #N/A | #N/A | #N/A | #N/A | #N/A | #N/A | #N/A | #N/A | #N/A | #N/A | #N/A | #N/A | #N/A | #N/A
[7 empty] | 12 | 14 | 8340 | 12 | 2020-12-14 | Saturday | 6 | No | #N/A | #N/A | #N/A | #N/A | #N/A | #N/A | #N/A | #N/A | #N/A | #N/A | #N/A | #N/A | #N/A | #N/A | #N/A | #N/A | #N/A | #N/A | #N/A | #N/A | #N/A | #N/A | #N/A | #N/A | #N/A | #N/A | #N/A | #N/A | #N/A | #N/A | #N/A | #N/A | #N/A | #N/A | #N/A | #N/A
[7 empty] | 12 | 14 | 8341 | 13 | 2020-12-14 | Saturday | 6 | No | #N/A | #N/A | #N/A | #N/A | #N/A | #N/A | #N/A | #N/A | #N/A | #N/A | #N/A | #N/A | #N/A | #N/A | #N/A | #N/A | #N/A | #N/A | #N/A | #N/A | #N/A | #N/A | #N/A | #N/A | #N/A | #N/A | #N/A | #N/A | #N/A | #N/A | #N/A | #N/A | #N/A | #N/A | #N/A | #N/A
[7 empty] | 12 | 14 | 8342 | 14 | 2020-12-14 | Saturday | 6 | No | #N/A | #N/A | #N/A | #N/A | #N/A | #N/A | #N/A | #N/A | #N/A | #N/A | #N/A | #N/A | #N/A | #N/A | #N/A | #N/A | #N/A | #N/A | #N/A | #N/A | #N/A | #N/A | #N/A | #N/A | #N/A | #N/A | #N/A | #N/A | #N/A | #N/A | #N/A | #N/A | #N/A | #N/A | #N/A | #N/A
[7 empty] | 12 | 14 | 8343 | 15 | 2020-12-14 | Saturday | 6 | No | #N/A | #N/A | #N/A | #N/A | #N/A | #N/A | #N/A | #N/A | #N/A | #N/A | #N/A | #N/A | #N/A | #N/A | #N/A | #N/A | #N/A | #N/A | #N/A | #N/A | #N/A | #N/A | #N/A | #N/A | #N/A | #N/A | #N/A | #N/A | #N/A | #N/A | #N/A | #N/A | #N/A | #N/A | #N/A | #N/A
[7 empty] | 12 | 14 | 8344 | 16 | 2020-12-14 | Saturday | 6 | No | #N/A | #N/A | #N/A | #N/A | #N/A | #N/A | #N/A | #N/A | #N/A | #N/A | #N/A | #N/A | #N/A | #N/A | #N/A | #N/A | #N/A | #N/A | #N/A | #N/A | #N/A | #N/A | #N/A | #N/A | #N/A | #N/A | #N/A | #N/A | #N/A | #N/A | #N/A | #N/A | #N/A | #N/A | #N/A | #N/A
[7 empty] | 12 | 14 | 8345 | 17 | 2020-12-14 | Saturday | 6 | No | #N/A | #N/A | #N/A | #N/A | #N/A | #N/A | #N/A | #N/A | #N/A | #N/A | #N/A | #N/A | #N/A | #N/A | #N/A | #N/A | #N/A | #N/A | #N/A | #N/A | #N/A | #N/A | #N/A | #N/A | #N/A | #N/A | #N/A | #N/A | #N/A | #N/A | #N/A | #N/A | #N/A | #N/A | #N/A | #N/A
[7 empty] | 12 | 14 | 8346 | 18 | 2020-12-14 | Saturday | 6 | No | #N/A | #N/A | #N/A | #N/A | #N/A | #N/A | #N/A | #N/A | #N/A | #N/A | #N/A | #N/A | #N/A | #N/A | #N/A | #N/A | #N/A | #N/A | #N/A | #N/A | #N/A | #N/A | #N/A | #N/A | #N/A | #N/A | #N/A | #N/A | #N/A | #N/A | #N/A | #N/A | #N/A | #N/A | #N/A | #N/A
[7 empty] | 12 | 14 | 8347 | 19 | 2020-12-14 | Saturday | 6 | No | #N/A | #N/A | #N/A | #N/A | #N/A | #N/A | #N/A | #N/A | #N/A | #N/A | #N/A | #N/A | #N/A | #N/A | #N/A | #N/A | #N/A | #N/A | #N/A | #N/A | #N/A | #N/A | #N/A | #N/A | #N/A | #N/A | #N/A | #N/A | #N/A | #N/A | #N/A | #N/A | #N/A | #N/A | #N/A | #N/A
[7 empty] | 12 | 14 | 8348 | 20 | 2020-12-14 | Saturday | 6 | No | #N/A | #N/A | #N/A | #N/A | #N/A | #N/A | #N/A | #N/A | #N/A | #N/A | #N/A | #N/A | #N/A | #N/A | #N/A | #N/A | #N/A | #N/A | #N/A | #N/A | #N/A | #N/A | #N/A | #N/A | #N/A | #N/A | #N/A | #N/A | #N/A | #N/A | #N/A | #N/A | #N/A | #N/A | #N/A | #N/A
[7 empty] | 12 | 14 | 8349 | 21 | 2020-12-14 | Saturday | 6 | No | #N/A | #N/A | #N/A | #N/A | #N/A | #N/A | #N/A | #N/A | #N/A | #N/A | #N/A | #N/A | #N/A | #N/A | #N/A | #N/A | #N/A | #N/A | #N/A | #N/A | #N/A | #N/A | #N/A | #N/A | #N/A | #N/A | #N/A | #N/A | #N/A | #N/A | #N/A | #N/A | #N/A | #N/A | #N/A | #N/A
[7 empty] | 12 | 14 | 8350 | 22 | 2020-12-14 | Saturday | 6 | No | #N/A | #N/A | #N/A | #N/A | #N/A | #N/A | #N/A | #N/A | #N/A | #N/A | #N/A | #N/A | #N/A | #N/A | #N/A | #N/A | #N/A | #N/A | #N/A | #N/A | #N/A | #N/A | #N/A | #N/A | #N/A | #N/A | #N/A | #N/A | #N/A | #N/A | #N/A | #N/A | #N/A | #N/A | #N/A | #N/A
[7 empty] | 12 | 14 | 8351 | 23 | 2020-12-14 | Saturday | 6 | No | #N/A | #N/A | #N/A | #N/A | #N/A | #N/A | #N/A | #N/A | #N/A | #N/A | #N/A | #N/A | #N/A | #N/A | #N/A | #N/A | #N/A | #N/A | #N/A | #N/A | #N/A | #N/A | #N/A | #N/A | #N/A | #N/A | #N/A | #N/A | #N/A | #N/A | #N/A | #N/A | #N/A | #N/A | #N/A | #N/A
[7 empty] | 12 | 14 | 8352 | 24 | 2020-12-14 | Saturday | 6 | No | #N/A | #N/A | #N/A | #N/A | #N/A | #N/A | #N/A | #N/A | #N/A | #N/A | #N/A | #N/A | #N/A | #N/A | #N/A | #N/A | #N/A | #N/A | #N/A | #N/A | #N/A | #N/A | #N/A | #N/A | #N/A | #N/A | #N/A | #N/A | #N/A | #N/A | #N/A | #N/A | #N/A | #N/A | #N/A | #N/A
[7 empty] | 12 | 15 | 8353 | 1 | 2020-12-15 | Sunday | 7 | No | #N/A | #N/A | #N/A | #N/A | #N/A | #N/A | #N/A | #N/A | #N/A | #N/A | #N/A | #N/A | #N/A | #N/A | #N/A | #N/A | #N/A | #N/A | #N/A | #N/A | #N/A | #N/A | #N/A | #N/A | #N/A | #N/A | #N/A | #N/A | #N/A | #N/A | #N/A | #N/A | #N/A | #N/A | #N/A | #N/A
[7 empty] | 12 | 15 | 8354 | 2 | 2020-12-15 | Sunday | 7 | No | #N/A | #N/A | #N/A | #N/A | #N/A | #N/A | #N/A | #N/A | #N/A | #N/A | #N/A | #N/A | #N/A | #N/A | #N/A | #N/A | #N/A | #N/A | #N/A | #N/A | #N/A | #N/A | #N/A | #N/A | #N/A | #N/A | #N/A | #N/A | #N/A | #N/A | #N/A | #N/A | #N/A | #N/A | #N/A | #N/A
[7 empty] | 12 | 15 | 8355 | 3 | 2020-12-15 | Sunday | 7 | No | #N/A | #N/A | #N/A | #N/A | #N/A | #N/A | #N/A | #N/A | #N/A | #N/A | #N/A | #N/A | #N/A | #N/A | #N/A | #N/A | #N/A | #N/A | #N/A | #N/A | #N/A | #N/A | #N/A | #N/A | #N/A | #N/A | #N/A | #N/A | #N/A | #N/A | #N/A | #N/A | #N/A | #N/A | #N/A | #N/A
[7 empty] | 12 | 15 | 8356 | 4 | 2020-12-15 | Sunday | 7 | No | #N/A | #N/A | #N/A | #N/A | #N/A | #N/A | #N/A | #N/A | #N/A | #N/A | #N/A | #N/A | #N/A | #N/A | #N/A | #N/A | #N/A | #N/A | #N/A | #N/A | #N/A | #N/A | #N/A | #N/A | #N/A | #N/A | #N/A | #N/A | #N/A | #N/A | #N/A | #N/A | #N/A | #N/A | #N/A | #N/A
[7 empty] | 12 | 15 | 8357 | 5 | 2020-12-15 | Sunday | 7 | No | #N/A | #N/A | #N/A | #N/A | #N/A | #N/A | #N/A | #N/A | #N/A | #N/A | #N/A | #N/A | #N/A | #N/A | #N/A | #N/A | #N/A | #N/A | #N/A | #N/A | #N/A | #N/A | #N/A | #N/A | #N/A | #N/A | #N/A | #N/A | #N/A | #N/A | #N/A | #N/A | #N/A | #N/A | #N/A | #N/A
[7 empty] | 12 | 15 | 8358 | 6 | 2020-12-15 | Sunday | 7 | No | #N/A | #N/A | #N/A | #N/A | #N/A | #N/A | #N/A | #N/A | #N/A | #N/A | #N/A | #N/A | #N/A | #N/A | #N/A | #N/A | #N/A | #N/A | #N/A | #N/A | #N/A | #N/A | #N/A | #N/A | #N/A | #N/A | #N/A | #N/A | #N/A | #N/A | #N/A | #N/A | #N/A | #N/A | #N/A | #N/A
[7 empty] | 12 | 15 | 8359 | 7 | 2020-12-15 | Sunday | 7 | No | #N/A | #N/A | #N/A | #N/A | #N/A | #N/A | #N/A | #N/A | #N/A | #N/A | #N/A | #N/A | #N/A | #N/A | #N/A | #N/A | #N/A | #N/A | #N/A | #N/A | #N/A | #N/A | #N/A | #N/A | #N/A | #N/A | #N/A | #N/A | #N/A | #N/A | #N/A | #N/A | #N/A | #N/A | #N/A | #N/A
[7 empty] | 12 | 15 | 8360 | 8 | 2020-12-15 | Sunday | 7 | No | #N/A | #N/A | #N/A | #N/A | #N/A | #N/A | #N/A | #N/A | #N/A | #N/A | #N/A | #N/A | #N/A | #N/A | #N/A | #N/A | #N/A | #N/A | #N/A | #N/A | #N/A | #N/A | #N/A | #N/A | #N/A | #N/A | #N/A | #N/A | #N/A | #N/A | #N/A | #N/A | #N/A | #N/A | #N/A | #N/A
[7 empty] | 12 | 15 | 8361 | 9 | 2020-12-15 | Sunday | 7 | No | #N/A | #N/A | #N/A | #N/A | #N/A | #N/A | #N/A | #N/A | #N/A | #N/A | #N/A | #N/A | #N/A | #N/A | #N/A | #N/A | #N/A | #N/A | #N/A | #N/A | #N/A | #N/A | #N/A | #N/A | #N/A | #N/A | #N/A | #N/A | #N/A | #N/A | #N/A | #N/A | #N/A | #N/A | #N/A | #N/A
[7 empty] | 12 | 15 | 8362 | 10 | 2020-12-15 | Sunday | 7 | No | #N/A | #N/A | #N/A | #N/A | #N/A | #N/A | #N/A | #N/A | #N/A | #N/A | #N/A | #N/A | #N/A | #N/A | #N/A | #N/A | #N/A | #N/A | #N/A | #N/A | #N/A | #N/A | #N/A | #N/A | #N/A | #N/A | #N/A | #N/A | #N/A | #N/A | #N/A | #N/A | #N/A | #N/A | #N/A | #N/A
[7 empty] | 12 | 15 | 8363 | 11 | 2020-12-15 | Sunday | 7 | No | #N/A | #N/A | #N/A | #N/A | #N/A | #N/A | #N/A | #N/A | #N/A | #N/A | #N/A | #N/A | #N/A | #N/A | #N/A | #N/A | #N/A | #N/A | #N/A | #N/A | #N/A | #N/A | #N/A | #N/A | #N/A | #N/A | #N/A | #N/A | #N/A | #N/A | #N/A | #N/A | #N/A | #N/A | #N/A | #N/A
[7 empty] | 12 | 15 | 8364 | 12 | 2020-12-15 | Sunday | 7 | No | #N/A | #N/A | #N/A | #N/A | #N/A | #N/A | #N/A | #N/A | #N/A | #N/A | #N/A | #N/A | #N/A | #N/A | #N/A | #N/A | #N/A | #N/A | #N/A | #N/A | #N/A | #N/A | #N/A | #N/A | #N/A | #N/A | #N/A | #N/A | #N/A | #N/A | #N/A | #N/A | #N/A | #N/A | #N/A | #N/A
[7 empty] | 12 | 15 | 8365 | 13 | 2020-12-15 | Sunday | 7 | No | #N/A | #N/A | #N/A | #N/A | #N/A | #N/A | #N/A | #N/A | #N/A | #N/A | #N/A | #N/A | #N/A | #N/A | #N/A | #N/A | #N/A | #N/A | #N/A | #N/A | #N/A | #N/A | #N/A | #N/A | #N/A | #N/A | #N/A | #N/A | #N/A | #N/A | #N/A | #N/A | #N/A | #N/A | #N/A | #N/A
[7 empty] | 12 | 15 | 8366 | 14 | 2020-12-15 | Sunday | 7 | No | #N/A | #N/A | #N/A | #N/A | #N/A | #N/A | #N/A | #N/A | #N/A | #N/A | #N/A | #N/A | #N/A | #N/A | #N/A | #N/A | #N/A | #N/A | #N/A | #N/A | #N/A | #N/A | #N/A | #N/A | #N/A | #N/A | #N/A | #N/A | #N/A | #N/A | #N/A | #N/A | #N/A | #N/A | #N/A | #N/A
[7 empty] | 12 | 15 | 8367 | 15 | 2020-12-15 | Sunday | 7 | No | #N/A | #N/A | #N/A | #N/A | #N/A | #N/A | #N/A | #N/A | #N/A | #N/A | #N/A | #N/A | #N/A | #N/A | #N/A | #N/A | #N/A | #N/A | #N/A | #N/A | #N/A | #N/A | #N/A | #N/A | #N/A | #N/A | #N/A | #N/A | #N/A | #N/A | #N/A | #N/A | #N/A | #N/A | #N/A | #N/A
[7 empty] | 12 | 15 | 8368 | 16 | 2020-12-15 | Sunday | 7 | No | #N/A | #N/A | #N/A | #N/A | #N/A | #N/A | #N/A | #N/A | #N/A | #N/A | #N/A | #N/A | #N/A | #N/A | #N/A | #N/A | #N/A | #N/A | #N/A | #N/A | #N/A | #N/A | #N/A | #N/A | #N/A | #N/A | #N/A | #N/A | #N/A | #N/A | #N/A | #N/A | #N/A | #N/A | #N/A | #N/A
[7 empty] | 12 | 15 | 8369 | 17 | 2020-12-15 | Sunday | 7 | No | #N/A | #N/A | #N/A | #N/A | #N/A | #N/A | #N/A | #N/A | #N/A | #N/A | #N/A | #N/A | #N/A | #N/A | #N/A | #N/A | #N/A | #N/A | #N/A | #N/A | #N/A | #N/A | #N/A | #N/A | #N/A | #N/A | #N/A | #N/A | #N/A | #N/A | #N/A | #N/A | #N/A | #N/A | #N/A | #N/A
[7 empty] | 12 | 15 | 8370 | 18 | 2020-12-15 | Sunday | 7 | No | #N/A | #N/A | #N/A | #N/A | #N/A | #N/A | #N/A | #N/A | #N/A | #N/A | #N/A | #N/A | #N/A | #N/A | #N/A | #N/A | #N/A | #N/A | #N/A | #N/A | #N/A | #N/A | #N/A | #N/A | #N/A | #N/A | #N/A | #N/A | #N/A | #N/A | #N/A | #N/A | #N/A | #N/A | #N/A | #N/A
[7 empty] | 12 | 15 | 8371 | 19 | 2020-12-15 | Sunday | 7 | No | #N/A | #N/A | #N/A | #N/A | #N/A | #N/A | #N/A | #N/A | #N/A | #N/A | #N/A | #N/A | #N/A | #N/A | #N/A | #N/A | #N/A | #N/A | #N/A | #N/A | #N/A | #N/A | #N/A | #N/A | #N/A | #N/A | #N/A | #N/A | #N/A | #N/A | #N/A | #N/A | #N/A | #N/A | #N/A | #N/A
[7 empty] | 12 | 15 | 8372 | 20 | 2020-12-15 | Sunday | 7 | No | #N/A | #N/A | #N/A | #N/A | #N/A | #N/A | #N/A | #N/A | #N/A | #N/A | #N/A | #N/A | #N/A | #N/A | #N/A | #N/A | #N/A | #N/A | #N/A | #N/A | #N/A | #N/A | #N/A | #N/A | #N/A | #N/A | #N/A | #N/A | #N/A | #N/A | #N/A | #N/A | #N/A | #N/A | #N/A | #N/A
[7 empty] | 12 | 15 | 8373 | 21 | 2020-12-15 | Sunday | 7 | No | #N/A | #N/A | #N/A | #N/A | #N/A | #N/A | #N/A | #N/A | #N/A | #N/A | #N/A | #N/A | #N/A | #N/A | #N/A | #N/A | #N/A | #N/A | #N/A | #N/A | #N/A | #N/A | #N/A | #N/A | #N/A | #N/A | #N/A | #N/A | #N/A | #N/A | #N/A | #N/A | #N/A | #N/A | #N/A | #N/A
[7 empty] | 12 | 15 | 8374 | 22 | 2020-12-15 | Sunday | 7 | No | #N/A | #N/A | #N/A | #N/A | #N/A | #N/A | #N/A | #N/A | #N/A | #N/A | #N/A | #N/A | #N/A | #N/A | #N/A | #N/A | #N/A | #N/A | #N/A | #N/A | #N/A | #N/A | #N/A | #N/A | #N/A | #N/A | #N/A | #N/A | #N/A | #N/A | #N/A | #N/A | #N/A | #N/A | #N/A | #N/A
[7 empty] | 12 | 15 | 8375 | 23 | 2020-12-15 | Sunday | 7 | No | #N/A | #N/A | #N/A | #N/A | #N/A | #N/A | #N/A | #N/A | #N/A | #N/A | #N/A | #N/A | #N/A | #N/A | #N/A | #N/A | #N/A | #N/A | #N/A | #N/A | #N/A | #N/A | #N/A | #N/A | #N/A | #N/A | #N/A | #N/A | #N/A | #N/A | #N/A | #N/A | #N/A | #N/A | #N/A | #N/A
[7 empty] | 12 | 15 | 8376 | 24 | 2020-12-15 | Sunday | 7 | No | #N/A | #N/A | #N/A | #N/A | #N/A | #N/A | #N/A | #N/A | #N/A | #N/A | #N/A | #N/A | #N/A | #N/A | #N/A | #N/A | #N/A | #N/A | #N/A | #N/A | #N/A | #N/A | #N/A | #N/A | #N/A | #N/A | #N/A | #N/A | #N/A | #N/A | #N/A | #N/A | #N/A | #N/A | #N/A | #N/A
[7 empty] | 12 | 16 | 8377 | 1 | 2020-12-16 | Monday | 1 | No | #N/A | #N/A | #N/A | #N/A | #N/A | #N/A | #N/A | #N/A | #N/A | #N/A | #N/A | #N/A | #N/A | #N/A | #N/A | #N/A | #N/A | #N/A | #N/A | #N/A | #N/A | #N/A | #N/A | #N/A | #N/A | #N/A | #N/A | #N/A | #N/A | #N/A | #N/A | #N/A | #N/A | #N/A | #N/A | #N/A
[7 empty] | 12 | 16 | 8378 | 2 | 2020-12-16 | Monday | 1 | No | #N/A | #N/A | #N/A | #N/A | #N/A | #N/A | #N/A | #N/A | #N/A | #N/A | #N/A | #N/A | #N/A | #N/A | #N/A | #N/A | #N/A | #N/A | #N/A | #N/A | #N/A | #N/A | #N/A | #N/A | #N/A | #N/A | #N/A | #N/A | #N/A | #N/A | #N/A | #N/A | #N/A | #N/A | #N/A | #N/A
[7 empty] | 12 | 16 | 8379 | 3 | 2020-12-16 | Monday | 1 | No | #N/A | #N/A | #N/A | #N/A | #N/A | #N/A | #N/A | #N/A | #N/A | #N/A | #N/A | #N/A | #N/A | #N/A | #N/A | #N/A | #N/A | #N/A | #N/A | #N/A | #N/A | #N/A | #N/A | #N/A | #N/A | #N/A | #N/A | #N/A | #N/A | #N/A | #N/A | #N/A | #N/A | #N/A | #N/A | #N/A
[7 empty] | 12 | 16 | 8380 | 4 | 2020-12-16 | Monday | 1 | No | #N/A | #N/A | #N/A | #N/A | #N/A | #N/A | #N/A | #N/A | #N/A | #N/A | #N/A | #N/A | #N/A | #N/A | #N/A | #N/A | #N/A | #N/A | #N/A | #N/A | #N/A | #N/A | #N/A | #N/A | #N/A | #N/A | #N/A | #N/A | #N/A | #N/A | #N/A | #N/A | #N/A | #N/A | #N/A | #N/A
[7 empty] | 12 | 16 | 8381 | 5 | 2020-12-16 | Monday | 1 | No | #N/A | #N/A | #N/A | #N/A | #N/A | #N/A | #N/A | #N/A | #N/A | #N/A | #N/A | #N/A | #N/A | #N/A | #N/A | #N/A | #N/A | #N/A | #N/A | #N/A | #N/A | #N/A | #N/A | #N/A | #N/A | #N/A | #N/A | #N/A | #N/A | #N/A | #N/A | #N/A | #N/A | #N/A | #N/A | #N/A
[7 empty] | 12 | 16 | 8382 | 6 | 2020-12-16 | Monday | 1 | No | #N/A | #N/A | #N/A | #N/A | #N/A | #N/A | #N/A | #N/A | #N/A | #N/A | #N/A | #N/A | #N/A | #N/A | #N/A | #N/A | #N/A | #N/A | #N/A | #N/A | #N/A | #N/A | #N/A | #N/A | #N/A | #N/A | #N/A | #N/A | #N/A | #N/A | #N/A | #N/A | #N/A | #N/A | #N/A | #N/A
[7 empty] | 12 | 16 | 8383 | 7 | 2020-12-16 | Monday | 1 | No | #N/A | #N/A | #N/A | #N/A | #N/A | #N/A | #N/A | #N/A | #N/A | #N/A | #N/A | #N/A | #N/A | #N/A | #N/A | #N/A | #N/A | #N/A | #N/A | #N/A | #N/A | #N/A | #N/A | #N/A | #N/A | #N/A | #N/A | #N/A | #N/A | #N/A | #N/A | #N/A | #N/A | #N/A | #N/A | #N/A
[7 empty] | 12 | 16 | 8384 | 8 | 2020-12-16 | Monday | 1 | No | #N/A | #N/A | #N/A | #N/A | #N/A | #N/A | #N/A | #N/A | #N/A | #N/A | #N/A | #N/A | #N/A | #N/A | #N/A | #N/A | #N/A | #N/A | #N/A | #N/A | #N/A | #N/A | #N/A | #N/A | #N/A | #N/A | #N/A | #N/A | #N/A | #N/A | #N/A | #N/A | #N/A | #N/A | #N/A | #N/A
[7 empty] | 12 | 16 | 8385 | 9 | 2020-12-16 | Monday | 1 | No | #N/A | #N/A | #N/A | #N/A | #N/A | #N/A | #N/A | #N/A | #N/A | #N/A | #N/A | #N/A | #N/A | #N/A | #N/A | #N/A | #N/A | #N/A | #N/A | #N/A | #N/A | #N/A | #N/A | #N/A | #N/A | #N/A | #N/A | #N/A | #N/A | #N/A | #N/A | #N/A | #N/A | #N/A | #N/A | #N/A
[7 empty] | 12 | 16 | 8386 | 10 | 2020-12-16 | Monday | 1 | No | #N/A | #N/A | #N/A | #N/A | #N/A | #N/A | #N/A | #N/A | #N/A | #N/A | #N/A | #N/A | #N/A | #N/A | #N/A | #N/A | #N/A | #N/A | #N/A | #N/A | #N/A | #N/A | #N/A | #N/A | #N/A | #N/A | #N/A | #N/A | #N/A | #N/A | #N/A | #N/A | #N/A | #N/A | #N/A | #N/A
[7 empty] | 12 | 16 | 8387 | 11 | 2020-12-16 | Monday | 1 | No | #N/A | #N/A | #N/A | #N/A | #N/A | #N/A | #N/A | #N/A | #N/A | #N/A | #N/A | #N/A | #N/A | #N/A | #N/A | #N/A | #N/A | #N/A | #N/A | #N/A | #N/A | #N/A | #N/A | #N/A | #N/A | #N/A | #N/A | #N/A | #N/A | #N/A | #N/A | #N/A | #N/A | #N/A | #N/A | #N/A
[7 empty] | 12 | 16 | 8388 | 12 | 2020-12-16 | Monday | 1 | No | #N/A | #N/A | #N/A | #N/A | #N/A | #N/A | #N/A | #N/A | #N/A | #N/A | #N/A | #N/A | #N/A | #N/A | #N/A | #N/A | #N/A | #N/A | #N/A | #N/A | #N/A | #N/A | #N/A | #N/A | #N/A | #N/A | #N/A | #N/A | #N/A | #N/A | #N/A | #N/A | #N/A | #N/A | #N/A | #N/A
[7 empty] | 12 | 16 | 8389 | 13 | 2020-12-16 | Monday | 1 | No | #N/A | #N/A | #N/A | #N/A | #N/A | #N/A | #N/A | #N/A | #N/A | #N/A | #N/A | #N/A | #N/A | #N/A | #N/A | #N/A | #N/A | #N/A | #N/A | #N/A | #N/A | #N/A | #N/A | #N/A | #N/A | #N/A | #N/A | #N/A | #N/A | #N/A | #N/A | #N/A | #N/A | #N/A | #N/A | #N/A
[7 empty] | 12 | 16 | 8390 | 14 | 2020-12-16 | Monday | 1 | No | #N/A | #N/A | #N/A | #N/A | #N/A | #N/A | #N/A | #N/A | #N/A | #N/A | #N/A | #N/A | #N/A | #N/A | #N/A | #N/A | #N/A | #N/A | #N/A | #N/A | #N/A | #N/A | #N/A | #N/A | #N/A | #N/A | #N/A | #N/A | #N/A | #N/A | #N/A | #N/A | #N/A | #N/A | #N/A | #N/A
[7 empty] | 12 | 16 | 8391 | 15 | 2020-12-16 | Monday | 1 | No | #N/A | #N/A | #N/A | #N/A | #N/A | #N/A | #N/A | #N/A | #N/A | #N/A | #N/A | #N/A | #N/A | #N/A | #N/A | #N/A | #N/A | #N/A | #N/A | #N/A | #N/A | #N/A | #N/A | #N/A | #N/A | #N/A | #N/A | #N/A | #N/A | #N/A | #N/A | #N/A | #N/A | #N/A | #N/A | #N/A
[7 empty] | 12 | 16 | 8392 | 16 | 2020-12-16 | Monday | 1 | No | #N/A | #N/A | #N/A | #N/A | #N/A | #N/A | #N/A | #N/A | #N/A | #N/A | #N/A | #N/A | #N/A | #N/A | #N/A | #N/A | #N/A | #N/A | #N/A | #N/A | #N/A | #N/A | #N/A | #N/A | #N/A | #N/A | #N/A | #N/A | #N/A | #N/A | #N/A | #N/A | #N/A | #N/A | #N/A | #N/A
[7 empty] | 12 | 16 | 8393 | 17 | 2020-12-16 | Monday | 1 | No | #N/A | #N/A | #N/A | #N/A | #N/A | #N/A | #N/A | #N/A | #N/A | #N/A | #N/A | #N/A | #N/A | #N/A | #N/A | #N/A | #N/A | #N/A | #N/A | #N/A | #N/A | #N/A | #N/A | #N/A | #N/A | #N/A | #N/A | #N/A | #N/A | #N/A | #N/A | #N/A | #N/A | #N/A | #N/A | #N/A
[7 empty] | 12 | 16 | 8394 | 18 | 2020-12-16 | Monday | 1 | No | #N/A | #N/A | #N/A | #N/A | #N/A | #N/A | #N/A | #N/A | #N/A | #N/A | #N/A | #N/A | #N/A | #N/A | #N/A | #N/A | #N/A | #N/A | #N/A | #N/A | #N/A | #N/A | #N/A | #N/A | #N/A | #N/A | #N/A | #N/A | #N/A | #N/A | #N/A | #N/A | #N/A | #N/A | #N/A | #N/A
[7 empty] | 12 | 16 | 8395 | 19 | 2020-12-16 | Monday | 1 | No | #N/A | #N/A | #N/A | #N/A | #N/A | #N/A | #N/A | #N/A | #N/A | #N/A | #N/A | #N/A | #N/A | #N/A | #N/A | #N/A | #N/A | #N/A | #N/A | #N/A | #N/A | #N/A | #N/A | #N/A | #N/A | #N/A | #N/A | #N/A | #N/A | #N/A | #N/A | #N/A | #N/A | #N/A | #N/A | #N/A
[7 empty] | 12 | 16 | 8396 | 20 | 2020-12-16 | Monday | 1 | No | #N/A | #N/A | #N/A | #N/A | #N/A | #N/A | #N/A | #N/A | #N/A | #N/A | #N/A | #N/A | #N/A | #N/A | #N/A | #N/A | #N/A | #N/A | #N/A | #N/A | #N/A | #N/A | #N/A | #N/A | #N/A | #N/A | #N/A | #N/A | #N/A | #N/A | #N/A | #N/A | #N/A | #N/A | #N/A | #N/A
[7 empty] | 12 | 16 | 8397 | 21 | 2020-12-16 | Monday | 1 | No | #N/A | #N/A | #N/A | #N/A | #N/A | #N/A | #N/A | #N/A | #N/A | #N/A | #N/A | #N/A | #N/A | #N/A | #N/A | #N/A | #N/A | #N/A | #N/A | #N/A | #N/A | #N/A | #N/A | #N/A | #N/A | #N/A | #N/A | #N/A | #N/A | #N/A | #N/A | #N/A | #N/A | #N/A | #N/A | #N/A
[7 empty] | 12 | 16 | 8398 | 22 | 2020-12-16 | Monday | 1 | No | #N/A | #N/A | #N/A | #N/A | #N/A | #N/A | #N/A | #N/A | #N/A | #N/A | #N/A | #N/A | #N/A | #N/A | #N/A | #N/A | #N/A | #N/A | #N/A | #N/A | #N/A | #N/A | #N/A | #N/A | #N/A | #N/A | #N/A | #N/A | #N/A | #N/A | #N/A | #N/A | #N/A | #N/A | #N/A | #N/A
[7 empty] | 12 | 16 | 8399 | 23 | 2020-12-16 | Monday | 1 | No | #N/A | #N/A | #N/A | #N/A | #N/A | #N/A | #N/A | #N/A | #N/A | #N/A | #N/A | #N/A | #N/A | #N/A | #N/A | #N/A | #N/A | #N/A | #N/A | #N/A | #N/A | #N/A | #N/A | #N/A | #N/A | #N/A | #N/A | #N/A | #N/A | #N/A | #N/A | #N/A | #N/A | #N/A | #N/A | #N/A
[7 empty] | 12 | 16 | 8400 | 24 | 2020-12-16 | Monday | 1 | No | #N/A | #N/A | #N/A | #N/A | #N/A | #N/A | #N/A | #N/A | #N/A | #N/A | #N/A | #N/A | #N/A | #N/A | #N/A | #N/A | #N/A | #N/A | #N/A | #N/A | #N/A | #N/A | #N/A | #N/A | #N/A | #N/A | #N/A | #N/A | #N/A | #N/A | #N/A | #N/A | #N/A | #N/A | #N/A | #N/A
[7 empty] | 12 | 17 | 8401 | 1 | 2020-12-17 | Tuesday | 2 | No | #N/A | #N/A | #N/A | #N/A | #N/A | #N/A | #N/A | #N/A | #N/A | #N/A | #N/A | #N/A | #N/A | #N/A | #N/A | #N/A | #N/A | #N/A | #N/A | #N/A | #N/A | #N/A | #N/A | #N/A | #N/A | #N/A | #N/A | #N/A | #N/A | #N/A | #N/A | #N/A | #N/A | #N/A | #N/A | #N/A
[7 empty] | 12 | 17 | 8402 | 2 | 2020-12-17 | Tuesday | 2 | No | #N/A | #N/A | #N/A | #N/A | #N/A | #N/A | #N/A | #N/A | #N/A | #N/A | #N/A | #N/A | #N/A | #N/A | #N/A | #N/A | #N/A | #N/A | #N/A | #N/A | #N/A | #N/A | #N/A | #N/A | #N/A | #N/A | #N/A | #N/A | #N/A | #N/A | #N/A | #N/A | #N/A | #N/A | #N/A | #N/A
[7 empty] | 12 | 17 | 8403 | 3 | 2020-12-17 | Tuesday | 2 | No | #N/A | #N/A | #N/A | #N/A | #N/A | #N/A | #N/A | #N/A | #N/A | #N/A | #N/A | #N/A | #N/A | #N/A | #N/A | #N/A | #N/A | #N/A | #N/A | #N/A | #N/A | #N/A | #N/A | #N/A | #N/A | #N/A | #N/A | #N/A | #N/A | #N/A | #N/A | #N/A | #N/A | #N/A | #N/A | #N/A
[7 empty] | 12 | 17 | 8404 | 4 | 2020-12-17 | Tuesday | 2 | No | #N/A | #N/A | #N/A | #N/A | #N/A | #N/A | #N/A | #N/A | #N/A | #N/A | #N/A | #N/A | #N/A | #N/A | #N/A | #N/A | #N/A | #N/A | #N/A | #N/A | #N/A | #N/A | #N/A | #N/A | #N/A | #N/A | #N/A | #N/A | #N/A | #N/A | #N/A | #N/A | #N/A | #N/A | #N/A | #N/A
[7 empty] | 12 | 17 | 8405 | 5 | 2020-12-17 | Tuesday | 2 | No | #N/A | #N/A | #N/A | #N/A | #N/A | #N/A | #N/A | #N/A | #N/A | #N/A | #N/A | #N/A | #N/A | #N/A | #N/A | #N/A | #N/A | #N/A | #N/A | #N/A | #N/A | #N/A | #N/A | #N/A | #N/A | #N/A | #N/A | #N/A | #N/A | #N/A | #N/A | #N/A | #N/A | #N/A | #N/A | #N/A
[7 empty] | 12 | 17 | 8406 | 6 | 2020-12-17 | Tuesday | 2 | No | #N/A | #N/A | #N/A | #N/A | #N/A | #N/A | #N/A | #N/A | #N/A | #N/A | #N/A | #N/A | #N/A | #N/A | #N/A | #N/A | #N/A | #N/A | #N/A | #N/A | #N/A | #N/A | #N/A | #N/A | #N/A | #N/A | #N/A | #N/A | #N/A | #N/A | #N/A | #N/A | #N/A | #N/A | #N/A | #N/A
[7 empty] | 12 | 17 | 8407 | 7 | 2020-12-17 | Tuesday | 2 | No | #N/A | #N/A | #N/A | #N/A | #N/A | #N/A | #N/A | #N/A | #N/A | #N/A | #N/A | #N/A | #N/A | #N/A | #N/A | #N/A | #N/A | #N/A | #N/A | #N/A | #N/A | #N/A | #N/A | #N/A | #N/A | #N/A | #N/A | #N/A | #N/A | #N/A | #N/A | #N/A | #N/A | #N/A | #N/A | #N/A
[7 empty] | 12 | 17 | 8408 | 8 | 2020-12-17 | Tuesday | 2 | No | #N/A | #N/A | #N/A | #N/A | #N/A | #N/A | #N/A | #N/A | #N/A | #N/A | #N/A | #N/A | #N/A | #N/A | #N/A | #N/A | #N/A | #N/A | #N/A | #N/A | #N/A | #N/A | #N/A | #N/A | #N/A | #N/A | #N/A | #N/A | #N/A | #N/A | #N/A | #N/A | #N/A | #N/A | #N/A | #N/A
[7 empty] | 12 | 17 | 8409 | 9 | 2020-12-17 | Tuesday | 2 | No | #N/A | #N/A | #N/A | #N/A | #N/A | #N/A | #N/A | #N/A | #N/A | #N/A | #N/A | #N/A | #N/A | #N/A | #N/A | #N/A | #N/A | #N/A | #N/A | #N/A | #N/A | #N/A | #N/A | #N/A | #N/A | #N/A | #N/A | #N/A | #N/A | #N/A | #N/A | #N/A | #N/A | #N/A | #N/A | #N/A
[7 empty] | 12 | 17 | 8410 | 10 | 2020-12-17 | Tuesday | 2 | No | #N/A | #N/A | #N/A | #N/A | #N/A | #N/A | #N/A | #N/A | #N/A | #N/A | #N/A | #N/A | #N/A | #N/A | #N/A | #N/A | #N/A | #N/A | #N/A | #N/A | #N/A | #N/A | #N/A | #N/A | #N/A | #N/A | #N/A | #N/A | #N/A | #N/A | #N/A | #N/A | #N/A | #N/A | #N/A | #N/A
[7 empty] | 12 | 17 | 8411 | 11 | 2020-12-17 | Tuesday | 2 | No | #N/A | #N/A | #N/A | #N/A | #N/A | #N/A | #N/A | #N/A | #N/A | #N/A | #N/A | #N/A | #N/A | #N/A | #N/A | #N/A | #N/A | #N/A | #N/A | #N/A | #N/A | #N/A | #N/A | #N/A | #N/A | #N/A | #N/A | #N/A | #N/A | #N/A | #N/A | #N/A | #N/A | #N/A | #N/A | #N/A
[7 empty] | 12 | 17 | 8412 | 12 | 2020-12-17 | Tuesday | 2 | No | #N/A | #N/A | #N/A | #N/A | #N/A | #N/A | #N/A | #N/A | #N/A | #N/A | #N/A | #N/A | #N/A | #N/A | #N/A | #N/A | #N/A | #N/A | #N/A | #N/A | #N/A | #N/A | #N/A | #N/A | #N/A | #N/A | #N/A | #N/A | #N/A | #N/A | #N/A | #N/A | #N/A | #N/A | #N/A | #N/A
[7 empty] | 12 | 17 | 8413 | 13 | 2020-12-17 | Tuesday | 2 | No | #N/A | #N/A | #N/A | #N/A | #N/A | #N/A | #N/A | #N/A | #N/A | #N/A | #N/A | #N/A | #N/A | #N/A | #N/A | #N/A | #N/A | #N/A | #N/A | #N/A | #N/A | #N/A | #N/A | #N/A | #N/A | #N/A | #N/A | #N/A | #N/A | #N/A | #N/A | #N/A | #N/A | #N/A | #N/A | #N/A
[7 empty] | 12 | 17 | 8414 | 14 | 2020-12-17 | Tuesday | 2 | No | #N/A | #N/A | #N/A | #N/A | #N/A | #N/A | #N/A | #N/A | #N/A | #N/A | #N/A | #N/A | #N/A | #N/A | #N/A | #N/A | #N/A | #N/A | #N/A | #N/A | #N/A | #N/A | #N/A | #N/A | #N/A | #N/A | #N/A | #N/A | #N/A | #N/A | #N/A | #N/A | #N/A | #N/A | #N/A | #N/A
[7 empty] | 12 | 17 | 8415 | 15 | 2020-12-17 | Tuesday | 2 | No | #N/A | #N/A | #N/A | #N/A | #N/A | #N/A | #N/A | #N/A | #N/A | #N/A | #N/A | #N/A | #N/A | #N/A | #N/A | #N/A | #N/A | #N/A | #N/A | #N/A | #N/A | #N/A | #N/A | #N/A | #N/A | #N/A | #N/A | #N/A | #N/A | #N/A | #N/A | #N/A | #N/A | #N/A | #N/A | #N/A
[7 empty] | 12 | 17 | 8416 | 16 | 2020-12-17 | Tuesday | 2 | No | #N/A | #N/A | #N/A | #N/A | #N/A | #N/A | #N/A | #N/A | #N/A | #N/A | #N/A | #N/A | #N/A | #N/A | #N/A | #N/A | #N/A | #N/A | #N/A | #N/A | #N/A | #N/A | #N/A | #N/A | #N/A | #N/A | #N/A | #N/A | #N/A | #N/A | #N/A | #N/A | #N/A | #N/A | #N/A | #N/A
[7 empty] | 12 | 17 | 8417 | 17 | 2020-12-17 | Tuesday | 2 | No | #N/A | #N/A | #N/A | #N/A | #N/A | #N/A | #N/A | #N/A | #N/A | #N/A | #N/A | #N/A | #N/A | #N/A | #N/A | #N/A | #N/A | #N/A | #N/A | #N/A | #N/A | #N/A | #N/A | #N/A | #N/A | #N/A | #N/A | #N/A | #N/A | #N/A | #N/A | #N/A | #N/A | #N/A | #N/A | #N/A
[7 empty] | 12 | 17 | 8418 | 18 | 2020-12-17 | Tuesday | 2 | No | #N/A | #N/A | #N/A | #N/A | #N/A | #N/A | #N/A | #N/A | #N/A | #N/A | #N/A | #N/A | #N/A | #N/A | #N/A | #N/A | #N/A | #N/A | #N/A | #N/A | #N/A | #N/A | #N/A | #N/A | #N/A | #N/A | #N/A | #N/A | #N/A | #N/A | #N/A | #N/A | #N/A | #N/A | #N/A | #N/A
[7 empty] | 12 | 17 | 8419 | 19 | 2020-12-17 | Tuesday | 2 | No | #N/A | #N/A | #N/A | #N/A | #N/A | #N/A | #N/A | #N/A | #N/A | #N/A | #N/A | #N/A | #N/A | #N/A | #N/A | #N/A | #N/A | #N/A | #N/A | #N/A | #N/A | #N/A | #N/A | #N/A | #N/A | #N/A | #N/A | #N/A | #N/A | #N/A | #N/A | #N/A | #N/A | #N/A | #N/A | #N/A
[7 empty] | 12 | 17 | 8420 | 20 | 2020-12-17 | Tuesday | 2 | No | #N/A | #N/A | #N/A | #N/A | #N/A | #N/A | #N/A | #N/A | #N/A | #N/A | #N/A | #N/A | #N/A | #N/A | #N/A | #N/A | #N/A | #N/A | #N/A | #N/A | #N/A | #N/A | #N/A | #N/A | #N/A | #N/A | #N/A | #N/A | #N/A | #N/A | #N/A | #N/A | #N/A | #N/A | #N/A | #N/A
[7 empty] | 12 | 17 | 8421 | 21 | 2020-12-17 | Tuesday | 2 | No | #N/A | #N/A | #N/A | #N/A | #N/A | #N/A | #N/A | #N/A | #N/A | #N/A | #N/A | #N/A | #N/A | #N/A | #N/A | #N/A | #N/A | #N/A | #N/A | #N/A | #N/A | #N/A | #N/A | #N/A | #N/A | #N/A | #N/A | #N/A | #N/A | #N/A | #N/A | #N/A | #N/A | #N/A | #N/A | #N/A
[7 empty] | 12 | 17 | 8422 | 22 | 2020-12-17 | Tuesday | 2 | No | #N/A | #N/A | #N/A | #N/A | #N/A | #N/A | #N/A | #N/A | #N/A | #N/A | #N/A | #N/A | #N/A | #N/A | #N/A | #N/A | #N/A | #N/A | #N/A | #N/A | #N/A | #N/A | #N/A | #N/A | #N/A | #N/A | #N/A | #N/A | #N/A | #N/A | #N/A | #N/A | #N/A | #N/A | #N/A | #N/A
[7 empty] | 12 | 17 | 8423 | 23 | 2020-12-17 | Tuesday | 2 | No | #N/A | #N/A | #N/A | #N/A | #N/A | #N/A | #N/A | #N/A | #N/A | #N/A | #N/A | #N/A | #N/A | #N/A | #N/A | #N/A | #N/A | #N/A | #N/A | #N/A | #N/A | #N/A | #N/A | #N/A | #N/A | #N/A | #N/A | #N/A | #N/A | #N/A | #N/A | #N/A | #N/A | #N/A | #N/A | #N/A
[7 empty] | 12 | 17 | 8424 | 24 | 2020-12-17 | Tuesday | 2 | No | #N/A | #N/A | #N/A | #N/A | #N/A | #N/A | #N/A | #N/A | #N/A | #N/A | #N/A | #N/A | #N/A | #N/A | #N/A | #N/A | #N/A | #N/A | #N/A | #N/A | #N/A | #N/A | #N/A | #N/A | #N/A | #N/A | #N/A | #N/A | #N/A | #N/A | #N/A | #N/A | #N/A | #N/A | #N/A | #N/A
[7 empty] | 12 | 18 | 8425 | 1 | 2020-12-18 | Wednesday | 3 | No | #N/A | #N/A | #N/A | #N/A | #N/A | #N/A | #N/A | #N/A | #N/A | #N/A | #N/A | #N/A | #N/A | #N/A | #N/A | #N/A | #N/A | #N/A | #N/A | #N/A | #N/A | #N/A | #N/A | #N/A | #N/A | #N/A | #N/A | #N/A | #N/A | #N/A | #N/A | #N/A | #N/A | #N/A | #N/A | #N/A
[7 empty] | 12 | 18 | 8426 | 2 | 2020-12-18 | Wednesday | 3 | No | #N/A | #N/A | #N/A | #N/A | #N/A | #N/A | #N/A | #N/A | #N/A | #N/A | #N/A | #N/A | #N/A | #N/A | #N/A | #N/A | #N/A | #N/A | #N/A | #N/A | #N/A | #N/A | #N/A | #N/A | #N/A | #N/A | #N/A | #N/A | #N/A | #N/A | #N/A | #N/A | #N/A | #N/A | #N/A | #N/A
[7 empty] | 12 | 18 | 8427 | 3 | 2020-12-18 | Wednesday | 3 | No | #N/A | #N/A | #N/A | #N/A | #N/A | #N/A | #N/A | #N/A | #N/A | #N/A | #N/A | #N/A | #N/A | #N/A | #N/A | #N/A | #N/A | #N/A | #N/A | #N/A | #N/A | #N/A | #N/A | #N/A | #N/A | #N/A | #N/A | #N/A | #N/A | #N/A | #N/A | #N/A | #N/A | #N/A | #N/A | #N/A
[7 empty] | 12 | 18 | 8428 | 4 | 2020-12-18 | Wednesday | 3 | No | #N/A | #N/A | #N/A | #N/A | #N/A | #N/A | #N/A | #N/A | #N/A | #N/A | #N/A | #N/A | #N/A | #N/A | #N/A | #N/A | #N/A | #N/A | #N/A | #N/A | #N/A | #N/A | #N/A | #N/A | #N/A | #N/A | #N/A | #N/A | #N/A | #N/A | #N/A | #N/A | #N/A | #N/A | #N/A | #N/A
[7 empty] | 12 | 18 | 8429 | 5 | 2020-12-18 | Wednesday | 3 | No | #N/A | #N/A | #N/A | #N/A | #N/A | #N/A | #N/A | #N/A | #N/A | #N/A | #N/A | #N/A | #N/A | #N/A | #N/A | #N/A | #N/A | #N/A | #N/A | #N/A | #N/A | #N/A | #N/A | #N/A | #N/A | #N/A | #N/A | #N/A | #N/A | #N/A | #N/A | #N/A | #N/A | #N/A | #N/A | #N/A
[7 empty] | 12 | 18 | 8430 | 6 | 2020-12-18 | Wednesday | 3 | No | #N/A | #N/A | #N/A | #N/A | #N/A | #N/A | #N/A | #N/A | #N/A | #N/A | #N/A | #N/A | #N/A | #N/A | #N/A | #N/A | #N/A | #N/A | #N/A | #N/A | #N/A | #N/A | #N/A | #N/A | #N/A | #N/A | #N/A | #N/A | #N/A | #N/A | #N/A | #N/A | #N/A | #N/A | #N/A | #N/A
[7 empty] | 12 | 18 | 8431 | 7 | 2020-12-18 | Wednesday | 3 | No | #N/A | #N/A | #N/A | #N/A | #N/A | #N/A | #N/A | #N/A | #N/A | #N/A | #N/A | #N/A | #N/A | #N/A | #N/A | #N/A | #N/A | #N/A | #N/A | #N/A | #N/A | #N/A | #N/A | #N/A | #N/A | #N/A | #N/A | #N/A | #N/A | #N/A | #N/A | #N/A | #N/A | #N/A | #N/A | #N/A
[7 empty] | 12 | 18 | 8432 | 8 | 2020-12-18 | Wednesday | 3 | No | #N/A | #N/A | #N/A | #N/A | #N/A | #N/A | #N/A | #N/A | #N/A | #N/A | #N/A | #N/A | #N/A | #N/A | #N/A | #N/A | #N/A | #N/A | #N/A | #N/A | #N/A | #N/A | #N/A | #N/A | #N/A | #N/A | #N/A | #N/A | #N/A | #N/A | #N/A | #N/A | #N/A | #N/A | #N/A | #N/A
[7 empty] | 12 | 18 | 8433 | 9 | 2020-12-18 | Wednesday | 3 | No | #N/A | #N/A | #N/A | #N/A | #N/A | #N/A | #N/A | #N/A | #N/A | #N/A | #N/A | #N/A | #N/A | #N/A | #N/A | #N/A | #N/A | #N/A | #N/A | #N/A | #N/A | #N/A | #N/A | #N/A | #N/A | #N/A | #N/A | #N/A | #N/A | #N/A | #N/A | #N/A | #N/A | #N/A | #N/A | #N/A
[7 empty] | 12 | 18 | 8434 | 10 | 2020-12-18 | Wednesday | 3 | No | #N/A | #N/A | #N/A | #N/A | #N/A | #N/A | #N/A | #N/A | #N/A | #N/A | #N/A | #N/A | #N/A | #N/A | #N/A | #N/A | #N/A | #N/A | #N/A | #N/A | #N/A | #N/A | #N/A | #N/A | #N/A | #N/A | #N/A | #N/A | #N/A | #N/A | #N/A | #N/A | #N/A | #N/A | #N/A | #N/A
[7 empty] | 12 | 18 | 8435 | 11 | 2020-12-18 | Wednesday | 3 | No | #N/A | #N/A | #N/A | #N/A | #N/A | #N/A | #N/A | #N/A | #N/A | #N/A | #N/A | #N/A | #N/A | #N/A | #N/A | #N/A | #N/A | #N/A | #N/A | #N/A | #N/A | #N/A | #N/A | #N/A | #N/A | #N/A | #N/A | #N/A | #N/A | #N/A | #N/A | #N/A | #N/A | #N/A | #N/A | #N/A
[7 empty] | 12 | 18 | 8436 | 12 | 2020-12-18 | Wednesday | 3 | No | #N/A | #N/A | #N/A | #N/A | #N/A | #N/A | #N/A | #N/A | #N/A | #N/A | #N/A | #N/A | #N/A | #N/A | #N/A | #N/A | #N/A | #N/A | #N/A | #N/A | #N/A | #N/A | #N/A | #N/A | #N/A | #N/A | #N/A | #N/A | #N/A | #N/A | #N/A | #N/A | #N/A | #N/A | #N/A | #N/A
[7 empty] | 12 | 18 | 8437 | 13 | 2020-12-18 | Wednesday | 3 | No | #N/A | #N/A | #N/A | #N/A | #N/A | #N/A | #N/A | #N/A | #N/A | #N/A | #N/A | #N/A | #N/A | #N/A | #N/A | #N/A | #N/A | #N/A | #N/A | #N/A | #N/A | #N/A | #N/A | #N/A | #N/A | #N/A | #N/A | #N/A | #N/A | #N/A | #N/A | #N/A | #N/A | #N/A | #N/A | #N/A
[7 empty] | 12 | 18 | 8438 | 14 | 2020-12-18 | Wednesday | 3 | No | #N/A | #N/A | #N/A | #N/A | #N/A | #N/A | #N/A | #N/A | #N/A | #N/A | #N/A | #N/A | #N/A | #N/A | #N/A | #N/A | #N/A | #N/A | #N/A | #N/A | #N/A | #N/A | #N/A | #N/A | #N/A | #N/A | #N/A | #N/A | #N/A | #N/A | #N/A | #N/A | #N/A | #N/A | #N/A | #N/A
[7 empty] | 12 | 18 | 8439 | 15 | 2020-12-18 | Wednesday | 3 | No | #N/A | #N/A | #N/A | #N/A | #N/A | #N/A | #N/A | #N/A | #N/A | #N/A | #N/A | #N/A | #N/A | #N/A | #N/A | #N/A | #N/A | #N/A | #N/A | #N/A | #N/A | #N/A | #N/A | #N/A | #N/A | #N/A | #N/A | #N/A | #N/A | #N/A | #N/A | #N/A | #N/A | #N/A | #N/A | #N/A
[7 empty] | 12 | 18 | 8440 | 16 | 2020-12-18 | Wednesday | 3 | No | #N/A | #N/A | #N/A | #N/A | #N/A | #N/A | #N/A | #N/A | #N/A | #N/A | #N/A | #N/A | #N/A | #N/A | #N/A | #N/A | #N/A | #N/A | #N/A | #N/A | #N/A | #N/A | #N/A | #N/A | #N/A | #N/A | #N/A | #N/A | #N/A | #N/A | #N/A | #N/A | #N/A | #N/A | #N/A | #N/A
[7 empty] | 12 | 18 | 8441 | 17 | 2020-12-18 | Wednesday | 3 | No | #N/A | #N/A | #N/A | #N/A | #N/A | #N/A | #N/A | #N/A | #N/A | #N/A | #N/A | #N/A | #N/A | #N/A | #N/A | #N/A | #N/A | #N/A | #N/A | #N/A | #N/A | #N/A | #N/A | #N/A | #N/A | #N/A | #N/A | #N/A | #N/A | #N/A | #N/A | #N/A | #N/A | #N/A | #N/A | #N/A
[7 empty] | 12 | 18 | 8442 | 18 | 2020-12-18 | Wednesday | 3 | No | #N/A | #N/A | #N/A | #N/A | #N/A | #N/A | #N/A | #N/A | #N/A | #N/A | #N/A | #N/A | #N/A | #N/A | #N/A | #N/A | #N/A | #N/A | #N/A | #N/A | #N/A | #N/A | #N/A | #N/A | #N/A | #N/A | #N/A | #N/A | #N/A | #N/A | #N/A | #N/A | #N/A | #N/A | #N/A | #N/A
[7 empty] | 12 | 18 | 8443 | 19 | 2020-12-18 | Wednesday | 3 | No | #N/A | #N/A | #N/A | #N/A | #N/A | #N/A | #N/A | #N/A | #N/A | #N/A | #N/A | #N/A | #N/A | #N/A | #N/A | #N/A | #N/A | #N/A | #N/A | #N/A | #N/A | #N/A | #N/A | #N/A | #N/A | #N/A | #N/A | #N/A | #N/A | #N/A | #N/A | #N/A | #N/A | #N/A | #N/A | #N/A
[7 empty] | 12 | 18 | 8444 | 20 | 2020-12-18 | Wednesday | 3 | No | #N/A | #N/A | #N/A | #N/A | #N/A | #N/A | #N/A | #N/A | #N/A | #N/A | #N/A | #N/A | #N/A | #N/A | #N/A | #N/A | #N/A | #N/A | #N/A | #N/A | #N/A | #N/A | #N/A | #N/A | #N/A | #N/A | #N/A | #N/A | #N/A | #N/A | #N/A | #N/A | #N/A | #N/A | #N/A | #N/A
[7 empty] | 12 | 18 | 8445 | 21 | 2020-12-18 | Wednesday | 3 | No | #N/A | #N/A | #N/A | #N/A | #N/A | #N/A | #N/A | #N/A | #N/A | #N/A | #N/A | #N/A | #N/A | #N/A | #N/A | #N/A | #N/A | #N/A | #N/A | #N/A | #N/A | #N/A | #N/A | #N/A | #N/A | #N/A | #N/A | #N/A | #N/A | #N/A | #N/A | #N/A | #N/A | #N/A | #N/A | #N/A
[7 empty] | 12 | 18 | 8446 | 22 | 2020-12-18 | Wednesday | 3 | No | #N/A | #N/A | #N/A | #N/A | #N/A | #N/A | #N/A | #N/A | #N/A | #N/A | #N/A | #N/A | #N/A | #N/A | #N/A | #N/A | #N/A | #N/A | #N/A | #N/A | #N/A | #N/A | #N/A | #N/A | #N/A | #N/A | #N/A | #N/A | #N/A | #N/A | #N/A | #N/A | #N/A | #N/A | #N/A | #N/A
[7 empty] | 12 | 18 | 8447 | 23 | 2020-12-18 | Wednesday | 3 | No | #N/A | #N/A | #N/A | #N/A | #N/A | #N/A | #N/A | #N/A | #N/A | #N/A | #N/A | #N/A | #N/A | #N/A | #N/A | #N/A | #N/A | #N/A | #N/A | #N/A | #N/A | #N/A | #N/A | #N/A | #N/A | #N/A | #N/A | #N/A | #N/A | #N/A | #N/A | #N/A | #N/A | #N/A | #N/A | #N/A
[7 empty] | 12 | 18 | 8448 | 24 | 2020-12-18 | Wednesday | 3 | No | #N/A | #N/A | #N/A | #N/A | #N/A | #N/A | #N/A | #N/A | #N/A | #N/A | #N/A | #N/A | #N/A | #N/A | #N/A | #N/A | #N/A | #N/A | #N/A | #N/A | #N/A | #N/A | #N/A | #N/A | #N/A | #N/A | #N/A | #N/A | #N/A | #N/A | #N/A | #N/A | #N/A | #N/A | #N/A | #N/A
[7 empty] | 12 | 19 | 8449 | 1 | 2020-12-19 | Thursday | 4 | No | #N/A | #N/A | #N/A | #N/A | #N/A | #N/A | #N/A | #N/A | #N/A | #N/A | #N/A | #N/A | #N/A | #N/A | #N/A | #N/A | #N/A | #N/A | #N/A | #N/A | #N/A | #N/A | #N/A | #N/A | #N/A | #N/A | #N/A | #N/A | #N/A | #N/A | #N/A | #N/A | #N/A | #N/A | #N/A | #N/A
[7 empty] | 12 | 19 | 8450 | 2 | 2020-12-19 | Thursday | 4 | No | #N/A | #N/A | #N/A | #N/A | #N/A | #N/A | #N/A | #N/A | #N/A | #N/A | #N/A | #N/A | #N/A | #N/A | #N/A | #N/A | #N/A | #N/A | #N/A | #N/A | #N/A | #N/A | #N/A | #N/A | #N/A | #N/A | #N/A | #N/A | #N/A | #N/A | #N/A | #N/A | #N/A | #N/A | #N/A | #N/A
[7 empty] | 12 | 19 | 8451 | 3 | 2020-12-19 | Thursday | 4 | No | #N/A | #N/A | #N/A | #N/A | #N/A | #N/A | #N/A | #N/A | #N/A | #N/A | #N/A | #N/A | #N/A | #N/A | #N/A | #N/A | #N/A | #N/A | #N/A | #N/A | #N/A | #N/A | #N/A | #N/A | #N/A | #N/A | #N/A | #N/A | #N/A | #N/A | #N/A | #N/A | #N/A | #N/A | #N/A | #N/A
[7 empty] | 12 | 19 | 8452 | 4 | 2020-12-19 | Thursday | 4 | No | #N/A | #N/A | #N/A | #N/A | #N/A | #N/A | #N/A | #N/A | #N/A | #N/A | #N/A | #N/A | #N/A | #N/A | #N/A | #N/A | #N/A | #N/A | #N/A | #N/A | #N/A | #N/A | #N/A | #N/A | #N/A | #N/A | #N/A | #N/A | #N/A | #N/A | #N/A | #N/A | #N/A | #N/A | #N/A | #N/A
[7 empty] | 12 | 19 | 8453 | 5 | 2020-12-19 | Thursday | 4 | No | #N/A | #N/A | #N/A | #N/A | #N/A | #N/A | #N/A | #N/A | #N/A | #N/A | #N/A | #N/A | #N/A | #N/A | #N/A | #N/A | #N/A | #N/A | #N/A | #N/A | #N/A | #N/A | #N/A | #N/A | #N/A | #N/A | #N/A | #N/A | #N/A | #N/A | #N/A | #N/A | #N/A | #N/A | #N/A | #N/A
[7 empty] | 12 | 19 | 8454 | 6 | 2020-12-19 | Thursday | 4 | No | #N/A | #N/A | #N/A | #N/A | #N/A | #N/A | #N/A | #N/A | #N/A | #N/A | #N/A | #N/A | #N/A | #N/A | #N/A | #N/A | #N/A | #N/A | #N/A | #N/A | #N/A | #N/A | #N/A | #N/A | #N/A | #N/A | #N/A | #N/A | #N/A | #N/A | #N/A | #N/A | #N/A | #N/A | #N/A | #N/A
[7 empty] | 12 | 19 | 8455 | 7 | 2020-12-19 | Thursday | 4 | No | #N/A | #N/A | #N/A | #N/A | #N/A | #N/A | #N/A | #N/A | #N/A | #N/A | #N/A | #N/A | #N/A | #N/A | #N/A | #N/A | #N/A | #N/A | #N/A | #N/A | #N/A | #N/A | #N/A | #N/A | #N/A | #N/A | #N/A | #N/A | #N/A | #N/A | #N/A | #N/A | #N/A | #N/A | #N/A | #N/A
[7 empty] | 12 | 19 | 8456 | 8 | 2020-12-19 | Thursday | 4 | No | #N/A | #N/A | #N/A | #N/A | #N/A | #N/A | #N/A | #N/A | #N/A | #N/A | #N/A | #N/A | #N/A | #N/A | #N/A | #N/A | #N/A | #N/A | #N/A | #N/A | #N/A | #N/A | #N/A | #N/A | #N/A | #N/A | #N/A | #N/A | #N/A | #N/A | #N/A | #N/A | #N/A | #N/A | #N/A | #N/A
[7 empty] | 12 | 19 | 8457 | 9 | 2020-12-19 | Thursday | 4 | No | #N/A | #N/A | #N/A | #N/A | #N/A | #N/A | #N/A | #N/A | #N/A | #N/A | #N/A | #N/A | #N/A | #N/A | #N/A | #N/A | #N/A | #N/A | #N/A | #N/A | #N/A | #N/A | #N/A | #N/A | #N/A | #N/A | #N/A | #N/A | #N/A | #N/A | #N/A | #N/A | #N/A | #N/A | #N/A | #N/A
[7 empty] | 12 | 19 | 8458 | 10 | 2020-12-19 | Thursday | 4 | No | #N/A | #N/A | #N/A | #N/A | #N/A | #N/A | #N/A | #N/A | #N/A | #N/A | #N/A | #N/A | #N/A | #N/A | #N/A | #N/A | #N/A | #N/A | #N/A | #N/A | #N/A | #N/A | #N/A | #N/A | #N/A | #N/A | #N/A | #N/A | #N/A | #N/A | #N/A | #N/A | #N/A | #N/A | #N/A | #N/A
[7 empty] | 12 | 19 | 8459 | 11 | 2020-12-19 | Thursday | 4 | No | #N/A | #N/A | #N/A | #N/A | #N/A | #N/A | #N/A | #N/A | #N/A | #N/A | #N/A | #N/A | #N/A | #N/A | #N/A | #N/A | #N/A | #N/A | #N/A | #N/A | #N/A | #N/A | #N/A | #N/A | #N/A | #N/A | #N/A | #N/A | #N/A | #N/A | #N/A | #N/A | #N/A | #N/A | #N/A | #N/A
[7 empty] | 12 | 19 | 8460 | 12 | 2020-12-19 | Thursday | 4 | No | #N/A | #N/A | #N/A | #N/A | #N/A | #N/A | #N/A | #N/A | #N/A | #N/A | #N/A | #N/A | #N/A | #N/A | #N/A | #N/A | #N/A | #N/A | #N/A | #N/A | #N/A | #N/A | #N/A | #N/A | #N/A | #N/A | #N/A | #N/A | #N/A | #N/A | #N/A | #N/A | #N/A | #N/A | #N/A | #N/A
[7 empty] | 12 | 19 | 8461 | 13 | 2020-12-19 | Thursday | 4 | No | #N/A | #N/A | #N/A | #N/A | #N/A | #N/A | #N/A | #N/A | #N/A | #N/A | #N/A | #N/A | #N/A | #N/A | #N/A | #N/A | #N/A | #N/A | #N/A | #N/A | #N/A | #N/A | #N/A | #N/A | #N/A | #N/A | #N/A | #N/A | #N/A | #N/A | #N/A | #N/A | #N/A | #N/A | #N/A | #N/A
[7 empty] | 12 | 19 | 8462 | 14 | 2020-12-19 | Thursday | 4 | No | #N/A | #N/A | #N/A | #N/A | #N/A | #N/A | #N/A | #N/A | #N/A | #N/A | #N/A | #N/A | #N/A | #N/A | #N/A | #N/A | #N/A | #N/A | #N/A | #N/A | #N/A | #N/A | #N/A | #N/A | #N/A | #N/A | #N/A | #N/A | #N/A | #N/A | #N/A | #N/A | #N/A | #N/A | #N/A | #N/A
[7 empty] | 12 | 19 | 8463 | 15 | 2020-12-19 | Thursday | 4 | No | #N/A | #N/A | #N/A | #N/A | #N/A | #N/A | #N/A | #N/A | #N/A | #N/A | #N/A | #N/A | #N/A | #N/A | #N/A | #N/A | #N/A | #N/A | #N/A | #N/A | #N/A | #N/A | #N/A | #N/A | #N/A | #N/A | #N/A | #N/A | #N/A | #N/A | #N/A | #N/A | #N/A | #N/A | #N/A | #N/A
[7 empty] | 12 | 19 | 8464 | 16 | 2020-12-19 | Thursday | 4 | No | #N/A | #N/A | #N/A | #N/A | #N/A | #N/A | #N/A | #N/A | #N/A | #N/A | #N/A | #N/A | #N/A | #N/A | #N/A | #N/A | #N/A | #N/A | #N/A | #N/A | #N/A | #N/A | #N/A | #N/A | #N/A | #N/A | #N/A | #N/A | #N/A | #N/A | #N/A | #N/A | #N/A | #N/A | #N/A | #N/A
[7 empty] | 12 | 19 | 8465 | 17 | 2020-12-19 | Thursday | 4 | No | #N/A | #N/A | #N/A | #N/A | #N/A | #N/A | #N/A | #N/A | #N/A | #N/A | #N/A | #N/A | #N/A | #N/A | #N/A | #N/A | #N/A | #N/A | #N/A | #N/A | #N/A | #N/A | #N/A | #N/A | #N/A | #N/A | #N/A | #N/A | #N/A | #N/A | #N/A | #N/A | #N/A | #N/A | #N/A | #N/A
[7 empty] | 12 | 19 | 8466 | 18 | 2020-12-19 | Thursday | 4 | No | #N/A | #N/A | #N/A | #N/A | #N/A | #N/A | #N/A | #N/A | #N/A | #N/A | #N/A | #N/A | #N/A | #N/A | #N/A | #N/A | #N/A | #N/A | #N/A | #N/A | #N/A | #N/A | #N/A | #N/A | #N/A | #N/A | #N/A | #N/A | #N/A | #N/A | #N/A | #N/A | #N/A | #N/A | #N/A | #N/A
[7 empty] | 12 | 19 | 8467 | 19 | 2020-12-19 | Thursday | 4 | No | #N/A | #N/A | #N/A | #N/A | #N/A | #N/A | #N/A | #N/A | #N/A | #N/A | #N/A | #N/A | #N/A | #N/A | #N/A | #N/A | #N/A | #N/A | #N/A | #N/A | #N/A | #N/A | #N/A | #N/A | #N/A | #N/A | #N/A | #N/A | #N/A | #N/A | #N/A | #N/A | #N/A | #N/A | #N/A | #N/A
[7 empty] | 12 | 19 | 8468 | 20 | 2020-12-19 | Thursday | 4 | No | #N/A | #N/A | #N/A | #N/A | #N/A | #N/A | #N/A | #N/A | #N/A | #N/A | #N/A | #N/A | #N/A | #N/A | #N/A | #N/A | #N/A | #N/A | #N/A | #N/A | #N/A | #N/A | #N/A | #N/A | #N/A | #N/A | #N/A | #N/A | #N/A | #N/A | #N/A | #N/A | #N/A | #N/A | #N/A | #N/A
[7 empty] | 12 | 19 | 8469 | 21 | 2020-12-19 | Thursday | 4 | No | #N/A | #N/A | #N/A | #N/A | #N/A | #N/A | #N/A | #N/A | #N/A | #N/A | #N/A | #N/A | #N/A | #N/A | #N/A | #N/A | #N/A | #N/A | #N/A | #N/A | #N/A | #N/A | #N/A | #N/A | #N/A | #N/A | #N/A | #N/A | #N/A | #N/A | #N/A | #N/A | #N/A | #N/A | #N/A | #N/A
[7 empty] | 12 | 19 | 8470 | 22 | 2020-12-19 | Thursday | 4 | No | #N/A | #N/A | #N/A | #N/A | #N/A | #N/A | #N/A | #N/A | #N/A | #N/A | #N/A | #N/A | #N/A | #N/A | #N/A | #N/A | #N/A | #N/A | #N/A | #N/A | #N/A | #N/A | #N/A | #N/A | #N/A | #N/A | #N/A | #N/A | #N/A | #N/A | #N/A | #N/A | #N/A | #N/A | #N/A | #N/A
[7 empty] | 12 | 19 | 8471 | 23 | 2020-12-19 | Thursday | 4 | No | #N/A | #N/A | #N/A | #N/A | #N/A | #N/A | #N/A | #N/A | #N/A | #N/A | #N/A | #N/A | #N/A | #N/A | #N/A | #N/A | #N/A | #N/A | #N/A | #N/A | #N/A | #N/A | #N/A | #N/A | #N/A | #N/A | #N/A | #N/A | #N/A | #N/A | #N/A | #N/A | #N/A | #N/A | #N/A | #N/A
[7 empty] | 12 | 19 | 8472 | 24 | 2020-12-19 | Thursday | 4 | No | #N/A | #N/A | #N/A | #N/A | #N/A | #N/A | #N/A | #N/A | #N/A | #N/A | #N/A | #N/A | #N/A | #N/A | #N/A | #N/A | #N/A | #N/A | #N/A | #N/A | #N/A | #N/A | #N/A | #N/A | #N/A | #N/A | #N/A | #N/A | #N/A | #N/A | #N/A | #N/A | #N/A | #N/A | #N/A | #N/A
[7 empty] | 12 | 20 | 8473 | 1 | 2020-12-20 | Friday | 5 | No | #N/A | #N/A | #N/A | #N/A | #N/A | #N/A | #N/A | #N/A | #N/A | #N/A | #N/A | #N/A | #N/A | #N/A | #N/A | #N/A | #N/A | #N/A | #N/A | #N/A | #N/A | #N/A | #N/A | #N/A | #N/A | #N/A | #N/A | #N/A | #N/A | #N/A | #N/A | #N/A | #N/A | #N/A | #N/A | #N/A
[7 empty] | 12 | 20 | 8474 | 2 | 2020-12-20 | Friday | 5 | No | #N/A | #N/A | #N/A | #N/A | #N/A | #N/A | #N/A | #N/A | #N/A | #N/A | #N/A | #N/A | #N/A | #N/A | #N/A | #N/A | #N/A | #N/A | #N/A | #N/A | #N/A | #N/A | #N/A | #N/A | #N/A | #N/A | #N/A | #N/A | #N/A | #N/A | #N/A | #N/A | #N/A | #N/A | #N/A | #N/A
[7 empty] | 12 | 20 | 8475 | 3 | 2020-12-20 | Friday | 5 | No | #N/A | #N/A | #N/A | #N/A | #N/A | #N/A | #N/A | #N/A | #N/A | #N/A | #N/A | #N/A | #N/A | #N/A | #N/A | #N/A | #N/A | #N/A | #N/A | #N/A | #N/A | #N/A | #N/A | #N/A | #N/A | #N/A | #N/A | #N/A | #N/A | #N/A | #N/A | #N/A | #N/A | #N/A | #N/A | #N/A
[7 empty] | 12 | 20 | 8476 | 4 | 2020-12-20 | Friday | 5 | No | #N/A | #N/A | #N/A | #N/A | #N/A | #N/A | #N/A | #N/A | #N/A | #N/A | #N/A | #N/A | #N/A | #N/A | #N/A | #N/A | #N/A | #N/A | #N/A | #N/A | #N/A | #N/A | #N/A | #N/A | #N/A | #N/A | #N/A | #N/A | #N/A | #N/A | #N/A | #N/A | #N/A | #N/A | #N/A | #N/A
[7 empty] | 12 | 20 | 8477 | 5 | 2020-12-20 | Friday | 5 | No | #N/A | #N/A | #N/A | #N/A | #N/A | #N/A | #N/A | #N/A | #N/A | #N/A | #N/A | #N/A | #N/A | #N/A | #N/A | #N/A | #N/A | #N/A | #N/A | #N/A | #N/A | #N/A | #N/A | #N/A | #N/A | #N/A | #N/A | #N/A | #N/A | #N/A | #N/A | #N/A | #N/A | #N/A | #N/A | #N/A
[7 empty] | 12 | 20 | 8478 | 6 | 2020-12-20 | Friday | 5 | No | #N/A | #N/A | #N/A | #N/A | #N/A | #N/A | #N/A | #N/A | #N/A | #N/A | #N/A | #N/A | #N/A | #N/A | #N/A | #N/A | #N/A | #N/A | #N/A | #N/A | #N/A | #N/A | #N/A | #N/A | #N/A | #N/A | #N/A | #N/A | #N/A | #N/A | #N/A | #N/A | #N/A | #N/A | #N/A | #N/A
[7 empty] | 12 | 20 | 8479 | 7 | 2020-12-20 | Friday | 5 | No | #N/A | #N/A | #N/A | #N/A | #N/A | #N/A | #N/A | #N/A | #N/A | #N/A | #N/A | #N/A | #N/A | #N/A | #N/A | #N/A | #N/A | #N/A | #N/A | #N/A | #N/A | #N/A | #N/A | #N/A | #N/A | #N/A | #N/A | #N/A | #N/A | #N/A | #N/A | #N/A | #N/A | #N/A | #N/A | #N/A
[7 empty] | 12 | 20 | 8480 | 8 | 2020-12-20 | Friday | 5 | No | #N/A | #N/A | #N/A | #N/A | #N/A | #N/A | #N/A | #N/A | #N/A | #N/A | #N/A | #N/A | #N/A | #N/A | #N/A | #N/A | #N/A | #N/A | #N/A | #N/A | #N/A | #N/A | #N/A | #N/A | #N/A | #N/A | #N/A | #N/A | #N/A | #N/A | #N/A | #N/A | #N/A | #N/A | #N/A | #N/A
[7 empty] | 12 | 20 | 8481 | 9 | 2020-12-20 | Friday | 5 | No | #N/A | #N/A | #N/A | #N/A | #N/A | #N/A | #N/A | #N/A | #N/A | #N/A | #N/A | #N/A | #N/A | #N/A | #N/A | #N/A | #N/A | #N/A | #N/A | #N/A | #N/A | #N/A | #N/A | #N/A | #N/A | #N/A | #N/A | #N/A | #N/A | #N/A | #N/A | #N/A | #N/A | #N/A | #N/A | #N/A
[7 empty] | 12 | 20 | 8482 | 10 | 2020-12-20 | Friday | 5 | No | #N/A | #N/A | #N/A | #N/A | #N/A | #N/A | #N/A | #N/A | #N/A | #N/A | #N/A | #N/A | #N/A | #N/A | #N/A | #N/A | #N/A | #N/A | #N/A | #N/A | #N/A | #N/A | #N/A | #N/A | #N/A | #N/A | #N/A | #N/A | #N/A | #N/A | #N/A | #N/A | #N/A | #N/A | #N/A | #N/A
[7 empty] | 12 | 20 | 8483 | 11 | 2020-12-20 | Friday | 5 | No | #N/A | #N/A | #N/A | #N/A | #N/A | #N/A | #N/A | #N/A | #N/A | #N/A | #N/A | #N/A | #N/A | #N/A | #N/A | #N/A | #N/A | #N/A | #N/A | #N/A | #N/A | #N/A | #N/A | #N/A | #N/A | #N/A | #N/A | #N/A | #N/A | #N/A | #N/A | #N/A | #N/A | #N/A | #N/A | #N/A
[7 empty] | 12 | 20 | 8484 | 12 | 2020-12-20 | Friday | 5 | No | #N/A | #N/A | #N/A | #N/A | #N/A | #N/A | #N/A | #N/A | #N/A | #N/A | #N/A | #N/A | #N/A | #N/A | #N/A | #N/A | #N/A | #N/A | #N/A | #N/A | #N/A | #N/A | #N/A | #N/A | #N/A | #N/A | #N/A | #N/A | #N/A | #N/A | #N/A | #N/A | #N/A | #N/A | #N/A | #N/A
[7 empty] | 12 | 20 | 8485 | 13 | 2020-12-20 | Friday | 5 | No | #N/A | #N/A | #N/A | #N/A | #N/A | #N/A | #N/A | #N/A | #N/A | #N/A | #N/A | #N/A | #N/A | #N/A | #N/A | #N/A | #N/A | #N/A | #N/A | #N/A | #N/A | #N/A | #N/A | #N/A | #N/A | #N/A | #N/A | #N/A | #N/A | #N/A | #N/A | #N/A | #N/A | #N/A | #N/A | #N/A
[7 empty] | 12 | 20 | 8486 | 14 | 2020-12-20 | Friday | 5 | No | #N/A | #N/A | #N/A | #N/A | #N/A | #N/A | #N/A | #N/A | #N/A | #N/A | #N/A | #N/A | #N/A | #N/A | #N/A | #N/A | #N/A | #N/A | #N/A | #N/A | #N/A | #N/A | #N/A | #N/A | #N/A | #N/A | #N/A | #N/A | #N/A | #N/A | #N/A | #N/A | #N/A | #N/A | #N/A | #N/A
[7 empty] | 12 | 20 | 8487 | 15 | 2020-12-20 | Friday | 5 | No | #N/A | #N/A | #N/A | #N/A | #N/A | #N/A | #N/A | #N/A | #N/A | #N/A | #N/A | #N/A | #N/A | #N/A | #N/A | #N/A | #N/A | #N/A | #N/A | #N/A | #N/A | #N/A | #N/A | #N/A | #N/A | #N/A | #N/A | #N/A | #N/A | #N/A | #N/A | #N/A | #N/A | #N/A | #N/A | #N/A
[7 empty] | 12 | 20 | 8488 | 16 | 2020-12-20 | Friday | 5 | No | #N/A | #N/A | #N/A | #N/A | #N/A | #N/A | #N/A | #N/A | #N/A | #N/A | #N/A | #N/A | #N/A | #N/A | #N/A | #N/A | #N/A | #N/A | #N/A | #N/A | #N/A | #N/A | #N/A | #N/A | #N/A | #N/A | #N/A | #N/A | #N/A | #N/A | #N/A | #N/A | #N/A | #N/A | #N/A | #N/A
[7 empty] | 12 | 20 | 8489 | 17 | 2020-12-20 | Friday | 5 | No | #N/A | #N/A | #N/A | #N/A | #N/A | #N/A | #N/A | #N/A | #N/A | #N/A | #N/A | #N/A | #N/A | #N/A | #N/A | #N/A | #N/A | #N/A | #N/A | #N/A | #N/A | #N/A | #N/A | #N/A | #N/A | #N/A | #N/A | #N/A | #N/A | #N/A | #N/A | #N/A | #N/A | #N/A | #N/A | #N/A
[7 empty] | 12 | 20 | 8490 | 18 | 2020-12-20 | Friday | 5 | No | #N/A | #N/A | #N/A | #N/A | #N/A | #N/A | #N/A | #N/A | #N/A | #N/A | #N/A | #N/A | #N/A | #N/A | #N/A | #N/A | #N/A | #N/A | #N/A | #N/A | #N/A | #N/A | #N/A | #N/A | #N/A | #N/A | #N/A | #N/A | #N/A | #N/A | #N/A | #N/A | #N/A | #N/A | #N/A | #N/A
[7 empty] | 12 | 20 | 8491 | 19 | 2020-12-20 | Friday | 5 | No | #N/A | #N/A | #N/A | #N/A | #N/A | #N/A | #N/A | #N/A | #N/A | #N/A | #N/A | #N/A | #N/A | #N/A | #N/A | #N/A | #N/A | #N/A | #N/A | #N/A | #N/A | #N/A | #N/A | #N/A | #N/A | #N/A | #N/A | #N/A | #N/A | #N/A | #N/A | #N/A | #N/A | #N/A | #N/A | #N/A
[7 empty] | 12 | 20 | 8492 | 20 | 2020-12-20 | Friday | 5 | No | #N/A | #N/A | #N/A | #N/A | #N/A | #N/A | #N/A | #N/A | #N/A | #N/A | #N/A | #N/A | #N/A | #N/A | #N/A | #N/A | #N/A | #N/A | #N/A | #N/A | #N/A | #N/A | #N/A | #N/A | #N/A | #N/A | #N/A | #N/A | #N/A | #N/A | #N/A | #N/A | #N/A | #N/A | #N/A | #N/A
[7 empty] | 12 | 20 | 8493 | 21 | 2020-12-20 | Friday | 5 | No | #N/A | #N/A | #N/A | #N/A | #N/A | #N/A | #N/A | #N/A | #N/A | #N/A | #N/A | #N/A | #N/A | #N/A | #N/A | #N/A | #N/A | #N/A | #N/A | #N/A | #N/A | #N/A | #N/A | #N/A | #N/A | #N/A | #N/A | #N/A | #N/A | #N/A | #N/A | #N/A | #N/A | #N/A | #N/A | #N/A
[7 empty] | 12 | 20 | 8494 | 22 | 2020-12-20 | Friday | 5 | No | #N/A | #N/A | #N/A | #N/A | #N/A | #N/A | #N/A | #N/A | #N/A | #N/A | #N/A | #N/A | #N/A | #N/A | #N/A | #N/A | #N/A | #N/A | #N/A | #N/A | #N/A | #N/A | #N/A | #N/A | #N/A | #N/A | #N/A | #N/A | #N/A | #N/A | #N/A | #N/A | #N/A | #N/A | #N/A | #N/A
[7 empty] | 12 | 20 | 8495 | 23 | 2020-12-20 | Friday | 5 | No | #N/A | #N/A | #N/A | #N/A | #N/A | #N/A | #N/A | #N/A | #N/A | #N/A | #N/A | #N/A | #N/A | #N/A | #N/A | #N/A | #N/A | #N/A | #N/A | #N/A | #N/A | #N/A | #N/A | #N/A | #N/A | #N/A | #N/A | #N/A | #N/A | #N/A | #N/A | #N/A | #N/A | #N/A | #N/A | #N/A
[7 empty] | 12 | 20 | 8496 | 24 | 2020-12-20 | Friday | 5 | No | #N/A | #N/A | #N/A | #N/A | #N/A | #N/A | #N/A | #N/A | #N/A | #N/A | #N/A | #N/A | #N/A | #N/A | #N/A | #N/A | #N/A | #N/A | #N/A | #N/A | #N/A | #N/A | #N/A | #N/A | #N/A | #N/A | #N/A | #N/A | #N/A | #N/A | #N/A | #N/A | #N/A | #N/A | #N/A | #N/A
[7 empty] | 12 | 21 | 8497 | 1 | 2020-12-21 | Saturday | 6 | No | #N/A | #N/A | #N/A | #N/A | #N/A | #N/A | #N/A | #N/A | #N/A | #N/A | #N/A | #N/A | #N/A | #N/A | #N/A | #N/A | #N/A | #N/A | #N/A | #N/A | #N/A | #N/A | #N/A | #N/A | #N/A | #N/A | #N/A | #N/A | #N/A | #N/A | #N/A | #N/A | #N/A | #N/A | #N/A | #N/A
[7 empty] | 12 | 21 | 8498 | 2 | 2020-12-21 | Saturday | 6 | No | #N/A | #N/A | #N/A | #N/A | #N/A | #N/A | #N/A | #N/A | #N/A | #N/A | #N/A | #N/A | #N/A | #N/A | #N/A | #N/A | #N/A | #N/A | #N/A | #N/A | #N/A | #N/A | #N/A | #N/A | #N/A | #N/A | #N/A | #N/A | #N/A | #N/A | #N/A | #N/A | #N/A | #N/A | #N/A | #N/A
[7 empty] | 12 | 21 | 8499 | 3 | 2020-12-21 | Saturday | 6 | No | #N/A | #N/A | #N/A | #N/A | #N/A | #N/A | #N/A | #N/A | #N/A | #N/A | #N/A | #N/A | #N/A | #N/A | #N/A | #N/A | #N/A | #N/A | #N/A | #N/A | #N/A | #N/A | #N/A | #N/A | #N/A | #N/A | #N/A | #N/A | #N/A | #N/A | #N/A | #N/A | #N/A | #N/A | #N/A | #N/A
[7 empty] | 12 | 21 | 8500 | 4 | 2020-12-21 | Saturday | 6 | No | #N/A | #N/A | #N/A | #N/A | #N/A | #N/A | #N/A | #N/A | #N/A | #N/A | #N/A | #N/A | #N/A | #N/A | #N/A | #N/A | #N/A | #N/A | #N/A | #N/A | #N/A | #N/A | #N/A | #N/A | #N/A | #N/A | #N/A | #N/A | #N/A | #N/A | #N/A | #N/A | #N/A | #N/A | #N/A | #N/A
[7 empty] | 12 | 21 | 8501 | 5 | 2020-12-21 | Saturday | 6 | No | #N/A | #N/A | #N/A | #N/A | #N/A | #N/A | #N/A | #N/A | #N/A | #N/A | #N/A | #N/A | #N/A | #N/A | #N/A | #N/A | #N/A | #N/A | #N/A | #N/A | #N/A | #N/A | #N/A | #N/A | #N/A | #N/A | #N/A | #N/A | #N/A | #N/A | #N/A | #N/A | #N/A | #N/A | #N/A | #N/A
[7 empty] | 12 | 21 | 8502 | 6 | 2020-12-21 | Saturday | 6 | No | #N/A | #N/A | #N/A | #N/A | #N/A | #N/A | #N/A | #N/A | #N/A | #N/A | #N/A | #N/A | #N/A | #N/A | #N/A | #N/A | #N/A | #N/A | #N/A | #N/A | #N/A | #N/A | #N/A | #N/A | #N/A | #N/A | #N/A | #N/A | #N/A | #N/A | #N/A | #N/A | #N/A | #N/A | #N/A | #N/A
[7 empty] | 12 | 21 | 8503 | 7 | 2020-12-21 | Saturday | 6 | No | #N/A | #N/A | #N/A | #N/A | #N/A | #N/A | #N/A | #N/A | #N/A | #N/A | #N/A | #N/A | #N/A | #N/A | #N/A | #N/A | #N/A | #N/A | #N/A | #N/A | #N/A | #N/A | #N/A | #N/A | #N/A | #N/A | #N/A | #N/A | #N/A | #N/A | #N/A | #N/A | #N/A | #N/A | #N/A | #N/A
[7 empty] | 12 | 21 | 8504 | 8 | 2020-12-21 | Saturday | 6 | No | #N/A | #N/A | #N/A | #N/A | #N/A | #N/A | #N/A | #N/A | #N/A | #N/A | #N/A | #N/A | #N/A | #N/A | #N/A | #N/A | #N/A | #N/A | #N/A | #N/A | #N/A | #N/A | #N/A | #N/A | #N/A | #N/A | #N/A | #N/A | #N/A | #N/A | #N/A | #N/A | #N/A | #N/A | #N/A | #N/A
[7 empty] | 12 | 21 | 8505 | 9 | 2020-12-21 | Saturday | 6 | No | #N/A | #N/A | #N/A | #N/A | #N/A | #N/A | #N/A | #N/A | #N/A | #N/A | #N/A | #N/A | #N/A | #N/A | #N/A | #N/A | #N/A | #N/A | #N/A | #N/A | #N/A | #N/A | #N/A | #N/A | #N/A | #N/A | #N/A | #N/A | #N/A | #N/A | #N/A | #N/A | #N/A | #N/A | #N/A | #N/A
[7 empty] | 12 | 21 | 8506 | 10 | 2020-12-21 | Saturday | 6 | No | #N/A | #N/A | #N/A | #N/A | #N/A | #N/A | #N/A | #N/A | #N/A | #N/A | #N/A | #N/A | #N/A | #N/A | #N/A | #N/A | #N/A | #N/A | #N/A | #N/A | #N/A | #N/A | #N/A | #N/A | #N/A | #N/A | #N/A | #N/A | #N/A | #N/A | #N/A | #N/A | #N/A | #N/A | #N/A | #N/A
[7 empty] | 12 | 21 | 8507 | 11 | 2020-12-21 | Saturday | 6 | No | #N/A | #N/A | #N/A | #N/A | #N/A | #N/A | #N/A | #N/A | #N/A | #N/A | #N/A | #N/A | #N/A | #N/A | #N/A | #N/A | #N/A | #N/A | #N/A | #N/A | #N/A | #N/A | #N/A | #N/A | #N/A | #N/A | #N/A | #N/A | #N/A | #N/A | #N/A | #N/A | #N/A | #N/A | #N/A | #N/A
[7 empty] | 12 | 21 | 8508 | 12 | 2020-12-21 | Saturday | 6 | No | #N/A | #N/A | #N/A | #N/A | #N/A | #N/A | #N/A | #N/A | #N/A | #N/A | #N/A | #N/A | #N/A | #N/A | #N/A | #N/A | #N/A | #N/A | #N/A | #N/A | #N/A | #N/A | #N/A | #N/A | #N/A | #N/A | #N/A | #N/A | #N/A | #N/A | #N/A | #N/A | #N/A | #N/A | #N/A | #N/A
[7 empty] | 12 | 21 | 8509 | 13 | 2020-12-21 | Saturday | 6 | No | #N/A | #N/A | #N/A | #N/A | #N/A | #N/A | #N/A | #N/A | #N/A | #N/A | #N/A | #N/A | #N/A | #N/A | #N/A | #N/A | #N/A | #N/A | #N/A | #N/A | #N/A | #N/A | #N/A | #N/A | #N/A | #N/A | #N/A | #N/A | #N/A | #N/A | #N/A | #N/A | #N/A | #N/A | #N/A | #N/A
[7 empty] | 12 | 21 | 8510 | 14 | 2020-12-21 | Saturday | 6 | No | #N/A | #N/A | #N/A | #N/A | #N/A | #N/A | #N/A | #N/A | #N/A | #N/A | #N/A | #N/A | #N/A | #N/A | #N/A | #N/A | #N/A | #N/A | #N/A | #N/A | #N/A | #N/A | #N/A | #N/A | #N/A | #N/A | #N/A | #N/A | #N/A | #N/A | #N/A | #N/A | #N/A | #N/A | #N/A | #N/A
[7 empty] | 12 | 21 | 8511 | 15 | 2020-12-21 | Saturday | 6 | No | #N/A | #N/A | #N/A | #N/A | #N/A | #N/A | #N/A | #N/A | #N/A | #N/A | #N/A | #N/A | #N/A | #N/A | #N/A | #N/A | #N/A | #N/A | #N/A | #N/A | #N/A | #N/A | #N/A | #N/A | #N/A | #N/A | #N/A | #N/A | #N/A | #N/A | #N/A | #N/A | #N/A | #N/A | #N/A | #N/A
[7 empty] | 12 | 21 | 8512 | 16 | 2020-12-21 | Saturday | 6 | No | #N/A | #N/A | #N/A | #N/A | #N/A | #N/A | #N/A | #N/A | #N/A | #N/A | #N/A | #N/A | #N/A | #N/A | #N/A | #N/A | #N/A | #N/A | #N/A | #N/A | #N/A | #N/A | #N/A | #N/A | #N/A | #N/A | #N/A | #N/A | #N/A | #N/A | #N/A | #N/A | #N/A | #N/A | #N/A | #N/A
[7 empty] | 12 | 21 | 8513 | 17 | 2020-12-21 | Saturday | 6 | No | #N/A | #N/A | #N/A | #N/A | #N/A | #N/A | #N/A | #N/A | #N/A | #N/A | #N/A | #N/A | #N/A | #N/A | #N/A | #N/A | #N/A | #N/A | #N/A | #N/A | #N/A | #N/A | #N/A | #N/A | #N/A | #N/A | #N/A | #N/A | #N/A | #N/A | #N/A | #N/A | #N/A | #N/A | #N/A | #N/A
[7 empty] | 12 | 21 | 8514 | 18 | 2020-12-21 | Saturday | 6 | No | #N/A | #N/A | #N/A | #N/A | #N/A | #N/A | #N/A | #N/A | #N/A | #N/A | #N/A | #N/A | #N/A | #N/A | #N/A | #N/A | #N/A | #N/A | #N/A | #N/A | #N/A | #N/A | #N/A | #N/A | #N/A | #N/A | #N/A | #N/A | #N/A | #N/A | #N/A | #N/A | #N/A | #N/A | #N/A | #N/A
[7 empty] | 12 | 21 | 8515 | 19 | 2020-12-21 | Saturday | 6 | No | #N/A | #N/A | #N/A | #N/A | #N/A | #N/A | #N/A | #N/A | #N/A | #N/A | #N/A | #N/A | #N/A | #N/A | #N/A | #N/A | #N/A | #N/A | #N/A | #N/A | #N/A | #N/A | #N/A | #N/A | #N/A | #N/A | #N/A | #N/A | #N/A | #N/A | #N/A | #N/A | #N/A | #N/A | #N/A | #N/A
[7 empty] | 12 | 21 | 8516 | 20 | 2020-12-21 | Saturday | 6 | No | #N/A | #N/A | #N/A | #N/A | #N/A | #N/A | #N/A | #N/A | #N/A | #N/A | #N/A | #N/A | #N/A | #N/A | #N/A | #N/A | #N/A | #N/A | #N/A | #N/A | #N/A | #N/A | #N/A | #N/A | #N/A | #N/A | #N/A | #N/A | #N/A | #N/A | #N/A | #N/A | #N/A | #N/A | #N/A | #N/A
[7 empty] | 12 | 21 | 8517 | 21 | 2020-12-21 | Saturday | 6 | No | #N/A | #N/A | #N/A | #N/A | #N/A | #N/A | #N/A | #N/A | #N/A | #N/A | #N/A | #N/A | #N/A | #N/A | #N/A | #N/A | #N/A | #N/A | #N/A | #N/A | #N/A | #N/A | #N/A | #N/A | #N/A | #N/A | #N/A | #N/A | #N/A | #N/A | #N/A | #N/A | #N/A | #N/A | #N/A | #N/A
[7 empty] | 12 | 21 | 8518 | 22 | 2020-12-21 | Saturday | 6 | No | #N/A | #N/A | #N/A | #N/A | #N/A | #N/A | #N/A | #N/A | #N/A | #N/A | #N/A | #N/A | #N/A | #N/A | #N/A | #N/A | #N/A | #N/A | #N/A | #N/A | #N/A | #N/A | #N/A | #N/A | #N/A | #N/A | #N/A | #N/A | #N/A | #N/A | #N/A | #N/A | #N/A | #N/A | #N/A | #N/A
[7 empty] | 12 | 21 | 8519 | 23 | 2020-12-21 | Saturday | 6 | No | #N/A | #N/A | #N/A | #N/A | #N/A | #N/A | #N/A | #N/A | #N/A | #N/A | #N/A | #N/A | #N/A | #N/A | #N/A | #N/A | #N/A | #N/A | #N/A | #N/A | #N/A | #N/A | #N/A | #N/A | #N/A | #N/A | #N/A | #N/A | #N/A | #N/A | #N/A | #N/A | #N/A | #N/A | #N/A | #N/A
[7 empty] | 12 | 21 | 8520 | 24 | 2020-12-21 | Saturday | 6 | No | #N/A | #N/A | #N/A | #N/A | #N/A | #N/A | #N/A | #N/A | #N/A | #N/A | #N/A | #N/A | #N/A | #N/A | #N/A | #N/A | #N/A | #N/A | #N/A | #N/A | #N/A | #N/A | #N/A | #N/A | #N/A | #N/A | #N/A | #N/A | #N/A | #N/A | #N/A | #N/A | #N/A | #N/A | #N/A | #N/A
[7 empty] | 12 | 22 | 8521 | 1 | 2020-12-22 | Sunday | 7 | No | #N/A | #N/A | #N/A | #N/A | #N/A | #N/A | #N/A | #N/A | #N/A | #N/A | #N/A | #N/A | #N/A | #N/A | #N/A | #N/A | #N/A | #N/A | #N/A | #N/A | #N/A | #N/A | #N/A | #N/A | #N/A | #N/A | #N/A | #N/A | #N/A | #N/A | #N/A | #N/A | #N/A | #N/A | #N/A | #N/A
[7 empty] | 12 | 22 | 8522 | 2 | 2020-12-22 | Sunday | 7 | No | #N/A | #N/A | #N/A | #N/A | #N/A | #N/A | #N/A | #N/A | #N/A | #N/A | #N/A | #N/A | #N/A | #N/A | #N/A | #N/A | #N/A | #N/A | #N/A | #N/A | #N/A | #N/A | #N/A | #N/A | #N/A | #N/A | #N/A | #N/A | #N/A | #N/A | #N/A | #N/A | #N/A | #N/A | #N/A | #N/A
[7 empty] | 12 | 22 | 8523 | 3 | 2020-12-22 | Sunday | 7 | No | #N/A | #N/A | #N/A | #N/A | #N/A | #N/A | #N/A | #N/A | #N/A | #N/A | #N/A | #N/A | #N/A | #N/A | #N/A | #N/A | #N/A | #N/A | #N/A | #N/A | #N/A | #N/A | #N/A | #N/A | #N/A | #N/A | #N/A | #N/A | #N/A | #N/A | #N/A | #N/A | #N/A | #N/A | #N/A | #N/A
[7 empty] | 12 | 22 | 8524 | 4 | 2020-12-22 | Sunday | 7 | No | #N/A | #N/A | #N/A | #N/A | #N/A | #N/A | #N/A | #N/A | #N/A | #N/A | #N/A | #N/A | #N/A | #N/A | #N/A | #N/A | #N/A | #N/A | #N/A | #N/A | #N/A | #N/A | #N/A | #N/A | #N/A | #N/A | #N/A | #N/A | #N/A | #N/A | #N/A | #N/A | #N/A | #N/A | #N/A | #N/A
[7 empty] | 12 | 22 | 8525 | 5 | 2020-12-22 | Sunday | 7 | No | #N/A | #N/A | #N/A | #N/A | #N/A | #N/A | #N/A | #N/A | #N/A | #N/A | #N/A | #N/A | #N/A | #N/A | #N/A | #N/A | #N/A | #N/A | #N/A | #N/A | #N/A | #N/A | #N/A | #N/A | #N/A | #N/A | #N/A | #N/A | #N/A | #N/A | #N/A | #N/A | #N/A | #N/A | #N/A | #N/A
[7 empty] | 12 | 22 | 8526 | 6 | 2020-12-22 | Sunday | 7 | No | #N/A | #N/A | #N/A | #N/A | #N/A | #N/A | #N/A | #N/A | #N/A | #N/A | #N/A | #N/A | #N/A | #N/A | #N/A | #N/A | #N/A | #N/A | #N/A | #N/A | #N/A | #N/A | #N/A | #N/A | #N/A | #N/A | #N/A | #N/A | #N/A | #N/A | #N/A | #N/A | #N/A | #N/A | #N/A | #N/A
[7 empty] | 12 | 22 | 8527 | 7 | 2020-12-22 | Sunday | 7 | No | #N/A | #N/A | #N/A | #N/A | #N/A | #N/A | #N/A | #N/A | #N/A | #N/A | #N/A | #N/A | #N/A | #N/A | #N/A | #N/A | #N/A | #N/A | #N/A | #N/A | #N/A | #N/A | #N/A | #N/A | #N/A | #N/A | #N/A | #N/A | #N/A | #N/A | #N/A | #N/A | #N/A | #N/A | #N/A | #N/A
[7 empty] | 12 | 22 | 8528 | 8 | 2020-12-22 | Sunday | 7 | No | #N/A | #N/A | #N/A | #N/A | #N/A | #N/A | #N/A | #N/A | #N/A | #N/A | #N/A | #N/A | #N/A | #N/A | #N/A | #N/A | #N/A | #N/A | #N/A | #N/A | #N/A | #N/A | #N/A | #N/A | #N/A | #N/A | #N/A | #N/A | #N/A | #N/A | #N/A | #N/A | #N/A | #N/A | #N/A | #N/A
[7 empty] | 12 | 22 | 8529 | 9 | 2020-12-22 | Sunday | 7 | No | #N/A | #N/A | #N/A | #N/A | #N/A | #N/A | #N/A | #N/A | #N/A | #N/A | #N/A | #N/A | #N/A | #N/A | #N/A | #N/A | #N/A | #N/A | #N/A | #N/A | #N/A | #N/A | #N/A | #N/A | #N/A | #N/A | #N/A | #N/A | #N/A | #N/A | #N/A | #N/A | #N/A | #N/A | #N/A | #N/A
[7 empty] | 12 | 22 | 8530 | 10 | 2020-12-22 | Sunday | 7 | No | #N/A | #N/A | #N/A | #N/A | #N/A | #N/A | #N/A | #N/A | #N/A | #N/A | #N/A | #N/A | #N/A | #N/A | #N/A | #N/A | #N/A | #N/A | #N/A | #N/A | #N/A | #N/A | #N/A | #N/A | #N/A | #N/A | #N/A | #N/A | #N/A | #N/A | #N/A | #N/A | #N/A | #N/A | #N/A | #N/A
[7 empty] | 12 | 22 | 8531 | 11 | 2020-12-22 | Sunday | 7 | No | #N/A | #N/A | #N/A | #N/A | #N/A | #N/A | #N/A | #N/A | #N/A | #N/A | #N/A | #N/A | #N/A | #N/A | #N/A | #N/A | #N/A | #N/A | #N/A | #N/A | #N/A | #N/A | #N/A | #N/A | #N/A | #N/A | #N/A | #N/A | #N/A | #N/A | #N/A | #N/A | #N/A | #N/A | #N/A | #N/A
[7 empty] | 12 | 22 | 8532 | 12 | 2020-12-22 | Sunday | 7 | No | #N/A | #N/A | #N/A | #N/A | #N/A | #N/A | #N/A | #N/A | #N/A | #N/A | #N/A | #N/A | #N/A | #N/A | #N/A | #N/A | #N/A | #N/A | #N/A | #N/A | #N/A | #N/A | #N/A | #N/A | #N/A | #N/A | #N/A | #N/A | #N/A | #N/A | #N/A | #N/A | #N/A | #N/A | #N/A | #N/A
[7 empty] | 12 | 22 | 8533 | 13 | 2020-12-22 | Sunday | 7 | No | #N/A | #N/A | #N/A | #N/A | #N/A | #N/A | #N/A | #N/A | #N/A | #N/A | #N/A | #N/A | #N/A | #N/A | #N/A | #N/A | #N/A | #N/A | #N/A | #N/A | #N/A | #N/A | #N/A | #N/A | #N/A | #N/A | #N/A | #N/A | #N/A | #N/A | #N/A | #N/A | #N/A | #N/A | #N/A | #N/A
[7 empty] | 12 | 22 | 8534 | 14 | 2020-12-22 | Sunday | 7 | No | #N/A | #N/A | #N/A | #N/A | #N/A | #N/A | #N/A | #N/A | #N/A | #N/A | #N/A | #N/A | #N/A | #N/A | #N/A | #N/A | #N/A | #N/A | #N/A | #N/A | #N/A | #N/A | #N/A | #N/A | #N/A | #N/A | #N/A | #N/A | #N/A | #N/A | #N/A | #N/A | #N/A | #N/A | #N/A | #N/A
[7 empty] | 12 | 22 | 8535 | 15 | 2020-12-22 | Sunday | 7 | No | #N/A | #N/A | #N/A | #N/A | #N/A | #N/A | #N/A | #N/A | #N/A | #N/A | #N/A | #N/A | #N/A | #N/A | #N/A | #N/A | #N/A | #N/A | #N/A | #N/A | #N/A | #N/A | #N/A | #N/A | #N/A | #N/A | #N/A | #N/A | #N/A | #N/A | #N/A | #N/A | #N/A | #N/A | #N/A | #N/A
[7 empty] | 12 | 22 | 8536 | 16 | 2020-12-22 | Sunday | 7 | No | #N/A | #N/A | #N/A | #N/A | #N/A | #N/A | #N/A | #N/A | #N/A | #N/A | #N/A | #N/A | #N/A | #N/A | #N/A | #N/A | #N/A | #N/A | #N/A | #N/A | #N/A | #N/A | #N/A | #N/A | #N/A | #N/A | #N/A | #N/A | #N/A | #N/A | #N/A | #N/A | #N/A | #N/A | #N/A | #N/A
[7 empty] | 12 | 22 | 8537 | 17 | 2020-12-22 | Sunday | 7 | No | #N/A | #N/A | #N/A | #N/A | #N/A | #N/A | #N/A | #N/A | #N/A | #N/A | #N/A | #N/A | #N/A | #N/A | #N/A | #N/A | #N/A | #N/A | #N/A | #N/A | #N/A | #N/A | #N/A | #N/A | #N/A | #N/A | #N/A | #N/A | #N/A | #N/A | #N/A | #N/A | #N/A | #N/A | #N/A | #N/A
[7 empty] | 12 | 22 | 8538 | 18 | 2020-12-22 | Sunday | 7 | No | #N/A | #N/A | #N/A | #N/A | #N/A | #N/A | #N/A | #N/A | #N/A | #N/A | #N/A | #N/A | #N/A | #N/A | #N/A | #N/A | #N/A | #N/A | #N/A | #N/A | #N/A | #N/A | #N/A | #N/A | #N/A | #N/A | #N/A | #N/A | #N/A | #N/A | #N/A | #N/A | #N/A | #N/A | #N/A | #N/A
[7 empty] | 12 | 22 | 8539 | 19 | 2020-12-22 | Sunday | 7 | No | #N/A | #N/A | #N/A | #N/A | #N/A | #N/A | #N/A | #N/A | #N/A | #N/A | #N/A | #N/A | #N/A | #N/A | #N/A | #N/A | #N/A | #N/A | #N/A | #N/A | #N/A | #N/A | #N/A | #N/A | #N/A | #N/A | #N/A | #N/A | #N/A | #N/A | #N/A | #N/A | #N/A | #N/A | #N/A | #N/A
[7 empty] | 12 | 22 | 8540 | 20 | 2020-12-22 | Sunday | 7 | No | #N/A | #N/A | #N/A | #N/A | #N/A | #N/A | #N/A | #N/A | #N/A | #N/A | #N/A | #N/A | #N/A | #N/A | #N/A | #N/A | #N/A | #N/A | #N/A | #N/A | #N/A | #N/A | #N/A | #N/A | #N/A | #N/A | #N/A | #N/A | #N/A | #N/A | #N/A | #N/A | #N/A | #N/A | #N/A | #N/A
[7 empty] | 12 | 22 | 8541 | 21 | 2020-12-22 | Sunday | 7 | No | #N/A | #N/A | #N/A | #N/A | #N/A | #N/A | #N/A | #N/A | #N/A | #N/A | #N/A | #N/A | #N/A | #N/A | #N/A | #N/A | #N/A | #N/A | #N/A | #N/A | #N/A | #N/A | #N/A | #N/A | #N/A | #N/A | #N/A | #N/A | #N/A | #N/A | #N/A | #N/A | #N/A | #N/A | #N/A | #N/A
[7 empty] | 12 | 22 | 8542 | 22 | 2020-12-22 | Sunday | 7 | No | #N/A | #N/A | #N/A | #N/A | #N/A | #N/A | #N/A | #N/A | #N/A | #N/A | #N/A | #N/A | #N/A | #N/A | #N/A | #N/A | #N/A | #N/A | #N/A | #N/A | #N/A | #N/A | #N/A | #N/A | #N/A | #N/A | #N/A | #N/A | #N/A | #N/A | #N/A | #N/A | #N/A | #N/A | #N/A | #N/A
[7 empty] | 12 | 22 | 8543 | 23 | 2020-12-22 | Sunday | 7 | No | #N/A | #N/A | #N/A | #N/A | #N/A | #N/A | #N/A | #N/A | #N/A | #N/A | #N/A | #N/A | #N/A | #N/A | #N/A | #N/A | #N/A | #N/A | #N/A | #N/A | #N/A | #N/A | #N/A | #N/A | #N/A | #N/A | #N/A | #N/A | #N/A | #N/A | #N/A | #N/A | #N/A | #N/A | #N/A | #N/A
[7 empty] | 12 | 22 | 8544 | 24 | 2020-12-22 | Sunday | 7 | No | #N/A | #N/A | #N/A | #N/A | #N/A | #N/A | #N/A | #N/A | #N/A | #N/A | #N/A | #N/A | #N/A | #N/A | #N/A | #N/A | #N/A | #N/A | #N/A | #N/A | #N/A | #N/A | #N/A | #N/A | #N/A | #N/A | #N/A | #N/A | #N/A | #N/A | #N/A | #N/A | #N/A | #N/A | #N/A | #N/A
[7 empty] | 12 | 23 | 8545 | 1 | 2020-12-23 | Monday | 1 | No | #N/A | #N/A | #N/A | #N/A | #N/A | #N/A | #N/A | #N/A | #N/A | #N/A | #N/A | #N/A | #N/A | #N/A | #N/A | #N/A | #N/A | #N/A | #N/A | #N/A | #N/A | #N/A | #N/A | #N/A | #N/A | #N/A | #N/A | #N/A | #N/A | #N/A | #N/A | #N/A | #N/A | #N/A | #N/A | #N/A
[7 empty] | 12 | 23 | 8546 | 2 | 2020-12-23 | Monday | 1 | No | #N/A | #N/A | #N/A | #N/A | #N/A | #N/A | #N/A | #N/A | #N/A | #N/A | #N/A | #N/A | #N/A | #N/A | #N/A | #N/A | #N/A | #N/A | #N/A | #N/A | #N/A | #N/A | #N/A | #N/A | #N/A | #N/A | #N/A | #N/A | #N/A | #N/A | #N/A | #N/A | #N/A | #N/A | #N/A | #N/A
[7 empty] | 12 | 23 | 8547 | 3 | 2020-12-23 | Monday | 1 | No | #N/A | #N/A | #N/A | #N/A | #N/A | #N/A | #N/A | #N/A | #N/A | #N/A | #N/A | #N/A | #N/A | #N/A | #N/A | #N/A | #N/A | #N/A | #N/A | #N/A | #N/A | #N/A | #N/A | #N/A | #N/A | #N/A | #N/A | #N/A | #N/A | #N/A | #N/A | #N/A | #N/A | #N/A | #N/A | #N/A
[7 empty] | 12 | 23 | 8548 | 4 | 2020-12-23 | Monday | 1 | No | #N/A | #N/A | #N/A | #N/A | #N/A | #N/A | #N/A | #N/A | #N/A | #N/A | #N/A | #N/A | #N/A | #N/A | #N/A | #N/A | #N/A | #N/A | #N/A | #N/A | #N/A | #N/A | #N/A | #N/A | #N/A | #N/A | #N/A | #N/A | #N/A | #N/A | #N/A | #N/A | #N/A | #N/A | #N/A | #N/A
[7 empty] | 12 | 23 | 8549 | 5 | 2020-12-23 | Monday | 1 | No | #N/A | #N/A | #N/A | #N/A | #N/A | #N/A | #N/A | #N/A | #N/A | #N/A | #N/A | #N/A | #N/A | #N/A | #N/A | #N/A | #N/A | #N/A | #N/A | #N/A | #N/A | #N/A | #N/A | #N/A | #N/A | #N/A | #N/A | #N/A | #N/A | #N/A | #N/A | #N/A | #N/A | #N/A | #N/A | #N/A
[7 empty] | 12 | 23 | 8550 | 6 | 2020-12-23 | Monday | 1 | No | #N/A | #N/A | #N/A | #N/A | #N/A | #N/A | #N/A | #N/A | #N/A | #N/A | #N/A | #N/A | #N/A | #N/A | #N/A | #N/A | #N/A | #N/A | #N/A | #N/A | #N/A | #N/A | #N/A | #N/A | #N/A | #N/A | #N/A | #N/A | #N/A | #N/A | #N/A | #N/A | #N/A | #N/A | #N/A | #N/A
[7 empty] | 12 | 23 | 8551 | 7 | 2020-12-23 | Monday | 1 | No | #N/A | #N/A | #N/A | #N/A | #N/A | #N/A | #N/A | #N/A | #N/A | #N/A | #N/A | #N/A | #N/A | #N/A | #N/A | #N/A | #N/A | #N/A | #N/A | #N/A | #N/A | #N/A | #N/A | #N/A | #N/A | #N/A | #N/A | #N/A | #N/A | #N/A | #N/A | #N/A | #N/A | #N/A | #N/A | #N/A
[7 empty] | 12 | 23 | 8552 | 8 | 2020-12-23 | Monday | 1 | No | #N/A | #N/A | #N/A | #N/A | #N/A | #N/A | #N/A | #N/A | #N/A | #N/A | #N/A | #N/A | #N/A | #N/A | #N/A | #N/A | #N/A | #N/A | #N/A | #N/A | #N/A | #N/A | #N/A | #N/A | #N/A | #N/A | #N/A | #N/A | #N/A | #N/A | #N/A | #N/A | #N/A | #N/A | #N/A | #N/A
[7 empty] | 12 | 23 | 8553 | 9 | 2020-12-23 | Monday | 1 | No | #N/A | #N/A | #N/A | #N/A | #N/A | #N/A | #N/A | #N/A | #N/A | #N/A | #N/A | #N/A | #N/A | #N/A | #N/A | #N/A | #N/A | #N/A | #N/A | #N/A | #N/A | #N/A | #N/A | #N/A | #N/A | #N/A | #N/A | #N/A | #N/A | #N/A | #N/A | #N/A | #N/A | #N/A | #N/A | #N/A
[7 empty] | 12 | 23 | 8554 | 10 | 2020-12-23 | Monday | 1 | No | #N/A | #N/A | #N/A | #N/A | #N/A | #N/A | #N/A | #N/A | #N/A | #N/A | #N/A | #N/A | #N/A | #N/A | #N/A | #N/A | #N/A | #N/A | #N/A | #N/A | #N/A | #N/A | #N/A | #N/A | #N/A | #N/A | #N/A | #N/A | #N/A | #N/A | #N/A | #N/A | #N/A | #N/A | #N/A | #N/A
[7 empty] | 12 | 23 | 8555 | 11 | 2020-12-23 | Monday | 1 | No | #N/A | #N/A | #N/A | #N/A | #N/A | #N/A | #N/A | #N/A | #N/A | #N/A | #N/A | #N/A | #N/A | #N/A | #N/A | #N/A | #N/A | #N/A | #N/A | #N/A | #N/A | #N/A | #N/A | #N/A | #N/A | #N/A | #N/A | #N/A | #N/A | #N/A | #N/A | #N/A | #N/A | #N/A | #N/A | #N/A
[7 empty] | 12 | 23 | 8556 | 12 | 2020-12-23 | Monday | 1 | No | #N/A | #N/A | #N/A | #N/A | #N/A | #N/A | #N/A | #N/A | #N/A | #N/A | #N/A | #N/A | #N/A | #N/A | #N/A | #N/A | #N/A | #N/A | #N/A | #N/A | #N/A | #N/A | #N/A | #N/A | #N/A | #N/A | #N/A | #N/A | #N/A | #N/A | #N/A | #N/A | #N/A | #N/A | #N/A | #N/A
[7 empty] | 12 | 23 | 8557 | 13 | 2020-12-23 | Monday | 1 | No | #N/A | #N/A | #N/A | #N/A | #N/A | #N/A | #N/A | #N/A | #N/A | #N/A | #N/A | #N/A | #N/A | #N/A | #N/A | #N/A | #N/A | #N/A | #N/A | #N/A | #N/A | #N/A | #N/A | #N/A | #N/A | #N/A | #N/A | #N/A | #N/A | #N/A | #N/A | #N/A | #N/A | #N/A | #N/A | #N/A
[7 empty] | 12 | 23 | 8558 | 14 | 2020-12-23 | Monday | 1 | No | #N/A | #N/A | #N/A | #N/A | #N/A | #N/A | #N/A | #N/A | #N/A | #N/A | #N/A | #N/A | #N/A | #N/A | #N/A | #N/A | #N/A | #N/A | #N/A | #N/A | #N/A | #N/A | #N/A | #N/A | #N/A | #N/A | #N/A | #N/A | #N/A | #N/A | #N/A | #N/A | #N/A | #N/A | #N/A | #N/A
[7 empty] | 12 | 23 | 8559 | 15 | 2020-12-23 | Monday | 1 | No | #N/A | #N/A | #N/A | #N/A | #N/A | #N/A | #N/A | #N/A | #N/A | #N/A | #N/A | #N/A | #N/A | #N/A | #N/A | #N/A | #N/A | #N/A | #N/A | #N/A | #N/A | #N/A | #N/A | #N/A | #N/A | #N/A | #N/A | #N/A | #N/A | #N/A | #N/A | #N/A | #N/A | #N/A | #N/A | #N/A
[7 empty] | 12 | 23 | 8560 | 16 | 2020-12-23 | Monday | 1 | No | #N/A | #N/A | #N/A | #N/A | #N/A | #N/A | #N/A | #N/A | #N/A | #N/A | #N/A | #N/A | #N/A | #N/A | #N/A | #N/A | #N/A | #N/A | #N/A | #N/A | #N/A | #N/A | #N/A | #N/A | #N/A | #N/A | #N/A | #N/A | #N/A | #N/A | #N/A | #N/A | #N/A | #N/A | #N/A | #N/A
[7 empty] | 12 | 23 | 8561 | 17 | 2020-12-23 | Monday | 1 | No | #N/A | #N/A | #N/A | #N/A | #N/A | #N/A | #N/A | #N/A | #N/A | #N/A | #N/A | #N/A | #N/A | #N/A | #N/A | #N/A | #N/A | #N/A | #N/A | #N/A | #N/A | #N/A | #N/A | #N/A | #N/A | #N/A | #N/A | #N/A | #N/A | #N/A | #N/A | #N/A | #N/A | #N/A | #N/A | #N/A
[7 empty] | 12 | 23 | 8562 | 18 | 2020-12-23 | Monday | 1 | No | #N/A | #N/A | #N/A | #N/A | #N/A | #N/A | #N/A | #N/A | #N/A | #N/A | #N/A | #N/A | #N/A | #N/A | #N/A | #N/A | #N/A | #N/A | #N/A | #N/A | #N/A | #N/A | #N/A | #N/A | #N/A | #N/A | #N/A | #N/A | #N/A | #N/A | #N/A | #N/A | #N/A | #N/A | #N/A | #N/A
[7 empty] | 12 | 23 | 8563 | 19 | 2020-12-23 | Monday | 1 | No | #N/A | #N/A | #N/A | #N/A | #N/A | #N/A | #N/A | #N/A | #N/A | #N/A | #N/A | #N/A | #N/A | #N/A | #N/A | #N/A | #N/A | #N/A | #N/A | #N/A | #N/A | #N/A | #N/A | #N/A | #N/A | #N/A | #N/A | #N/A | #N/A | #N/A | #N/A | #N/A | #N/A | #N/A | #N/A | #N/A
[7 empty] | 12 | 23 | 8564 | 20 | 2020-12-23 | Monday | 1 | No | #N/A | #N/A | #N/A | #N/A | #N/A | #N/A | #N/A | #N/A | #N/A | #N/A | #N/A | #N/A | #N/A | #N/A | #N/A | #N/A | #N/A | #N/A | #N/A | #N/A | #N/A | #N/A | #N/A | #N/A | #N/A | #N/A | #N/A | #N/A | #N/A | #N/A | #N/A | #N/A | #N/A | #N/A | #N/A | #N/A
[7 empty] | 12 | 23 | 8565 | 21 | 2020-12-23 | Monday | 1 | No | #N/A | #N/A | #N/A | #N/A | #N/A | #N/A | #N/A | #N/A | #N/A | #N/A | #N/A | #N/A | #N/A | #N/A | #N/A | #N/A | #N/A | #N/A | #N/A | #N/A | #N/A | #N/A | #N/A | #N/A | #N/A | #N/A | #N/A | #N/A | #N/A | #N/A | #N/A | #N/A | #N/A | #N/A | #N/A | #N/A
[7 empty] | 12 | 23 | 8566 | 22 | 2020-12-23 | Monday | 1 | No | #N/A | #N/A | #N/A | #N/A | #N/A | #N/A | #N/A | #N/A | #N/A | #N/A | #N/A | #N/A | #N/A | #N/A | #N/A | #N/A | #N/A | #N/A | #N/A | #N/A | #N/A | #N/A | #N/A | #N/A | #N/A | #N/A | #N/A | #N/A | #N/A | #N/A | #N/A | #N/A | #N/A | #N/A | #N/A | #N/A
[7 empty] | 12 | 23 | 8567 | 23 | 2020-12-23 | Monday | 1 | No | #N/A | #N/A | #N/A | #N/A | #N/A | #N/A | #N/A | #N/A | #N/A | #N/A | #N/A | #N/A | #N/A | #N/A | #N/A | #N/A | #N/A | #N/A | #N/A | #N/A | #N/A | #N/A | #N/A | #N/A | #N/A | #N/A | #N/A | #N/A | #N/A | #N/A | #N/A | #N/A | #N/A | #N/A | #N/A | #N/A
[7 empty] | 12 | 23 | 8568 | 24 | 2020-12-23 | Monday | 1 | No | #N/A | #N/A | #N/A | #N/A | #N/A | #N/A | #N/A | #N/A | #N/A | #N/A | #N/A | #N/A | #N/A | #N/A | #N/A | #N/A | #N/A | #N/A | #N/A | #N/A | #N/A | #N/A | #N/A | #N/A | #N/A | #N/A | #N/A | #N/A | #N/A | #N/A | #N/A | #N/A | #N/A | #N/A | #N/A | #N/A
[7 empty] | 12 | 24 | 8569 | 1 | 2020-12-24 | Tuesday | 2 | No | #N/A | #N/A | #N/A | #N/A | #N/A | #N/A | #N/A | #N/A | #N/A | #N/A | #N/A | #N/A | #N/A | #N/A | #N/A | #N/A | #N/A | #N/A | #N/A | #N/A | #N/A | #N/A | #N/A | #N/A | #N/A | #N/A | #N/A | #N/A | #N/A | #N/A | #N/A | #N/A | #N/A | #N/A | #N/A | #N/A
[7 empty] | 12 | 24 | 8570 | 2 | 2020-12-24 | Tuesday | 2 | No | #N/A | #N/A | #N/A | #N/A | #N/A | #N/A | #N/A | #N/A | #N/A | #N/A | #N/A | #N/A | #N/A | #N/A | #N/A | #N/A | #N/A | #N/A | #N/A | #N/A | #N/A | #N/A | #N/A | #N/A | #N/A | #N/A | #N/A | #N/A | #N/A | #N/A | #N/A | #N/A | #N/A | #N/A | #N/A | #N/A
[7 empty] | 12 | 24 | 8571 | 3 | 2020-12-24 | Tuesday | 2 | No | #N/A | #N/A | #N/A | #N/A | #N/A | #N/A | #N/A | #N/A | #N/A | #N/A | #N/A | #N/A | #N/A | #N/A | #N/A | #N/A | #N/A | #N/A | #N/A | #N/A | #N/A | #N/A | #N/A | #N/A | #N/A | #N/A | #N/A | #N/A | #N/A | #N/A | #N/A | #N/A | #N/A | #N/A | #N/A | #N/A
[7 empty] | 12 | 24 | 8572 | 4 | 2020-12-24 | Tuesday | 2 | No | #N/A | #N/A | #N/A | #N/A | #N/A | #N/A | #N/A | #N/A | #N/A | #N/A | #N/A | #N/A | #N/A | #N/A | #N/A | #N/A | #N/A | #N/A | #N/A | #N/A | #N/A | #N/A | #N/A | #N/A | #N/A | #N/A | #N/A | #N/A | #N/A | #N/A | #N/A | #N/A | #N/A | #N/A | #N/A | #N/A
[7 empty] | 12 | 24 | 8573 | 5 | 2020-12-24 | Tuesday | 2 | No | #N/A | #N/A | #N/A | #N/A | #N/A | #N/A | #N/A | #N/A | #N/A | #N/A | #N/A | #N/A | #N/A | #N/A | #N/A | #N/A | #N/A | #N/A | #N/A | #N/A | #N/A | #N/A | #N/A | #N/A | #N/A | #N/A | #N/A | #N/A | #N/A | #N/A | #N/A | #N/A | #N/A | #N/A | #N/A | #N/A
[7 empty] | 12 | 24 | 8574 | 6 | 2020-12-24 | Tuesday | 2 | No | #N/A | #N/A | #N/A | #N/A | #N/A | #N/A | #N/A | #N/A | #N/A | #N/A | #N/A | #N/A | #N/A | #N/A | #N/A | #N/A | #N/A | #N/A | #N/A | #N/A | #N/A | #N/A | #N/A | #N/A | #N/A | #N/A | #N/A | #N/A | #N/A | #N/A | #N/A | #N/A | #N/A | #N/A | #N/A | #N/A
[7 empty] | 12 | 24 | 8575 | 7 | 2020-12-24 | Tuesday | 2 | No | #N/A | #N/A | #N/A | #N/A | #N/A | #N/A | #N/A | #N/A | #N/A | #N/A | #N/A | #N/A | #N/A | #N/A | #N/A | #N/A | #N/A | #N/A | #N/A | #N/A | #N/A | #N/A | #N/A | #N/A | #N/A | #N/A | #N/A | #N/A | #N/A | #N/A | #N/A | #N/A | #N/A | #N/A | #N/A | #N/A
[7 empty] | 12 | 24 | 8576 | 8 | 2020-12-24 | Tuesday | 2 | No | #N/A | #N/A | #N/A | #N/A | #N/A | #N/A | #N/A | #N/A | #N/A | #N/A | #N/A | #N/A | #N/A | #N/A | #N/A | #N/A | #N/A | #N/A | #N/A | #N/A | #N/A | #N/A | #N/A | #N/A | #N/A | #N/A | #N/A | #N/A | #N/A | #N/A | #N/A | #N/A | #N/A | #N/A | #N/A | #N/A
[7 empty] | 12 | 24 | 8577 | 9 | 2020-12-24 | Tuesday | 2 | No | #N/A | #N/A | #N/A | #N/A | #N/A | #N/A | #N/A | #N/A | #N/A | #N/A | #N/A | #N/A | #N/A | #N/A | #N/A | #N/A | #N/A | #N/A | #N/A | #N/A | #N/A | #N/A | #N/A | #N/A | #N/A | #N/A | #N/A | #N/A | #N/A | #N/A | #N/A | #N/A | #N/A | #N/A | #N/A | #N/A
[7 empty] | 12 | 24 | 8578 | 10 | 2020-12-24 | Tuesday | 2 | No | #N/A | #N/A | #N/A | #N/A | #N/A | #N/A | #N/A | #N/A | #N/A | #N/A | #N/A | #N/A | #N/A | #N/A | #N/A | #N/A | #N/A | #N/A | #N/A | #N/A | #N/A | #N/A | #N/A | #N/A | #N/A | #N/A | #N/A | #N/A | #N/A | #N/A | #N/A | #N/A | #N/A | #N/A | #N/A | #N/A
[7 empty] | 12 | 24 | 8579 | 11 | 2020-12-24 | Tuesday | 2 | No | #N/A | #N/A | #N/A | #N/A | #N/A | #N/A | #N/A | #N/A | #N/A | #N/A | #N/A | #N/A | #N/A | #N/A | #N/A | #N/A | #N/A | #N/A | #N/A | #N/A | #N/A | #N/A | #N/A | #N/A | #N/A | #N/A | #N/A | #N/A | #N/A | #N/A | #N/A | #N/A | #N/A | #N/A | #N/A | #N/A
[7 empty] | 12 | 24 | 8580 | 12 | 2020-12-24 | Tuesday | 2 | No | #N/A | #N/A | #N/A | #N/A | #N/A | #N/A | #N/A | #N/A | #N/A | #N/A | #N/A | #N/A | #N/A | #N/A | #N/A | #N/A | #N/A | #N/A | #N/A | #N/A | #N/A | #N/A | #N/A | #N/A | #N/A | #N/A | #N/A | #N/A | #N/A | #N/A | #N/A | #N/A | #N/A | #N/A | #N/A | #N/A
[7 empty] | 12 | 24 | 8581 | 13 | 2020-12-24 | Tuesday | 2 | No | #N/A | #N/A | #N/A | #N/A | #N/A | #N/A | #N/A | #N/A | #N/A | #N/A | #N/A | #N/A | #N/A | #N/A | #N/A | #N/A | #N/A | #N/A | #N/A | #N/A | #N/A | #N/A | #N/A | #N/A | #N/A | #N/A | #N/A | #N/A | #N/A | #N/A | #N/A | #N/A | #N/A | #N/A | #N/A | #N/A
[7 empty] | 12 | 24 | 8582 | 14 | 2020-12-24 | Tuesday | 2 | No | #N/A | #N/A | #N/A | #N/A | #N/A | #N/A | #N/A | #N/A | #N/A | #N/A | #N/A | #N/A | #N/A | #N/A | #N/A | #N/A | #N/A | #N/A | #N/A | #N/A | #N/A | #N/A | #N/A | #N/A | #N/A | #N/A | #N/A | #N/A | #N/A | #N/A | #N/A | #N/A | #N/A | #N/A | #N/A | #N/A
[7 empty] | 12 | 24 | 8583 | 15 | 2020-12-24 | Tuesday | 2 | No | #N/A | #N/A | #N/A | #N/A | #N/A | #N/A | #N/A | #N/A | #N/A | #N/A | #N/A | #N/A | #N/A | #N/A | #N/A | #N/A | #N/A | #N/A | #N/A | #N/A | #N/A | #N/A | #N/A | #N/A | #N/A | #N/A | #N/A | #N/A | #N/A | #N/A | #N/A | #N/A | #N/A | #N/A | #N/A | #N/A
[7 empty] | 12 | 24 | 8584 | 16 | 2020-12-24 | Tuesday | 2 | No | #N/A | #N/A | #N/A | #N/A | #N/A | #N/A | #N/A | #N/A | #N/A | #N/A | #N/A | #N/A | #N/A | #N/A | #N/A | #N/A | #N/A | #N/A | #N/A | #N/A | #N/A | #N/A | #N/A | #N/A | #N/A | #N/A | #N/A | #N/A | #N/A | #N/A | #N/A | #N/A | #N/A | #N/A | #N/A | #N/A
[7 empty] | 12 | 24 | 8585 | 17 | 2020-12-24 | Tuesday | 2 | No | #N/A | #N/A | #N/A | #N/A | #N/A | #N/A | #N/A | #N/A | #N/A | #N/A | #N/A | #N/A | #N/A | #N/A | #N/A | #N/A | #N/A | #N/A | #N/A | #N/A | #N/A | #N/A | #N/A | #N/A | #N/A | #N/A | #N/A | #N/A | #N/A | #N/A | #N/A | #N/A | #N/A | #N/A | #N/A | #N/A
[7 empty] | 12 | 24 | 8586 | 18 | 2020-12-24 | Tuesday | 2 | No | #N/A | #N/A | #N/A | #N/A | #N/A | #N/A | #N/A | #N/A | #N/A | #N/A | #N/A | #N/A | #N/A | #N/A | #N/A | #N/A | #N/A | #N/A | #N/A | #N/A | #N/A | #N/A | #N/A | #N/A | #N/A | #N/A | #N/A | #N/A | #N/A | #N/A | #N/A | #N/A | #N/A | #N/A | #N/A | #N/A
[7 empty] | 12 | 24 | 8587 | 19 | 2020-12-24 | Tuesday | 2 | No | #N/A | #N/A | #N/A | #N/A | #N/A | #N/A | #N/A | #N/A | #N/A | #N/A | #N/A | #N/A | #N/A | #N/A | #N/A | #N/A | #N/A | #N/A | #N/A | #N/A | #N/A | #N/A | #N/A | #N/A | #N/A | #N/A | #N/A | #N/A | #N/A | #N/A | #N/A | #N/A | #N/A | #N/A | #N/A | #N/A
[7 empty] | 12 | 24 | 8588 | 20 | 2020-12-24 | Tuesday | 2 | No | #N/A | #N/A | #N/A | #N/A | #N/A | #N/A | #N/A | #N/A | #N/A | #N/A | #N/A | #N/A | #N/A | #N/A | #N/A | #N/A | #N/A | #N/A | #N/A | #N/A | #N/A | #N/A | #N/A | #N/A | #N/A | #N/A | #N/A | #N/A | #N/A | #N/A | #N/A | #N/A | #N/A | #N/A | #N/A | #N/A
[7 empty] | 12 | 24 | 8589 | 21 | 2020-12-24 | Tuesday | 2 | No | #N/A | #N/A | #N/A | #N/A | #N/A | #N/A | #N/A | #N/A | #N/A | #N/A | #N/A | #N/A | #N/A | #N/A | #N/A | #N/A | #N/A | #N/A | #N/A | #N/A | #N/A | #N/A | #N/A | #N/A | #N/A | #N/A | #N/A | #N/A | #N/A | #N/A | #N/A | #N/A | #N/A | #N/A | #N/A | #N/A
[7 empty] | 12 | 24 | 8590 | 22 | 2020-12-24 | Tuesday | 2 | No | #N/A | #N/A | #N/A | #N/A | #N/A | #N/A | #N/A | #N/A | #N/A | #N/A | #N/A | #N/A | #N/A | #N/A | #N/A | #N/A | #N/A | #N/A | #N/A | #N/A | #N/A | #N/A | #N/A | #N/A | #N/A | #N/A | #N/A | #N/A | #N/A | #N/A | #N/A | #N/A | #N/A | #N/A | #N/A | #N/A
[7 empty] | 12 | 24 | 8591 | 23 | 2020-12-24 | Tuesday | 2 | No | #N/A | #N/A | #N/A | #N/A | #N/A | #N/A | #N/A | #N/A | #N/A | #N/A | #N/A | #N/A | #N/A | #N/A | #N/A | #N/A | #N/A | #N/A | #N/A | #N/A | #N/A | #N/A | #N/A | #N/A | #N/A | #N/A | #N/A | #N/A | #N/A | #N/A | #N/A | #N/A | #N/A | #N/A | #N/A | #N/A
[7 empty] | 12 | 24 | 8592 | 24 | 2020-12-24 | Tuesday | 2 | No | #N/A | #N/A | #N/A | #N/A | #N/A | #N/A | #N/A | #N/A | #N/A | #N/A | #N/A | #N/A | #N/A | #N/A | #N/A | #N/A | #N/A | #N/A | #N/A | #N/A | #N/A | #N/A | #N/A | #N/A | #N/A | #N/A | #N/A | #N/A | #N/A | #N/A | #N/A | #N/A | #N/A | #N/A | #N/A | #N/A
[7 empty] | 12 | 25 | 8593 | 1 | 2020-12-25 | Wednesday | 3 | Yes | #N/A | 0 | 0 | #N/A | #N/A | #N/A | #N/A | #N/A | #N/A | #N/A | #N/A | #N/A | #N/A | #N/A | 0 | #N/A | #N/A | #N/A | #N/A | #N/A | #N/A | #N/A | #N/A | #N/A | #N/A | #N/A | #N/A | #N/A | #N/A | #N/A | #N/A | #N/A | #N/A | #N/A | #N/A | #N/A
[7 empty] | 12 | 25 | 8594 | 2 | 2020-12-25 | Wednesday | 3 | Yes | #N/A | 0 | 0 | #N/A | #N/A | #N/A | #N/A | #N/A | #N/A | #N/A | #N/A | #N/A | #N/A | #N/A | 0 | #N/A | #N/A | #N/A | #N/A | #N/A | #N/A | #N/A | #N/A | #N/A | #N/A | #N/A | #N/A | #N/A | #N/A | #N/A | #N/A | #N/A | #N/A | #N/A | #N/A | #N/A
[7 empty] | 12 | 25 | 8595 | 3 | 2020-12-25 | Wednesday | 3 | Yes | #N/A | 0 | 0 | #N/A | #N/A | #N/A | #N/A | #N/A | #N/A | #N/A | #N/A | #N/A | #N/A | #N/A | 0 | #N/A | #N/A | #N/A | #N/A | #N/A | #N/A | #N/A | #N/A | #N/A | #N/A | #N/A | #N/A | #N/A | #N/A | #N/A | #N/A | #N/A | #N/A | #N/A | #N/A | #N/A
[7 empty] | 12 | 25 | 8596 | 4 | 2020-12-25 | Wednesday | 3 | Yes | #N/A | 0 | 0 | #N/A | #N/A | #N/A | #N/A | #N/A | #N/A | #N/A | #N/A | #N/A | #N/A | #N/A | 0 | #N/A | #N/A | #N/A | #N/A | #N/A | #N/A | #N/A | #N/A | #N/A | #N/A | #N/A | #N/A | #N/A | #N/A | #N/A | #N/A | #N/A | #N/A | #N/A | #N/A | #N/A
[7 empty] | 12 | 25 | 8597 | 5 | 2020-12-25 | Wednesday | 3 | Yes | #N/A | 0 | 0 | #N/A | #N/A | #N/A | #N/A | #N/A | #N/A | #N/A | #N/A | #N/A | #N/A | #N/A | 0 | #N/A | #N/A | #N/A | #N/A | #N/A | #N/A | #N/A | #N/A | #N/A | #N/A | #N/A | #N/A | #N/A | #N/A | #N/A | #N/A | #N/A | #N/A | #N/A | #N/A | #N/A
[7 empty] | 12 | 25 | 8598 | 6 | 2020-12-25 | Wednesday | 3 | Yes | #N/A | 0 | 0 | #N/A | #N/A | #N/A | #N/A | #N/A | #N/A | #N/A | #N/A | #N/A | #N/A | #N/A | 0 | #N/A | #N/A | #N/A | #N/A | #N/A | #N/A | #N/A | #N/A | #N/A | #N/A | #N/A | #N/A | #N/A | #N/A | #N/A | #N/A | #N/A | #N/A | #N/A | #N/A | #N/A
[7 empty] | 12 | 25 | 8599 | 7 | 2020-12-25 | Wednesday | 3 | Yes | #N/A | 0 | 0 | #N/A | #N/A | #N/A | #N/A | #N/A | #N/A | #N/A | #N/A | #N/A | #N/A | #N/A | 0 | #N/A | #N/A | #N/A | #N/A | #N/A | #N/A | #N/A | #N/A | #N/A | #N/A | #N/A | #N/A | #N/A | #N/A | #N/A | #N/A | #N/A | #N/A | #N/A | #N/A | #N/A
[7 empty] | 12 | 25 | 8600 | 8 | 2020-12-25 | Wednesday | 3 | Yes | #N/A | 0 | 0 | #N/A | #N/A | #N/A | #N/A | #N/A | #N/A | #N/A | #N/A | #N/A | #N/A | #N/A | 0 | #N/A | #N/A | #N/A | #N/A | #N/A | #N/A | #N/A | #N/A | #N/A | #N/A | #N/A | #N/A | #N/A | #N/A | #N/A | #N/A | #N/A | #N/A | #N/A | #N/A | #N/A
[7 empty] | 12 | 25 | 8601 | 9 | 2020-12-25 | Wednesday | 3 | Yes | #N/A | 0 | 0 | #N/A | #N/A | #N/A | #N/A | #N/A | #N/A | #N/A | #N/A | #N/A | #N/A | #N/A | 0 | #N/A | #N/A | #N/A | #N/A | #N/A | #N/A | #N/A | #N/A | #N/A | #N/A | #N/A | #N/A | #N/A | #N/A | #N/A | #N/A | #N/A | #N/A | #N/A | #N/A | #N/A
[7 empty] | 12 | 25 | 8602 | 10 | 2020-12-25 | Wednesday | 3 | Yes | #N/A | 0 | 0 | #N/A | #N/A | #N/A | #N/A | #N/A | #N/A | #N/A | #N/A | #N/A | #N/A | #N/A | 0 | #N/A | #N/A | #N/A | #N/A | #N/A | #N/A | #N/A | #N/A | #N/A | #N/A | #N/A | #N/A | #N/A | #N/A | #N/A | #N/A | #N/A | #N/A | #N/A | #N/A | #N/A
[7 empty] | 12 | 25 | 8603 | 11 | 2020-12-25 | Wednesday | 3 | Yes | #N/A | 0 | 0 | #N/A | #N/A | #N/A | #N/A | #N/A | #N/A | #N/A | #N/A | #N/A | #N/A | #N/A | 0 | #N/A | #N/A | #N/A | #N/A | #N/A | #N/A | #N/A | #N/A | #N/A | #N/A | #N/A | #N/A | #N/A | #N/A | #N/A | #N/A | #N/A | #N/A | #N/A | #N/A | #N/A
[7 empty] | 12 | 25 | 8604 | 12 | 2020-12-25 | Wednesday | 3 | Yes | #N/A | 0 | 0 | #N/A | #N/A | #N/A | #N/A | #N/A | #N/A | #N/A | #N/A | #N/A | #N/A | #N/A | 0 | #N/A | #N/A | #N/A | #N/A | #N/A | #N/A | #N/A | #N/A | #N/A | #N/A | #N/A | #N/A | #N/A | #N/A | #N/A | #N/A | #N/A | #N/A | #N/A | #N/A | #N/A
[7 empty] | 12 | 25 | 8605 | 13 | 2020-12-25 | Wednesday | 3 | Yes | #N/A | 0 | 0 | #N/A | #N/A | #N/A | #N/A | #N/A | #N/A | #N/A | #N/A | #N/A | #N/A | #N/A | 0 | #N/A | #N/A | #N/A | #N/A | #N/A | #N/A | #N/A | #N/A | #N/A | #N/A | #N/A | #N/A | #N/A | #N/A | #N/A | #N/A | #N/A | #N/A | #N/A | #N/A | #N/A
[7 empty] | 12 | 25 | 8606 | 14 | 2020-12-25 | Wednesday | 3 | Yes | #N/A | 0 | 0 | #N/A | #N/A | #N/A | #N/A | #N/A | #N/A | #N/A | #N/A | #N/A | #N/A | #N/A | 0 | #N/A | #N/A | #N/A | #N/A | #N/A | #N/A | #N/A | #N/A | #N/A | #N/A | #N/A | #N/A | #N/A | #N/A | #N/A | #N/A | #N/A | #N/A | #N/A | #N/A | #N/A
[7 empty] | 12 | 25 | 8607 | 15 | 2020-12-25 | Wednesday | 3 | Yes | #N/A | 0 | 0 | #N/A | #N/A | #N/A | #N/A | #N/A | #N/A | #N/A | #N/A | #N/A | #N/A | #N/A | 0 | #N/A | #N/A | #N/A | #N/A | #N/A | #N/A | #N/A | #N/A | #N/A | #N/A | #N/A | #N/A | #N/A | #N/A | #N/A | #N/A | #N/A | #N/A | #N/A | #N/A | #N/A
[7 empty] | 12 | 25 | 8608 | 16 | 2020-12-25 | Wednesday | 3 | Yes | #N/A | 0 | 0 | #N/A | #N/A | #N/A | #N/A | #N/A | #N/A | #N/A | #N/A | #N/A | #N/A | #N/A | 0 | #N/A | #N/A | #N/A | #N/A | #N/A | #N/A | #N/A | #N/A | #N/A | #N/A | #N/A | #N/A | #N/A | #N/A | #N/A | #N/A | #N/A | #N/A | #N/A | #N/A | #N/A
[7 empty] | 12 | 25 | 8609 | 17 | 2020-12-25 | Wednesday | 3 | Yes | #N/A | 0 | 0 | #N/A | #N/A | #N/A | #N/A | #N/A | #N/A | #N/A | #N/A | #N/A | #N/A | #N/A | 0 | #N/A | #N/A | #N/A | #N/A | #N/A | #N/A | #N/A | #N/A | #N/A | #N/A | #N/A | #N/A | #N/A | #N/A | #N/A | #N/A | #N/A | #N/A | #N/A | #N/A | #N/A
[7 empty] | 12 | 25 | 8610 | 18 | 2020-12-25 | Wednesday | 3 | Yes | #N/A | 0 | 0 | #N/A | #N/A | #N/A | #N/A | #N/A | #N/A | #N/A | #N/A | #N/A | #N/A | #N/A | 0 | #N/A | #N/A | #N/A | #N/A | #N/A | #N/A | #N/A | #N/A | #N/A | #N/A | #N/A | #N/A | #N/A | #N/A | #N/A | #N/A | #N/A | #N/A | #N/A | #N/A | #N/A
[7 empty] | 12 | 25 | 8611 | 19 | 2020-12-25 | Wednesday | 3 | Yes | #N/A | 0 | 0 | #N/A | #N/A | #N/A | #N/A | #N/A | #N/A | #N/A | #N/A | #N/A | #N/A | #N/A | 0 | #N/A | #N/A | #N/A | #N/A | #N/A | #N/A | #N/A | #N/A | #N/A | #N/A | #N/A | #N/A | #N/A | #N/A | #N/A | #N/A | #N/A | #N/A | #N/A | #N/A | #N/A
[7 empty] | 12 | 25 | 8612 | 20 | 2020-12-25 | Wednesday | 3 | Yes | #N/A | 0 | 0 | #N/A | #N/A | #N/A | #N/A | #N/A | #N/A | #N/A | #N/A | #N/A | #N/A | #N/A | 0 | #N/A | #N/A | #N/A | #N/A | #N/A | #N/A | #N/A | #N/A | #N/A | #N/A | #N/A | #N/A | #N/A | #N/A | #N/A | #N/A | #N/A | #N/A | #N/A | #N/A | #N/A
[7 empty] | 12 | 25 | 8613 | 21 | 2020-12-25 | Wednesday | 3 | Yes | #N/A | 0 | 0 | #N/A | #N/A | #N/A | #N/A | #N/A | #N/A | #N/A | #N/A | #N/A | #N/A | #N/A | 0 | #N/A | #N/A | #N/A | #N/A | #N/A | #N/A | #N/A | #N/A | #N/A | #N/A | #N/A | #N/A | #N/A | #N/A | #N/A | #N/A | #N/A | #N/A | #N/A | #N/A | #N/A
[7 empty] | 12 | 25 | 8614 | 22 | 2020-12-25 | Wednesday | 3 | Yes | #N/A | 0 | 0 | #N/A | #N/A | #N/A | #N/A | #N/A | #N/A | #N/A | #N/A | #N/A | #N/A | #N/A | 0 | #N/A | #N/A | #N/A | #N/A | #N/A | #N/A | #N/A | #N/A | #N/A | #N/A | #N/A | #N/A | #N/A | #N/A | #N/A | #N/A | #N/A | #N/A | #N/A | #N/A | #N/A
[7 empty] | 12 | 25 | 8615 | 23 | 2020-12-25 | Wednesday | 3 | Yes | #N/A | 0 | 0 | #N/A | #N/A | #N/A | #N/A | #N/A | #N/A | #N/A | #N/A | #N/A | #N/A | #N/A | 0 | #N/A | #N/A | #N/A | #N/A | #N/A | #N/A | #N/A | #N/A | #N/A | #N/A | #N/A | #N/A | #N/A | #N/A | #N/A | #N/A | #N/A | #N/A | #N/A | #N/A | #N/A
[7 empty] | 12 | 25 | 8616 | 24 | 2020-12-25 | Wednesday | 3 | Yes | #N/A | 0 | 0 | #N/A | #N/A | #N/A | #N/A | #N/A | #N/A | #N/A | #N/A | #N/A | #N/A | #N/A | 0 | #N/A | #N/A | #N/A | #N/A | #N/A | #N/A | #N/A | #N/A | #N/A | #N/A | #N/A | #N/A | #N/A | #N/A | #N/A | #N/A | #N/A | #N/A | #N/A | #N/A | #N/A
[7 empty] | 12 | 26 | 8617 | 1 | 2020-12-26 | Thursday | 4 | No | #N/A | #N/A | #N/A | #N/A | #N/A | #N/A | #N/A | #N/A | #N/A | #N/A | #N/A | #N/A | #N/A | #N/A | #N/A | #N/A | #N/A | #N/A | #N/A | #N/A | #N/A | #N/A | #N/A | #N/A | #N/A | #N/A | #N/A | #N/A | #N/A | #N/A | #N/A | #N/A | #N/A | #N/A | #N/A | #N/A
[7 empty] | 12 | 26 | 8618 | 2 | 2020-12-26 | Thursday | 4 | No | #N/A | #N/A | #N/A | #N/A | #N/A | #N/A | #N/A | #N/A | #N/A | #N/A | #N/A | #N/A | #N/A | #N/A | #N/A | #N/A | #N/A | #N/A | #N/A | #N/A | #N/A | #N/A | #N/A | #N/A | #N/A | #N/A | #N/A | #N/A | #N/A | #N/A | #N/A | #N/A | #N/A | #N/A | #N/A | #N/A
[7 empty] | 12 | 26 | 8619 | 3 | 2020-12-26 | Thursday | 4 | No | #N/A | #N/A | #N/A | #N/A | #N/A | #N/A | #N/A | #N/A | #N/A | #N/A | #N/A | #N/A | #N/A | #N/A | #N/A | #N/A | #N/A | #N/A | #N/A | #N/A | #N/A | #N/A | #N/A | #N/A | #N/A | #N/A | #N/A | #N/A | #N/A | #N/A | #N/A | #N/A | #N/A | #N/A | #N/A | #N/A
[7 empty] | 12 | 26 | 8620 | 4 | 2020-12-26 | Thursday | 4 | No | #N/A | #N/A | #N/A | #N/A | #N/A | #N/A | #N/A | #N/A | #N/A | #N/A | #N/A | #N/A | #N/A | #N/A | #N/A | #N/A | #N/A | #N/A | #N/A | #N/A | #N/A | #N/A | #N/A | #N/A | #N/A | #N/A | #N/A | #N/A | #N/A | #N/A | #N/A | #N/A | #N/A | #N/A | #N/A | #N/A
[7 empty] | 12 | 26 | 8621 | 5 | 2020-12-26 | Thursday | 4 | No | #N/A | #N/A | #N/A | #N/A | #N/A | #N/A | #N/A | #N/A | #N/A | #N/A | #N/A | #N/A | #N/A | #N/A | #N/A | #N/A | #N/A | #N/A | #N/A | #N/A | #N/A | #N/A | #N/A | #N/A | #N/A | #N/A | #N/A | #N/A | #N/A | #N/A | #N/A | #N/A | #N/A | #N/A | #N/A | #N/A
[7 empty] | 12 | 26 | 8622 | 6 | 2020-12-26 | Thursday | 4 | No | #N/A | #N/A | #N/A | #N/A | #N/A | #N/A | #N/A | #N/A | #N/A | #N/A | #N/A | #N/A | #N/A | #N/A | #N/A | #N/A | #N/A | #N/A | #N/A | #N/A | #N/A | #N/A | #N/A | #N/A | #N/A | #N/A | #N/A | #N/A | #N/A | #N/A | #N/A | #N/A | #N/A | #N/A | #N/A | #N/A
[7 empty] | 12 | 26 | 8623 | 7 | 2020-12-26 | Thursday | 4 | No | #N/A | #N/A | #N/A | #N/A | #N/A | #N/A | #N/A | #N/A | #N/A | #N/A | #N/A | #N/A | #N/A | #N/A | #N/A | #N/A | #N/A | #N/A | #N/A | #N/A | #N/A | #N/A | #N/A | #N/A | #N/A | #N/A | #N/A | #N/A | #N/A | #N/A | #N/A | #N/A | #N/A | #N/A | #N/A | #N/A
[7 empty] | 12 | 26 | 8624 | 8 | 2020-12-26 | Thursday | 4 | No | #N/A | #N/A | #N/A | #N/A | #N/A | #N/A | #N/A | #N/A | #N/A | #N/A | #N/A | #N/A | #N/A | #N/A | #N/A | #N/A | #N/A | #N/A | #N/A | #N/A | #N/A | #N/A | #N/A | #N/A | #N/A | #N/A | #N/A | #N/A | #N/A | #N/A | #N/A | #N/A | #N/A | #N/A | #N/A | #N/A
[7 empty] | 12 | 26 | 8625 | 9 | 2020-12-26 | Thursday | 4 | No | #N/A | #N/A | #N/A | #N/A | #N/A | #N/A | #N/A | #N/A | #N/A | #N/A | #N/A | #N/A | #N/A | #N/A | #N/A | #N/A | #N/A | #N/A | #N/A | #N/A | #N/A | #N/A | #N/A | #N/A | #N/A | #N/A | #N/A | #N/A | #N/A | #N/A | #N/A | #N/A | #N/A | #N/A | #N/A | #N/A
[7 empty] | 12 | 26 | 8626 | 10 | 2020-12-26 | Thursday | 4 | No | #N/A | #N/A | #N/A | #N/A | #N/A | #N/A | #N/A | #N/A | #N/A | #N/A | #N/A | #N/A | #N/A | #N/A | #N/A | #N/A | #N/A | #N/A | #N/A | #N/A | #N/A | #N/A | #N/A | #N/A | #N/A | #N/A | #N/A | #N/A | #N/A | #N/A | #N/A | #N/A | #N/A | #N/A | #N/A | #N/A
[7 empty] | 12 | 26 | 8627 | 11 | 2020-12-26 | Thursday | 4 | No | #N/A | #N/A | #N/A | #N/A | #N/A | #N/A | #N/A | #N/A | #N/A | #N/A | #N/A | #N/A | #N/A | #N/A | #N/A | #N/A | #N/A | #N/A | #N/A | #N/A | #N/A | #N/A | #N/A | #N/A | #N/A | #N/A | #N/A | #N/A | #N/A | #N/A | #N/A | #N/A | #N/A | #N/A | #N/A | #N/A
[7 empty] | 12 | 26 | 8628 | 12 | 2020-12-26 | Thursday | 4 | No | #N/A | #N/A | #N/A | #N/A | #N/A | #N/A | #N/A | #N/A | #N/A | #N/A | #N/A | #N/A | #N/A | #N/A | #N/A | #N/A | #N/A | #N/A | #N/A | #N/A | #N/A | #N/A | #N/A | #N/A | #N/A | #N/A | #N/A | #N/A | #N/A | #N/A | #N/A | #N/A | #N/A | #N/A | #N/A | #N/A
[7 empty] | 12 | 26 | 8629 | 13 | 2020-12-26 | Thursday | 4 | No | #N/A | #N/A | #N/A | #N/A | #N/A | #N/A | #N/A | #N/A | #N/A | #N/A | #N/A | #N/A | #N/A | #N/A | #N/A | #N/A | #N/A | #N/A | #N/A | #N/A | #N/A | #N/A | #N/A | #N/A | #N/A | #N/A | #N/A | #N/A | #N/A | #N/A | #N/A | #N/A | #N/A | #N/A | #N/A | #N/A
[7 empty] | 12 | 26 | 8630 | 14 | 2020-12-26 | Thursday | 4 | No | #N/A | #N/A | #N/A | #N/A | #N/A | #N/A | #N/A | #N/A | #N/A | #N/A | #N/A | #N/A | #N/A | #N/A | #N/A | #N/A | #N/A | #N/A | #N/A | #N/A | #N/A | #N/A | #N/A | #N/A | #N/A | #N/A | #N/A | #N/A | #N/A | #N/A | #N/A | #N/A | #N/A | #N/A | #N/A | #N/A
[7 empty] | 12 | 26 | 8631 | 15 | 2020-12-26 | Thursday | 4 | No | #N/A | #N/A | #N/A | #N/A | #N/A | #N/A | #N/A | #N/A | #N/A | #N/A | #N/A | #N/A | #N/A | #N/A | #N/A | #N/A | #N/A | #N/A | #N/A | #N/A | #N/A | #N/A | #N/A | #N/A | #N/A | #N/A | #N/A | #N/A | #N/A | #N/A | #N/A | #N/A | #N/A | #N/A | #N/A | #N/A
[7 empty] | 12 | 26 | 8632 | 16 | 2020-12-26 | Thursday | 4 | No | #N/A | #N/A | #N/A | #N/A | #N/A | #N/A | #N/A | #N/A | #N/A | #N/A | #N/A | #N/A | #N/A | #N/A | #N/A | #N/A | #N/A | #N/A | #N/A | #N/A | #N/A | #N/A | #N/A | #N/A | #N/A | #N/A | #N/A | #N/A | #N/A | #N/A | #N/A | #N/A | #N/A | #N/A | #N/A | #N/A
[7 empty] | 12 | 26 | 8633 | 17 | 2020-12-26 | Thursday | 4 | No | #N/A | #N/A | #N/A | #N/A | #N/A | #N/A | #N/A | #N/A | #N/A | #N/A | #N/A | #N/A | #N/A | #N/A | #N/A | #N/A | #N/A | #N/A | #N/A | #N/A | #N/A | #N/A | #N/A | #N/A | #N/A | #N/A | #N/A | #N/A | #N/A | #N/A | #N/A | #N/A | #N/A | #N/A | #N/A | #N/A
[7 empty] | 12 | 26 | 8634 | 18 | 2020-12-26 | Thursday | 4 | No | #N/A | #N/A | #N/A | #N/A | #N/A | #N/A | #N/A | #N/A | #N/A | #N/A | #N/A | #N/A | #N/A | #N/A | #N/A | #N/A | #N/A | #N/A | #N/A | #N/A | #N/A | #N/A | #N/A | #N/A | #N/A | #N/A | #N/A | #N/A | #N/A | #N/A | #N/A | #N/A | #N/A | #N/A | #N/A | #N/A
[7 empty] | 12 | 26 | 8635 | 19 | 2020-12-26 | Thursday | 4 | No | #N/A | #N/A | #N/A | #N/A | #N/A | #N/A | #N/A | #N/A | #N/A | #N/A | #N/A | #N/A | #N/A | #N/A | #N/A | #N/A | #N/A | #N/A | #N/A | #N/A | #N/A | #N/A | #N/A | #N/A | #N/A | #N/A | #N/A | #N/A | #N/A | #N/A | #N/A | #N/A | #N/A | #N/A | #N/A | #N/A
[7 empty] | 12 | 26 | 8636 | 20 | 2020-12-26 | Thursday | 4 | No | #N/A | #N/A | #N/A | #N/A | #N/A | #N/A | #N/A | #N/A | #N/A | #N/A | #N/A | #N/A | #N/A | #N/A | #N/A | #N/A | #N/A | #N/A | #N/A | #N/A | #N/A | #N/A | #N/A | #N/A | #N/A | #N/A | #N/A | #N/A | #N/A | #N/A | #N/A | #N/A | #N/A | #N/A | #N/A | #N/A
[7 empty] | 12 | 26 | 8637 | 21 | 2020-12-26 | Thursday | 4 | No | #N/A | #N/A | #N/A | #N/A | #N/A | #N/A | #N/A | #N/A | #N/A | #N/A | #N/A | #N/A | #N/A | #N/A | #N/A | #N/A | #N/A | #N/A | #N/A | #N/A | #N/A | #N/A | #N/A | #N/A | #N/A | #N/A | #N/A | #N/A | #N/A | #N/A | #N/A | #N/A | #N/A | #N/A | #N/A | #N/A
[7 empty] | 12 | 26 | 8638 | 22 | 2020-12-26 | Thursday | 4 | No | #N/A | #N/A | #N/A | #N/A | #N/A | #N/A | #N/A | #N/A | #N/A | #N/A | #N/A | #N/A | #N/A | #N/A | #N/A | #N/A | #N/A | #N/A | #N/A | #N/A | #N/A | #N/A | #N/A | #N/A | #N/A | #N/A | #N/A | #N/A | #N/A | #N/A | #N/A | #N/A | #N/A | #N/A | #N/A | #N/A
[7 empty] | 12 | 26 | 8639 | 23 | 2020-12-26 | Thursday | 4 | No | #N/A | #N/A | #N/A | #N/A | #N/A | #N/A | #N/A | #N/A | #N/A | #N/A | #N/A | #N/A | #N/A | #N/A | #N/A | #N/A | #N/A | #N/A | #N/A | #N/A | #N/A | #N/A | #N/A | #N/A | #N/A | #N/A | #N/A | #N/A | #N/A | #N/A | #N/A | #N/A | #N/A | #N/A | #N/A | #N/A
[7 empty] | 12 | 26 | 8640 | 24 | 2020-12-26 | Thursday | 4 | No | #N/A | #N/A | #N/A | #N/A | #N/A | #N/A | #N/A | #N/A | #N/A | #N/A | #N/A | #N/A | #N/A | #N/A | #N/A | #N/A | #N/A | #N/A | #N/A | #N/A | #N/A | #N/A | #N/A | #N/A | #N/A | #N/A | #N/A | #N/A | #N/A | #N/A | #N/A | #N/A | #N/A | #N/A | #N/A | #N/A
[7 empty] | 12 | 27 | 8641 | 1 | 2020-12-27 | Friday | 5 | No | #N/A | #N/A | #N/A | #N/A | #N/A | #N/A | #N/A | #N/A | #N/A | #N/A | #N/A | #N/A | #N/A | #N/A | #N/A | #N/A | #N/A | #N/A | #N/A | #N/A | #N/A | #N/A | #N/A | #N/A | #N/A | #N/A | #N/A | #N/A | #N/A | #N/A | #N/A | #N/A | #N/A | #N/A | #N/A | #N/A
[7 empty] | 12 | 27 | 8642 | 2 | 2020-12-27 | Friday | 5 | No | #N/A | #N/A | #N/A | #N/A | #N/A | #N/A | #N/A | #N/A | #N/A | #N/A | #N/A | #N/A | #N/A | #N/A | #N/A | #N/A | #N/A | #N/A | #N/A | #N/A | #N/A | #N/A | #N/A | #N/A | #N/A | #N/A | #N/A | #N/A | #N/A | #N/A | #N/A | #N/A | #N/A | #N/A | #N/A | #N/A
[7 empty] | 12 | 27 | 8643 | 3 | 2020-12-27 | Friday | 5 | No | #N/A | #N/A | #N/A | #N/A | #N/A | #N/A | #N/A | #N/A | #N/A | #N/A | #N/A | #N/A | #N/A | #N/A | #N/A | #N/A | #N/A | #N/A | #N/A | #N/A | #N/A | #N/A | #N/A | #N/A | #N/A | #N/A | #N/A | #N/A | #N/A | #N/A | #N/A | #N/A | #N/A | #N/A | #N/A | #N/A
[7 empty] | 12 | 27 | 8644 | 4 | 2020-12-27 | Friday | 5 | No | #N/A | #N/A | #N/A | #N/A | #N/A | #N/A | #N/A | #N/A | #N/A | #N/A | #N/A | #N/A | #N/A | #N/A | #N/A | #N/A | #N/A | #N/A | #N/A | #N/A | #N/A | #N/A | #N/A | #N/A | #N/A | #N/A | #N/A | #N/A | #N/A | #N/A | #N/A | #N/A | #N/A | #N/A | #N/A | #N/A
[7 empty] | 12 | 27 | 8645 | 5 | 2020-12-27 | Friday | 5 | No | #N/A | #N/A | #N/A | #N/A | #N/A | #N/A | #N/A | #N/A | #N/A | #N/A | #N/A | #N/A | #N/A | #N/A | #N/A | #N/A | #N/A | #N/A | #N/A | #N/A | #N/A | #N/A | #N/A | #N/A | #N/A | #N/A | #N/A | #N/A | #N/A | #N/A | #N/A | #N/A | #N/A | #N/A | #N/A | #N/A
[7 empty] | 12 | 27 | 8646 | 6 | 2020-12-27 | Friday | 5 | No | #N/A | #N/A | #N/A | #N/A | #N/A | #N/A | #N/A | #N/A | #N/A | #N/A | #N/A | #N/A | #N/A | #N/A | #N/A | #N/A | #N/A | #N/A | #N/A | #N/A | #N/A | #N/A | #N/A | #N/A | #N/A | #N/A | #N/A | #N/A | #N/A | #N/A | #N/A | #N/A | #N/A | #N/A | #N/A | #N/A
[7 empty] | 12 | 27 | 8647 | 7 | 2020-12-27 | Friday | 5 | No | #N/A | #N/A | #N/A | #N/A | #N/A | #N/A | #N/A | #N/A | #N/A | #N/A | #N/A | #N/A | #N/A | #N/A | #N/A | #N/A | #N/A | #N/A | #N/A | #N/A | #N/A | #N/A | #N/A | #N/A | #N/A | #N/A | #N/A | #N/A | #N/A | #N/A | #N/A | #N/A | #N/A | #N/A | #N/A | #N/A
[7 empty] | 12 | 27 | 8648 | 8 | 2020-12-27 | Friday | 5 | No | #N/A | #N/A | #N/A | #N/A | #N/A | #N/A | #N/A | #N/A | #N/A | #N/A | #N/A | #N/A | #N/A | #N/A | #N/A | #N/A | #N/A | #N/A | #N/A | #N/A | #N/A | #N/A | #N/A | #N/A | #N/A | #N/A | #N/A | #N/A | #N/A | #N/A | #N/A | #N/A | #N/A | #N/A | #N/A | #N/A
[7 empty] | 12 | 27 | 8649 | 9 | 2020-12-27 | Friday | 5 | No | #N/A | #N/A | #N/A | #N/A | #N/A | #N/A | #N/A | #N/A | #N/A | #N/A | #N/A | #N/A | #N/A | #N/A | #N/A | #N/A | #N/A | #N/A | #N/A | #N/A | #N/A | #N/A | #N/A | #N/A | #N/A | #N/A | #N/A | #N/A | #N/A | #N/A | #N/A | #N/A | #N/A | #N/A | #N/A | #N/A
[7 empty] | 12 | 27 | 8650 | 10 | 2020-12-27 | Friday | 5 | No | #N/A | #N/A | #N/A | #N/A | #N/A | #N/A | #N/A | #N/A | #N/A | #N/A | #N/A | #N/A | #N/A | #N/A | #N/A | #N/A | #N/A | #N/A | #N/A | #N/A | #N/A | #N/A | #N/A | #N/A | #N/A | #N/A | #N/A | #N/A | #N/A | #N/A | #N/A | #N/A | #N/A | #N/A | #N/A | #N/A
[7 empty] | 12 | 27 | 8651 | 11 | 2020-12-27 | Friday | 5 | No | #N/A | #N/A | #N/A | #N/A | #N/A | #N/A | #N/A | #N/A | #N/A | #N/A | #N/A | #N/A | #N/A | #N/A | #N/A | #N/A | #N/A | #N/A | #N/A | #N/A | #N/A | #N/A | #N/A | #N/A | #N/A | #N/A | #N/A | #N/A | #N/A | #N/A | #N/A | #N/A | #N/A | #N/A | #N/A | #N/A
[7 empty] | 12 | 27 | 8652 | 12 | 2020-12-27 | Friday | 5 | No | #N/A | #N/A | #N/A | #N/A | #N/A | #N/A | #N/A | #N/A | #N/A | #N/A | #N/A | #N/A | #N/A | #N/A | #N/A | #N/A | #N/A | #N/A | #N/A | #N/A | #N/A | #N/A | #N/A | #N/A | #N/A | #N/A | #N/A | #N/A | #N/A | #N/A | #N/A | #N/A | #N/A | #N/A | #N/A | #N/A
[7 empty] | 12 | 27 | 8653 | 13 | 2020-12-27 | Friday | 5 | No | #N/A | #N/A | #N/A | #N/A | #N/A | #N/A | #N/A | #N/A | #N/A | #N/A | #N/A | #N/A | #N/A | #N/A | #N/A | #N/A | #N/A | #N/A | #N/A | #N/A | #N/A | #N/A | #N/A | #N/A | #N/A | #N/A | #N/A | #N/A | #N/A | #N/A | #N/A | #N/A | #N/A | #N/A | #N/A | #N/A
[7 empty] | 12 | 27 | 8654 | 14 | 2020-12-27 | Friday | 5 | No | #N/A | #N/A | #N/A | #N/A | #N/A | #N/A | #N/A | #N/A | #N/A | #N/A | #N/A | #N/A | #N/A | #N/A | #N/A | #N/A | #N/A | #N/A | #N/A | #N/A | #N/A | #N/A | #N/A | #N/A | #N/A | #N/A | #N/A | #N/A | #N/A | #N/A | #N/A | #N/A | #N/A | #N/A | #N/A | #N/A
[7 empty] | 12 | 27 | 8655 | 15 | 2020-12-27 | Friday | 5 | No | #N/A | #N/A | #N/A | #N/A | #N/A | #N/A | #N/A | #N/A | #N/A | #N/A | #N/A | #N/A | #N/A | #N/A | #N/A | #N/A | #N/A | #N/A | #N/A | #N/A | #N/A | #N/A | #N/A | #N/A | #N/A | #N/A | #N/A | #N/A | #N/A | #N/A | #N/A | #N/A | #N/A | #N/A | #N/A | #N/A
[7 empty] | 12 | 27 | 8656 | 16 | 2020-12-27 | Friday | 5 | No | #N/A | #N/A | #N/A | #N/A | #N/A | #N/A | #N/A | #N/A | #N/A | #N/A | #N/A | #N/A | #N/A | #N/A | #N/A | #N/A | #N/A | #N/A | #N/A | #N/A | #N/A | #N/A | #N/A | #N/A | #N/A | #N/A | #N/A | #N/A | #N/A | #N/A | #N/A | #N/A | #N/A | #N/A | #N/A | #N/A
[7 empty] | 12 | 27 | 8657 | 17 | 2020-12-27 | Friday | 5 | No | #N/A | #N/A | #N/A | #N/A | #N/A | #N/A | #N/A | #N/A | #N/A | #N/A | #N/A | #N/A | #N/A | #N/A | #N/A | #N/A | #N/A | #N/A | #N/A | #N/A | #N/A | #N/A | #N/A | #N/A | #N/A | #N/A | #N/A | #N/A | #N/A | #N/A | #N/A | #N/A | #N/A | #N/A | #N/A | #N/A
[7 empty] | 12 | 27 | 8658 | 18 | 2020-12-27 | Friday | 5 | No | #N/A | #N/A | #N/A | #N/A | #N/A | #N/A | #N/A | #N/A | #N/A | #N/A | #N/A | #N/A | #N/A | #N/A | #N/A | #N/A | #N/A | #N/A | #N/A | #N/A | #N/A | #N/A | #N/A | #N/A | #N/A | #N/A | #N/A | #N/A | #N/A | #N/A | #N/A | #N/A | #N/A | #N/A | #N/A | #N/A
[7 empty] | 12 | 27 | 8659 | 19 | 2020-12-27 | Friday | 5 | No | #N/A | #N/A | #N/A | #N/A | #N/A | #N/A | #N/A | #N/A | #N/A | #N/A | #N/A | #N/A | #N/A | #N/A | #N/A | #N/A | #N/A | #N/A | #N/A | #N/A | #N/A | #N/A | #N/A | #N/A | #N/A | #N/A | #N/A | #N/A | #N/A | #N/A | #N/A | #N/A | #N/A | #N/A | #N/A | #N/A
[7 empty] | 12 | 27 | 8660 | 20 | 2020-12-27 | Friday | 5 | No | #N/A | #N/A | #N/A | #N/A | #N/A | #N/A | #N/A | #N/A | #N/A | #N/A | #N/A | #N/A | #N/A | #N/A | #N/A | #N/A | #N/A | #N/A | #N/A | #N/A | #N/A | #N/A | #N/A | #N/A | #N/A | #N/A | #N/A | #N/A | #N/A | #N/A | #N/A | #N/A | #N/A | #N/A | #N/A | #N/A
[7 empty] | 12 | 27 | 8661 | 21 | 2020-12-27 | Friday | 5 | No | #N/A | #N/A | #N/A | #N/A | #N/A | #N/A | #N/A | #N/A | #N/A | #N/A | #N/A | #N/A | #N/A | #N/A | #N/A | #N/A | #N/A | #N/A | #N/A | #N/A | #N/A | #N/A | #N/A | #N/A | #N/A | #N/A | #N/A | #N/A | #N/A | #N/A | #N/A | #N/A | #N/A | #N/A | #N/A | #N/A
[7 empty] | 12 | 27 | 8662 | 22 | 2020-12-27 | Friday | 5 | No | #N/A | #N/A | #N/A | #N/A | #N/A | #N/A | #N/A | #N/A | #N/A | #N/A | #N/A | #N/A | #N/A | #N/A | #N/A | #N/A | #N/A | #N/A | #N/A | #N/A | #N/A | #N/A | #N/A | #N/A | #N/A | #N/A | #N/A | #N/A | #N/A | #N/A | #N/A | #N/A | #N/A | #N/A | #N/A | #N/A
[7 empty] | 12 | 27 | 8663 | 23 | 2020-12-27 | Friday | 5 | No | #N/A | #N/A | #N/A | #N/A | #N/A | #N/A | #N/A | #N/A | #N/A | #N/A | #N/A | #N/A | #N/A | #N/A | #N/A | #N/A | #N/A | #N/A | #N/A | #N/A | #N/A | #N/A | #N/A | #N/A | #N/A | #N/A | #N/A | #N/A | #N/A | #N/A | #N/A | #N/A | #N/A | #N/A | #N/A | #N/A
[7 empty] | 12 | 27 | 8664 | 24 | 2020-12-27 | Friday | 5 | No | #N/A | #N/A | #N/A | #N/A | #N/A | #N/A | #N/A | #N/A | #N/A | #N/A | #N/A | #N/A | #N/A | #N/A | #N/A | #N/A | #N/A | #N/A | #N/A | #N/A | #N/A | #N/A | #N/A | #N/A | #N/A | #N/A | #N/A | #N/A | #N/A | #N/A | #N/A | #N/A | #N/A | #N/A | #N/A | #N/A
[7 empty] | 12 | 28 | 8665 | 1 | 2020-12-28 | Saturday | 6 | No | #N/A | #N/A | #N/A | #N/A | #N/A | #N/A | #N/A | #N/A | #N/A | #N/A | #N/A | #N/A | #N/A | #N/A | #N/A | #N/A | #N/A | #N/A | #N/A | #N/A | #N/A | #N/A | #N/A | #N/A | #N/A | #N/A | #N/A | #N/A | #N/A | #N/A | #N/A | #N/A | #N/A | #N/A | #N/A | #N/A
[7 empty] | 12 | 28 | 8666 | 2 | 2020-12-28 | Saturday | 6 | No | #N/A | #N/A | #N/A | #N/A | #N/A | #N/A | #N/A | #N/A | #N/A | #N/A | #N/A | #N/A | #N/A | #N/A | #N/A | #N/A | #N/A | #N/A | #N/A | #N/A | #N/A | #N/A | #N/A | #N/A | #N/A | #N/A | #N/A | #N/A | #N/A | #N/A | #N/A | #N/A | #N/A | #N/A | #N/A | #N/A
[7 empty] | 12 | 28 | 8667 | 3 | 2020-12-28 | Saturday | 6 | No | #N/A | #N/A | #N/A | #N/A | #N/A | #N/A | #N/A | #N/A | #N/A | #N/A | #N/A | #N/A | #N/A | #N/A | #N/A | #N/A | #N/A | #N/A | #N/A | #N/A | #N/A | #N/A | #N/A | #N/A | #N/A | #N/A | #N/A | #N/A | #N/A | #N/A | #N/A | #N/A | #N/A | #N/A | #N/A | #N/A
[7 empty] | 12 | 28 | 8668 | 4 | 2020-12-28 | Saturday | 6 | No | #N/A | #N/A | #N/A | #N/A | #N/A | #N/A | #N/A | #N/A | #N/A | #N/A | #N/A | #N/A | #N/A | #N/A | #N/A | #N/A | #N/A | #N/A | #N/A | #N/A | #N/A | #N/A | #N/A | #N/A | #N/A | #N/A | #N/A | #N/A | #N/A | #N/A | #N/A | #N/A | #N/A | #N/A | #N/A | #N/A
[7 empty] | 12 | 28 | 8669 | 5 | 2020-12-28 | Saturday | 6 | No | #N/A | #N/A | #N/A | #N/A | #N/A | #N/A | #N/A | #N/A | #N/A | #N/A | #N/A | #N/A | #N/A | #N/A | #N/A | #N/A | #N/A | #N/A | #N/A | #N/A | #N/A | #N/A | #N/A | #N/A | #N/A | #N/A | #N/A | #N/A | #N/A | #N/A | #N/A | #N/A | #N/A | #N/A | #N/A | #N/A
[7 empty] | 12 | 28 | 8670 | 6 | 2020-12-28 | Saturday | 6 | No | #N/A | #N/A | #N/A | #N/A | #N/A | #N/A | #N/A | #N/A | #N/A | #N/A | #N/A | #N/A | #N/A | #N/A | #N/A | #N/A | #N/A | #N/A | #N/A | #N/A | #N/A | #N/A | #N/A | #N/A | #N/A | #N/A | #N/A | #N/A | #N/A | #N/A | #N/A | #N/A | #N/A | #N/A | #N/A | #N/A
[7 empty] | 12 | 28 | 8671 | 7 | 2020-12-28 | Saturday | 6 | No | #N/A | #N/A | #N/A | #N/A | #N/A | #N/A | #N/A | #N/A | #N/A | #N/A | #N/A | #N/A | #N/A | #N/A | #N/A | #N/A | #N/A | #N/A | #N/A | #N/A | #N/A | #N/A | #N/A | #N/A | #N/A | #N/A | #N/A | #N/A | #N/A | #N/A | #N/A | #N/A | #N/A | #N/A | #N/A | #N/A
[7 empty] | 12 | 28 | 8672 | 8 | 2020-12-28 | Saturday | 6 | No | #N/A | #N/A | #N/A | #N/A | #N/A | #N/A | #N/A | #N/A | #N/A | #N/A | #N/A | #N/A | #N/A | #N/A | #N/A | #N/A | #N/A | #N/A | #N/A | #N/A | #N/A | #N/A | #N/A | #N/A | #N/A | #N/A | #N/A | #N/A | #N/A | #N/A | #N/A | #N/A | #N/A | #N/A | #N/A | #N/A
[7 empty] | 12 | 28 | 8673 | 9 | 2020-12-28 | Saturday | 6 | No | #N/A | #N/A | #N/A | #N/A | #N/A | #N/A | #N/A | #N/A | #N/A | #N/A | #N/A | #N/A | #N/A | #N/A | #N/A | #N/A | #N/A | #N/A | #N/A | #N/A | #N/A | #N/A | #N/A | #N/A | #N/A | #N/A | #N/A | #N/A | #N/A | #N/A | #N/A | #N/A | #N/A | #N/A | #N/A | #N/A
[7 empty] | 12 | 28 | 8674 | 10 | 2020-12-28 | Saturday | 6 | No | #N/A | #N/A | #N/A | #N/A | #N/A | #N/A | #N/A | #N/A | #N/A | #N/A | #N/A | #N/A | #N/A | #N/A | #N/A | #N/A | #N/A | #N/A | #N/A | #N/A | #N/A | #N/A | #N/A | #N/A | #N/A | #N/A | #N/A | #N/A | #N/A | #N/A | #N/A | #N/A | #N/A | #N/A | #N/A | #N/A
[7 empty] | 12 | 28 | 8675 | 11 | 2020-12-28 | Saturday | 6 | No | #N/A | #N/A | #N/A | #N/A | #N/A | #N/A | #N/A | #N/A | #N/A | #N/A | #N/A | #N/A | #N/A | #N/A | #N/A | #N/A | #N/A | #N/A | #N/A | #N/A | #N/A | #N/A | #N/A | #N/A | #N/A | #N/A | #N/A | #N/A | #N/A | #N/A | #N/A | #N/A | #N/A | #N/A | #N/A | #N/A
[7 empty] | 12 | 28 | 8676 | 12 | 2020-12-28 | Saturday | 6 | No | #N/A | #N/A | #N/A | #N/A | #N/A | #N/A | #N/A | #N/A | #N/A | #N/A | #N/A | #N/A | #N/A | #N/A | #N/A | #N/A | #N/A | #N/A | #N/A | #N/A | #N/A | #N/A | #N/A | #N/A | #N/A | #N/A | #N/A | #N/A | #N/A | #N/A | #N/A | #N/A | #N/A | #N/A | #N/A | #N/A
[7 empty] | 12 | 28 | 8677 | 13 | 2020-12-28 | Saturday | 6 | No | #N/A | #N/A | #N/A | #N/A | #N/A | #N/A | #N/A | #N/A | #N/A | #N/A | #N/A | #N/A | #N/A | #N/A | #N/A | #N/A | #N/A | #N/A | #N/A | #N/A | #N/A | #N/A | #N/A | #N/A | #N/A | #N/A | #N/A | #N/A | #N/A | #N/A | #N/A | #N/A | #N/A | #N/A | #N/A | #N/A
[7 empty] | 12 | 28 | 8678 | 14 | 2020-12-28 | Saturday | 6 | No | #N/A | #N/A | #N/A | #N/A | #N/A | #N/A | #N/A | #N/A | #N/A | #N/A | #N/A | #N/A | #N/A | #N/A | #N/A | #N/A | #N/A | #N/A | #N/A | #N/A | #N/A | #N/A | #N/A | #N/A | #N/A | #N/A | #N/A | #N/A | #N/A | #N/A | #N/A | #N/A | #N/A | #N/A | #N/A | #N/A
[7 empty] | 12 | 28 | 8679 | 15 | 2020-12-28 | Saturday | 6 | No | #N/A | #N/A | #N/A | #N/A | #N/A | #N/A | #N/A | #N/A | #N/A | #N/A | #N/A | #N/A | #N/A | #N/A | #N/A | #N/A | #N/A | #N/A | #N/A | #N/A | #N/A | #N/A | #N/A | #N/A | #N/A | #N/A | #N/A | #N/A | #N/A | #N/A | #N/A | #N/A | #N/A | #N/A | #N/A | #N/A
[7 empty] | 12 | 28 | 8680 | 16 | 2020-12-28 | Saturday | 6 | No | #N/A | #N/A | #N/A | #N/A | #N/A | #N/A | #N/A | #N/A | #N/A | #N/A | #N/A | #N/A | #N/A | #N/A | #N/A | #N/A | #N/A | #N/A | #N/A | #N/A | #N/A | #N/A | #N/A | #N/A | #N/A | #N/A | #N/A | #N/A | #N/A | #N/A | #N/A | #N/A | #N/A | #N/A | #N/A | #N/A
[7 empty] | 12 | 28 | 8681 | 17 | 2020-12-28 | Saturday | 6 | No | #N/A | #N/A | #N/A | #N/A | #N/A | #N/A | #N/A | #N/A | #N/A | #N/A | #N/A | #N/A | #N/A | #N/A | #N/A | #N/A | #N/A | #N/A | #N/A | #N/A | #N/A | #N/A | #N/A | #N/A | #N/A | #N/A | #N/A | #N/A | #N/A | #N/A | #N/A | #N/A | #N/A | #N/A | #N/A | #N/A
[7 empty] | 12 | 28 | 8682 | 18 | 2020-12-28 | Saturday | 6 | No | #N/A | #N/A | #N/A | #N/A | #N/A | #N/A | #N/A | #N/A | #N/A | #N/A | #N/A | #N/A | #N/A | #N/A | #N/A | #N/A | #N/A | #N/A | #N/A | #N/A | #N/A | #N/A | #N/A | #N/A | #N/A | #N/A | #N/A | #N/A | #N/A | #N/A | #N/A | #N/A | #N/A | #N/A | #N/A | #N/A
[7 empty] | 12 | 28 | 8683 | 19 | 2020-12-28 | Saturday | 6 | No | #N/A | #N/A | #N/A | #N/A | #N/A | #N/A | #N/A | #N/A | #N/A | #N/A | #N/A | #N/A | #N/A | #N/A | #N/A | #N/A | #N/A | #N/A | #N/A | #N/A | #N/A | #N/A | #N/A | #N/A | #N/A | #N/A | #N/A | #N/A | #N/A | #N/A | #N/A | #N/A | #N/A | #N/A | #N/A | #N/A
[7 empty] | 12 | 28 | 8684 | 20 | 2020-12-28 | Saturday | 6 | No | #N/A | #N/A | #N/A | #N/A | #N/A | #N/A | #N/A | #N/A | #N/A | #N/A | #N/A | #N/A | #N/A | #N/A | #N/A | #N/A | #N/A | #N/A | #N/A | #N/A | #N/A | #N/A | #N/A | #N/A | #N/A | #N/A | #N/A | #N/A | #N/A | #N/A | #N/A | #N/A | #N/A | #N/A | #N/A | #N/A
[7 empty] | 12 | 28 | 8685 | 21 | 2020-12-28 | Saturday | 6 | No | #N/A | #N/A | #N/A | #N/A | #N/A | #N/A | #N/A | #N/A | #N/A | #N/A | #N/A | #N/A | #N/A | #N/A | #N/A | #N/A | #N/A | #N/A | #N/A | #N/A | #N/A | #N/A | #N/A | #N/A | #N/A | #N/A | #N/A | #N/A | #N/A | #N/A | #N/A | #N/A | #N/A | #N/A | #N/A | #N/A
[7 empty] | 12 | 28 | 8686 | 22 | 2020-12-28 | Saturday | 6 | No | #N/A | #N/A | #N/A | #N/A | #N/A | #N/A | #N/A | #N/A | #N/A | #N/A | #N/A | #N/A | #N/A | #N/A | #N/A | #N/A | #N/A | #N/A | #N/A | #N/A | #N/A | #N/A | #N/A | #N/A | #N/A | #N/A | #N/A | #N/A | #N/A | #N/A | #N/A | #N/A | #N/A | #N/A | #N/A | #N/A
[7 empty] | 12 | 28 | 8687 | 23 | 2020-12-28 | Saturday | 6 | No | #N/A | #N/A | #N/A | #N/A | #N/A | #N/A | #N/A | #N/A | #N/A | #N/A | #N/A | #N/A | #N/A | #N/A | #N/A | #N/A | #N/A | #N/A | #N/A | #N/A | #N/A | #N/A | #N/A | #N/A | #N/A | #N/A | #N/A | #N/A | #N/A | #N/A | #N/A | #N/A | #N/A | #N/A | #N/A | #N/A
[7 empty] | 12 | 28 | 8688 | 24 | 2020-12-28 | Saturday | 6 | No | #N/A | #N/A | #N/A | #N/A | #N/A | #N/A | #N/A | #N/A | #N/A | #N/A | #N/A | #N/A | #N/A | #N/A | #N/A | #N/A | #N/A | #N/A | #N/A | #N/A | #N/A | #N/A | #N/A | #N/A | #N/A | #N/A | #N/A | #N/A | #N/A | #N/A | #N/A | #N/A | #N/A | #N/A | #N/A | #N/A
[7 empty] | 12 | 29 | 8689 | 1 | 2020-12-29 | Sunday | 7 | No | #N/A | #N/A | #N/A | #N/A | #N/A | #N/A | #N/A | #N/A | #N/A | #N/A | #N/A | #N/A | #N/A | #N/A | #N/A | #N/A | #N/A | #N/A | #N/A | #N/A | #N/A | #N/A | #N/A | #N/A | #N/A | #N/A | #N/A | #N/A | #N/A | #N/A | #N/A | #N/A | #N/A | #N/A | #N/A | #N/A
[7 empty] | 12 | 29 | 8690 | 2 | 2020-12-29 | Sunday | 7 | No | #N/A | #N/A | #N/A | #N/A | #N/A | #N/A | #N/A | #N/A | #N/A | #N/A | #N/A | #N/A | #N/A | #N/A | #N/A | #N/A | #N/A | #N/A | #N/A | #N/A | #N/A | #N/A | #N/A | #N/A | #N/A | #N/A | #N/A | #N/A | #N/A | #N/A | #N/A | #N/A | #N/A | #N/A | #N/A | #N/A
[7 empty] | 12 | 29 | 8691 | 3 | 2020-12-29 | Sunday | 7 | No | #N/A | #N/A | #N/A | #N/A | #N/A | #N/A | #N/A | #N/A | #N/A | #N/A | #N/A | #N/A | #N/A | #N/A | #N/A | #N/A | #N/A | #N/A | #N/A | #N/A | #N/A | #N/A | #N/A | #N/A | #N/A | #N/A | #N/A | #N/A | #N/A | #N/A | #N/A | #N/A | #N/A | #N/A | #N/A | #N/A
[7 empty] | 12 | 29 | 8692 | 4 | 2020-12-29 | Sunday | 7 | No | #N/A | #N/A | #N/A | #N/A | #N/A | #N/A | #N/A | #N/A | #N/A | #N/A | #N/A | #N/A | #N/A | #N/A | #N/A | #N/A | #N/A | #N/A | #N/A | #N/A | #N/A | #N/A | #N/A | #N/A | #N/A | #N/A | #N/A | #N/A | #N/A | #N/A | #N/A | #N/A | #N/A | #N/A | #N/A | #N/A
[7 empty] | 12 | 29 | 8693 | 5 | 2020-12-29 | Sunday | 7 | No | #N/A | #N/A | #N/A | #N/A | #N/A | #N/A | #N/A | #N/A | #N/A | #N/A | #N/A | #N/A | #N/A | #N/A | #N/A | #N/A | #N/A | #N/A | #N/A | #N/A | #N/A | #N/A | #N/A | #N/A | #N/A | #N/A | #N/A | #N/A | #N/A | #N/A | #N/A | #N/A | #N/A | #N/A | #N/A | #N/A
[7 empty] | 12 | 29 | 8694 | 6 | 2020-12-29 | Sunday | 7 | No | #N/A | #N/A | #N/A | #N/A | #N/A | #N/A | #N/A | #N/A | #N/A | #N/A | #N/A | #N/A | #N/A | #N/A | #N/A | #N/A | #N/A | #N/A | #N/A | #N/A | #N/A | #N/A | #N/A | #N/A | #N/A | #N/A | #N/A | #N/A | #N/A | #N/A | #N/A | #N/A | #N/A | #N/A | #N/A | #N/A
[7 empty] | 12 | 29 | 8695 | 7 | 2020-12-29 | Sunday | 7 | No | #N/A | #N/A | #N/A | #N/A | #N/A | #N/A | #N/A | #N/A | #N/A | #N/A | #N/A | #N/A | #N/A | #N/A | #N/A | #N/A | #N/A | #N/A | #N/A | #N/A | #N/A | #N/A | #N/A | #N/A | #N/A | #N/A | #N/A | #N/A | #N/A | #N/A | #N/A | #N/A | #N/A | #N/A | #N/A | #N/A
[7 empty] | 12 | 29 | 8696 | 8 | 2020-12-29 | Sunday | 7 | No | #N/A | #N/A | #N/A | #N/A | #N/A | #N/A | #N/A | #N/A | #N/A | #N/A | #N/A | #N/A | #N/A | #N/A | #N/A | #N/A | #N/A | #N/A | #N/A | #N/A | #N/A | #N/A | #N/A | #N/A | #N/A | #N/A | #N/A | #N/A | #N/A | #N/A | #N/A | #N/A | #N/A | #N/A | #N/A | #N/A
[7 empty] | 12 | 29 | 8697 | 9 | 2020-12-29 | Sunday | 7 | No | #N/A | #N/A | #N/A | #N/A | #N/A | #N/A | #N/A | #N/A | #N/A | #N/A | #N/A | #N/A | #N/A | #N/A | #N/A | #N/A | #N/A | #N/A | #N/A | #N/A | #N/A | #N/A | #N/A | #N/A | #N/A | #N/A | #N/A | #N/A | #N/A | #N/A | #N/A | #N/A | #N/A | #N/A | #N/A | #N/A
[7 empty] | 12 | 29 | 8698 | 10 | 2020-12-29 | Sunday | 7 | No | #N/A | #N/A | #N/A | #N/A | #N/A | #N/A | #N/A | #N/A | #N/A | #N/A | #N/A | #N/A | #N/A | #N/A | #N/A | #N/A | #N/A | #N/A | #N/A | #N/A | #N/A | #N/A | #N/A | #N/A | #N/A | #N/A | #N/A | #N/A | #N/A | #N/A | #N/A | #N/A | #N/A | #N/A | #N/A | #N/A
[7 empty] | 12 | 29 | 8699 | 11 | 2020-12-29 | Sunday | 7 | No | #N/A | #N/A | #N/A | #N/A | #N/A | #N/A | #N/A | #N/A | #N/A | #N/A | #N/A | #N/A | #N/A | #N/A | #N/A | #N/A | #N/A | #N/A | #N/A | #N/A | #N/A | #N/A | #N/A | #N/A | #N/A | #N/A | #N/A | #N/A | #N/A | #N/A | #N/A | #N/A | #N/A | #N/A | #N/A | #N/A
[7 empty] | 12 | 29 | 8700 | 12 | 2020-12-29 | Sunday | 7 | No | #N/A | #N/A | #N/A | #N/A | #N/A | #N/A | #N/A | #N/A | #N/A | #N/A | #N/A | #N/A | #N/A | #N/A | #N/A | #N/A | #N/A | #N/A | #N/A | #N/A | #N/A | #N/A | #N/A | #N/A | #N/A | #N/A | #N/A | #N/A | #N/A | #N/A | #N/A | #N/A | #N/A | #N/A | #N/A | #N/A
[7 empty] | 12 | 29 | 8701 | 13 | 2020-12-29 | Sunday | 7 | No | #N/A | #N/A | #N/A | #N/A | #N/A | #N/A | #N/A | #N/A | #N/A | #N/A | #N/A | #N/A | #N/A | #N/A | #N/A | #N/A | #N/A | #N/A | #N/A | #N/A | #N/A | #N/A | #N/A | #N/A | #N/A | #N/A | #N/A | #N/A | #N/A | #N/A | #N/A | #N/A | #N/A | #N/A | #N/A | #N/A
[7 empty] | 12 | 29 | 8702 | 14 | 2020-12-29 | Sunday | 7 | No | #N/A | #N/A | #N/A | #N/A | #N/A | #N/A | #N/A | #N/A | #N/A | #N/A | #N/A | #N/A | #N/A | #N/A | #N/A | #N/A | #N/A | #N/A | #N/A | #N/A | #N/A | #N/A | #N/A | #N/A | #N/A | #N/A | #N/A | #N/A | #N/A | #N/A | #N/A | #N/A | #N/A | #N/A | #N/A | #N/A
[7 empty] | 12 | 29 | 8703 | 15 | 2020-12-29 | Sunday | 7 | No | #N/A | #N/A | #N/A | #N/A | #N/A | #N/A | #N/A | #N/A | #N/A | #N/A | #N/A | #N/A | #N/A | #N/A | #N/A | #N/A | #N/A | #N/A | #N/A | #N/A | #N/A | #N/A | #N/A | #N/A | #N/A | #N/A | #N/A | #N/A | #N/A | #N/A | #N/A | #N/A | #N/A | #N/A | #N/A | #N/A
[7 empty] | 12 | 29 | 8704 | 16 | 2020-12-29 | Sunday | 7 | No | #N/A | #N/A | #N/A | #N/A | #N/A | #N/A | #N/A | #N/A | #N/A | #N/A | #N/A | #N/A | #N/A | #N/A | #N/A | #N/A | #N/A | #N/A | #N/A | #N/A | #N/A | #N/A | #N/A | #N/A | #N/A | #N/A | #N/A | #N/A | #N/A | #N/A | #N/A | #N/A | #N/A | #N/A | #N/A | #N/A
[7 empty] | 12 | 29 | 8705 | 17 | 2020-12-29 | Sunday | 7 | No | #N/A | #N/A | #N/A | #N/A | #N/A | #N/A | #N/A | #N/A | #N/A | #N/A | #N/A | #N/A | #N/A | #N/A | #N/A | #N/A | #N/A | #N/A | #N/A | #N/A | #N/A | #N/A | #N/A | #N/A | #N/A | #N/A | #N/A | #N/A | #N/A | #N/A | #N/A | #N/A | #N/A | #N/A | #N/A | #N/A
[7 empty] | 12 | 29 | 8706 | 18 | 2020-12-29 | Sunday | 7 | No | #N/A | #N/A | #N/A | #N/A | #N/A | #N/A | #N/A | #N/A | #N/A | #N/A | #N/A | #N/A | #N/A | #N/A | #N/A | #N/A | #N/A | #N/A | #N/A | #N/A | #N/A | #N/A | #N/A | #N/A | #N/A | #N/A | #N/A | #N/A | #N/A | #N/A | #N/A | #N/A | #N/A | #N/A | #N/A | #N/A
[7 empty] | 12 | 29 | 8707 | 19 | 2020-12-29 | Sunday | 7 | No | #N/A | #N/A | #N/A | #N/A | #N/A | #N/A | #N/A | #N/A | #N/A | #N/A | #N/A | #N/A | #N/A | #N/A | #N/A | #N/A | #N/A | #N/A | #N/A | #N/A | #N/A | #N/A | #N/A | #N/A | #N/A | #N/A | #N/A | #N/A | #N/A | #N/A | #N/A | #N/A | #N/A | #N/A | #N/A | #N/A
[7 empty] | 12 | 29 | 8708 | 20 | 2020-12-29 | Sunday | 7 | No | #N/A | #N/A | #N/A | #N/A | #N/A | #N/A | #N/A | #N/A | #N/A | #N/A | #N/A | #N/A | #N/A | #N/A | #N/A | #N/A | #N/A | #N/A | #N/A | #N/A | #N/A | #N/A | #N/A | #N/A | #N/A | #N/A | #N/A | #N/A | #N/A | #N/A | #N/A | #N/A | #N/A | #N/A | #N/A | #N/A
[7 empty] | 12 | 29 | 8709 | 21 | 2020-12-29 | Sunday | 7 | No | #N/A | #N/A | #N/A | #N/A | #N/A | #N/A | #N/A | #N/A | #N/A | #N/A | #N/A | #N/A | #N/A | #N/A | #N/A | #N/A | #N/A | #N/A | #N/A | #N/A | #N/A | #N/A | #N/A | #N/A | #N/A | #N/A | #N/A | #N/A | #N/A | #N/A | #N/A | #N/A | #N/A | #N/A | #N/A | #N/A
[7 empty] | 12 | 29 | 8710 | 22 | 2020-12-29 | Sunday | 7 | No | #N/A | #N/A | #N/A | #N/A | #N/A | #N/A | #N/A | #N/A | #N/A | #N/A | #N/A | #N/A | #N/A | #N/A | #N/A | #N/A | #N/A | #N/A | #N/A | #N/A | #N/A | #N/A | #N/A | #N/A | #N/A | #N/A | #N/A | #N/A | #N/A | #N/A | #N/A | #N/A | #N/A | #N/A | #N/A | #N/A
[7 empty] | 12 | 29 | 8711 | 23 | 2020-12-29 | Sunday | 7 | No | #N/A | #N/A | #N/A | #N/A | #N/A | #N/A | #N/A | #N/A | #N/A | #N/A | #N/A | #N/A | #N/A | #N/A | #N/A | #N/A | #N/A | #N/A | #N/A | #N/A | #N/A | #N/A | #N/A | #N/A | #N/A | #N/A | #N/A | #N/A | #N/A | #N/A | #N/A | #N/A | #N/A | #N/A | #N/A | #N/A
[7 empty] | 12 | 29 | 8712 | 24 | 2020-12-29 | Sunday | 7 | No | #N/A | #N/A | #N/A | #N/A | #N/A | #N/A | #N/A | #N/A | #N/A | #N/A | #N/A | #N/A | #N/A | #N/A | #N/A | #N/A | #N/A | #N/A | #N/A | #N/A | #N/A | #N/A | #N/A | #N/A | #N/A | #N/A | #N/A | #N/A | #N/A | #N/A | #N/A | #N/A | #N/A | #N/A | #N/A | #N/A
[7 empty] | 12 | 30 | 8713 | 1 | 2020-12-30 | Monday | 1 | No | #N/A | #N/A | #N/A | #N/A | #N/A | #N/A | #N/A | #N/A | #N/A | #N/A | #N/A | #N/A | #N/A | #N/A | #N/A | #N/A | #N/A | #N/A | #N/A | #N/A | #N/A | #N/A | #N/A | #N/A | #N/A | #N/A | #N/A | #N/A | #N/A | #N/A | #N/A | #N/A | #N/A | #N/A | #N/A | #N/A
[7 empty] | 12 | 30 | 8714 | 2 | 2020-12-30 | Monday | 1 | No | #N/A | #N/A | #N/A | #N/A | #N/A | #N/A | #N/A | #N/A | #N/A | #N/A | #N/A | #N/A | #N/A | #N/A | #N/A | #N/A | #N/A | #N/A | #N/A | #N/A | #N/A | #N/A | #N/A | #N/A | #N/A | #N/A | #N/A | #N/A | #N/A | #N/A | #N/A | #N/A | #N/A | #N/A | #N/A | #N/A
[7 empty] | 12 | 30 | 8715 | 3 | 2020-12-30 | Monday | 1 | No | #N/A | #N/A | #N/A | #N/A | #N/A | #N/A | #N/A | #N/A | #N/A | #N/A | #N/A | #N/A | #N/A | #N/A | #N/A | #N/A | #N/A | #N/A | #N/A | #N/A | #N/A | #N/A | #N/A | #N/A | #N/A | #N/A | #N/A | #N/A | #N/A | #N/A | #N/A | #N/A | #N/A | #N/A | #N/A | #N/A
[7 empty] | 12 | 30 | 8716 | 4 | 2020-12-30 | Monday | 1 | No | #N/A | #N/A | #N/A | #N/A | #N/A | #N/A | #N/A | #N/A | #N/A | #N/A | #N/A | #N/A | #N/A | #N/A | #N/A | #N/A | #N/A | #N/A | #N/A | #N/A | #N/A | #N/A | #N/A | #N/A | #N/A | #N/A | #N/A | #N/A | #N/A | #N/A | #N/A | #N/A | #N/A | #N/A | #N/A | #N/A
[7 empty] | 12 | 30 | 8717 | 5 | 2020-12-30 | Monday | 1 | No | #N/A | #N/A | #N/A | #N/A | #N/A | #N/A | #N/A | #N/A | #N/A | #N/A | #N/A | #N/A | #N/A | #N/A | #N/A | #N/A | #N/A | #N/A | #N/A | #N/A | #N/A | #N/A | #N/A | #N/A | #N/A | #N/A | #N/A | #N/A | #N/A | #N/A | #N/A | #N/A | #N/A | #N/A | #N/A | #N/A
[7 empty] | 12 | 30 | 8718 | 6 | 2020-12-30 | Monday | 1 | No | #N/A | #N/A | #N/A | #N/A | #N/A | #N/A | #N/A | #N/A | #N/A | #N/A | #N/A | #N/A | #N/A | #N/A | #N/A | #N/A | #N/A | #N/A | #N/A | #N/A | #N/A | #N/A | #N/A | #N/A | #N/A | #N/A | #N/A | #N/A | #N/A | #N/A | #N/A | #N/A | #N/A | #N/A | #N/A | #N/A
[7 empty] | 12 | 30 | 8719 | 7 | 2020-12-30 | Monday | 1 | No | #N/A | #N/A | #N/A | #N/A | #N/A | #N/A | #N/A | #N/A | #N/A | #N/A | #N/A | #N/A | #N/A | #N/A | #N/A | #N/A | #N/A | #N/A | #N/A | #N/A | #N/A | #N/A | #N/A | #N/A | #N/A | #N/A | #N/A | #N/A | #N/A | #N/A | #N/A | #N/A | #N/A | #N/A | #N/A | #N/A
[7 empty] | 12 | 30 | 8720 | 8 | 2020-12-30 | Monday | 1 | No | #N/A | #N/A | #N/A | #N/A | #N/A | #N/A | #N/A | #N/A | #N/A | #N/A | #N/A | #N/A | #N/A | #N/A | #N/A | #N/A | #N/A | #N/A | #N/A | #N/A | #N/A | #N/A | #N/A | #N/A | #N/A | #N/A | #N/A | #N/A | #N/A | #N/A | #N/A | #N/A | #N/A | #N/A | #N/A | #N/A
[7 empty] | 12 | 30 | 8721 | 9 | 2020-12-30 | Monday | 1 | No | #N/A | #N/A | #N/A | #N/A | #N/A | #N/A | #N/A | #N/A | #N/A | #N/A | #N/A | #N/A | #N/A | #N/A | #N/A | #N/A | #N/A | #N/A | #N/A | #N/A | #N/A | #N/A | #N/A | #N/A | #N/A | #N/A | #N/A | #N/A | #N/A | #N/A | #N/A | #N/A | #N/A | #N/A | #N/A | #N/A
[7 empty] | 12 | 30 | 8722 | 10 | 2020-12-30 | Monday | 1 | No | #N/A | #N/A | #N/A | #N/A | #N/A | #N/A | #N/A | #N/A | #N/A | #N/A | #N/A | #N/A | #N/A | #N/A | #N/A | #N/A | #N/A | #N/A | #N/A | #N/A | #N/A | #N/A | #N/A | #N/A | #N/A | #N/A | #N/A | #N/A | #N/A | #N/A | #N/A | #N/A | #N/A | #N/A | #N/A | #N/A
[7 empty] | 12 | 30 | 8723 | 11 | 2020-12-30 | Monday | 1 | No | #N/A | #N/A | #N/A | #N/A | #N/A | #N/A | #N/A | #N/A | #N/A | #N/A | #N/A | #N/A | #N/A | #N/A | #N/A | #N/A | #N/A | #N/A | #N/A | #N/A | #N/A | #N/A | #N/A | #N/A | #N/A | #N/A | #N/A | #N/A | #N/A | #N/A | #N/A | #N/A | #N/A | #N/A | #N/A | #N/A
[7 empty] | 12 | 30 | 8724 | 12 | 2020-12-30 | Monday | 1 | No | #N/A | #N/A | #N/A | #N/A | #N/A | #N/A | #N/A | #N/A | #N/A | #N/A | #N/A | #N/A | #N/A | #N/A | #N/A | #N/A | #N/A | #N/A | #N/A | #N/A | #N/A | #N/A | #N/A | #N/A | #N/A | #N/A | #N/A | #N/A | #N/A | #N/A | #N/A | #N/A | #N/A | #N/A | #N/A | #N/A
[7 empty] | 12 | 30 | 8725 | 13 | 2020-12-30 | Monday | 1 | No | #N/A | #N/A | #N/A | #N/A | #N/A | #N/A | #N/A | #N/A | #N/A | #N/A | #N/A | #N/A | #N/A | #N/A | #N/A | #N/A | #N/A | #N/A | #N/A | #N/A | #N/A | #N/A | #N/A | #N/A | #N/A | #N/A | #N/A | #N/A | #N/A | #N/A | #N/A | #N/A | #N/A | #N/A | #N/A | #N/A
[7 empty] | 12 | 30 | 8726 | 14 | 2020-12-30 | Monday | 1 | No | #N/A | #N/A | #N/A | #N/A | #N/A | #N/A | #N/A | #N/A | #N/A | #N/A | #N/A | #N/A | #N/A | #N/A | #N/A | #N/A | #N/A | #N/A | #N/A | #N/A | #N/A | #N/A | #N/A | #N/A | #N/A | #N/A | #N/A | #N/A | #N/A | #N/A | #N/A | #N/A | #N/A | #N/A | #N/A | #N/A
[7 empty] | 12 | 30 | 8727 | 15 | 2020-12-30 | Monday | 1 | No | #N/A | #N/A | #N/A | #N/A | #N/A | #N/A | #N/A | #N/A | #N/A | #N/A | #N/A | #N/A | #N/A | #N/A | #N/A | #N/A | #N/A | #N/A | #N/A | #N/A | #N/A | #N/A | #N/A | #N/A | #N/A | #N/A | #N/A | #N/A | #N/A | #N/A | #N/A | #N/A | #N/A | #N/A | #N/A | #N/A
[7 empty] | 12 | 30 | 8728 | 16 | 2020-12-30 | Monday | 1 | No | #N/A | #N/A | #N/A | #N/A | #N/A | #N/A | #N/A | #N/A | #N/A | #N/A | #N/A | #N/A | #N/A | #N/A | #N/A | #N/A | #N/A | #N/A | #N/A | #N/A | #N/A | #N/A | #N/A | #N/A | #N/A | #N/A | #N/A | #N/A | #N/A | #N/A | #N/A | #N/A | #N/A | #N/A | #N/A | #N/A
[7 empty] | 12 | 30 | 8729 | 17 | 2020-12-30 | Monday | 1 | No | #N/A | #N/A | #N/A | #N/A | #N/A | #N/A | #N/A | #N/A | #N/A | #N/A | #N/A | #N/A | #N/A | #N/A | #N/A | #N/A | #N/A | #N/A | #N/A | #N/A | #N/A | #N/A | #N/A | #N/A | #N/A | #N/A | #N/A | #N/A | #N/A | #N/A | #N/A | #N/A | #N/A | #N/A | #N/A | #N/A
[7 empty] | 12 | 30 | 8730 | 18 | 2020-12-30 | Monday | 1 | No | #N/A | #N/A | #N/A | #N/A | #N/A | #N/A | #N/A | #N/A | #N/A | #N/A | #N/A | #N/A | #N/A | #N/A | #N/A | #N/A | #N/A | #N/A | #N/A | #N/A | #N/A | #N/A | #N/A | #N/A | #N/A | #N/A | #N/A | #N/A | #N/A | #N/A | #N/A | #N/A | #N/A | #N/A | #N/A | #N/A
[7 empty] | 12 | 30 | 8731 | 19 | 2020-12-30 | Monday | 1 | No | #N/A | #N/A | #N/A | #N/A | #N/A | #N/A | #N/A | #N/A | #N/A | #N/A | #N/A | #N/A | #N/A | #N/A | #N/A | #N/A | #N/A | #N/A | #N/A | #N/A | #N/A | #N/A | #N/A | #N/A | #N/A | #N/A | #N/A | #N/A | #N/A | #N/A | #N/A | #N/A | #N/A | #N/A | #N/A | #N/A
[7 empty] | 12 | 30 | 8732 | 20 | 2020-12-30 | Monday | 1 | No | #N/A | #N/A | #N/A | #N/A | #N/A | #N/A | #N/A | #N/A | #N/A | #N/A | #N/A | #N/A | #N/A | #N/A | #N/A | #N/A | #N/A | #N/A | #N/A | #N/A | #N/A | #N/A | #N/A | #N/A | #N/A | #N/A | #N/A | #N/A | #N/A | #N/A | #N/A | #N/A | #N/A | #N/A | #N/A | #N/A
[7 empty] | 12 | 30 | 8733 | 21 | 2020-12-30 | Monday | 1 | No | #N/A | #N/A | #N/A | #N/A | #N/A | #N/A | #N/A | #N/A | #N/A | #N/A | #N/A | #N/A | #N/A | #N/A | #N/A | #N/A | #N/A | #N/A | #N/A | #N/A | #N/A | #N/A | #N/A | #N/A | #N/A | #N/A | #N/A | #N/A | #N/A | #N/A | #N/A | #N/A | #N/A | #N/A | #N/A | #N/A
[7 empty] | 12 | 30 | 8734 | 22 | 2020-12-30 | Monday | 1 | No | #N/A | #N/A | #N/A | #N/A | #N/A | #N/A | #N/A | #N/A | #N/A | #N/A | #N/A | #N/A | #N/A | #N/A | #N/A | #N/A | #N/A | #N/A | #N/A | #N/A | #N/A | #N/A | #N/A | #N/A | #N/A | #N/A | #N/A | #N/A | #N/A | #N/A | #N/A | #N/A | #N/A | #N/A | #N/A | #N/A
[7 empty] | 12 | 30 | 8735 | 23 | 2020-12-30 | Monday | 1 | No | #N/A | #N/A | #N/A | #N/A | #N/A | #N/A | #N/A | #N/A | #N/A | #N/A | #N/A | #N/A | #N/A | #N/A | #N/A | #N/A | #N/A | #N/A | #N/A | #N/A | #N/A | #N/A | #N/A | #N/A | #N/A | #N/A | #N/A | #N/A | #N/A | #N/A | #N/A | #N/A | #N/A | #N/A | #N/A | #N/A
[7 empty] | 12 | 30 | 8736 | 24 | 2020-12-30 | Monday | 1 | No | #N/A | #N/A | #N/A | #N/A | #N/A | #N/A | #N/A | #N/A | #N/A | #N/A | #N/A | #N/A | #N/A | #N/A | #N/A | #N/A | #N/A | #N/A | #N/A | #N/A | #N/A | #N/A | #N/A | #N/A | #N/A | #N/A | #N/A | #N/A | #N/A | #N/A | #N/A | #N/A | #N/A | #N/A | #N/A | #N/A
[7 empty] | 12 | 31 | 8737 | 1 | 2020-12-31 | Tuesday | 2 | No | #N/A | #N/A | #N/A | #N/A | #N/A | #N/A | #N/A | #N/A | #N/A | #N/A | #N/A | #N/A | #N/A | #N/A | #N/A | #N/A | #N/A | #N/A | #N/A | #N/A | #N/A | #N/A | #N/A | #N/A | #N/A | #N/A | #N/A | #N/A | #N/A | #N/A | #N/A | #N/A | #N/A | #N/A | #N/A | #N/A
[7 empty] | 12 | 31 | 8738 | 2 | 2020-12-31 | Tuesday | 2 | No | #N/A | #N/A | #N/A | #N/A | #N/A | #N/A | #N/A | #N/A | #N/A | #N/A | #N/A | #N/A | #N/A | #N/A | #N/A | #N/A | #N/A | #N/A | #N/A | #N/A | #N/A | #N/A | #N/A | #N/A | #N/A | #N/A | #N/A | #N/A | #N/A | #N/A | #N/A | #N/A | #N/A | #N/A | #N/A | #N/A
[7 empty] | 12 | 31 | 8739 | 3 | 2020-12-31 | Tuesday | 2 | No | #N/A | #N/A | #N/A | #N/A | #N/A | #N/A | #N/A | #N/A | #N/A | #N/A | #N/A | #N/A | #N/A | #N/A | #N/A | #N/A | #N/A | #N/A | #N/A | #N/A | #N/A | #N/A | #N/A | #N/A | #N/A | #N/A | #N/A | #N/A | #N/A | #N/A | #N/A | #N/A | #N/A | #N/A | #N/A | #N/A
[7 empty] | 12 | 31 | 8740 | 4 | 2020-12-31 | Tuesday | 2 | No | #N/A | #N/A | #N/A | #N/A | #N/A | #N/A | #N/A | #N/A | #N/A | #N/A | #N/A | #N/A | #N/A | #N/A | #N/A | #N/A | #N/A | #N/A | #N/A | #N/A | #N/A | #N/A | #N/A | #N/A | #N/A | #N/A | #N/A | #N/A | #N/A | #N/A | #N/A | #N/A | #N/A | #N/A | #N/A | #N/A
[7 empty] | 12 | 31 | 8741 | 5 | 2020-12-31 | Tuesday | 2 | No | #N/A | #N/A | #N/A | #N/A | #N/A | #N/A | #N/A | #N/A | #N/A | #N/A | #N/A | #N/A | #N/A | #N/A | #N/A | #N/A | #N/A | #N/A | #N/A | #N/A | #N/A | #N/A | #N/A | #N/A | #N/A | #N/A | #N/A | #N/A | #N/A | #N/A | #N/A | #N/A | #N/A | #N/A | #N/A | #N/A
[7 empty] | 12 | 31 | 8742 | 6 | 2020-12-31 | Tuesday | 2 | No | #N/A | #N/A | #N/A | #N/A | #N/A | #N/A | #N/A | #N/A | #N/A | #N/A | #N/A | #N/A | #N/A | #N/A | #N/A | #N/A | #N/A | #N/A | #N/A | #N/A | #N/A | #N/A | #N/A | #N/A | #N/A | #N/A | #N/A | #N/A | #N/A | #N/A | #N/A | #N/A | #N/A | #N/A | #N/A | #N/A
[7 empty] | 12 | 31 | 8743 | 7 | 2020-12-31 | Tuesday | 2 | No | #N/A | #N/A | #N/A | #N/A | #N/A | #N/A | #N/A | #N/A | #N/A | #N/A | #N/A | #N/A | #N/A | #N/A | #N/A | #N/A | #N/A | #N/A | #N/A | #N/A | #N/A | #N/A | #N/A | #N/A | #N/A | #N/A | #N/A | #N/A | #N/A | #N/A | #N/A | #N/A | #N/A | #N/A | #N/A | #N/A
[7 empty] | 12 | 31 | 8744 | 8 | 2020-12-31 | Tuesday | 2 | No | #N/A | #N/A | #N/A | #N/A | #N/A | #N/A | #N/A | #N/A | #N/A | #N/A | #N/A | #N/A | #N/A | #N/A | #N/A | #N/A | #N/A | #N/A | #N/A | #N/A | #N/A | #N/A | #N/A | #N/A | #N/A | #N/A | #N/A | #N/A | #N/A | #N/A | #N/A | #N/A | #N/A | #N/A | #N/A | #N/A
[7 empty] | 12 | 31 | 8745 | 9 | 2020-12-31 | Tuesday | 2 | No | #N/A | #N/A | #N/A | #N/A | #N/A | #N/A | #N/A | #N/A | #N/A | #N/A | #N/A | #N/A | #N/A | #N/A | #N/A | #N/A | #N/A | #N/A | #N/A | #N/A | #N/A | #N/A | #N/A | #N/A | #N/A | #N/A | #N/A | #N/A | #N/A | #N/A | #N/A | #N/A | #N/A | #N/A | #N/A | #N/A
[7 empty] | 12 | 31 | 8746 | 10 | 2020-12-31 | Tuesday | 2 | No | #N/A | #N/A | #N/A | #N/A | #N/A | #N/A | #N/A | #N/A | #N/A | #N/A | #N/A | #N/A | #N/A | #N/A | #N/A | #N/A | #N/A | #N/A | #N/A | #N/A | #N/A | #N/A | #N/A | #N/A | #N/A | #N/A | #N/A | #N/A | #N/A | #N/A | #N/A | #N/A | #N/A | #N/A | #N/A | #N/A
[7 empty] | 12 | 31 | 8747 | 11 | 2020-12-31 | Tuesday | 2 | No | #N/A | #N/A | #N/A | #N/A | #N/A | #N/A | #N/A | #N/A | #N/A | #N/A | #N/A | #N/A | #N/A | #N/A | #N/A | #N/A | #N/A | #N/A | #N/A | #N/A | #N/A | #N/A | #N/A | #N/A | #N/A | #N/A | #N/A | #N/A | #N/A | #N/A | #N/A | #N/A | #N/A | #N/A | #N/A | #N/A
[7 empty] | 12 | 31 | 8748 | 12 | 2020-12-31 | Tuesday | 2 | No | #N/A | #N/A | #N/A | #N/A | #N/A | #N/A | #N/A | #N/A | #N/A | #N/A | #N/A | #N/A | #N/A | #N/A | #N/A | #N/A | #N/A | #N/A | #N/A | #N/A | #N/A | #N/A | #N/A | #N/A | #N/A | #N/A | #N/A | #N/A | #N/A | #N/A | #N/A | #N/A | #N/A | #N/A | #N/A | #N/A
[7 empty] | 12 | 31 | 8749 | 13 | 2020-12-31 | Tuesday | 2 | No | #N/A | #N/A | #N/A | #N/A | #N/A | #N/A | #N/A | #N/A | #N/A | #N/A | #N/A | #N/A | #N/A | #N/A | #N/A | #N/A | #N/A | #N/A | #N/A | #N/A | #N/A | #N/A | #N/A | #N/A | #N/A | #N/A | #N/A | #N/A | #N/A | #N/A | #N/A | #N/A | #N/A | #N/A | #N/A | #N/A
[7 empty] | 12 | 31 | 8750 | 14 | 2020-12-31 | Tuesday | 2 | No | #N/A | #N/A | #N/A | #N/A | #N/A | #N/A | #N/A | #N/A | #N/A | #N/A | #N/A | #N/A | #N/A | #N/A | #N/A | #N/A | #N/A | #N/A | #N/A | #N/A | #N/A | #N/A | #N/A | #N/A | #N/A | #N/A | #N/A | #N/A | #N/A | #N/A | #N/A | #N/A | #N/A | #N/A | #N/A | #N/A
[7 empty] | 12 | 31 | 8751 | 15 | 2020-12-31 | Tuesday | 2 | No | #N/A | #N/A | #N/A | #N/A | #N/A | #N/A | #N/A | #N/A | #N/A | #N/A | #N/A | #N/A | #N/A | #N/A | #N/A | #N/A | #N/A | #N/A | #N/A | #N/A | #N/A | #N/A | #N/A | #N/A | #N/A | #N/A | #N/A | #N/A | #N/A | #N/A | #N/A | #N/A | #N/A | #N/A | #N/A | #N/A
[7 empty] | 12 | 31 | 8752 | 16 | 2020-12-31 | Tuesday | 2 | No | #N/A | #N/A | #N/A | #N/A | #N/A | #N/A | #N/A | #N/A | #N/A | #N/A | #N/A | #N/A | #N/A | #N/A | #N/A | #N/A | #N/A | #N/A | #N/A | #N/A | #N/A | #N/A | #N/A | #N/A | #N/A | #N/A | #N/A | #N/A | #N/A | #N/A | #N/A | #N/A | #N/A | #N/A | #N/A | #N/A
[7 empty] | 12 | 31 | 8753 | 17 | 2020-12-31 | Tuesday | 2 | No | #N/A | #N/A | #N/A | #N/A | #N/A | #N/A | #N/A | #N/A | #N/A | #N/A | #N/A | #N/A | #N/A | #N/A | #N/A | #N/A | #N/A | #N/A | #N/A | #N/A | #N/A | #N/A | #N/A | #N/A | #N/A | #N/A | #N/A | #N/A | #N/A | #N/A | #N/A | #N/A | #N/A | #N/A | #N/A | #N/A
[7 empty] | 12 | 31 | 8754 | 18 | 2020-12-31 | Tuesday | 2 | No | #N/A | #N/A | #N/A | #N/A | #N/A | #N/A | #N/A | #N/A | #N/A | #N/A | #N/A | #N/A | #N/A | #N/A | #N/A | #N/A | #N/A | #N/A | #N/A | #N/A | #N/A | #N/A | #N/A | #N/A | #N/A | #N/A | #N/A | #N/A | #N/A | #N/A | #N/A | #N/A | #N/A | #N/A | #N/A | #N/A
[7 empty] | 12 | 31 | 8755 | 19 | 2020-12-31 | Tuesday | 2 | No | #N/A | #N/A | #N/A | #N/A | #N/A | #N/A | #N/A | #N/A | #N/A | #N/A | #N/A | #N/A | #N/A | #N/A | #N/A | #N/A | #N/A | #N/A | #N/A | #N/A | #N/A | #N/A | #N/A | #N/A | #N/A | #N/A | #N/A | #N/A | #N/A | #N/A | #N/A | #N/A | #N/A | #N/A | #N/A | #N/A
[7 empty] | 12 | 31 | 8756 | 20 | 2020-12-31 | Tuesday | 2 | No | #N/A | #N/A | #N/A | #N/A | #N/A | #N/A | #N/A | #N/A | #N/A | #N/A | #N/A | #N/A | #N/A | #N/A | #N/A | #N/A | #N/A | #N/A | #N/A | #N/A | #N/A | #N/A | #N/A | #N/A | #N/A | #N/A | #N/A | #N/A | #N/A | #N/A | #N/A | #N/A | #N/A | #N/A | #N/A | #N/A
[7 empty] | 12 | 31 | 8757 | 21 | 2020-12-31 | Tuesday | 2 | No | #N/A | #N/A | #N/A | #N/A | #N/A | #N/A | #N/A | #N/A | #N/A | #N/A | #N/A | #N/A | #N/A | #N/A | #N/A | #N/A | #N/A | #N/A | #N/A | #N/A | #N/A | #N/A | #N/A | #N/A | #N/A | #N/A | #N/A | #N/A | #N/A | #N/A | #N/A | #N/A | #N/A | #N/A | #N/A | #N/A
[7 empty] | 12 | 31 | 8758 | 22 | 2020-12-31 | Tuesday | 2 | No | #N/A | #N/A | #N/A | #N/A | #N/A | #N/A | #N/A | #N/A | #N/A | #N/A | #N/A | #N/A | #N/A | #N/A | #N/A | #N/A | #N/A | #N/A | #N/A | #N/A | #N/A | #N/A | #N/A | #N/A | #N/A | #N/A | #N/A | #N/A | #N/A | #N/A | #N/A | #N/A | #N/A | #N/A | #N/A | #N/A
[7 empty] | 12 | 31 | 8759 | 23 | 2020-12-31 | Tuesday | 2 | No | #N/A | #N/A | #N/A | #N/A | #N/A | #N/A | #N/A | #N/A | #N/A | #N/A | #N/A | #N/A | #N/A | #N/A | #N/A | #N/A | #N/A | #N/A | #N/A | #N/A | #N/A | #N/A | #N/A | #N/A | #N/A | #N/A | #N/A | #N/A | #N/A | #N/A | #N/A | #N/A | #N/A | #N/A | #N/A | #N/A
[7 empty] | 12 | 31 | 8760 | 24 | 2020-12-31 | Tuesday | 2 | No | #N/A | #N/A | #N/A | #N/A | #N/A | #N/A | #N/A | #N/A | #N/A | #N/A | #N/A | #N/A | #N/A | #N/A | #N/A | #N/A | #N/A | #N/A | #N/A | #N/A | #N/A | #N/A | #N/A | #N/A | #N/A | #N/A | #N/A | #N/A | #N/A | #N/A | #N/A | #N/A | #N/A | #N/A | #N/A | #N/A
Formulas:
Envelope Heating Load (Kbtu) = DATE(2020,[Month],[Day])
Note on C29: Nick O'Neil: User input.
Note on C30: Nick O'Neil: Lookup of heating capacity based on user input for cooling capacity and corresponding manufacturer's catalog data.
Note on C31: Nick O'Neil: Professional judgment based on industry standard 400 CFM/ton of nominal cooling.
Note on C32: Nick O'Neil: Developed O/A CFM based on ASHRAE ventilation rates and heated square footage for each building in CBSA database. Took average of these values as percent of a 2000 CFM system for each building type group. Capped at 20% of system.
Note on C33: Nick O'Neil: User input.
Note on C34: Nick O'Neil: Lookup of common condensing fan hp from manufacturer data.
Note on C35: Nick O'Neil: User input.
Note on C36: Nick O'Neil: User input.
Note on C37: Nick O'Neil: Professional judgment based on common commercial building comfort levels.
Note on C38: Nick O'Neil: Professional judgment based on typical commercial balance point temperatures.
Note on C39: Nick O'Neil: Professional judgment based on heating lockout temperature and no simultaneous heating/cooling.
Note on C40: Nick O'Neil: Based on highest TMY3 temperature for specific climate zone.
Note on C41: Nick O'Neil: Based on lowest TMY3 temperature for specific climate zone.
Note on C42: Nick O'Neil: Professional judgment to lock heating out above this temperature.
Note on C43: Nick O'Neil: Common efficiency for gas paks (assumes no condensing gas paks)
Note on C44: Nick O'Neil: Professional judgment based on common motor sizes and NEMA Premium efficiencies for TEFC and ODP motors.
Note on C46: Nick O'Neil: Professional judgment based on compressor lockout temperature and likely engagement of electric resistance. This informs the straightline regression below to estimate part-load COP value down to 1.0 when it is solely elec. Res.
Note on C49: Nick O'Neil: 2020 SnoPUD rates for small business
Note on C50: Nick O'Neil: NW natural 31-CSF
Note on D57: Nick O'Neil: Looks for the first instance of required capacity being over 100% of envelope and ventilation load and uses that as the switchover point for 100% electric resistance. If heating never reaches 100%, switchover is at max heating load %.
Note on F35: Nick O'Neil: Based on user input for select building type.
Note on G29: Nick O'Neil: Typical ARC settings for min flow.
Note on G30: Nick O'Neil: Typical ARC settings for cooling flow.
Note on G31: Nick O'Neil: Typical ARC settings for heating flow.
Note on G33: Nick O'Neil: Professional judgment based on real-world affinity law performance.
Note on R28: Nick O'Neil: Checks if occupancy schedule set in G37-H40 coincides with day of week and if HVAC is running or not.
Note on S28: Nick O'Neil: Baseline flow is a constant speed fan so set to design CFM when HVAC is on.
Note on T28: Nick O'Neil: Convert fan HP to kW when fan is on.
Note on U28: Nick O'Neil: Estimates heating load based on design heating load of building and linear regression of OAT against load if OAT is ≤ heating lockout temp and space is occupied.
Note on V28: Nick O'Neil: Unless OAT is > heating lockout, calculates added ventilation load on heating system.
Note on W28: Nick O'Neil: Calculates part load fraction based on total envelope and ventilation load as a fraction of typical building heating load
Note on X28: Nick O'Neil: Estimates cooling load based on design cooling load of building and linear regression of OAT against load if OAT is ≥ cooling lockout temp and space is occupied.
Note on Y28: Nick O'Neil: Unless OAT is < cooling setpoint calculates added ventilation load on cooling system. NOTE this calculation is different than heating ventilation load due to economizer presence during cooling season.
Note on Z28: Nick O'Neil: If OAT is < 2°F lower than return air temp, calculate proportional economizer capacity as ratio of cooling load needed to available capacity.
Note on AA28: Nick O'Neil: Unless economizer is not selected, calculate economizer capacity if OAT is <2°F lower than return air temp and load is greater than load with VFD at cooling setpoint speed.
Note on AB28: Nick O'Neil: Sum cooling demand minus what economizer can offset.
Note on AC28: Nick O'Neil: Calculate part load cooling run time as ratio of required load to design load.
Note on AD28: Nick O'Neil: Convert condenser fan hp to kW.
Note on AE28: Nick O'Neil: Copies binary value from column R for EEM analysis.
Note on AF28: Nick O'Neil: Calculates average flow. If economizer is 100%, then full flow. Else calculate fraction of full flow based on heating and cooling speed setpoints.
Note on AG28: Nick O'Neil: Converts hp to kW for fan power based on affinity laws for heating, cooling, and economizer speed setpoints and part load fraction. Assumes VFD losses are 3%.
Note on AH28: Nick O'Neil: Copies envelope heating load from baseline analysis.
Note on AI28: Nick O'Neil: DCV occupancy schedule based off NREL Occ schedule for select building type.
Note on AJ28: Nick O'Neil: Calculates ventilation heating load based on DCV schedule and baseline load. Does not need to use EEM htg. Ventilation load because min speed is calculated for VFD power as remainder between heating and cooling %.
Note on AK28: Nick O'Neil: Calculates part load fraction based on total envelope and ventilation load as a fraction of design heating load.
Note on AL28: Nick O'Neil: Copies sensible envelope load from baseline.
Note on AM28: Nick O'Neil: If unit is running, calculates ventilation load on cooling load ratioed by DCV load profile.
Note on AN28: Nick O'Neil: If OAT is < 2°F lower than return air temp, calculate proportional economizer capacity as ratio of cooling load needed to available capacity.
Note on AO28: Nick O'Neil: Unless economizer is not selected, calculate economizer capacity if OAT is <2°F lower than return air temp and load is greater than load with VFD at cooling setpoint speed. Max economizer capacity limited to 1.
Note on AP28: Nick O'Neil: Calculates economizer part load in the hour by checking whether OAT is < 2°F lower than return air temp and if economizer is available. If available but smaller than load required, returns part load. Else returns economizer part load ratioed to design load.
Note on AQ28: Nick O'Neil: Sum cooling demand minus what economizer can offset.
Note on AR28: Nick O'Neil: Calculate part load cooling run time as ratio of required load to design load. If Economizer offsets 100% of load, no mechanical cooling is provided.
Note on AS28: Nick O'Neil: Convert condenser fan hp to kW.
Note on AT28: Nick O'Neil: Checks that total runtime % between heating, cooling, and economizer isn't above 100%. In some cases where O/A is close to RAT this exceeds 100% but contributes little to overall consumption.
Note on AU28: Nick O'Neil: Needed to calculate economizer savings independently. Assumes an economizer is not included in the baseline.
Note on AV28: Nick O'Neil: Calculates heating COP based on OAT as derived from RTF lab results on several heat pumps. If OAT is less than Elec cutoff temp, slope of line increases to account for more electric resistance heat being used down to a minimum of 1.0 COP.
Note on AW28: Nick O'Neil: Calculates cooling COP based on OAT as derived from RTF lab results on several heat pumps. Uses a less efficient curve for units ≥ 25 tons.
Note on AX28: Nick O'Neil: Calculates the savings attributed to DCV and heating based on the difference in ventilation load and the hourly COP value.
Note on AY28: Nick O'Neil: Calculates the savings attributed to DCV and cooling based on the difference in mechanical cooling load and the hourly COP value.
Note on AZ28: Nick O'Neil: Calculates the savings attributed to an economizer (zero if economizer is in the baseline) based on the avoided TR to the mechanical cooling system
The inputs on this tab are adjusted either by user input or via the detailed input tab for consistency across selected building types and zip code based weather station. Changes made to this sheet directly may not reflect true savings values as they are driven by many inputs on the detailed input tab and changes should be made there.
Unique input changes to each building type:
- The minimum outside air is based on ASHRAE 62.1 calculations based on the regional square footage found in the 2014 CBSA dataset.
- Building occupancy schedule and the DCV load profile are based on the PNNL/NREL DOE Building prototype models and can be referenced on the NREL Occ Sched tab.
- The dry bulb weather is based on TMY3 data for the particular weather station. Annual min/max DB is based on ASHRAE Climatic Design Conditions 2017.
The 8,760 analysis computes a ventilation, heating and cooling load, and economizer availability for both a baseline and EEM case, with totaled consumption for each in cells K5 - N6. The savings summary in cells Q5-U5 show the individual energy reduction by component and cells V5-Z5 show the estimated cost savings based on utility rates. A separate calculation of gas heat and electric heat savings related to DCV is made to develop individual estimates for each heating fuel.
COP values for heating and cooling are derived from lab testing used by the RTF in estimating the performance of a heat pump as it relates to outside air temps. An average linear COP trendline is used for heating and cooling.

## NREL Occ Sched (hidden)
|  | Analysis Titles |  | Restaurant |  | Lodging | Office |  | Retail/Service |  | Grocery | Warehouse | Assembly |  |  | School (Closed Summer) | Hospital | Residential Care (24/7) | Other/Mixed Commerical
School Schedule | All other Schedules | Hour | Quick Service Restaurant | Full Service Restaurant | Large Hotel | Small Hotel | Large office | Medium Office | Retail | Strip Mall | Grocery | Warehouse | School Auditorium | Primary School | Secondary School | School | Hospital | Residential Care | Other/Mixed Commercial
Weekday (9/1-6/30) | Weekday | 1 | 0.05 | 0.05 | 0.9 | 0.9 | 0 | 0 | 0 | 0 | 0 | 0 | 0 | 0 | 0 | 0 | 0.4 | 0.4 | 0
Weekday (9/1-6/30) | Weekday | 2 | 0 | 0 | 0.9 | 0.9 | 0 | 0 | 0 | 0 | 0 | 0 | 0 | 0 | 0 | 0 | 0.4 | 0.4 | 0
Weekday (9/1-6/30) | Weekday | 3 | 0 | 0 | 0.9 | 0.9 | 0 | 0 | 0 | 0 | 0 | 0 | 0 | 0 | 0 | 0 | 0.4 | 0.4 | 0
Weekday (9/1-6/30) | Weekday | 4 | 0 | 0 | 0.9 | 0.9 | 0 | 0 | 0 | 0 | 0 | 0 | 0 | 0 | 0 | 0 | 0.4 | 0.4 | 0
Weekday (9/1-6/30) | Weekday | 5 | 0 | 0 | 0.9 | 0.9 | 0 | 0 | 0 | 0 | 0 | 0 | 0 | 0 | 0 | 0 | 0.4 | 0.4 | 0
Weekday (9/1-6/30) | Weekday | 6 | 0.05 | 0.05 | 0.9 | 0.9 | 0 | 0 | 0 | 0 | 0 | 0 | 0 | 0 | 0 | 0 | 0.4 | 0.4 | 0
Weekday (9/1-6/30) | Weekday | 7 | 0.1 | 0.1 | 0.7 | 0.7 | 0.1 | 0.1 | 0 | 0 | 0.1 | 0 | 0 | 0 | 0 | 0 | 0.4 | 0.4 | 0.05
Weekday (9/1-6/30) | Weekday | 8 | 0.4 | 0.4 | 0.4 | 0.4 | 0.2 | 0.2 | 0.1 | 0.1 | 0.1 | 0.15 | 0 | 0 | 0 | 0 | 0.5 | 0.5 | 0.15
Weekday (9/1-6/30) | Weekday | 9 | 0.4 | 0.4 | 0.4 | 0.4 | 0.95 | 0.95 | 0.2 | 0.2 | 0.2 | 0.7 | 0.25 | 0.75 | 0.7 | 0.725 | 0.6 | 0.6 | 0.575
Weekday (9/1-6/30) | Weekday | 10 | 0.3 | 0.4 | 0.2 | 0.2 | 0.95 | 0.95 | 0.5 | 0.5 | 0.5 | 0.9 | 0.25 | 0.75 | 0.7 | 0.725 | 0.8 | 0.8 | 0.725
Weekday (9/1-6/30) | Weekday | 11 | 0.2 | 0.2 | 0.2 | 0.2 | 0.95 | 0.95 | 0.5 | 0.5 | 0.5 | 0.9 | 0.25 | 0.75 | 0.7 | 0.725 | 0.8 | 0.8 | 0.725
Weekday (9/1-6/30) | Weekday | 12 | 0.5 | 0.5 | 0.2 | 0.2 | 0.95 | 0.95 | 0.7 | 0.7 | 0.7 | 0.9 | 0.25 | 0.75 | 0.7 | 0.725 | 0.8 | 0.8 | 0.825
Weekday (9/1-6/30) | Weekday | 13 | 0.8 | 0.8 | 0.2 | 0.2 | 0.5 | 0.5 | 0.7 | 0.7 | 0.7 | 0.5 | 0.25 | 0.75 | 0.7 | 0.725 | 0.8 | 0.8 | 0.6
Weekday (9/1-6/30) | Weekday | 14 | 0.7 | 0.7 | 0.2 | 0.2 | 0.95 | 0.95 | 0.7 | 0.7 | 0.7 | 0.85 | 0.25 | 0.75 | 0.7 | 0.725 | 0.8 | 0.8 | 0.825
Weekday (9/1-6/30) | Weekday | 15 | 0.4 | 0.4 | 0.2 | 0.2 | 0.95 | 0.95 | 0.7 | 0.7 | 0.7 | 0.85 | 0.25 | 0.75 | 0.7 | 0.725 | 0.8 | 0.8 | 0.825
Weekday (9/1-6/30) | Weekday | 16 | 0.2 | 0.2 | 0.3 | 0.3 | 0.95 | 0.95 | 0.8 | 0.8 | 0.8 | 0.85 | 0.95 | 0.75 | 0.7 | 0.725 | 0.8 | 0.8 | 0.875
Weekday (9/1-6/30) | Weekday | 17 | 0.25 | 0.25 | 0.5 | 0.5 | 0.95 | 0.95 | 0.7 | 0.7 | 0.7 | 0.2 | 0.95 | 0.15 | 0.15 | 0.15 | 0.8 | 0.8 | 0.825
Weekday (9/1-6/30) | Weekday | 18 | 0.5 | 0.5 | 0.5 | 0.5 | 0.7 | 0.7 | 0.5 | 0.5 | 0.5 | 0 | 0.1 | 0.15 | 0.15 | 0.15 | 0.6 | 0.6 | 0.6
Weekday (9/1-6/30) | Weekday | 19 | 0.55 | 0.8 | 0.5 | 0.5 | 0.4 | 0.4 | 0.5 | 0.5 | 0.5 | 0 | 0.1 | 0.15 | 0.15 | 0.15 | 0.5 | 0.5 | 0.45
Weekday (9/1-6/30) | Weekday | 20 | 0.55 | 0.8 | 0.7 | 0.7 | 0.4 | 0.4 | 0.3 | 0.3 | 0.3 | 0 | 0.1 | 0.15 | 0.15 | 0.15 | 0.5 | 0.5 | 0.35
Weekday (9/1-6/30) | Weekday | 21 | 0.55 | 0.8 | 0.7 | 0.7 | 0.1 | 0.1 | 0.3 | 0.3 | 0.3 | 0 | 0 | 0.15 | 0.15 | 0.15 | 0.4 | 0.4 | 0.2
Weekday (9/1-6/30) | Weekday | 22 | 0.5 | 0.5 | 0.8 | 0.8 | 0.1 | 0.1 | 0 | 0 | 0.3 | 0 | 0 | 0 | 0 | 0 | 0.4 | 0.4 | 0.05
Weekday (9/1-6/30) | Weekday | 23 | 0.35 | 0.35 | 0.9 | 0.9 | 0.05 | 0.05 | 0 | 0 | 0 | 0 | 0 | 0 | 0 | 0 | 0.4 | 0.4 | 0.025
Weekday (9/1-6/30) | Weekday | 24 | 0.2 | 0.2 | 0.9 | 0.9 | 0.05 | 0.05 | 0 | 0 | 0 | 0 | 0 | 0 | 0 | 0 | 0.4 | 0.4 | 0.025
Weekday (7/1-8/31) | Sat | 1 | 0.05 | 0.05 | 0.9 | 0.9 | 0 | 0 | 0 | 0 | 0 | 0 | 0 | 0 | 0 | 0 | 0.4 | 0.4 | 0
Weekday (7/1-8/31) | Sat | 2 | 0 | 0 | 0.9 | 0.9 | 0 | 0 | 0 | 0 | 0 | 0 | 0 | 0 | 0 | 0 | 0.4 | 0.4 | 0
Weekday (7/1-8/31) | Sat | 3 | 0 | 0 | 0.9 | 0.9 | 0 | 0 | 0 | 0 | 0 | 0 | 0 | 0 | 0 | 0 | 0.4 | 0.4 | 0
Weekday (7/1-8/31) | Sat | 4 | 0 | 0 | 0.9 | 0.9 | 0 | 0 | 0 | 0 | 0 | 0 | 0 | 0 | 0 | 0 | 0.4 | 0.4 | 0
Weekday (7/1-8/31) | Sat | 5 | 0 | 0 | 0.9 | 0.9 | 0 | 0 | 0 | 0 | 0 | 0 | 0 | 0 | 0 | 0 | 0.4 | 0.4 | 0
Weekday (7/1-8/31) | Sat | 6 | 0.05 | 0 | 0.9 | 0.9 | 0 | 0 | 0 | 0 | 0 | 0 | 0 | 0 | 0 | 0 | 0.4 | 0.4 | 0
Weekday (7/1-8/31) | Sat | 7 | 0.05 | 0.05 | 0.7 | 0.7 | 0.1 | 0.1 | 0 | 0 | 0.1 | 0 | 0 | 0 | 0 | 0 | 0.4 | 0.4 | 0.05
Weekday (7/1-8/31) | Sat | 8 | 0.3 | 0.5 | 0.5 | 0.5 | 0.1 | 0.1 | 0.1 | 0.1 | 0.1 | 0 | 0 | 0 | 0 | 0 | 0.5 | 0.5 | 0.1
Weekday (7/1-8/31) | Sat | 9 | 0.3 | 0.5 | 0.5 | 0.5 | 0.5 | 0.5 | 0.2 | 0.2 | 0.2 | 0.2 | 0 | 0.15 | 0.15 | 0.15 | 0.6 | 0.6 | 0.35
Weekday (7/1-8/31) | Sat | 10 | 0.3 | 0.4 | 0.3 | 0.3 | 0.5 | 0.5 | 0.5 | 0.5 | 0.5 | 0.2 | 0 | 0.15 | 0.15 | 0.15 | 0.6 | 0.6 | 0.5
Weekday (7/1-8/31) | Sat | 11 | 0.2 | 0.2 | 0.3 | 0.3 | 0.5 | 0.5 | 0.6 | 0.6 | 0.6 | 0.2 | 0 | 0.15 | 0.15 | 0.15 | 0.6 | 0.6 | 0.55
Weekday (7/1-8/31) | Sat | 12 | 0.45 | 0.45 | 0.3 | 0.3 | 0.5 | 0.5 | 0.8 | 0.8 | 0.8 | 0.2 | 0 | 0.15 | 0.15 | 0.15 | 0.6 | 0.6 | 0.65
Weekday (7/1-8/31) | Sat | 13 | 0.6 | 0.5 | 0.3 | 0.3 | 0.5 | 0.5 | 0.8 | 0.8 | 0.8 | 0.1 | 0 | 0.15 | 0.15 | 0.15 | 0.6 | 0.6 | 0.65
Weekday (7/1-8/31) | Sat | 14 | 0.5 | 0.5 | 0.3 | 0.3 | 0.5 | 0.5 | 0.8 | 0.8 | 0.8 | 0.1 | 0 | 0.15 | 0.15 | 0.15 | 0.6 | 0.6 | 0.65
Weekday (7/1-8/31) | Sat | 15 | 0.35 | 0.35 | 0.3 | 0.3 | 0.1 | 0.1 | 0.8 | 0.8 | 0.8 | 0.1 | 0 | 0.15 | 0.15 | 0.15 | 0.6 | 0.6 | 0.45
Weekday (7/1-8/31) | Sat | 16 | 0.3 | 0.3 | 0.3 | 0.3 | 0.1 | 0.1 | 0.8 | 0.8 | 0.8 | 0.1 | 0 | 0.15 | 0.15 | 0.15 | 0.6 | 0.6 | 0.45
Weekday (7/1-8/31) | Sat | 17 | 0.3 | 0.3 | 0.3 | 0.3 | 0.1 | 0.1 | 0.8 | 0.8 | 0.8 | 0 | 0 | 0.15 | 0.15 | 0.15 | 0.6 | 0.6 | 0.45
Weekday (7/1-8/31) | Sat | 18 | 0.3 | 0.3 | 0.5 | 0.5 | 0 | 0 | 0.6 | 0.6 | 0.6 | 0 | 0 | 0.15 | 0.15 | 0.15 | 0.5 | 0.5 | 0.3
Weekday (7/1-8/31) | Sat | 19 | 0.55 | 0.7 | 0.6 | 0.6 | 0 | 0 | 0.2 | 0.2 | 0.2 | 0 | 0 | 0.15 | 0.15 | 0.15 | 0.5 | 0.5 | 0.1
Weekday (7/1-8/31) | Sat | 20 | 0.55 | 0.9 | 0.6 | 0.6 | 0 | 0 | 0.2 | 0.2 | 0.2 | 0 | 0 | 0.15 | 0.15 | 0.15 | 0.4 | 0.4 | 0.1
Weekday (7/1-8/31) | Sat | 21 | 0.55 | 0.7 | 0.6 | 0.6 | 0 | 0 | 0.2 | 0.2 | 0.2 | 0 | 0 | 0.15 | 0.15 | 0.15 | 0.4 | 0.4 | 0.1
Weekday (7/1-8/31) | Sat | 22 | 0.5 | 0.65 | 0.7 | 0.7 | 0 | 0 | 0.1 | 0.1 | 0.1 | 0 | 0 | 0 | 0 | 0 | 0.4 | 0.4 | 0.05
Weekday (7/1-8/31) | Sat | 23 | 0.35 | 0.55 | 0.7 | 0.7 | 0 | 0 | 0 | 0 | 0 | 0 | 0 | 0 | 0 | 0 | 0.4 | 0.4 | 0
Weekday (7/1-8/31) | Sat | 24 | 0.2 | 0.35 | 0.7 | 0.7 | 0 | 0 | 0 | 0 | 0 | 0 | 0 | 0 | 0 | 0 | 0.4 | 0.4 | 0
Weekend | Sun, Hol, Other | 1 | 0.05 | 0.05 | 0.7 | 0.7 | 0 | 0 | 0 | 0 | 0 | 0 | 0 | 0 | 0 | 0 | 0 | 0 | 0
Weekend | Sun, Hol, Other | 2 | 0 | 0 | 0.7 | 0.7 | 0 | 0 | 0 | 0 | 0 | 0 | 0 | 0 | 0 | 0 | 0 | 0 | 0
Weekend | Sun, Hol, Other | 3 | 0 | 0 | 0.7 | 0.7 | 0 | 0 | 0 | 0 | 0 | 0 | 0 | 0 | 0 | 0 | 0 | 0 | 0
Weekend | Sun, Hol, Other | 4 | 0 | 0 | 0.7 | 0.7 | 0 | 0 | 0 | 0 | 0 | 0 | 0 | 0 | 0 | 0 | 0 | 0 | 0
Weekend | Sun, Hol, Other | 5 | 0 | 0 | 0.7 | 0.7 | 0 | 0 | 0 | 0 | 0 | 0 | 0 | 0 | 0 | 0 | 0 | 0 | 0
Weekend | Sun, Hol, Other | 6 | 0.05 | 0 | 0.7 | 0.7 | 0 | 0 | 0 | 0 | 0 | 0 | 0 | 0 | 0 | 0 | 0 | 0 | 0
Weekend | Sun, Hol, Other | 7 | 0.05 | 0.05 | 0.7 | 0.7 | 0 | 0 | 0 | 0 | 0.1 | 0 | 0 | 0 | 0 | 0 | 0 | 0 | 0
Weekend | Sun, Hol, Other | 8 | 0.3 | 0.5 | 0.7 | 0.7 | 0 | 0 | 0 | 0 | 0.1 | 0 | 0 | 0 | 0 | 0 | 0 | 0 | 0
Weekend | Sun, Hol, Other | 9 | 0.3 | 0.5 | 0.5 | 0.5 | 0 | 0 | 0 | 0 | 0.1 | 0 | 0 | 0 | 0 | 0 | 0 | 0 | 0
Weekend | Sun, Hol, Other | 10 | 0.3 | 0.2 | 0.5 | 0.5 | 0 | 0 | 0.1 | 0.1 | 0.1 | 0 | 0 | 0 | 0 | 0 | 0 | 0 | 0.05
Weekend | Sun, Hol, Other | 11 | 0.2 | 0.2 | 0.5 | 0.5 | 0 | 0 | 0.2 | 0.2 | 0.2 | 0 | 0 | 0 | 0 | 0 | 0 | 0 | 0.1
Weekend | Sun, Hol, Other | 12 | 0.45 | 0.3 | 0.3 | 0.3 | 0 | 0 | 0.2 | 0.2 | 0.2 | 0 | 0 | 0 | 0 | 0 | 0 | 0 | 0.1
Weekend | Sun, Hol, Other | 13 | 0.6 | 0.5 | 0.3 | 0.3 | 0 | 0 | 0.4 | 0.4 | 0.4 | 0 | 0 | 0 | 0 | 0 | 0 | 0 | 0.2
Weekend | Sun, Hol, Other | 14 | 0.5 | 0.5 | 0.2 | 0.2 | 0 | 0 | 0.4 | 0.4 | 0.4 | 0 | 0 | 0 | 0 | 0 | 0 | 0 | 0.2
Weekend | Sun, Hol, Other | 15 | 0.35 | 0.3 | 0.2 | 0.2 | 0 | 0 | 0.4 | 0.4 | 0.4 | 0 | 0 | 0 | 0 | 0 | 0 | 0 | 0.2
Weekend | Sun, Hol, Other | 16 | 0.3 | 0.2 | 0.2 | 0.2 | 0 | 0 | 0.4 | 0.4 | 0.4 | 0 | 0 | 0 | 0 | 0 | 0 | 0 | 0.2
Weekend | Sun, Hol, Other | 17 | 0.3 | 0.25 | 0.3 | 0.3 | 0 | 0 | 0.4 | 0.4 | 0.4 | 0 | 0 | 0 | 0 | 0 | 0 | 0 | 0.2
Weekend | Sun, Hol, Other | 18 | 0.3 | 0.35 | 0.4 | 0.4 | 0 | 0 | 0.2 | 0.2 | 0.2 | 0 | 0 | 0 | 0 | 0 | 0 | 0 | 0.1
Weekend | Sun, Hol, Other | 19 | 0.55 | 0.55 | 0.4 | 0.4 | 0 | 0 | 0.1 | 0.1 | 0.1 | 0 | 0 | 0 | 0 | 0 | 0 | 0 | 0.05
Weekend | Sun, Hol, Other | 20 | 0.55 | 0.65 | 0.6 | 0.6 | 0 | 0 | 0 | 0 | 0.1 | 0 | 0 | 0 | 0 | 0 | 0 | 0 | 0
Weekend | Sun, Hol, Other | 21 | 0.55 | 0.7 | 0.6 | 0.6 | 0 | 0 | 0 | 0 | 0.1 | 0 | 0 | 0 | 0 | 0 | 0 | 0 | 0
Weekend | Sun, Hol, Other | 22 | 0.5 | 0.35 | 0.8 | 0.8 | 0 | 0 | 0 | 0 | 0.1 | 0 | 0 | 0 | 0 | 0 | 0 | 0 | 0
Weekend | Sun, Hol, Other | 23 | 0.35 | 0.2 | 0.8 | 0.8 | 0 | 0 | 0 | 0 | 0 | 0 | 0 | 0 | 0 | 0 | 0 | 0 | 0
Weekend | Sun, Hol, Other | 24 | 0.2 | 0.2 | 0.8 | 0.8 | 0 | 0 | 0 | 0 | 0 | 0 | 0 | 0 | 0 | 0 | 0 | 0 | 0
This tab compiles the occupancy schedules for the target building types based on NREL/PNNL DOE prototype models. These schedules are used to establish typical weekday, weekend, and holiday occupancy patterns (and DCV loads) for each building type. Values represent % occupied during a particular hour of the day. Source: NREL US DOE Commercial Reference Building Models of National Building Stock

## Lists & Tables (hidden)
Weather Station | State | Binary | RTU Heat Type | Heat Type | Heat Pump Set | Building Type | Has Economizer |  |  |  | Time
1 | CA | Yes | Gas | Gas | Yes | Assembly | Yes |  |  |  | 0:00
2 | ID | No | Electric | No | No | Grocery | No |  |  |  | 1:00
3 | MT |  |  |  |  | Hospital |  |  |  |  | 2:00
| NV |  |  |  |  | Lodging |  |  |  |  | 3:00
| OR |  |  |  |  | Office |  |  |  |  | 4:00
| UT |  |  |  |  | Other/Mixed Commerical |  |  |  |  | 5:00
| WA |  |  |  |  | Residential Care (24/7) |  |  |  |  | 6:00
| WY |  |  |  |  | Restaurant |  |  |  |  | 7:00
[6 empty] | Retail/Service |  |  |  |  | 8:00
[6 empty] | School (Closed Summer) |  |  |  |  | 9:00
[6 empty] | Warehouse |  |  |  |  | 10:00
11:00
12:00
13:00
State | Occupied Heating Set Point (F) | Occupied Cooling Set Point (F) | Unoccupied Heating Set Point (F) | Unoccupied Cooling Set Point (F) | Min Latitude | Max Latitude | Min Longitude | Max Longitude | InState |  | 14:00
CA | 70 | 72 | 75 | 77 | 32.5121 | 42.0126 | -124.6509 | -114.1315 |  |  | 15:00
ID | 70 | 72 | 75 | 77 | 41.9871 | 49.0018 | -117.2372 | -111.0471 |  |  | 16:00
MT | 70 | 72 | 75 | 77 | 44.3563 | 48.9991 | -116.0458 | -104.0186 |  |  | 17:00
NV | 70 | 72 | 75 | 77 | 35.003 | 42.0003 | -120.0037 | -114.0436 |  |  | 18:00
OR | 70 | 72 | 75 | 77 | 41.9952 | 46.2891 | -124.7305 | -116.4606 |  |  | 19:00
UT | 70 | 72 | 75 | 77 | 36.9982 | 41.9993 | -114.0504 | -109.0462 |  |  | 20:00
WA | 70 | 72 | 75 | 77 | 45.5439 | 49.0027 | -124.8679 | -116.9165 |  |  | 21:00
WY | 70 | 72 | 75 | 77 | 40.9986 | 44.9998 | -111.0539 | -104.0556 |  |  | 22:00
23:00
Building Type | Median Weekly Operation Hours | Weekday Open | Weekday Close | Weekend Open | Weekend Close | Diversity Occupancy Calculator | Minimum Outside Air
Assembly | 55 | 8:00 | 17:00 | 7:00 | 17:00 | 0.298 | 20%
Grocery | 120 | 6:00 | 23:00 | 6:00 | 23:00 | 0.275 | 12%
Hospital | 168 | 0:00 | 24:00 | 0:00 | 24:00 | 0.538 | 20%
Lodging | 168 | 0:00 | 24:00 | 0:00 | 24:00 | 0.579 | 20%
Office | 50 | 7:00 | 17:00 | 0:00 | 0:00 | 0.289 | 16%
Other/Mixed Commerical | 65 | 10:00 | 20:00 | 10:00 | 20:00 | 0.4825 | 20%
Residential Care (24/7) | 168 | 0:00 | 24:00 | 0:00 | 24:00 | 0.69 | 20%
Restaurant | 90 | 10:00 | 23:00 | 10:00 | 1:00 | 0.338 | 20%
Retail/Service | 68 | 10:00 | 20:00 | 12:00 | 19:00 | 0.275 | 20%
School (Closed Summer) | 45 | 7:00 | 16:00 | 0:00 | 0:00 | 0.249 | 20%
Warehouse | 48 | 7:00 | 17:00 | 0:00 | 0:00 | 0.209 | 5%
24-Hour Schedule | 168 | 0:00 | 24:00 | 0:00 | 24:00 | 0 | 20%
Daily Hours Source: Table 12 in Section 3.1.2. https://neea.org/img/documents/2014-cbsa-final-report_05-dec-2014.pdf
Tonnage | Supply Fan HP | Condensor Fan HP | Gas Heat Capacity | Heat Pump Capacity | COP Cooling | SEER/EER | COP Heating
5 | 1 | 0.4 | 64 | 66 | 4.1032 | 14 | 3.5
6 | 1.5 | 0.5 | 96 | 75 | 3.2239 | 11 | 3.5
7.5 | 2 | 0.5 | 120 | 88 | 3.2239 | 11 | 3.4
8.5 | 2 | 0.5 | 120 | 92 | 3.2239 | 11 | 3.4
10 | 2.5 | 0.7 | 160 | 106 | 3.2239 | 11 | 3.4
12.5 | 3 | 1 | 200 | 136 | 3.1653 | 10.8 | 3.2
15 | 3 | 1 | 280 | 170 | 3.1653 | 10.8 | 3.2
17.5 | 5 | 1.5 | 280 | 190 | 3.1653 | 10.8 | 3.2
20 | 5 | 2 | 320 | 210 | 3.1653 | 10.8 | 3.2
25 | 7.5 | 2 | 320 | 250 | 2.8722 | 9.8 | 3
27.5 | 10 | 2.75 | 480 |  | 2.8722 | 9.8
30 | 15 | 2.75 | 480 |  | 2.8722 | 9.8
35 | 15 | 2.75 | 480 |  | 2.8722 | 9.8
40 | 15 | 4 | 640 |  | 2.8722 | 9.8
50 | 20 | 4 | 640 |  | 2.8722 | 9.8
60 | 25 | 4 | 640 |  | 2.8722 | 9.8
Source: Catalog Data pulled for Carrier, Trane, and RUUD standard efficiency units.
Heating Model Outputs
| Output Capacity |  |  | Input Power |  |  | COP
Tout | YKC | HCA3 | YSA | YKC | HCA3 | YSA | YKC | HCA3 | YSA | Average HP
0 | 13998.1444 | 14549.1251 | 14638.3615 | 8477.6035 | 7766.3696 | 7588.9091 | 1.6512 | 1.8733 | 1.9289 | 1.7623
1 | 14378.1915 | 14896.3373 | 14956.753 | 8539.569 | 7797.5077 | 7624.5447 | 1.6837 | 1.9104 | 1.9617 | 1.7971
2 | 14755.664 | 15242.422 | 15275.1445 | 8601.4017 | 7828.9599 | 7659.8421 | 1.7155 | 1.9469 | 1.9942 | 1.8312
3 | 15130.5619 | 15587.3793 | 15593.536 | 8663.1015 | 7860.7261 | 7694.8013 | 1.7466 | 1.9829 | 2.0265 | 1.8647
4 | 15502.8851 | 15931.209 | 15911.9275 | 8724.6685 | 7892.8063 | 7729.4223 | 1.7769 | 2.0184 | 2.0586 | 1.8977
5 | 15872.6337 | 16273.9111 | 16230.319 | 8786.1027 | 7925.2004 | 7763.705 | 1.8066 | 2.0534 | 2.0905 | 1.93
6 | 16239.8076 | 16615.4858 | 16548.7105 | 8847.4041 | 7957.9086 | 7797.6495 | 1.8355 | 2.0879 | 2.1223 | 1.9617
7 | 16604.4068 | 16955.933 | 16867.102 | 8908.5726 | 7990.9308 | 7831.2558 | 1.8639 | 2.1219 | 2.1538 | 1.9929
8 | 16966.4315 | 17295.2526 | 17185.4935 | 8969.6083 | 8024.267 | 7864.5239 | 1.8915 | 2.1554 | 2.1852 | 2.0235
9 | 17325.8814 | 17633.4447 | 17503.885 | 9030.5112 | 8057.9171 | 7897.4537 | 1.9186 | 2.1883 | 2.2164 | 2.0535
10 | 17682.7567 | 17970.5093 | 17822.2765 | 9091.2812 | 8091.8813 | 7930.0454 | 1.945 | 2.2208 | 2.2474 | 2.0829
11 | 18037.0574 | 18306.4464 | 18140.668 | 9151.9184 | 8126.1595 | 7962.2988 | 1.9708 | 2.2528 | 2.2783 | 2.1118
12 | 18388.7834 | 18641.256 | 18459.0595 | 9212.4228 | 8160.7516 | 7994.214 | 1.9961 | 2.2843 | 2.3091 | 2.1402
13 | 18737.9348 | 18974.938 | 18777.451 | 9272.7943 | 8195.6578 | 8025.7909 | 2.0207 | 2.3152 | 2.3396 | 2.168
14 | 19084.5115 | 19307.4926 | 19095.8425 | 9333.033 | 8230.878 | 8057.0297 | 2.0448 | 2.3457 | 2.3701 | 2.1953
15 | 19428.5135 | 19638.9196 | 19414.234 | 9393.1389 | 8266.4121 | 8087.9302 | 2.0684 | 2.3757 | 2.4004 | 2.2221
16 | 19769.9409 | 19969.2191 | 19732.6255 | 9453.112 | 8302.2603 | 8118.4925 | 2.0914 | 2.4053 | 2.4306 | 2.2483
17 | 20108.7937 | 20298.3911 | 20051.017 | 9512.9522 | 8338.4225 | 8148.7166 | 2.1138 | 2.4343 | 2.4606 | 2.2741
18 | 20445.0718 | 20626.4356 | 20369.4085 | 9572.6595 | 8374.8986 | 8178.6025 | 2.1358 | 2.4629 | 2.4906 | 2.2993
19 | 20778.7753 | 20953.3526 | 20687.8 | 9632.2341 | 8411.6888 | 8208.1501 | 2.1572 | 2.491 | 2.5204 | 2.3241
20 | 21109.9041 | 21279.142 | 21006.1915 | 9691.6758 | 8448.7929 | 8237.3595 | 2.1781 | 2.5186 | 2.5501 | 2.3484
21 | 21438.4582 | 21603.8039 | 21324.583 | 9750.9847 | 8486.2111 | 8266.2307 | 2.1986 | 2.5458 | 2.5797 | 2.3722
22 | 21764.4377 | 21927.3383 | 21642.9745 | 9810.1607 | 8523.9433 | 8294.7637 | 2.2186 | 2.5724 | 2.6092 | 2.3955
23 | 22087.8426 | 22249.7452 | 21961.366 | 9869.2039 | 8561.9894 | 8322.9585 | 2.2381 | 2.5987 | 2.6386 | 2.4184
24 | 22408.6728 | 22571.0246 | 22279.7575 | 9928.1143 | 8600.3496 | 8350.815 | 2.2571 | 2.6244 | 2.668 | 2.4408
25 | 22726.9284 | 22891.1765 | 22598.149 | 9986.8919 | 8639.0237 | 8378.3333 | 2.2757 | 2.6497 | 2.6972 | 2.4627
26 | 23042.6093 | 23210.2008 | 22916.5405 | 10045.5366 | 8678.0119 | 8405.5134 | 2.2938 | 2.6746 | 2.7264 | 2.4842
27 | 23355.7155 | 23528.0977 | 23234.932 | 10104.0485 | 8717.314 | 8432.3553 | 2.3115 | 2.699 | 2.7554 | 2.5053
28 | 23666.2472 | 23844.867 | 23553.3235 | 10162.4276 | 8756.9302 | 8458.8589 | 2.3288 | 2.723 | 2.7845 | 2.5259
29 | 23974.2041 | 24160.5088 | 23871.715 | 10220.6738 | 8796.8603 | 8485.0244 | 2.3457 | 2.7465 | 2.8134 | 2.5461
30 | 24279.5864 | 24475.0231 | 24190.1065 | 10278.7872 | 8837.1045 | 8510.8516 | 2.3621 | 2.7696 | 2.8423 | 2.5658
31 | 24582.3941 | 24788.4098 | 24508.498 | 10336.7677 | 8877.6626 | 8536.3406 | 2.3782 | 2.7922 | 2.8711 | 2.5852
32 | 25585.8449 | 25673.9439 | 25158.6534 | 10422.5473 | 8979.8159 | 8580.5452 | 2.4549 | 2.8591 | 2.9321 | 2.657
33 | 26116.0001 | 26178.1093 | 25652.1738 | 10488.7571 | 9025.9914 | 8618.1557 | 2.4899 | 2.9003 | 2.9765 | 2.6951
34 | 26677.1822 | 26708.4569 | 26176.6942 | 10555.3838 | 9071.4506 | 8655.3173 | 2.5274 | 2.9442 | 3.0243 | 2.7358
35 | 27269.3914 | 27264.9867 | 26732.2146 | 10622.4276 | 9116.1935 | 8692.0301 | 2.5672 | 2.9908 | 3.0755 | 2.779
36 | 27892.6275 | 27847.6988 | 27318.735 | 10689.8884 | 9160.2201 | 8728.294 | 2.6093 | 3.0401 | 3.1299 | 2.8247
37 | 28546.8907 | 28456.593 | 27936.2554 | 10757.7662 | 9203.5305 | 8764.1091 | 2.6536 | 3.0919 | 3.1876 | 2.8728
38 | 29232.1808 | 29091.6694 | 28584.7759 | 10826.061 | 9246.1245 | 8799.4753 | 2.7002 | 3.1464 | 3.2485 | 2.9233
39 | 29948.4979 | 29752.9281 | 29264.2963 | 10894.7729 | 9288.0023 | 8834.3926 | 2.7489 | 3.2034 | 3.3125 | 2.9761
40 | 30695.842 | 30440.3689 | 29974.8167 | 10963.9017 | 9329.1638 | 8868.8611 | 2.7997 | 3.2629 | 3.3798 | 3.0313
41 | 31474.2131 | 31153.992 | 30716.3371 | 11033.4476 | 9369.6091 | 8902.8807 | 2.8526 | 3.325 | 3.4502 | 3.0888
42 | 32283.6112 | 31893.7972 | 31488.8575 | 11103.4105 | 9409.338 | 8936.4515 | 2.9075 | 3.3896 | 3.5236 | 3.1486
43 | 33124.0363 | 32659.7847 | 32292.378 | 11173.7904 | 9448.3507 | 8969.5734 | 2.9644 | 3.4567 | 3.6002 | 3.2106
44 | 33995.4883 | 33451.9544 | 33126.8984 | 11244.5874 | 9486.647 | 9002.2464 | 3.0233 | 3.5262 | 3.6798 | 3.2747
45 | 34897.9674 | 34270.3062 | 33992.4188 | 11315.8014 | 9524.2271 | 9034.4706 | 3.084 | 3.5982 | 3.7625 | 3.3411
46 | 35831.4734 | 35114.8403 | 34888.9392 | 11387.4323 | 9561.0909 | 9066.2459 | 3.1466 | 3.6727 | 3.8482 | 3.4096
47 | 36811.3418 | 35973.3372 | 35789.7405 | 11455.5356 | 9596.1479 | 9113.2276 | 3.2134 | 3.7487 | 3.9272 | 3.4811 | <- AHRI Test Conditions
48 | 37401.4788 | 36412.1123 | 36331.352 | 11531.3399 | 9639.6633 | 9157.2441 | 3.2435 | 3.7773 | 3.9675 | 3.5104
49 | 37998.8282 | 36851.6208 | 36877.9635 | 11608.8888 | 9683.5628 | 9201.297 | 3.2733 | 3.8056 | 4.0079 | 3.5394
50 | 38603.39 | 37291.8626 | 37429.575 | 11688.1825 | 9727.8464 | 9245.3862 | 3.3028 | 3.8335 | 4.0485 | 3.5681
51 | 39215.1642 | 37732.8377 | 37986.1865 | 11769.221 | 9772.514 | 9289.512 | 3.332 | 3.8611 | 4.0891 | 3.5966
52 | 39834.1508 | 38174.5462 | 38547.798 | 11852.0042 | 9817.5657 | 9333.6741 | 3.361 | 3.8884 | 4.13 | 3.6247
53 | 40460.3498 | 38616.9879 | 39114.4095 | 11936.5321 | 9863.0014 | 9377.8726 | 3.3896 | 3.9153 | 4.1709 | 3.6525
54 | 41093.7612 | 39060.1631 | 39686.021 | 12022.8048 | 9908.8212 | 9422.1076 | 3.418 | 3.942 | 4.212 | 3.68
55 | 41734.385 | 39504.0715 | 40262.6325 | 12110.8222 | 9955.025 | 9466.379 | 3.446 | 3.9683 | 4.2532 | 3.7071
56 | 42382.2212 | 39948.7133 | 40844.244 | 12200.5845 | 10001.6129 | 9510.6868 | 3.4738 | 3.9942 | 4.2946 | 3.734
57 | 43037.2698 | 40394.0884 | 41430.8555 | 12292.0914 | 10048.5849 | 9555.031 | 3.5012 | 4.0199 | 4.336 | 3.7605
58 | 43699.5308 | 40840.1969 | 42022.467 | 12385.3431 | 10095.9409 | 9599.4117 | 3.5283 | 4.0452 | 4.3776 | 3.7868
59 | 44369.0042 | 41287.0387 | 42619.0785 | 12480.3396 | 10143.681 | 9643.8288 | 3.5551 | 4.0702 | 4.4193 | 3.8127
60 | 45045.69 | 41734.6138 | 43220.69 | 12577.0807 | 10191.8051 | 9688.2823 | 3.5816 | 4.0949 | 4.4611 | 3.8382
61 | 45729.5882 | 42182.9223 | 43827.3015 | 12675.5667 | 10240.3133 | 9732.7722 | 3.6077 | 4.1193 | 4.5031 | 3.8635
62 | 46420.6988 | 42631.964 | 44438.913 | 12775.7974 | 10289.2056 | 9777.2985 | 3.6335 | 4.1434 | 4.5451 | 3.8884
63 | 47119.0218 | 43081.7392 | 45055.5245 | 12877.7728 | 10338.4819 | 9821.8612 | 3.6589 | 4.1671 | 4.5873 | 3.913
64 | 47824.5572 | 43532.2476 | 45677.136 | 12981.493 | 10388.1423 | 9866.4604 | 3.6841 | 4.1906 | 4.6295 | 3.9373
65 | 48537.305 | 43983.4894 | 46303.7475 | 13086.958 | 10438.1867 | 9911.096 | 3.7088 | 4.2137 | 4.6719 | 3.9613
66 | 49257.2652 | 44435.4645 | 46935.359 | 13194.1677 | 10488.6152 | 9955.768 | 3.7333 | 4.2365 | 4.7144 | 3.9849
67 | 49984.4378 | 44888.173 | 47571.9705 | 13303.1221 | 10539.4277 | 10000.4764 | 3.7573 | 4.2591 | 4.757 | 4.0082
68 | 50718.8228 | 45341.6148 | 48213.582 | 13413.8214 | 10590.6244 | 10045.2213 | 3.7811 | 4.2813 | 4.7997 | 4.0312
69 | 51460.4202 | 45795.7899 | 48860.1935 | 13526.2653 | 10642.205 | 10090.0026 | 3.8045 | 4.3032 | 4.8424 | 4.0539
70 | 52209.23 | 46250.6984 | 49511.805 | 13640.454 | 10694.1697 | 10134.8203 | 3.8275 | 4.3249 | 4.8853 | 4.0762
Cooling Model Outputs
| Output Capacity (from Total Capacity) |  |  | Input Power (from kW) |  |  | COP
Tout | YKC | HCA3 | YSA | YKC | HCA3 | YSA | YKC | HCA3 | YSA | Average HP
60 | 40966.574 | 38455.212 | 39508.1754 | 10321.3226 | 7610.388 | 6754.1883 | 3.9691 | 5.053 | 5.8494 | 4.5111
61 | 40780.7847 | 38311.3731 | 39372.2194 | 10399.112 | 7687.1164 | 6826.305 | 3.9216 | 4.9838 | 5.7677 | 4.4527
62 | 40594.2427 | 38166.3647 | 39235.5981 | 10476.6369 | 7764.8666 | 6899.42 | 3.8747 | 4.9153 | 5.6868 | 4.395
63 | 40406.9478 | 38020.1866 | 39098.3114 | 10553.8972 | 7843.6384 | 6973.5333 | 3.8286 | 4.8473 | 5.6067 | 4.3379
64 | 40218.9002 | 37872.8388 | 38960.3592 | 10630.893 | 7923.4319 | 7048.6448 | 3.7832 | 4.7799 | 5.5274 | 4.2815
65 | 40030.0999 | 37724.3215 | 38821.7417 | 10707.6242 | 8004.2471 | 7124.7545 | 3.7385 | 4.713 | 5.4489 | 4.2258
66 | 39840.5467 | 37574.6345 | 38682.4587 | 10784.0909 | 8086.084 | 7201.8626 | 3.6944 | 4.6468 | 5.3712 | 4.1706
67 | 39650.2408 | 37423.7779 | 38542.5103 | 10860.293 | 8168.9426 | 7279.9689 | 3.6509 | 4.5812 | 5.2943 | 4.1161
68 | 39459.1822 | 37271.7517 | 38401.8966 | 10936.2306 | 8252.8229 | 7359.0735 | 3.6081 | 4.5162 | 5.2183 | 4.0622
69 | 39267.3707 | 37118.5559 | 38260.6174 | 11011.9037 | 8337.7249 | 7439.1763 | 3.5659 | 4.4519 | 5.1431 | 4.0089
70 | 39074.8065 | 36964.1904 | 38118.6729 | 11087.3122 | 8423.6485 | 7520.2774 | 3.5243 | 4.3881 | 5.0688 | 3.9562
71 | 38881.4895 | 36808.6553 | 37976.0629 | 11162.4561 | 8510.5939 | 7602.3767 | 3.4832 | 4.325 | 4.9953 | 3.9041
72 | 38687.4198 | 36651.9506 | 37832.7876 | 11237.3355 | 8598.5609 | 7685.4744 | 3.4428 | 4.2626 | 4.9226 | 3.8527
73 | 38492.5972 | 36494.0763 | 37688.8469 | 11311.9504 | 8687.5497 | 7769.5702 | 3.4028 | 4.2007 | 4.8508 | 3.8018
74 | 38297.0219 | 36335.0323 | 37544.2407 | 11386.3007 | 8777.5601 | 7854.6644 | 3.3634 | 4.1395 | 4.7799 | 3.7515
75 | 38100.6939 | 36174.8187 | 37398.9691 | 11460.3864 | 8868.5922 | 7940.7568 | 3.3246 | 4.079 | 4.7097 | 3.7018
76 | 37903.613 | 36013.4355 | 37253.0322 | 11534.2077 | 8960.646 | 8027.8474 | 3.2862 | 4.0191 | 4.6405 | 3.6526
77 | 37705.7794 | 35850.8827 | 37106.4299 | 11607.7643 | 9053.7215 | 8115.9364 | 3.2483 | 3.9598 | 4.572 | 3.6041
78 | 37507.1931 | 35687.1602 | 36959.1621 | 11681.0565 | 9147.8186 | 8205.0236 | 3.2109 | 3.9012 | 4.5045 | 3.5561
79 | 37307.8539 | 35522.2681 | 36811.2289 | 11754.084 | 9242.9375 | 8295.109 | 3.174 | 3.8432 | 4.4377 | 3.5086
80 | 37107.762 | 35356.2064 | 36662.6304 | 11826.8471 | 9339.078 | 8386.1927 | 3.1376 | 3.7858 | 4.3718 | 3.4617
81 | 36906.9173 | 35188.9751 | 36513.3665 | 11899.3456 | 9436.2403 | 8478.2747 | 3.1016 | 3.7291 | 4.3067 | 3.4154
82 | 36705.3199 | 35020.5741 | 36363.4371 | 11971.5795 | 9534.4242 | 8571.355 | 3.066 | 3.6731 | 4.2424 | 3.3696
83 | 36502.9696 | 34851.0035 | 36212.8423 | 12043.5489 | 9633.6298 | 8665.4335 | 3.0309 | 3.6176 | 4.179 | 3.3243
84 | 36299.8666 | 34680.2633 | 36061.5822 | 12115.2538 | 9733.8571 | 8760.5102 | 2.9962 | 3.5628 | 4.1164 | 3.2795
85 | 36096.0109 | 34508.3535 | 35909.6566 | 12186.6941 | 9835.1061 | 8856.5853 | 2.9619 | 3.5087 | 4.0546 | 3.2353
86 | 35891.4023 | 34335.274 | 35757.0657 | 12257.8698 | 9937.3768 | 8953.6585 | 2.928 | 3.4552 | 3.9936 | 3.1916
87 | 35686.041 | 34161.025 | 35603.8094 | 12328.781 | 10040.6692 | 9051.7301 | 2.8945 | 3.4023 | 3.9334 | 3.1484
88 | 35479.927 | 33985.6063 | 35449.8876 | 12399.4277 | 10144.9833 | 9150.7999 | 2.8614 | 3.35 | 3.874 | 3.1057
89 | 35273.0601 | 33809.0179 | 35295.3005 | 12469.8098 | 10250.319 | 9250.868 | 2.8287 | 3.2983 | 3.8154 | 3.0635
90 | 35065.4405 | 33631.26 | 35140.0479 | 12539.9274 | 10356.6765 | 9351.9343 | 2.7963 | 3.2473 | 3.7575 | 3.0218
91 | 34857.0681 | 33452.3324 | 34984.13 | 12609.7804 | 10464.0556 | 9453.9989 | 2.7643 | 3.1969 | 3.7005 | 2.9806
92 | 34647.943 | 33272.2352 | 34827.5466 | 12679.3689 | 10572.4564 | 9557.0618 | 2.7326 | 3.1471 | 3.6442 | 2.9398
93 | 34438.065 | 33090.9684 | 34670.2979 | 12748.6929 | 10681.8789 | 9661.1229 | 2.7013 | 3.0979 | 3.5886 | 2.8996
94 | 34227.4343 | 32908.532 | 34512.3837 | 12817.7523 | 10792.3231 | 9766.1823 | 2.6703 | 3.0493 | 3.5339 | 2.8598
95 | 34016.0509 | 32724.9259 | 34353.8042 | 12886.5471 | 10903.789 | 9872.24 | 2.6397 | 3.0012 | 3.4798 | 2.8204
96 | 33803.9146 | 32540.1502 | 34194.5592 | 12955.0774 | 11016.2766 | 9979.2959 | 2.6093 | 2.9538 | 3.4266 | 2.7816
97 | 33591.0256 | 32354.2049 | 34034.6488 | 13023.3432 | 11129.7859 | 10087.3501 | 2.5793 | 2.907 | 3.374 | 2.7431
98 | 33377.3839 | 32167.09 | 33874.0731 | 13091.3444 | 11244.3168 | 10196.4025 | 2.5496 | 2.8607 | 3.3222 | 2.7052
99 | 33162.9893 | 31978.8054 | 33712.8319 | 13159.081 | 11359.8695 | 10306.4532 | 2.5202 | 2.8151 | 3.271 | 2.6676
100 | 32947.842 | 31789.3512 | 33550.9254 | 13226.5531 | 11476.4438 | 10417.5022 | 2.491 | 2.77 | 3.2206 | 2.6305
101 | 32731.9419 | 31598.7274 | 33388.3535 | 13293.7607 | 11594.0399 | 10529.5494 | 2.4622 | 2.7254 | 3.1709 | 2.5938
102 | 32515.2891 | 31406.934 | 33225.1161 | 13360.7037 | 11712.6576 | 10642.5949 | 2.4337 | 2.6815 | 3.1219 | 2.5576
103 | 32297.8834 | 31213.9709 | 33061.2133 | 13427.3822 | 11832.297 | 10756.6387 | 2.4054 | 2.638 | 3.0736 | 2.5217
104 | 32079.725 | 31019.8382 | 32896.6452 | 13493.7961 | 11952.9581 | 10871.6807 | 2.3774 | 2.5952 | 3.0259 | 2.4863
105 | 31860.8139 | 30824.5359 | 32731.4116 | 13559.9455 | 12074.6409 | 10987.721 | 2.3496 | 2.5528 | 2.9789 | 2.4512
106 | 31641.1499 | 30628.064 | 32565.5127 | 13625.8304 | 12197.3453 | 11104.7595 | 2.3221 | 2.511 | 2.9326 | 2.4166
107 | 31420.7332 | 30430.4224 | 32398.9483 | 13691.4507 | 12321.0715 | 11222.7963 | 2.2949 | 2.4698 | 2.8869 | 2.3824
108 | 31199.5638 | 30231.6112 | 32231.7186 | 13756.8064 | 12445.8194 | 11341.8314 | 2.2679 | 2.4291 | 2.8418 | 2.3485
109 | 30977.6415 | 30031.6304 | 32063.8234 | 13821.8976 | 12571.5889 | 11461.8647 | 2.2412 | 2.3888 | 2.7974 | 2.315
110 | 30754.9665 | 29830.48 | 31895.2629 | 13886.7243 | 12698.3801 | 11582.8963 | 2.2147 | 2.3492 | 2.7537 | 2.2819
111 | 30531.5387 | 29628.1599 | 31726.037 | 13951.2864 | 12826.193 | 11704.9261 | 2.1884 | 2.31 | 2.7105 | 2.2492
112 | 30307.3582 | 29424.6703 | 31556.1456 | 14015.5839 | 12955.0277 | 11827.9543 | 2.1624 | 2.2713 | 2.6679 | 2.2168
113 | 30082.4248 | 29220.011 | 31385.5889 | 14079.617 | 13084.884 | 11951.9806 | 2.1366 | 2.2331 | 2.626 | 2.1849
114 | 29856.7387 | 29014.182 | 31214.3667 | 14143.3854 | 13215.7619 | 12077.0053 | 2.111 | 2.1954 | 2.5846 | 2.1532
115 | 29630.2999 | 28807.1835 | 31042.4791 | 14206.8894 | 13347.6616 | 12203.0282 | 2.0856 | 2.1582 | 2.5438 | 2.1219
116 | 29403.1082 | 28599.0153 | 30869.9262 | 14270.1287 | 13480.583 | 12330.0494 | 2.0605 | 2.1215 | 2.5036 | 2.091
117 | 29175.1638 | 28389.6775 | 30696.7078 | 14333.1036 | 13614.526 | 12458.0688 | 2.0355 | 2.0852 | 2.464 | 2.0604
118 | 28946.4667 | 28179.1701 | 30522.8241 | 14395.8139 | 13749.4908 | 12587.0865 | 2.0108 | 2.0495 | 2.4249 | 2.0301
119 | 28717.0167 | 27967.4931 | 30348.2749 | 14458.2596 | 13885.4772 | 12717.1024 | 1.9862 | 2.0142 | 2.3864 | 2.0002
120 | 28486.814 | 27754.6464 | 30173.0604 | 14520.4408 | 14022.4853 | 12848.1166 | 1.9618 | 1.9793 | 2.3484 | 1.9706
Source: RTF SEEM Calibration Model for heat pump curves
Note on C36: [Threaded comment] Your version of Excel allows you to read this threaded comment; however, any edits to it will get removed if the file is opened in a newer version of Excel. Learn more: https://go.microsoft.com/fwlink/?linkid=870924 Comment: Sun - Thurs
Note on F16: [Threaded comment] Your version of Excel allows you to read this threaded comment; however, any edits to it will get removed if the file is opened in a newer version of Excel. Learn more: https://go.microsoft.com/fwlink/?linkid=870924 Comment: Data for DD boundaries for each state: https://gist.github.com/jakebathman/719e8416191ba14bb6e700fc2d5fccc5
Note on G16: [Threaded comment] Your version of Excel allows you to read this threaded comment; however, any edits to it will get removed if the file is opened in a newer version of Excel. Learn more: https://go.microsoft.com/fwlink/?linkid=870924 Comment: Data for DD boundaries for each state: https://gist.github.com/jakebathman/719e8416191ba14bb6e700fc2d5fccc5
Note on G28: [Threaded comment] Your version of Excel allows you to read this threaded comment; however, any edits to it will get removed if the file is opened in a newer version of Excel. Learn more: https://go.microsoft.com/fwlink/?linkid=870924 Comment: https://comnet.org/appendix-c-schedules
Note on G30: [Threaded comment] Your version of Excel allows you to read this threaded comment; however, any edits to it will get removed if the file is opened in a newer version of Excel. Learn more: https://go.microsoft.com/fwlink/?linkid=870924 Comment: same a retail/service.
Note on G34: [Threaded comment] Your version of Excel allows you to read this threaded comment; however, any edits to it will get removed if the file is opened in a newer version of Excel. Learn more: https://go.microsoft.com/fwlink/?linkid=870924 Comment: Average of residential and retail.
Note on H16: [Threaded comment] Your version of Excel allows you to read this threaded comment; however, any edits to it will get removed if the file is opened in a newer version of Excel. Learn more: https://go.microsoft.com/fwlink/?linkid=870924 Comment: Data for DD boundaries for each state: https://gist.github.com/jakebathman/719e8416191ba14bb6e700fc2d5fccc5
Note on I16: [Threaded comment] Your version of Excel allows you to read this threaded comment; however, any edits to it will get removed if the file is opened in a newer version of Excel. Learn more: https://go.microsoft.com/fwlink/?linkid=870924 Comment: Data for DD boundaries for each state: https://gist.github.com/jakebathman/719e8416191ba14bb6e700fc2d5fccc5

## RTF Comparison (hidden)
Savings Comparison
Retail/Service Example
|  | Electric HP Heating |  |  |  | Gas Heating (kWh) |  |  | Gas Heating (therms)
Hours | #N/A | RTF | ARC Tool | ARC Tool w/Econ | Tool Diff (kWh) | RTF (kWh) | ARC Tool (kWh) | Tool Diff (kWh) | RTF (therms) | ARC Tool (therms) | Tool Diff (Therms)
Tons | 5 | #N/A | 3075 | 3630 | #N/A | #N/A | 2438 | #N/A | 76 | 81 | 6.579%
| 7.5 | #N/A | 5676 | 6352 | #N/A | #N/A | 4747 | #N/A | 114 | 122 | 7.018%
| 10 | #N/A | 7165 | 7901 | #N/A | #N/A | 5927 | #N/A | 152 | 162 | 6.579%
| 15 | #N/A | 8967 | 9747 | #N/A | #N/A | 7101 | #N/A | 228 | 243 | 6.579%
| 20 | #N/A | 14247 | 15061 | #N/A | #N/A | 11773 | #N/A | 304 | 324 | 6.579%
| 25 | #N/A | 20704 | 21649 | #N/A | #N/A | 17554 | #N/A | 380 | 405 | 6.579%
[9 empty] | Heat Pump RTU | [5 empty] | Gas RTU | [5 empty] | average of occupied hours bin
| Energy Savings from ARC Measure | [7 empty] | Supply Fan VFD and Controls |  |  | Advanced Rooftop Controls |  |  | Supply Fan VFD and Controls |  |  | Advanced Rooftop Controls
RTU Occupied Hours | Fan | Heating.fan | Cooling.fan | Heating.DCV | Cooling.DCV | Cooling.Economizer | Heating.fan | Heating.DCV | Fan Savings | Heating Savings | Cooling Savings | Fan Savings | Heating Savings | Cooling Savings | Fan Savings | Heating Savings | Cooling Savings | Fan Savings | Heating Savings | Cooling Savings |  | HP Savings | Gas Pack Elec. Savings | Gas Pack Gas Savings
| kWh/ton | kWh/ton | kWh/ton | kWh/ton | kWh/ton | kWh/ton | therms/ton | therms/ton | kWh/ton | kWh/ton | kWh/ton | kWh/ton | kWh/ton | kWh/ton | kWh/ton | therms/ton | kWh/ton | kWh/ton | therms/ton | kWh/ton
500 to 1500 hrs | 98.6076 | -16.8495 | 7.8603 | 169.1775 | 311.4091 |  | -1.681 | 16.8777 | 98.6076 | -16.8495 | 7.8603 | 98.6076 | 152.328 | 319.2694 | 98.6076 | -1.681 | 7.8603 | 98.6076 | 15.1968 | 319.2694 | 1000 | 570.205 | 417.877 | 15.1968
1500 to 2500 hrs | 197.2152 | -33.6991 | 15.7206 | 186.0271 | 303.5488 |  | -3.3619 | 18.5587 | 197.2152 | -33.6991 | 15.7206 | 197.2152 | 152.328 | 319.2694 | 197.2152 | -3.3619 | 15.7206 | 197.2152 | 15.1968 | 319.2694 | 2000 | 668.8127 | 516.4847 | 15.1968
2500 to 3500 hrs | 295.8229 | -50.5486 | 23.5809 | 202.8766 | 295.6885 |  | -5.0429 | 20.2397 | 295.8229 | -50.5486 | 23.5809 | 295.8229 | 152.328 | 319.2694 | 295.8229 | -5.0429 | 23.5809 | 295.8229 | 15.1968 | 319.2694 | 3000 | 767.4203 | 615.0923 | 15.1968
3500 to 4500 hrs | 394.4305 | -67.3981 | 31.4412 | 219.7261 | 287.8282 |  | -6.7239 | 21.9206 | 394.4305 | -67.3981 | 31.4412 | 394.4305 | 152.328 | 319.2694 | 394.4305 | -6.7239 | 31.4412 | 394.4305 | 15.1968 | 319.2694 | 4000 | 866.0279 | 713.6999 | 15.1968
4500 to 5500 hrs | 493.0381 | -84.2477 | 39.3015 | 236.5756 | 279.9679 |  | -8.4048 | 23.6016 | 493.0381 | -84.2477 | 39.3015 | 493.0381 | 152.328 | 319.2694 | 493.0381 | -8.4048 | 39.3015 | 493.0381 | 15.1968 | 319.2694 | 5000 | 964.6355 | 812.3075 | 15.1968
5500 to 6500 hrs | 591.6457 | -101.0972 | 47.1618 | 253.4252 | 272.1076 |  | -10.0858 | 25.2826 | 591.6457 | -101.0972 | 47.1618 | 591.6457 | 152.328 | 319.2694 | 591.6457 | -10.0858 | 47.1618 | 591.6457 | 15.1968 | 319.2694 | 6000 | 1063.2431 | 910.9151 | 15.1968
6500 to 7500 hrs | 690.2533 | -117.9467 | 55.0221 | 270.2747 | 264.2473 |  | -11.7668 | 26.9635 | 690.2533 | -117.9467 | 55.0221 | 690.2533 | 152.328 | 319.2694 | 690.2533 | -11.7668 | 55.0221 | 690.2533 | 15.1968 | 319.2694 | 7000 | 1161.8507 | 1009.5228 | 15.1968
7500 to 8760 hrs | 801.6799 | -136.9867 | 63.9043 | 289.3147 | 255.3652 |  | -13.6663 | 28.863 | 801.6799 | -136.9867 | 63.9043 | 801.6799 | 152.328 | 319.2694 | 801.6799 | -13.6663 | 63.9043 | 801.6799 | 15.1968 | 319.2694 | 8130 | 1273.2774 | 1120.9494 | 15.1968
Source: RTF Com_RTUControllers_V1_1 workbook
Model Differences
- RTF applies to all climate zones, tool picks most representative climate zone based on zip code (Seattle used for comparison)
- RTF relies on hours of use, tool uses unique hours of use based on building type (retail HOU used for comparison)
- RTF assumes in regressions that a mix of units with and without outside air dampers open exists in the baseline whereas savings tool must make a discrete choice of min. O/A for building type.
Note on C20: Hadley: Heat Pump
Note on E20: Hadley: Heat Pump
Note on H20: Hadley: Gas
Note on I20: Hadley: Gas

## BPA Review (hidden)
tab | cell | note | E350 Response
NREL Occ Sched | TEXTBOX | textbox, or top of sheet - add note about the units for what the numbers mean. I presume these are ventilation needs? | Done
Calcs | textbox | spell check | Fixed
Calcs | C44 | source of 85%? | Professional Judgment based on typical motor efficiency for NEMA premium motors
Calcs | U29 | can you walk me through this calc? | It's a straight-line regression of the heating load based on OAT using min/max values for the climate zone.
Calcs | W29 | Does the capacity vary with OAT? Why is this using a MIN function? | It does because both ventilation and envelope vary with OAT. The min function is to prevent values over 100%, which can happen a few hours of the year due to using a fixed max heating MBH but varying the load every hour. The ratio can sometimes lead to slightly over 100% and we wanted to contain that.
Calcs | C29 | Doesn't capacity vary with OAT for a heat pump? | Yes, corrected using COP as a function of OAT to estimate usage.
Calcs | T29 | Does this need to include % runtime? | Not in this column because this is the constant speed baseline. IF the HVAC system is off (column R) then this value is zero.
Calcs | V29 | Should the %0A vary with the estimated CO2 level? Doesn't the NREL Occ Sched provide ventilation needs? | It does vary, but not in the baseline which assumes constant ventilation.
Calcs | X29 | can you walk me through this calc? | It's a straight-line regression of the cooling load based on OAT using min/max values for the climate zone.
Calcs | Y29 | Should the %0A vary with the estimated CO2 level? Doesn't the NREL Occ Sched provide ventilation needs? | It does vary, but not in the baseline which assumes constant ventilation.
Calcs | z29 | can you walk me through this calc? | If OAT is < 2°F lower than return air temp, calculate proportional economizer capacity as ratio of cooling load needed to available capacity.
Calcs | aa29 | can you walk me through this calc? | Unless economizer is not selected, calculate economizer capacity if OAT is <2°F lower than return air temp and load is greater than load with VFD at cooling setpoint speed.
Calcs | ac29 | should cooling capacity vary with OAT? | Yes it does as a function of the envelope, ventilation and economizer hours that vary with OAT. It is the ratio of actual load to cooling load input by user.
Calcs | c28 | should cooling capacity vary with OAT? | This is the unit input size that is used to determine the hourly cooling loads and cooling runtime.
Calcs | c40 | shouldn't this performance ratio vary with OAT? | We could create an average COP value instead of steady-state value for each hour
Calcs | c46 | shouldn't this performance ratio vary with OAT? | We could create an average COP value instead of steady-state value for each hour
Calcs | t5 | Does the heat pump calc account for backup electric resistance heating? | No it doesn't account for elec. Resistance backup. But there is a low level lockout temp based on the climate zone weather. We could change it to a universal lockout for electric heat pump units if desired.
front end | g11 | does electric only mean heat pump? Do we need an option for electric resistance or are those obsolete? | It does mean heat pump. I'm not sure we have come across a 5-ton+ unit that uses elec. Resistance only for heating.
calcs | ag29 | can you walk me through this calc? | If the load is greater than 100%, supply fan is at full speed. Else it's the ratio of fan speed to heating, cooling, and economizer (i.e. leftover hours). Then converts hp to kW for fan power based on affinity laws for heating, cooling, and economizer speed setpoints and part load fraction. Assumes VFD losses are 3%.
calcs | AI29 | how does this complex referencing work? | It is looking up the correct DCV load profile based on the user input building type and hour of the day. It becomes much less complex if we remove schools because they have part-year operation, even though there would be load in the summer months if it were occupied.
calcs | AJ29 | does this account for minimum OA% of 20%? Is MIN OA% when you have DCV 0%? | Yes, min O/A with DCV is 0% assuming the space is unoccupied.
outputs | b4,b5 | economizer and DCV savings seem low. Any thoughts on this? | They are a little low but don't seem too far out of line. Let's discuss as a group.
outputs | b7 to c9 | I only see miniscule electric savings differences between gas and electric heat. Any thoughts on this? | I think this is because of the parity between gas and electric rates, and the fact that DCV is a small savings compared to the fan and economizer portions, so a change in those savings doesn't impact the total savings as much.

## Site Weather Data (hidden)
Weather Station | 0 | Annual Extreme Temps (F) | Max | Min
Station Number | #N/A |  | #N/A | #N/A
Date | Time | Dry Bulb (F) | Dew Point (F) | Day of Week | School Occupancy Schedule | 24/7 Run | Occupied | Unoccupied | Occupancy Rate | Heating Hour | Cooling Hour
1/1/2019 | 1:00 | #N/A | #N/A | Tuesday | 0 | 0 | #N/A | #N/A |  | #N/A | #N/A
1/1/2019 | 2:00 | #N/A | #N/A | Tuesday | 0 | 0 | #N/A | #N/A |  | #N/A | #N/A
1/1/2019 | 3:00 | #N/A | #N/A | Tuesday | 0 | 0 | #N/A | #N/A |  | #N/A | #N/A
1/1/2019 | 4:00 | #N/A | #N/A | Tuesday | 0 | 0 | #N/A | #N/A |  | #N/A | #N/A
1/1/2019 | 5:00 | #N/A | #N/A | Tuesday | 0 | 0 | #N/A | #N/A |  | #N/A | #N/A
1/1/2019 | 6:00 | #N/A | #N/A | Tuesday | 0 | 0 | #N/A | #N/A |  | #N/A | #N/A
1/1/2019 | 7:00 | #N/A | #N/A | Tuesday | 0 | 0 | #N/A | #N/A |  | #N/A | #N/A
1/1/2019 | 8:00 | #N/A | #N/A | Tuesday | 0 | 0 | #N/A | #N/A |  | #N/A | #N/A
1/1/2019 | 9:00 | #N/A | #N/A | Tuesday | 0 | 0 | #N/A | #N/A |  | #N/A | #N/A
1/1/2019 | 10:00 | #N/A | #N/A | Tuesday | 0 | 0 | #N/A | #N/A |  | #N/A | #N/A
1/1/2019 | 11:00 | #N/A | #N/A | Tuesday | 0 | 0 | #N/A | #N/A |  | #N/A | #N/A
1/1/2019 | 12:00 | #N/A | #N/A | Tuesday | 0 | 0 | #N/A | #N/A |  | #N/A | #N/A
1/1/2019 | 13:00 | #N/A | #N/A | Tuesday | 0 | 0 | #N/A | #N/A |  | #N/A | #N/A
1/1/2019 | 14:00 | #N/A | #N/A | Tuesday | 0 | 0 | #N/A | #N/A |  | #N/A | #N/A
1/1/2019 | 15:00 | #N/A | #N/A | Tuesday | 0 | 0 | #N/A | #N/A |  | #N/A | #N/A
1/1/2019 | 16:00 | #N/A | #N/A | Tuesday | 0 | 0 | #N/A | #N/A |  | #N/A | #N/A
1/1/2019 | 17:00 | #N/A | #N/A | Tuesday | 0 | 0 | #N/A | #N/A |  | #N/A | #N/A
1/1/2019 | 18:00 | #N/A | #N/A | Tuesday | 0 | 0 | #N/A | #N/A |  | #N/A | #N/A
1/1/2019 | 19:00 | #N/A | #N/A | Tuesday | 0 | 0 | #N/A | #N/A |  | #N/A | #N/A
1/1/2019 | 20:00 | #N/A | #N/A | Tuesday | 0 | 0 | #N/A | #N/A |  | #N/A | #N/A
1/1/2019 | 21:00 | #N/A | #N/A | Tuesday | 0 | 0 | #N/A | #N/A |  | #N/A | #N/A
1/1/2019 | 22:00 | #N/A | #N/A | Tuesday | 0 | 0 | #N/A | #N/A |  | #N/A | #N/A
1/1/2019 | 23:00 | #N/A | #N/A | Tuesday | 0 | 0 | #N/A | #N/A |  | #N/A | #N/A
1/1/2019 | 24:00 | #N/A | #N/A | Tuesday | 0 | 0 | #N/A | #N/A |  | #N/A | #N/A
1/2/2019 | 1:00 | #N/A | #N/A | Wednesday | 0 | 0 | #N/A | #N/A |  | #N/A | #N/A
1/2/2019 | 2:00 | #N/A | #N/A | Wednesday | 0 | 0 | #N/A | #N/A |  | #N/A | #N/A
1/2/2019 | 3:00 | #N/A | #N/A | Wednesday | 0 | 0 | #N/A | #N/A |  | #N/A | #N/A
1/2/2019 | 4:00 | #N/A | #N/A | Wednesday | 0 | 0 | #N/A | #N/A |  | #N/A | #N/A
1/2/2019 | 5:00 | #N/A | #N/A | Wednesday | 0 | 0 | #N/A | #N/A |  | #N/A | #N/A
1/2/2019 | 6:00 | #N/A | #N/A | Wednesday | 0 | 0 | #N/A | #N/A |  | #N/A | #N/A
1/2/2019 | 7:00 | #N/A | #N/A | Wednesday | 0 | 0 | #N/A | #N/A |  | #N/A | #N/A
1/2/2019 | 8:00 | #N/A | #N/A | Wednesday | 0 | 0 | #N/A | #N/A |  | #N/A | #N/A
1/2/2019 | 9:00 | #N/A | #N/A | Wednesday | 0 | 0 | #N/A | #N/A |  | #N/A | #N/A
1/2/2019 | 10:00 | #N/A | #N/A | Wednesday | 0 | 0 | #N/A | #N/A |  | #N/A | #N/A
1/2/2019 | 11:00 | #N/A | #N/A | Wednesday | 0 | 0 | #N/A | #N/A |  | #N/A | #N/A
1/2/2019 | 12:00 | #N/A | #N/A | Wednesday | 0 | 0 | #N/A | #N/A |  | #N/A | #N/A
1/2/2019 | 13:00 | #N/A | #N/A | Wednesday | 0 | 0 | #N/A | #N/A |  | #N/A | #N/A
1/2/2019 | 14:00 | #N/A | #N/A | Wednesday | 0 | 0 | #N/A | #N/A |  | #N/A | #N/A
1/2/2019 | 15:00 | #N/A | #N/A | Wednesday | 0 | 0 | #N/A | #N/A |  | #N/A | #N/A
1/2/2019 | 16:00 | #N/A | #N/A | Wednesday | 0 | 0 | #N/A | #N/A |  | #N/A | #N/A
1/2/2019 | 17:00 | #N/A | #N/A | Wednesday | 0 | 0 | #N/A | #N/A |  | #N/A | #N/A
1/2/2019 | 18:00 | #N/A | #N/A | Wednesday | 0 | 0 | #N/A | #N/A |  | #N/A | #N/A
1/2/2019 | 19:00 | #N/A | #N/A | Wednesday | 0 | 0 | #N/A | #N/A |  | #N/A | #N/A
1/2/2019 | 20:00 | #N/A | #N/A | Wednesday | 0 | 0 | #N/A | #N/A |  | #N/A | #N/A
1/2/2019 | 21:00 | #N/A | #N/A | Wednesday | 0 | 0 | #N/A | #N/A |  | #N/A | #N/A
1/2/2019 | 22:00 | #N/A | #N/A | Wednesday | 0 | 0 | #N/A | #N/A |  | #N/A | #N/A
1/2/2019 | 23:00 | #N/A | #N/A | Wednesday | 0 | 0 | #N/A | #N/A |  | #N/A | #N/A
1/2/2019 | 24:00 | #N/A | #N/A | Wednesday | 0 | 0 | #N/A | #N/A |  | #N/A | #N/A
1/3/2019 | 1:00 | #N/A | #N/A | Thursday | 0 | 0 | #N/A | #N/A |  | #N/A | #N/A
1/3/2019 | 2:00 | #N/A | #N/A | Thursday | 0 | 0 | #N/A | #N/A |  | #N/A | #N/A
1/3/2019 | 3:00 | #N/A | #N/A | Thursday | 0 | 0 | #N/A | #N/A |  | #N/A | #N/A
1/3/2019 | 4:00 | #N/A | #N/A | Thursday | 0 | 0 | #N/A | #N/A |  | #N/A | #N/A
1/3/2019 | 5:00 | #N/A | #N/A | Thursday | 0 | 0 | #N/A | #N/A |  | #N/A | #N/A
1/3/2019 | 6:00 | #N/A | #N/A | Thursday | 0 | 0 | #N/A | #N/A |  | #N/A | #N/A
1/3/2019 | 7:00 | #N/A | #N/A | Thursday | 0 | 0 | #N/A | #N/A |  | #N/A | #N/A
1/3/2019 | 8:00 | #N/A | #N/A | Thursday | 0 | 0 | #N/A | #N/A |  | #N/A | #N/A
1/3/2019 | 9:00 | #N/A | #N/A | Thursday | 0 | 0 | #N/A | #N/A |  | #N/A | #N/A
1/3/2019 | 10:00 | #N/A | #N/A | Thursday | 0 | 0 | #N/A | #N/A |  | #N/A | #N/A
1/3/2019 | 11:00 | #N/A | #N/A | Thursday | 0 | 0 | #N/A | #N/A |  | #N/A | #N/A
1/3/2019 | 12:00 | #N/A | #N/A | Thursday | 0 | 0 | #N/A | #N/A |  | #N/A | #N/A
1/3/2019 | 13:00 | #N/A | #N/A | Thursday | 0 | 0 | #N/A | #N/A |  | #N/A | #N/A
1/3/2019 | 14:00 | #N/A | #N/A | Thursday | 0 | 0 | #N/A | #N/A |  | #N/A | #N/A
1/3/2019 | 15:00 | #N/A | #N/A | Thursday | 0 | 0 | #N/A | #N/A |  | #N/A | #N/A
1/3/2019 | 16:00 | #N/A | #N/A | Thursday | 0 | 0 | #N/A | #N/A |  | #N/A | #N/A
1/3/2019 | 17:00 | #N/A | #N/A | Thursday | 0 | 0 | #N/A | #N/A |  | #N/A | #N/A
1/3/2019 | 18:00 | #N/A | #N/A | Thursday | 0 | 0 | #N/A | #N/A |  | #N/A | #N/A
1/3/2019 | 19:00 | #N/A | #N/A | Thursday | 0 | 0 | #N/A | #N/A |  | #N/A | #N/A
1/3/2019 | 20:00 | #N/A | #N/A | Thursday | 0 | 0 | #N/A | #N/A |  | #N/A | #N/A
1/3/2019 | 21:00 | #N/A | #N/A | Thursday | 0 | 0 | #N/A | #N/A |  | #N/A | #N/A
1/3/2019 | 22:00 | #N/A | #N/A | Thursday | 0 | 0 | #N/A | #N/A |  | #N/A | #N/A
1/3/2019 | 23:00 | #N/A | #N/A | Thursday | 0 | 0 | #N/A | #N/A |  | #N/A | #N/A
1/3/2019 | 24:00 | #N/A | #N/A | Thursday | 0 | 0 | #N/A | #N/A |  | #N/A | #N/A
1/4/2019 | 1:00 | #N/A | #N/A | Friday | 0 | 0 | #N/A | #N/A |  | #N/A | #N/A
1/4/2019 | 2:00 | #N/A | #N/A | Friday | 0 | 0 | #N/A | #N/A |  | #N/A | #N/A
1/4/2019 | 3:00 | #N/A | #N/A | Friday | 0 | 0 | #N/A | #N/A |  | #N/A | #N/A
1/4/2019 | 4:00 | #N/A | #N/A | Friday | 0 | 0 | #N/A | #N/A |  | #N/A | #N/A
1/4/2019 | 5:00 | #N/A | #N/A | Friday | 0 | 0 | #N/A | #N/A |  | #N/A | #N/A
1/4/2019 | 6:00 | #N/A | #N/A | Friday | 0 | 0 | #N/A | #N/A |  | #N/A | #N/A
1/4/2019 | 7:00 | #N/A | #N/A | Friday | 0 | 0 | #N/A | #N/A |  | #N/A | #N/A
1/4/2019 | 8:00 | #N/A | #N/A | Friday | 0 | 0 | #N/A | #N/A |  | #N/A | #N/A
1/4/2019 | 9:00 | #N/A | #N/A | Friday | 0 | 0 | #N/A | #N/A |  | #N/A | #N/A
1/4/2019 | 10:00 | #N/A | #N/A | Friday | 0 | 0 | #N/A | #N/A |  | #N/A | #N/A
1/4/2019 | 11:00 | #N/A | #N/A | Friday | 0 | 0 | #N/A | #N/A |  | #N/A | #N/A
1/4/2019 | 12:00 | #N/A | #N/A | Friday | 0 | 0 | #N/A | #N/A |  | #N/A | #N/A
1/4/2019 | 13:00 | #N/A | #N/A | Friday | 0 | 0 | #N/A | #N/A |  | #N/A | #N/A
1/4/2019 | 14:00 | #N/A | #N/A | Friday | 0 | 0 | #N/A | #N/A |  | #N/A | #N/A
1/4/2019 | 15:00 | #N/A | #N/A | Friday | 0 | 0 | #N/A | #N/A |  | #N/A | #N/A
1/4/2019 | 16:00 | #N/A | #N/A | Friday | 0 | 0 | #N/A | #N/A |  | #N/A | #N/A
1/4/2019 | 17:00 | #N/A | #N/A | Friday | 0 | 0 | #N/A | #N/A |  | #N/A | #N/A
1/4/2019 | 18:00 | #N/A | #N/A | Friday | 0 | 0 | #N/A | #N/A |  | #N/A | #N/A
1/4/2019 | 19:00 | #N/A | #N/A | Friday | 0 | 0 | #N/A | #N/A |  | #N/A | #N/A
1/4/2019 | 20:00 | #N/A | #N/A | Friday | 0 | 0 | #N/A | #N/A |  | #N/A | #N/A
1/4/2019 | 21:00 | #N/A | #N/A | Friday | 0 | 0 | #N/A | #N/A |  | #N/A | #N/A
1/4/2019 | 22:00 | #N/A | #N/A | Friday | 0 | 0 | #N/A | #N/A |  | #N/A | #N/A
1/4/2019 | 23:00 | #N/A | #N/A | Friday | 0 | 0 | #N/A | #N/A |  | #N/A | #N/A
1/4/2019 | 24:00 | #N/A | #N/A | Friday | 0 | 0 | #N/A | #N/A |  | #N/A | #N/A
1/5/2019 | 1:00 | #N/A | #N/A | Saturday | 0 | 0 | #N/A | #N/A |  | #N/A | #N/A
1/5/2019 | 2:00 | #N/A | #N/A | Saturday | 0 | 0 | #N/A | #N/A |  | #N/A | #N/A
1/5/2019 | 3:00 | #N/A | #N/A | Saturday | 0 | 0 | #N/A | #N/A |  | #N/A | #N/A
1/5/2019 | 4:00 | #N/A | #N/A | Saturday | 0 | 0 | #N/A | #N/A |  | #N/A | #N/A
1/5/2019 | 5:00 | #N/A | #N/A | Saturday | 0 | 0 | #N/A | #N/A |  | #N/A | #N/A
1/5/2019 | 6:00 | #N/A | #N/A | Saturday | 0 | 0 | #N/A | #N/A |  | #N/A | #N/A
1/5/2019 | 7:00 | #N/A | #N/A | Saturday | 0 | 0 | #N/A | #N/A |  | #N/A | #N/A
1/5/2019 | 8:00 | #N/A | #N/A | Saturday | 0 | 0 | #N/A | #N/A |  | #N/A | #N/A
1/5/2019 | 9:00 | #N/A | #N/A | Saturday | 0 | 0 | #N/A | #N/A |  | #N/A | #N/A
1/5/2019 | 10:00 | #N/A | #N/A | Saturday | 0 | 0 | #N/A | #N/A |  | #N/A | #N/A
1/5/2019 | 11:00 | #N/A | #N/A | Saturday | 0 | 0 | #N/A | #N/A |  | #N/A | #N/A
1/5/2019 | 12:00 | #N/A | #N/A | Saturday | 0 | 0 | #N/A | #N/A |  | #N/A | #N/A
1/5/2019 | 13:00 | #N/A | #N/A | Saturday | 0 | 0 | #N/A | #N/A |  | #N/A | #N/A
1/5/2019 | 14:00 | #N/A | #N/A | Saturday | 0 | 0 | #N/A | #N/A |  | #N/A | #N/A
1/5/2019 | 15:00 | #N/A | #N/A | Saturday | 0 | 0 | #N/A | #N/A |  | #N/A | #N/A
1/5/2019 | 16:00 | #N/A | #N/A | Saturday | 0 | 0 | #N/A | #N/A |  | #N/A | #N/A
1/5/2019 | 17:00 | #N/A | #N/A | Saturday | 0 | 0 | #N/A | #N/A |  | #N/A | #N/A
1/5/2019 | 18:00 | #N/A | #N/A | Saturday | 0 | 0 | #N/A | #N/A |  | #N/A | #N/A
1/5/2019 | 19:00 | #N/A | #N/A | Saturday | 0 | 0 | #N/A | #N/A |  | #N/A | #N/A
1/5/2019 | 20:00 | #N/A | #N/A | Saturday | 0 | 0 | #N/A | #N/A |  | #N/A | #N/A
1/5/2019 | 21:00 | #N/A | #N/A | Saturday | 0 | 0 | #N/A | #N/A |  | #N/A | #N/A
1/5/2019 | 22:00 | #N/A | #N/A | Saturday | 0 | 0 | #N/A | #N/A |  | #N/A | #N/A
1/5/2019 | 23:00 | #N/A | #N/A | Saturday | 0 | 0 | #N/A | #N/A |  | #N/A | #N/A
1/5/2019 | 24:00 | #N/A | #N/A | Saturday | 0 | 0 | #N/A | #N/A |  | #N/A | #N/A
1/6/2019 | 1:00 | #N/A | #N/A | Sunday | 0 | 0 | #N/A | #N/A |  | #N/A | #N/A
1/6/2019 | 2:00 | #N/A | #N/A | Sunday | 0 | 0 | #N/A | #N/A |  | #N/A | #N/A
1/6/2019 | 3:00 | #N/A | #N/A | Sunday | 0 | 0 | #N/A | #N/A |  | #N/A | #N/A
1/6/2019 | 4:00 | #N/A | #N/A | Sunday | 0 | 0 | #N/A | #N/A |  | #N/A | #N/A
1/6/2019 | 5:00 | #N/A | #N/A | Sunday | 0 | 0 | #N/A | #N/A |  | #N/A | #N/A
1/6/2019 | 6:00 | #N/A | #N/A | Sunday | 0 | 0 | #N/A | #N/A |  | #N/A | #N/A
1/6/2019 | 7:00 | #N/A | #N/A | Sunday | 0 | 0 | #N/A | #N/A |  | #N/A | #N/A
1/6/2019 | 8:00 | #N/A | #N/A | Sunday | 0 | 0 | #N/A | #N/A |  | #N/A | #N/A
1/6/2019 | 9:00 | #N/A | #N/A | Sunday | 0 | 0 | #N/A | #N/A |  | #N/A | #N/A
1/6/2019 | 10:00 | #N/A | #N/A | Sunday | 0 | 0 | #N/A | #N/A |  | #N/A | #N/A
1/6/2019 | 11:00 | #N/A | #N/A | Sunday | 0 | 0 | #N/A | #N/A |  | #N/A | #N/A
1/6/2019 | 12:00 | #N/A | #N/A | Sunday | 0 | 0 | #N/A | #N/A |  | #N/A | #N/A
1/6/2019 | 13:00 | #N/A | #N/A | Sunday | 0 | 0 | #N/A | #N/A |  | #N/A | #N/A
1/6/2019 | 14:00 | #N/A | #N/A | Sunday | 0 | 0 | #N/A | #N/A |  | #N/A | #N/A
1/6/2019 | 15:00 | #N/A | #N/A | Sunday | 0 | 0 | #N/A | #N/A |  | #N/A | #N/A
1/6/2019 | 16:00 | #N/A | #N/A | Sunday | 0 | 0 | #N/A | #N/A |  | #N/A | #N/A
1/6/2019 | 17:00 | #N/A | #N/A | Sunday | 0 | 0 | #N/A | #N/A |  | #N/A | #N/A
1/6/2019 | 18:00 | #N/A | #N/A | Sunday | 0 | 0 | #N/A | #N/A |  | #N/A | #N/A
1/6/2019 | 19:00 | #N/A | #N/A | Sunday | 0 | 0 | #N/A | #N/A |  | #N/A | #N/A
1/6/2019 | 20:00 | #N/A | #N/A | Sunday | 0 | 0 | #N/A | #N/A |  | #N/A | #N/A
1/6/2019 | 21:00 | #N/A | #N/A | Sunday | 0 | 0 | #N/A | #N/A |  | #N/A | #N/A
1/6/2019 | 22:00 | #N/A | #N/A | Sunday | 0 | 0 | #N/A | #N/A |  | #N/A | #N/A
1/6/2019 | 23:00 | #N/A | #N/A | Sunday | 0 | 0 | #N/A | #N/A |  | #N/A | #N/A
1/6/2019 | 24:00 | #N/A | #N/A | Sunday | 0 | 0 | #N/A | #N/A |  | #N/A | #N/A
1/7/2019 | 1:00 | #N/A | #N/A | Monday | 0 | 0 | #N/A | #N/A |  | #N/A | #N/A
1/7/2019 | 2:00 | #N/A | #N/A | Monday | 0 | 0 | #N/A | #N/A |  | #N/A | #N/A
1/7/2019 | 3:00 | #N/A | #N/A | Monday | 0 | 0 | #N/A | #N/A |  | #N/A | #N/A
1/7/2019 | 4:00 | #N/A | #N/A | Monday | 0 | 0 | #N/A | #N/A |  | #N/A | #N/A
1/7/2019 | 5:00 | #N/A | #N/A | Monday | 0 | 0 | #N/A | #N/A |  | #N/A | #N/A
1/7/2019 | 6:00 | #N/A | #N/A | Monday | 0 | 0 | #N/A | #N/A |  | #N/A | #N/A
1/7/2019 | 7:00 | #N/A | #N/A | Monday | 0 | 0 | #N/A | #N/A |  | #N/A | #N/A
1/7/2019 | 8:00 | #N/A | #N/A | Monday | 0 | 0 | #N/A | #N/A |  | #N/A | #N/A
1/7/2019 | 9:00 | #N/A | #N/A | Monday | 0 | 0 | #N/A | #N/A |  | #N/A | #N/A
1/7/2019 | 10:00 | #N/A | #N/A | Monday | 0 | 0 | #N/A | #N/A |  | #N/A | #N/A
1/7/2019 | 11:00 | #N/A | #N/A | Monday | 0 | 0 | #N/A | #N/A |  | #N/A | #N/A
1/7/2019 | 12:00 | #N/A | #N/A | Monday | 0 | 0 | #N/A | #N/A |  | #N/A | #N/A
1/7/2019 | 13:00 | #N/A | #N/A | Monday | 0 | 0 | #N/A | #N/A |  | #N/A | #N/A
1/7/2019 | 14:00 | #N/A | #N/A | Monday | 0 | 0 | #N/A | #N/A |  | #N/A | #N/A
1/7/2019 | 15:00 | #N/A | #N/A | Monday | 0 | 0 | #N/A | #N/A |  | #N/A | #N/A
1/7/2019 | 16:00 | #N/A | #N/A | Monday | 0 | 0 | #N/A | #N/A |  | #N/A | #N/A
1/7/2019 | 17:00 | #N/A | #N/A | Monday | 0 | 0 | #N/A | #N/A |  | #N/A | #N/A
1/7/2019 | 18:00 | #N/A | #N/A | Monday | 0 | 0 | #N/A | #N/A |  | #N/A | #N/A
1/7/2019 | 19:00 | #N/A | #N/A | Monday | 0 | 0 | #N/A | #N/A |  | #N/A | #N/A
1/7/2019 | 20:00 | #N/A | #N/A | Monday | 0 | 0 | #N/A | #N/A |  | #N/A | #N/A
1/7/2019 | 21:00 | #N/A | #N/A | Monday | 0 | 0 | #N/A | #N/A |  | #N/A | #N/A
1/7/2019 | 22:00 | #N/A | #N/A | Monday | 0 | 0 | #N/A | #N/A |  | #N/A | #N/A
1/7/2019 | 23:00 | #N/A | #N/A | Monday | 0 | 0 | #N/A | #N/A |  | #N/A | #N/A
1/7/2019 | 24:00 | #N/A | #N/A | Monday | 0 | 0 | #N/A | #N/A |  | #N/A | #N/A
1/8/2019 | 1:00 | #N/A | #N/A | Tuesday | 0 | 0 | #N/A | #N/A |  | #N/A | #N/A
1/8/2019 | 2:00 | #N/A | #N/A | Tuesday | 0 | 0 | #N/A | #N/A |  | #N/A | #N/A
1/8/2019 | 3:00 | #N/A | #N/A | Tuesday | 0 | 0 | #N/A | #N/A |  | #N/A | #N/A
1/8/2019 | 4:00 | #N/A | #N/A | Tuesday | 0 | 0 | #N/A | #N/A |  | #N/A | #N/A
1/8/2019 | 5:00 | #N/A | #N/A | Tuesday | 0 | 0 | #N/A | #N/A |  | #N/A | #N/A
1/8/2019 | 6:00 | #N/A | #N/A | Tuesday | 0 | 0 | #N/A | #N/A |  | #N/A | #N/A
1/8/2019 | 7:00 | #N/A | #N/A | Tuesday | 0 | 0 | #N/A | #N/A |  | #N/A | #N/A
1/8/2019 | 8:00 | #N/A | #N/A | Tuesday | 0 | 0 | #N/A | #N/A |  | #N/A | #N/A
1/8/2019 | 9:00 | #N/A | #N/A | Tuesday | 0 | 0 | #N/A | #N/A |  | #N/A | #N/A
1/8/2019 | 10:00 | #N/A | #N/A | Tuesday | 0 | 0 | #N/A | #N/A |  | #N/A | #N/A
1/8/2019 | 11:00 | #N/A | #N/A | Tuesday | 0 | 0 | #N/A | #N/A |  | #N/A | #N/A
1/8/2019 | 12:00 | #N/A | #N/A | Tuesday | 0 | 0 | #N/A | #N/A |  | #N/A | #N/A
1/8/2019 | 13:00 | #N/A | #N/A | Tuesday | 0 | 0 | #N/A | #N/A |  | #N/A | #N/A
1/8/2019 | 14:00 | #N/A | #N/A | Tuesday | 0 | 0 | #N/A | #N/A |  | #N/A | #N/A
1/8/2019 | 15:00 | #N/A | #N/A | Tuesday | 0 | 0 | #N/A | #N/A |  | #N/A | #N/A
1/8/2019 | 16:00 | #N/A | #N/A | Tuesday | 0 | 0 | #N/A | #N/A |  | #N/A | #N/A
1/8/2019 | 17:00 | #N/A | #N/A | Tuesday | 0 | 0 | #N/A | #N/A |  | #N/A | #N/A
1/8/2019 | 18:00 | #N/A | #N/A | Tuesday | 0 | 0 | #N/A | #N/A |  | #N/A | #N/A
1/8/2019 | 19:00 | #N/A | #N/A | Tuesday | 0 | 0 | #N/A | #N/A |  | #N/A | #N/A
1/8/2019 | 20:00 | #N/A | #N/A | Tuesday | 0 | 0 | #N/A | #N/A |  | #N/A | #N/A
1/8/2019 | 21:00 | #N/A | #N/A | Tuesday | 0 | 0 | #N/A | #N/A |  | #N/A | #N/A
1/8/2019 | 22:00 | #N/A | #N/A | Tuesday | 0 | 0 | #N/A | #N/A |  | #N/A | #N/A
1/8/2019 | 23:00 | #N/A | #N/A | Tuesday | 0 | 0 | #N/A | #N/A |  | #N/A | #N/A
1/8/2019 | 24:00 | #N/A | #N/A | Tuesday | 0 | 0 | #N/A | #N/A |  | #N/A | #N/A
1/9/2019 | 1:00 | #N/A | #N/A | Wednesday | 0 | 0 | #N/A | #N/A |  | #N/A | #N/A
1/9/2019 | 2:00 | #N/A | #N/A | Wednesday | 0 | 0 | #N/A | #N/A |  | #N/A | #N/A
1/9/2019 | 3:00 | #N/A | #N/A | Wednesday | 0 | 0 | #N/A | #N/A |  | #N/A | #N/A
1/9/2019 | 4:00 | #N/A | #N/A | Wednesday | 0 | 0 | #N/A | #N/A |  | #N/A | #N/A
1/9/2019 | 5:00 | #N/A | #N/A | Wednesday | 0 | 0 | #N/A | #N/A |  | #N/A | #N/A
1/9/2019 | 6:00 | #N/A | #N/A | Wednesday | 0 | 0 | #N/A | #N/A |  | #N/A | #N/A
1/9/2019 | 7:00 | #N/A | #N/A | Wednesday | 0 | 0 | #N/A | #N/A |  | #N/A | #N/A
1/9/2019 | 8:00 | #N/A | #N/A | Wednesday | 0 | 0 | #N/A | #N/A |  | #N/A | #N/A
1/9/2019 | 9:00 | #N/A | #N/A | Wednesday | 0 | 0 | #N/A | #N/A |  | #N/A | #N/A
1/9/2019 | 10:00 | #N/A | #N/A | Wednesday | 0 | 0 | #N/A | #N/A |  | #N/A | #N/A
1/9/2019 | 11:00 | #N/A | #N/A | Wednesday | 0 | 0 | #N/A | #N/A |  | #N/A | #N/A
1/9/2019 | 12:00 | #N/A | #N/A | Wednesday | 0 | 0 | #N/A | #N/A |  | #N/A | #N/A
1/9/2019 | 13:00 | #N/A | #N/A | Wednesday | 0 | 0 | #N/A | #N/A |  | #N/A | #N/A
1/9/2019 | 14:00 | #N/A | #N/A | Wednesday | 0 | 0 | #N/A | #N/A |  | #N/A | #N/A
1/9/2019 | 15:00 | #N/A | #N/A | Wednesday | 0 | 0 | #N/A | #N/A |  | #N/A | #N/A
1/9/2019 | 16:00 | #N/A | #N/A | Wednesday | 0 | 0 | #N/A | #N/A |  | #N/A | #N/A
1/9/2019 | 17:00 | #N/A | #N/A | Wednesday | 0 | 0 | #N/A | #N/A |  | #N/A | #N/A
1/9/2019 | 18:00 | #N/A | #N/A | Wednesday | 0 | 0 | #N/A | #N/A |  | #N/A | #N/A
1/9/2019 | 19:00 | #N/A | #N/A | Wednesday | 0 | 0 | #N/A | #N/A |  | #N/A | #N/A
1/9/2019 | 20:00 | #N/A | #N/A | Wednesday | 0 | 0 | #N/A | #N/A |  | #N/A | #N/A
1/9/2019 | 21:00 | #N/A | #N/A | Wednesday | 0 | 0 | #N/A | #N/A |  | #N/A | #N/A
1/9/2019 | 22:00 | #N/A | #N/A | Wednesday | 0 | 0 | #N/A | #N/A |  | #N/A | #N/A
1/9/2019 | 23:00 | #N/A | #N/A | Wednesday | 0 | 0 | #N/A | #N/A |  | #N/A | #N/A
1/9/2019 | 24:00 | #N/A | #N/A | Wednesday | 0 | 0 | #N/A | #N/A |  | #N/A | #N/A
1/10/2019 | 1:00 | #N/A | #N/A | Thursday | 0 | 0 | #N/A | #N/A |  | #N/A | #N/A
1/10/2019 | 2:00 | #N/A | #N/A | Thursday | 0 | 0 | #N/A | #N/A |  | #N/A | #N/A
1/10/2019 | 3:00 | #N/A | #N/A | Thursday | 0 | 0 | #N/A | #N/A |  | #N/A | #N/A
1/10/2019 | 4:00 | #N/A | #N/A | Thursday | 0 | 0 | #N/A | #N/A |  | #N/A | #N/A
1/10/2019 | 5:00 | #N/A | #N/A | Thursday | 0 | 0 | #N/A | #N/A |  | #N/A | #N/A
1/10/2019 | 6:00 | #N/A | #N/A | Thursday | 0 | 0 | #N/A | #N/A |  | #N/A | #N/A
1/10/2019 | 7:00 | #N/A | #N/A | Thursday | 0 | 0 | #N/A | #N/A |  | #N/A | #N/A
1/10/2019 | 8:00 | #N/A | #N/A | Thursday | 0 | 0 | #N/A | #N/A |  | #N/A | #N/A
1/10/2019 | 9:00 | #N/A | #N/A | Thursday | 0 | 0 | #N/A | #N/A |  | #N/A | #N/A
1/10/2019 | 10:00 | #N/A | #N/A | Thursday | 0 | 0 | #N/A | #N/A |  | #N/A | #N/A
1/10/2019 | 11:00 | #N/A | #N/A | Thursday | 0 | 0 | #N/A | #N/A |  | #N/A | #N/A
1/10/2019 | 12:00 | #N/A | #N/A | Thursday | 0 | 0 | #N/A | #N/A |  | #N/A | #N/A
1/10/2019 | 13:00 | #N/A | #N/A | Thursday | 0 | 0 | #N/A | #N/A |  | #N/A | #N/A
1/10/2019 | 14:00 | #N/A | #N/A | Thursday | 0 | 0 | #N/A | #N/A |  | #N/A | #N/A
1/10/2019 | 15:00 | #N/A | #N/A | Thursday | 0 | 0 | #N/A | #N/A |  | #N/A | #N/A
1/10/2019 | 16:00 | #N/A | #N/A | Thursday | 0 | 0 | #N/A | #N/A |  | #N/A | #N/A
1/10/2019 | 17:00 | #N/A | #N/A | Thursday | 0 | 0 | #N/A | #N/A |  | #N/A | #N/A
1/10/2019 | 18:00 | #N/A | #N/A | Thursday | 0 | 0 | #N/A | #N/A |  | #N/A | #N/A
1/10/2019 | 19:00 | #N/A | #N/A | Thursday | 0 | 0 | #N/A | #N/A |  | #N/A | #N/A
1/10/2019 | 20:00 | #N/A | #N/A | Thursday | 0 | 0 | #N/A | #N/A |  | #N/A | #N/A
1/10/2019 | 21:00 | #N/A | #N/A | Thursday | 0 | 0 | #N/A | #N/A |  | #N/A | #N/A
1/10/2019 | 22:00 | #N/A | #N/A | Thursday | 0 | 0 | #N/A | #N/A |  | #N/A | #N/A
1/10/2019 | 23:00 | #N/A | #N/A | Thursday | 0 | 0 | #N/A | #N/A |  | #N/A | #N/A
1/10/2019 | 24:00 | #N/A | #N/A | Thursday | 0 | 0 | #N/A | #N/A |  | #N/A | #N/A
1/11/2019 | 1:00 | #N/A | #N/A | Friday | 0 | 0 | #N/A | #N/A |  | #N/A | #N/A
1/11/2019 | 2:00 | #N/A | #N/A | Friday | 0 | 0 | #N/A | #N/A |  | #N/A | #N/A
1/11/2019 | 3:00 | #N/A | #N/A | Friday | 0 | 0 | #N/A | #N/A |  | #N/A | #N/A
1/11/2019 | 4:00 | #N/A | #N/A | Friday | 0 | 0 | #N/A | #N/A |  | #N/A | #N/A
1/11/2019 | 5:00 | #N/A | #N/A | Friday | 0 | 0 | #N/A | #N/A |  | #N/A | #N/A
1/11/2019 | 6:00 | #N/A | #N/A | Friday | 0 | 0 | #N/A | #N/A |  | #N/A | #N/A
1/11/2019 | 7:00 | #N/A | #N/A | Friday | 0 | 0 | #N/A | #N/A |  | #N/A | #N/A
1/11/2019 | 8:00 | #N/A | #N/A | Friday | 0 | 0 | #N/A | #N/A |  | #N/A | #N/A
1/11/2019 | 9:00 | #N/A | #N/A | Friday | 0 | 0 | #N/A | #N/A |  | #N/A | #N/A
1/11/2019 | 10:00 | #N/A | #N/A | Friday | 0 | 0 | #N/A | #N/A |  | #N/A | #N/A
1/11/2019 | 11:00 | #N/A | #N/A | Friday | 0 | 0 | #N/A | #N/A |  | #N/A | #N/A
1/11/2019 | 12:00 | #N/A | #N/A | Friday | 0 | 0 | #N/A | #N/A |  | #N/A | #N/A
1/11/2019 | 13:00 | #N/A | #N/A | Friday | 0 | 0 | #N/A | #N/A |  | #N/A | #N/A
1/11/2019 | 14:00 | #N/A | #N/A | Friday | 0 | 0 | #N/A | #N/A |  | #N/A | #N/A
1/11/2019 | 15:00 | #N/A | #N/A | Friday | 0 | 0 | #N/A | #N/A |  | #N/A | #N/A
1/11/2019 | 16:00 | #N/A | #N/A | Friday | 0 | 0 | #N/A | #N/A |  | #N/A | #N/A
1/11/2019 | 17:00 | #N/A | #N/A | Friday | 0 | 0 | #N/A | #N/A |  | #N/A | #N/A
1/11/2019 | 18:00 | #N/A | #N/A | Friday | 0 | 0 | #N/A | #N/A |  | #N/A | #N/A
1/11/2019 | 19:00 | #N/A | #N/A | Friday | 0 | 0 | #N/A | #N/A |  | #N/A | #N/A
1/11/2019 | 20:00 | #N/A | #N/A | Friday | 0 | 0 | #N/A | #N/A |  | #N/A | #N/A
1/11/2019 | 21:00 | #N/A | #N/A | Friday | 0 | 0 | #N/A | #N/A |  | #N/A | #N/A
1/11/2019 | 22:00 | #N/A | #N/A | Friday | 0 | 0 | #N/A | #N/A |  | #N/A | #N/A
1/11/2019 | 23:00 | #N/A | #N/A | Friday | 0 | 0 | #N/A | #N/A |  | #N/A | #N/A
1/11/2019 | 24:00 | #N/A | #N/A | Friday | 0 | 0 | #N/A | #N/A |  | #N/A | #N/A
1/12/2019 | 1:00 | #N/A | #N/A | Saturday | 0 | 0 | #N/A | #N/A |  | #N/A | #N/A
1/12/2019 | 2:00 | #N/A | #N/A | Saturday | 0 | 0 | #N/A | #N/A |  | #N/A | #N/A
1/12/2019 | 3:00 | #N/A | #N/A | Saturday | 0 | 0 | #N/A | #N/A |  | #N/A | #N/A
1/12/2019 | 4:00 | #N/A | #N/A | Saturday | 0 | 0 | #N/A | #N/A |  | #N/A | #N/A
1/12/2019 | 5:00 | #N/A | #N/A | Saturday | 0 | 0 | #N/A | #N/A |  | #N/A | #N/A
1/12/2019 | 6:00 | #N/A | #N/A | Saturday | 0 | 0 | #N/A | #N/A |  | #N/A | #N/A
1/12/2019 | 7:00 | #N/A | #N/A | Saturday | 0 | 0 | #N/A | #N/A |  | #N/A | #N/A
1/12/2019 | 8:00 | #N/A | #N/A | Saturday | 0 | 0 | #N/A | #N/A |  | #N/A | #N/A
1/12/2019 | 9:00 | #N/A | #N/A | Saturday | 0 | 0 | #N/A | #N/A |  | #N/A | #N/A
1/12/2019 | 10:00 | #N/A | #N/A | Saturday | 0 | 0 | #N/A | #N/A |  | #N/A | #N/A
1/12/2019 | 11:00 | #N/A | #N/A | Saturday | 0 | 0 | #N/A | #N/A |  | #N/A | #N/A
1/12/2019 | 12:00 | #N/A | #N/A | Saturday | 0 | 0 | #N/A | #N/A |  | #N/A | #N/A
1/12/2019 | 13:00 | #N/A | #N/A | Saturday | 0 | 0 | #N/A | #N/A |  | #N/A | #N/A
1/12/2019 | 14:00 | #N/A | #N/A | Saturday | 0 | 0 | #N/A | #N/A |  | #N/A | #N/A
1/12/2019 | 15:00 | #N/A | #N/A | Saturday | 0 | 0 | #N/A | #N/A |  | #N/A | #N/A
1/12/2019 | 16:00 | #N/A | #N/A | Saturday | 0 | 0 | #N/A | #N/A |  | #N/A | #N/A
1/12/2019 | 17:00 | #N/A | #N/A | Saturday | 0 | 0 | #N/A | #N/A |  | #N/A | #N/A
1/12/2019 | 18:00 | #N/A | #N/A | Saturday | 0 | 0 | #N/A | #N/A |  | #N/A | #N/A
1/12/2019 | 19:00 | #N/A | #N/A | Saturday | 0 | 0 | #N/A | #N/A |  | #N/A | #N/A
1/12/2019 | 20:00 | #N/A | #N/A | Saturday | 0 | 0 | #N/A | #N/A |  | #N/A | #N/A
1/12/2019 | 21:00 | #N/A | #N/A | Saturday | 0 | 0 | #N/A | #N/A |  | #N/A | #N/A
1/12/2019 | 22:00 | #N/A | #N/A | Saturday | 0 | 0 | #N/A | #N/A |  | #N/A | #N/A
1/12/2019 | 23:00 | #N/A | #N/A | Saturday | 0 | 0 | #N/A | #N/A |  | #N/A | #N/A
1/12/2019 | 24:00 | #N/A | #N/A | Saturday | 0 | 0 | #N/A | #N/A |  | #N/A | #N/A
1/13/2019 | 1:00 | #N/A | #N/A | Sunday | 0 | 0 | #N/A | #N/A |  | #N/A | #N/A
1/13/2019 | 2:00 | #N/A | #N/A | Sunday | 0 | 0 | #N/A | #N/A |  | #N/A | #N/A
1/13/2019 | 3:00 | #N/A | #N/A | Sunday | 0 | 0 | #N/A | #N/A |  | #N/A | #N/A
1/13/2019 | 4:00 | #N/A | #N/A | Sunday | 0 | 0 | #N/A | #N/A |  | #N/A | #N/A
1/13/2019 | 5:00 | #N/A | #N/A | Sunday | 0 | 0 | #N/A | #N/A |  | #N/A | #N/A
1/13/2019 | 6:00 | #N/A | #N/A | Sunday | 0 | 0 | #N/A | #N/A |  | #N/A | #N/A
1/13/2019 | 7:00 | #N/A | #N/A | Sunday | 0 | 0 | #N/A | #N/A |  | #N/A | #N/A
1/13/2019 | 8:00 | #N/A | #N/A | Sunday | 0 | 0 | #N/A | #N/A |  | #N/A | #N/A
1/13/2019 | 9:00 | #N/A | #N/A | Sunday | 0 | 0 | #N/A | #N/A |  | #N/A | #N/A
1/13/2019 | 10:00 | #N/A | #N/A | Sunday | 0 | 0 | #N/A | #N/A |  | #N/A | #N/A
1/13/2019 | 11:00 | #N/A | #N/A | Sunday | 0 | 0 | #N/A | #N/A |  | #N/A | #N/A
1/13/2019 | 12:00 | #N/A | #N/A | Sunday | 0 | 0 | #N/A | #N/A |  | #N/A | #N/A
1/13/2019 | 13:00 | #N/A | #N/A | Sunday | 0 | 0 | #N/A | #N/A |  | #N/A | #N/A
1/13/2019 | 14:00 | #N/A | #N/A | Sunday | 0 | 0 | #N/A | #N/A |  | #N/A | #N/A
1/13/2019 | 15:00 | #N/A | #N/A | Sunday | 0 | 0 | #N/A | #N/A |  | #N/A | #N/A
1/13/2019 | 16:00 | #N/A | #N/A | Sunday | 0 | 0 | #N/A | #N/A |  | #N/A | #N/A
1/13/2019 | 17:00 | #N/A | #N/A | Sunday | 0 | 0 | #N/A | #N/A |  | #N/A | #N/A
1/13/2019 | 18:00 | #N/A | #N/A | Sunday | 0 | 0 | #N/A | #N/A |  | #N/A | #N/A
1/13/2019 | 19:00 | #N/A | #N/A | Sunday | 0 | 0 | #N/A | #N/A |  | #N/A | #N/A
1/13/2019 | 20:00 | #N/A | #N/A | Sunday | 0 | 0 | #N/A | #N/A |  | #N/A | #N/A
1/13/2019 | 21:00 | #N/A | #N/A | Sunday | 0 | 0 | #N/A | #N/A |  | #N/A | #N/A
1/13/2019 | 22:00 | #N/A | #N/A | Sunday | 0 | 0 | #N/A | #N/A |  | #N/A | #N/A
1/13/2019 | 23:00 | #N/A | #N/A | Sunday | 0 | 0 | #N/A | #N/A |  | #N/A | #N/A
1/13/2019 | 24:00 | #N/A | #N/A | Sunday | 0 | 0 | #N/A | #N/A |  | #N/A | #N/A
1/14/2019 | 1:00 | #N/A | #N/A | Monday | 0 | 0 | #N/A | #N/A |  | #N/A | #N/A
1/14/2019 | 2:00 | #N/A | #N/A | Monday | 0 | 0 | #N/A | #N/A |  | #N/A | #N/A
1/14/2019 | 3:00 | #N/A | #N/A | Monday | 0 | 0 | #N/A | #N/A |  | #N/A | #N/A
1/14/2019 | 4:00 | #N/A | #N/A | Monday | 0 | 0 | #N/A | #N/A |  | #N/A | #N/A
1/14/2019 | 5:00 | #N/A | #N/A | Monday | 0 | 0 | #N/A | #N/A |  | #N/A | #N/A
1/14/2019 | 6:00 | #N/A | #N/A | Monday | 0 | 0 | #N/A | #N/A |  | #N/A | #N/A
1/14/2019 | 7:00 | #N/A | #N/A | Monday | 0 | 0 | #N/A | #N/A |  | #N/A | #N/A
1/14/2019 | 8:00 | #N/A | #N/A | Monday | 0 | 0 | #N/A | #N/A |  | #N/A | #N/A
1/14/2019 | 9:00 | #N/A | #N/A | Monday | 0 | 0 | #N/A | #N/A |  | #N/A | #N/A
1/14/2019 | 10:00 | #N/A | #N/A | Monday | 0 | 0 | #N/A | #N/A |  | #N/A | #N/A
1/14/2019 | 11:00 | #N/A | #N/A | Monday | 0 | 0 | #N/A | #N/A |  | #N/A | #N/A
1/14/2019 | 12:00 | #N/A | #N/A | Monday | 0 | 0 | #N/A | #N/A |  | #N/A | #N/A
1/14/2019 | 13:00 | #N/A | #N/A | Monday | 0 | 0 | #N/A | #N/A |  | #N/A | #N/A
1/14/2019 | 14:00 | #N/A | #N/A | Monday | 0 | 0 | #N/A | #N/A |  | #N/A | #N/A
1/14/2019 | 15:00 | #N/A | #N/A | Monday | 0 | 0 | #N/A | #N/A |  | #N/A | #N/A
1/14/2019 | 16:00 | #N/A | #N/A | Monday | 0 | 0 | #N/A | #N/A |  | #N/A | #N/A
1/14/2019 | 17:00 | #N/A | #N/A | Monday | 0 | 0 | #N/A | #N/A |  | #N/A | #N/A
1/14/2019 | 18:00 | #N/A | #N/A | Monday | 0 | 0 | #N/A | #N/A |  | #N/A | #N/A
1/14/2019 | 19:00 | #N/A | #N/A | Monday | 0 | 0 | #N/A | #N/A |  | #N/A | #N/A
1/14/2019 | 20:00 | #N/A | #N/A | Monday | 0 | 0 | #N/A | #N/A |  | #N/A | #N/A
1/14/2019 | 21:00 | #N/A | #N/A | Monday | 0 | 0 | #N/A | #N/A |  | #N/A | #N/A
1/14/2019 | 22:00 | #N/A | #N/A | Monday | 0 | 0 | #N/A | #N/A |  | #N/A | #N/A
1/14/2019 | 23:00 | #N/A | #N/A | Monday | 0 | 0 | #N/A | #N/A |  | #N/A | #N/A
1/14/2019 | 24:00 | #N/A | #N/A | Monday | 0 | 0 | #N/A | #N/A |  | #N/A | #N/A
1/15/2019 | 1:00 | #N/A | #N/A | Tuesday | 0 | 0 | #N/A | #N/A |  | #N/A | #N/A
1/15/2019 | 2:00 | #N/A | #N/A | Tuesday | 0 | 0 | #N/A | #N/A |  | #N/A | #N/A
1/15/2019 | 3:00 | #N/A | #N/A | Tuesday | 0 | 0 | #N/A | #N/A |  | #N/A | #N/A
1/15/2019 | 4:00 | #N/A | #N/A | Tuesday | 0 | 0 | #N/A | #N/A |  | #N/A | #N/A
1/15/2019 | 5:00 | #N/A | #N/A | Tuesday | 0 | 0 | #N/A | #N/A |  | #N/A | #N/A
1/15/2019 | 6:00 | #N/A | #N/A | Tuesday | 0 | 0 | #N/A | #N/A |  | #N/A | #N/A
1/15/2019 | 7:00 | #N/A | #N/A | Tuesday | 0 | 0 | #N/A | #N/A |  | #N/A | #N/A
1/15/2019 | 8:00 | #N/A | #N/A | Tuesday | 0 | 0 | #N/A | #N/A |  | #N/A | #N/A
1/15/2019 | 9:00 | #N/A | #N/A | Tuesday | 0 | 0 | #N/A | #N/A |  | #N/A | #N/A
1/15/2019 | 10:00 | #N/A | #N/A | Tuesday | 0 | 0 | #N/A | #N/A |  | #N/A | #N/A
1/15/2019 | 11:00 | #N/A | #N/A | Tuesday | 0 | 0 | #N/A | #N/A |  | #N/A | #N/A
1/15/2019 | 12:00 | #N/A | #N/A | Tuesday | 0 | 0 | #N/A | #N/A |  | #N/A | #N/A
1/15/2019 | 13:00 | #N/A | #N/A | Tuesday | 0 | 0 | #N/A | #N/A |  | #N/A | #N/A
1/15/2019 | 14:00 | #N/A | #N/A | Tuesday | 0 | 0 | #N/A | #N/A |  | #N/A | #N/A
1/15/2019 | 15:00 | #N/A | #N/A | Tuesday | 0 | 0 | #N/A | #N/A |  | #N/A | #N/A
1/15/2019 | 16:00 | #N/A | #N/A | Tuesday | 0 | 0 | #N/A | #N/A |  | #N/A | #N/A
1/15/2019 | 17:00 | #N/A | #N/A | Tuesday | 0 | 0 | #N/A | #N/A |  | #N/A | #N/A
1/15/2019 | 18:00 | #N/A | #N/A | Tuesday | 0 | 0 | #N/A | #N/A |  | #N/A | #N/A
1/15/2019 | 19:00 | #N/A | #N/A | Tuesday | 0 | 0 | #N/A | #N/A |  | #N/A | #N/A
1/15/2019 | 20:00 | #N/A | #N/A | Tuesday | 0 | 0 | #N/A | #N/A |  | #N/A | #N/A
1/15/2019 | 21:00 | #N/A | #N/A | Tuesday | 0 | 0 | #N/A | #N/A |  | #N/A | #N/A
1/15/2019 | 22:00 | #N/A | #N/A | Tuesday | 0 | 0 | #N/A | #N/A |  | #N/A | #N/A
1/15/2019 | 23:00 | #N/A | #N/A | Tuesday | 0 | 0 | #N/A | #N/A |  | #N/A | #N/A
1/15/2019 | 24:00 | #N/A | #N/A | Tuesday | 0 | 0 | #N/A | #N/A |  | #N/A | #N/A
1/16/2019 | 1:00 | #N/A | #N/A | Wednesday | 0 | 0 | #N/A | #N/A |  | #N/A | #N/A
1/16/2019 | 2:00 | #N/A | #N/A | Wednesday | 0 | 0 | #N/A | #N/A |  | #N/A | #N/A
1/16/2019 | 3:00 | #N/A | #N/A | Wednesday | 0 | 0 | #N/A | #N/A |  | #N/A | #N/A
1/16/2019 | 4:00 | #N/A | #N/A | Wednesday | 0 | 0 | #N/A | #N/A |  | #N/A | #N/A
1/16/2019 | 5:00 | #N/A | #N/A | Wednesday | 0 | 0 | #N/A | #N/A |  | #N/A | #N/A
1/16/2019 | 6:00 | #N/A | #N/A | Wednesday | 0 | 0 | #N/A | #N/A |  | #N/A | #N/A
1/16/2019 | 7:00 | #N/A | #N/A | Wednesday | 0 | 0 | #N/A | #N/A |  | #N/A | #N/A
1/16/2019 | 8:00 | #N/A | #N/A | Wednesday | 0 | 0 | #N/A | #N/A |  | #N/A | #N/A
1/16/2019 | 9:00 | #N/A | #N/A | Wednesday | 0 | 0 | #N/A | #N/A |  | #N/A | #N/A
1/16/2019 | 10:00 | #N/A | #N/A | Wednesday | 0 | 0 | #N/A | #N/A |  | #N/A | #N/A
1/16/2019 | 11:00 | #N/A | #N/A | Wednesday | 0 | 0 | #N/A | #N/A |  | #N/A | #N/A
1/16/2019 | 12:00 | #N/A | #N/A | Wednesday | 0 | 0 | #N/A | #N/A |  | #N/A | #N/A
1/16/2019 | 13:00 | #N/A | #N/A | Wednesday | 0 | 0 | #N/A | #N/A |  | #N/A | #N/A
1/16/2019 | 14:00 | #N/A | #N/A | Wednesday | 0 | 0 | #N/A | #N/A |  | #N/A | #N/A
1/16/2019 | 15:00 | #N/A | #N/A | Wednesday | 0 | 0 | #N/A | #N/A |  | #N/A | #N/A
1/16/2019 | 16:00 | #N/A | #N/A | Wednesday | 0 | 0 | #N/A | #N/A |  | #N/A | #N/A
1/16/2019 | 17:00 | #N/A | #N/A | Wednesday | 0 | 0 | #N/A | #N/A |  | #N/A | #N/A
1/16/2019 | 18:00 | #N/A | #N/A | Wednesday | 0 | 0 | #N/A | #N/A |  | #N/A | #N/A
1/16/2019 | 19:00 | #N/A | #N/A | Wednesday | 0 | 0 | #N/A | #N/A |  | #N/A | #N/A
1/16/2019 | 20:00 | #N/A | #N/A | Wednesday | 0 | 0 | #N/A | #N/A |  | #N/A | #N/A
1/16/2019 | 21:00 | #N/A | #N/A | Wednesday | 0 | 0 | #N/A | #N/A |  | #N/A | #N/A
1/16/2019 | 22:00 | #N/A | #N/A | Wednesday | 0 | 0 | #N/A | #N/A |  | #N/A | #N/A
1/16/2019 | 23:00 | #N/A | #N/A | Wednesday | 0 | 0 | #N/A | #N/A |  | #N/A | #N/A
1/16/2019 | 24:00 | #N/A | #N/A | Wednesday | 0 | 0 | #N/A | #N/A |  | #N/A | #N/A
1/17/2019 | 1:00 | #N/A | #N/A | Thursday | 0 | 0 | #N/A | #N/A |  | #N/A | #N/A
1/17/2019 | 2:00 | #N/A | #N/A | Thursday | 0 | 0 | #N/A | #N/A |  | #N/A | #N/A
1/17/2019 | 3:00 | #N/A | #N/A | Thursday | 0 | 0 | #N/A | #N/A |  | #N/A | #N/A
1/17/2019 | 4:00 | #N/A | #N/A | Thursday | 0 | 0 | #N/A | #N/A |  | #N/A | #N/A
1/17/2019 | 5:00 | #N/A | #N/A | Thursday | 0 | 0 | #N/A | #N/A |  | #N/A | #N/A
1/17/2019 | 6:00 | #N/A | #N/A | Thursday | 0 | 0 | #N/A | #N/A |  | #N/A | #N/A
1/17/2019 | 7:00 | #N/A | #N/A | Thursday | 0 | 0 | #N/A | #N/A |  | #N/A | #N/A
1/17/2019 | 8:00 | #N/A | #N/A | Thursday | 0 | 0 | #N/A | #N/A |  | #N/A | #N/A
1/17/2019 | 9:00 | #N/A | #N/A | Thursday | 0 | 0 | #N/A | #N/A |  | #N/A | #N/A
1/17/2019 | 10:00 | #N/A | #N/A | Thursday | 0 | 0 | #N/A | #N/A |  | #N/A | #N/A
1/17/2019 | 11:00 | #N/A | #N/A | Thursday | 0 | 0 | #N/A | #N/A |  | #N/A | #N/A
1/17/2019 | 12:00 | #N/A | #N/A | Thursday | 0 | 0 | #N/A | #N/A |  | #N/A | #N/A
1/17/2019 | 13:00 | #N/A | #N/A | Thursday | 0 | 0 | #N/A | #N/A |  | #N/A | #N/A
1/17/2019 | 14:00 | #N/A | #N/A | Thursday | 0 | 0 | #N/A | #N/A |  | #N/A | #N/A
1/17/2019 | 15:00 | #N/A | #N/A | Thursday | 0 | 0 | #N/A | #N/A |  | #N/A | #N/A
1/17/2019 | 16:00 | #N/A | #N/A | Thursday | 0 | 0 | #N/A | #N/A |  | #N/A | #N/A
1/17/2019 | 17:00 | #N/A | #N/A | Thursday | 0 | 0 | #N/A | #N/A |  | #N/A | #N/A
1/17/2019 | 18:00 | #N/A | #N/A | Thursday | 0 | 0 | #N/A | #N/A |  | #N/A | #N/A
1/17/2019 | 19:00 | #N/A | #N/A | Thursday | 0 | 0 | #N/A | #N/A |  | #N/A | #N/A
1/17/2019 | 20:00 | #N/A | #N/A | Thursday | 0 | 0 | #N/A | #N/A |  | #N/A | #N/A
1/17/2019 | 21:00 | #N/A | #N/A | Thursday | 0 | 0 | #N/A | #N/A |  | #N/A | #N/A
1/17/2019 | 22:00 | #N/A | #N/A | Thursday | 0 | 0 | #N/A | #N/A |  | #N/A | #N/A
1/17/2019 | 23:00 | #N/A | #N/A | Thursday | 0 | 0 | #N/A | #N/A |  | #N/A | #N/A
1/17/2019 | 24:00 | #N/A | #N/A | Thursday | 0 | 0 | #N/A | #N/A |  | #N/A | #N/A
1/18/2019 | 1:00 | #N/A | #N/A | Friday | 0 | 0 | #N/A | #N/A |  | #N/A | #N/A
1/18/2019 | 2:00 | #N/A | #N/A | Friday | 0 | 0 | #N/A | #N/A |  | #N/A | #N/A
1/18/2019 | 3:00 | #N/A | #N/A | Friday | 0 | 0 | #N/A | #N/A |  | #N/A | #N/A
1/18/2019 | 4:00 | #N/A | #N/A | Friday | 0 | 0 | #N/A | #N/A |  | #N/A | #N/A
1/18/2019 | 5:00 | #N/A | #N/A | Friday | 0 | 0 | #N/A | #N/A |  | #N/A | #N/A
1/18/2019 | 6:00 | #N/A | #N/A | Friday | 0 | 0 | #N/A | #N/A |  | #N/A | #N/A
1/18/2019 | 7:00 | #N/A | #N/A | Friday | 0 | 0 | #N/A | #N/A |  | #N/A | #N/A
1/18/2019 | 8:00 | #N/A | #N/A | Friday | 0 | 0 | #N/A | #N/A |  | #N/A | #N/A
1/18/2019 | 9:00 | #N/A | #N/A | Friday | 0 | 0 | #N/A | #N/A |  | #N/A | #N/A
1/18/2019 | 10:00 | #N/A | #N/A | Friday | 0 | 0 | #N/A | #N/A |  | #N/A | #N/A
1/18/2019 | 11:00 | #N/A | #N/A | Friday | 0 | 0 | #N/A | #N/A |  | #N/A | #N/A
1/18/2019 | 12:00 | #N/A | #N/A | Friday | 0 | 0 | #N/A | #N/A |  | #N/A | #N/A
1/18/2019 | 13:00 | #N/A | #N/A | Friday | 0 | 0 | #N/A | #N/A |  | #N/A | #N/A
1/18/2019 | 14:00 | #N/A | #N/A | Friday | 0 | 0 | #N/A | #N/A |  | #N/A | #N/A
1/18/2019 | 15:00 | #N/A | #N/A | Friday | 0 | 0 | #N/A | #N/A |  | #N/A | #N/A
1/18/2019 | 16:00 | #N/A | #N/A | Friday | 0 | 0 | #N/A | #N/A |  | #N/A | #N/A
1/18/2019 | 17:00 | #N/A | #N/A | Friday | 0 | 0 | #N/A | #N/A |  | #N/A | #N/A
1/18/2019 | 18:00 | #N/A | #N/A | Friday | 0 | 0 | #N/A | #N/A |  | #N/A | #N/A
1/18/2019 | 19:00 | #N/A | #N/A | Friday | 0 | 0 | #N/A | #N/A |  | #N/A | #N/A
1/18/2019 | 20:00 | #N/A | #N/A | Friday | 0 | 0 | #N/A | #N/A |  | #N/A | #N/A
1/18/2019 | 21:00 | #N/A | #N/A | Friday | 0 | 0 | #N/A | #N/A |  | #N/A | #N/A
1/18/2019 | 22:00 | #N/A | #N/A | Friday | 0 | 0 | #N/A | #N/A |  | #N/A | #N/A
1/18/2019 | 23:00 | #N/A | #N/A | Friday | 0 | 0 | #N/A | #N/A |  | #N/A | #N/A
1/18/2019 | 24:00 | #N/A | #N/A | Friday | 0 | 0 | #N/A | #N/A |  | #N/A | #N/A
1/19/2019 | 1:00 | #N/A | #N/A | Saturday | 0 | 0 | #N/A | #N/A |  | #N/A | #N/A
1/19/2019 | 2:00 | #N/A | #N/A | Saturday | 0 | 0 | #N/A | #N/A |  | #N/A | #N/A
1/19/2019 | 3:00 | #N/A | #N/A | Saturday | 0 | 0 | #N/A | #N/A |  | #N/A | #N/A
1/19/2019 | 4:00 | #N/A | #N/A | Saturday | 0 | 0 | #N/A | #N/A |  | #N/A | #N/A
1/19/2019 | 5:00 | #N/A | #N/A | Saturday | 0 | 0 | #N/A | #N/A |  | #N/A | #N/A
1/19/2019 | 6:00 | #N/A | #N/A | Saturday | 0 | 0 | #N/A | #N/A |  | #N/A | #N/A
1/19/2019 | 7:00 | #N/A | #N/A | Saturday | 0 | 0 | #N/A | #N/A |  | #N/A | #N/A
1/19/2019 | 8:00 | #N/A | #N/A | Saturday | 0 | 0 | #N/A | #N/A |  | #N/A | #N/A
1/19/2019 | 9:00 | #N/A | #N/A | Saturday | 0 | 0 | #N/A | #N/A |  | #N/A | #N/A
1/19/2019 | 10:00 | #N/A | #N/A | Saturday | 0 | 0 | #N/A | #N/A |  | #N/A | #N/A
1/19/2019 | 11:00 | #N/A | #N/A | Saturday | 0 | 0 | #N/A | #N/A |  | #N/A | #N/A
1/19/2019 | 12:00 | #N/A | #N/A | Saturday | 0 | 0 | #N/A | #N/A |  | #N/A | #N/A
1/19/2019 | 13:00 | #N/A | #N/A | Saturday | 0 | 0 | #N/A | #N/A |  | #N/A | #N/A
1/19/2019 | 14:00 | #N/A | #N/A | Saturday | 0 | 0 | #N/A | #N/A |  | #N/A | #N/A
1/19/2019 | 15:00 | #N/A | #N/A | Saturday | 0 | 0 | #N/A | #N/A |  | #N/A | #N/A
1/19/2019 | 16:00 | #N/A | #N/A | Saturday | 0 | 0 | #N/A | #N/A |  | #N/A | #N/A
1/19/2019 | 17:00 | #N/A | #N/A | Saturday | 0 | 0 | #N/A | #N/A |  | #N/A | #N/A
1/19/2019 | 18:00 | #N/A | #N/A | Saturday | 0 | 0 | #N/A | #N/A |  | #N/A | #N/A
1/19/2019 | 19:00 | #N/A | #N/A | Saturday | 0 | 0 | #N/A | #N/A |  | #N/A | #N/A
1/19/2019 | 20:00 | #N/A | #N/A | Saturday | 0 | 0 | #N/A | #N/A |  | #N/A | #N/A
1/19/2019 | 21:00 | #N/A | #N/A | Saturday | 0 | 0 | #N/A | #N/A |  | #N/A | #N/A
1/19/2019 | 22:00 | #N/A | #N/A | Saturday | 0 | 0 | #N/A | #N/A |  | #N/A | #N/A
1/19/2019 | 23:00 | #N/A | #N/A | Saturday | 0 | 0 | #N/A | #N/A |  | #N/A | #N/A
1/19/2019 | 24:00 | #N/A | #N/A | Saturday | 0 | 0 | #N/A | #N/A |  | #N/A | #N/A
1/20/2019 | 1:00 | #N/A | #N/A | Sunday | 0 | 0 | #N/A | #N/A |  | #N/A | #N/A
1/20/2019 | 2:00 | #N/A | #N/A | Sunday | 0 | 0 | #N/A | #N/A |  | #N/A | #N/A
1/20/2019 | 3:00 | #N/A | #N/A | Sunday | 0 | 0 | #N/A | #N/A |  | #N/A | #N/A
1/20/2019 | 4:00 | #N/A | #N/A | Sunday | 0 | 0 | #N/A | #N/A |  | #N/A | #N/A
1/20/2019 | 5:00 | #N/A | #N/A | Sunday | 0 | 0 | #N/A | #N/A |  | #N/A | #N/A
1/20/2019 | 6:00 | #N/A | #N/A | Sunday | 0 | 0 | #N/A | #N/A |  | #N/A | #N/A
1/20/2019 | 7:00 | #N/A | #N/A | Sunday | 0 | 0 | #N/A | #N/A |  | #N/A | #N/A
1/20/2019 | 8:00 | #N/A | #N/A | Sunday | 0 | 0 | #N/A | #N/A |  | #N/A | #N/A
1/20/2019 | 9:00 | #N/A | #N/A | Sunday | 0 | 0 | #N/A | #N/A |  | #N/A | #N/A
1/20/2019 | 10:00 | #N/A | #N/A | Sunday | 0 | 0 | #N/A | #N/A |  | #N/A | #N/A
1/20/2019 | 11:00 | #N/A | #N/A | Sunday | 0 | 0 | #N/A | #N/A |  | #N/A | #N/A
1/20/2019 | 12:00 | #N/A | #N/A | Sunday | 0 | 0 | #N/A | #N/A |  | #N/A | #N/A
1/20/2019 | 13:00 | #N/A | #N/A | Sunday | 0 | 0 | #N/A | #N/A |  | #N/A | #N/A
1/20/2019 | 14:00 | #N/A | #N/A | Sunday | 0 | 0 | #N/A | #N/A |  | #N/A | #N/A
1/20/2019 | 15:00 | #N/A | #N/A | Sunday | 0 | 0 | #N/A | #N/A |  | #N/A | #N/A
1/20/2019 | 16:00 | #N/A | #N/A | Sunday | 0 | 0 | #N/A | #N/A |  | #N/A | #N/A
1/20/2019 | 17:00 | #N/A | #N/A | Sunday | 0 | 0 | #N/A | #N/A |  | #N/A | #N/A
1/20/2019 | 18:00 | #N/A | #N/A | Sunday | 0 | 0 | #N/A | #N/A |  | #N/A | #N/A
1/20/2019 | 19:00 | #N/A | #N/A | Sunday | 0 | 0 | #N/A | #N/A |  | #N/A | #N/A
1/20/2019 | 20:00 | #N/A | #N/A | Sunday | 0 | 0 | #N/A | #N/A |  | #N/A | #N/A
1/20/2019 | 21:00 | #N/A | #N/A | Sunday | 0 | 0 | #N/A | #N/A |  | #N/A | #N/A
1/20/2019 | 22:00 | #N/A | #N/A | Sunday | 0 | 0 | #N/A | #N/A |  | #N/A | #N/A
1/20/2019 | 23:00 | #N/A | #N/A | Sunday | 0 | 0 | #N/A | #N/A |  | #N/A | #N/A
1/20/2019 | 24:00 | #N/A | #N/A | Sunday | 0 | 0 | #N/A | #N/A |  | #N/A | #N/A
1/21/2019 | 1:00 | #N/A | #N/A | Monday | 0 | 0 | #N/A | #N/A |  | #N/A | #N/A
1/21/2019 | 2:00 | #N/A | #N/A | Monday | 0 | 0 | #N/A | #N/A |  | #N/A | #N/A
1/21/2019 | 3:00 | #N/A | #N/A | Monday | 0 | 0 | #N/A | #N/A |  | #N/A | #N/A
1/21/2019 | 4:00 | #N/A | #N/A | Monday | 0 | 0 | #N/A | #N/A |  | #N/A | #N/A
1/21/2019 | 5:00 | #N/A | #N/A | Monday | 0 | 0 | #N/A | #N/A |  | #N/A | #N/A
1/21/2019 | 6:00 | #N/A | #N/A | Monday | 0 | 0 | #N/A | #N/A |  | #N/A | #N/A
1/21/2019 | 7:00 | #N/A | #N/A | Monday | 0 | 0 | #N/A | #N/A |  | #N/A | #N/A
1/21/2019 | 8:00 | #N/A | #N/A | Monday | 0 | 0 | #N/A | #N/A |  | #N/A | #N/A
1/21/2019 | 9:00 | #N/A | #N/A | Monday | 0 | 0 | #N/A | #N/A |  | #N/A | #N/A
1/21/2019 | 10:00 | #N/A | #N/A | Monday | 0 | 0 | #N/A | #N/A |  | #N/A | #N/A
1/21/2019 | 11:00 | #N/A | #N/A | Monday | 0 | 0 | #N/A | #N/A |  | #N/A | #N/A
1/21/2019 | 12:00 | #N/A | #N/A | Monday | 0 | 0 | #N/A | #N/A |  | #N/A | #N/A
1/21/2019 | 13:00 | #N/A | #N/A | Monday | 0 | 0 | #N/A | #N/A |  | #N/A | #N/A
1/21/2019 | 14:00 | #N/A | #N/A | Monday | 0 | 0 | #N/A | #N/A |  | #N/A | #N/A
1/21/2019 | 15:00 | #N/A | #N/A | Monday | 0 | 0 | #N/A | #N/A |  | #N/A | #N/A
1/21/2019 | 16:00 | #N/A | #N/A | Monday | 0 | 0 | #N/A | #N/A |  | #N/A | #N/A
1/21/2019 | 17:00 | #N/A | #N/A | Monday | 0 | 0 | #N/A | #N/A |  | #N/A | #N/A
1/21/2019 | 18:00 | #N/A | #N/A | Monday | 0 | 0 | #N/A | #N/A |  | #N/A | #N/A
1/21/2019 | 19:00 | #N/A | #N/A | Monday | 0 | 0 | #N/A | #N/A |  | #N/A | #N/A
1/21/2019 | 20:00 | #N/A | #N/A | Monday | 0 | 0 | #N/A | #N/A |  | #N/A | #N/A
1/21/2019 | 21:00 | #N/A | #N/A | Monday | 0 | 0 | #N/A | #N/A |  | #N/A | #N/A
1/21/2019 | 22:00 | #N/A | #N/A | Monday | 0 | 0 | #N/A | #N/A |  | #N/A | #N/A
1/21/2019 | 23:00 | #N/A | #N/A | Monday | 0 | 0 | #N/A | #N/A |  | #N/A | #N/A
1/21/2019 | 24:00 | #N/A | #N/A | Monday | 0 | 0 | #N/A | #N/A |  | #N/A | #N/A
1/22/2019 | 1:00 | #N/A | #N/A | Tuesday | 0 | 0 | #N/A | #N/A |  | #N/A | #N/A
1/22/2019 | 2:00 | #N/A | #N/A | Tuesday | 0 | 0 | #N/A | #N/A |  | #N/A | #N/A
1/22/2019 | 3:00 | #N/A | #N/A | Tuesday | 0 | 0 | #N/A | #N/A |  | #N/A | #N/A
1/22/2019 | 4:00 | #N/A | #N/A | Tuesday | 0 | 0 | #N/A | #N/A |  | #N/A | #N/A
1/22/2019 | 5:00 | #N/A | #N/A | Tuesday | 0 | 0 | #N/A | #N/A |  | #N/A | #N/A
1/22/2019 | 6:00 | #N/A | #N/A | Tuesday | 0 | 0 | #N/A | #N/A |  | #N/A | #N/A
1/22/2019 | 7:00 | #N/A | #N/A | Tuesday | 0 | 0 | #N/A | #N/A |  | #N/A | #N/A
1/22/2019 | 8:00 | #N/A | #N/A | Tuesday | 0 | 0 | #N/A | #N/A |  | #N/A | #N/A
1/22/2019 | 9:00 | #N/A | #N/A | Tuesday | 0 | 0 | #N/A | #N/A |  | #N/A | #N/A
1/22/2019 | 10:00 | #N/A | #N/A | Tuesday | 0 | 0 | #N/A | #N/A |  | #N/A | #N/A
1/22/2019 | 11:00 | #N/A | #N/A | Tuesday | 0 | 0 | #N/A | #N/A |  | #N/A | #N/A
1/22/2019 | 12:00 | #N/A | #N/A | Tuesday | 0 | 0 | #N/A | #N/A |  | #N/A | #N/A
1/22/2019 | 13:00 | #N/A | #N/A | Tuesday | 0 | 0 | #N/A | #N/A |  | #N/A | #N/A
1/22/2019 | 14:00 | #N/A | #N/A | Tuesday | 0 | 0 | #N/A | #N/A |  | #N/A | #N/A
1/22/2019 | 15:00 | #N/A | #N/A | Tuesday | 0 | 0 | #N/A | #N/A |  | #N/A | #N/A
1/22/2019 | 16:00 | #N/A | #N/A | Tuesday | 0 | 0 | #N/A | #N/A |  | #N/A | #N/A
1/22/2019 | 17:00 | #N/A | #N/A | Tuesday | 0 | 0 | #N/A | #N/A |  | #N/A | #N/A
1/22/2019 | 18:00 | #N/A | #N/A | Tuesday | 0 | 0 | #N/A | #N/A |  | #N/A | #N/A
1/22/2019 | 19:00 | #N/A | #N/A | Tuesday | 0 | 0 | #N/A | #N/A |  | #N/A | #N/A
1/22/2019 | 20:00 | #N/A | #N/A | Tuesday | 0 | 0 | #N/A | #N/A |  | #N/A | #N/A
1/22/2019 | 21:00 | #N/A | #N/A | Tuesday | 0 | 0 | #N/A | #N/A |  | #N/A | #N/A
1/22/2019 | 22:00 | #N/A | #N/A | Tuesday | 0 | 0 | #N/A | #N/A |  | #N/A | #N/A
1/22/2019 | 23:00 | #N/A | #N/A | Tuesday | 0 | 0 | #N/A | #N/A |  | #N/A | #N/A
1/22/2019 | 24:00 | #N/A | #N/A | Tuesday | 0 | 0 | #N/A | #N/A |  | #N/A | #N/A
1/23/2019 | 1:00 | #N/A | #N/A | Wednesday | 0 | 0 | #N/A | #N/A |  | #N/A | #N/A
1/23/2019 | 2:00 | #N/A | #N/A | Wednesday | 0 | 0 | #N/A | #N/A |  | #N/A | #N/A
1/23/2019 | 3:00 | #N/A | #N/A | Wednesday | 0 | 0 | #N/A | #N/A |  | #N/A | #N/A
1/23/2019 | 4:00 | #N/A | #N/A | Wednesday | 0 | 0 | #N/A | #N/A |  | #N/A | #N/A
1/23/2019 | 5:00 | #N/A | #N/A | Wednesday | 0 | 0 | #N/A | #N/A |  | #N/A | #N/A
1/23/2019 | 6:00 | #N/A | #N/A | Wednesday | 0 | 0 | #N/A | #N/A |  | #N/A | #N/A
1/23/2019 | 7:00 | #N/A | #N/A | Wednesday | 0 | 0 | #N/A | #N/A |  | #N/A | #N/A
1/23/2019 | 8:00 | #N/A | #N/A | Wednesday | 0 | 0 | #N/A | #N/A |  | #N/A | #N/A
1/23/2019 | 9:00 | #N/A | #N/A | Wednesday | 0 | 0 | #N/A | #N/A |  | #N/A | #N/A
1/23/2019 | 10:00 | #N/A | #N/A | Wednesday | 0 | 0 | #N/A | #N/A |  | #N/A | #N/A
1/23/2019 | 11:00 | #N/A | #N/A | Wednesday | 0 | 0 | #N/A | #N/A |  | #N/A | #N/A
1/23/2019 | 12:00 | #N/A | #N/A | Wednesday | 0 | 0 | #N/A | #N/A |  | #N/A | #N/A
1/23/2019 | 13:00 | #N/A | #N/A | Wednesday | 0 | 0 | #N/A | #N/A |  | #N/A | #N/A
1/23/2019 | 14:00 | #N/A | #N/A | Wednesday | 0 | 0 | #N/A | #N/A |  | #N/A | #N/A
1/23/2019 | 15:00 | #N/A | #N/A | Wednesday | 0 | 0 | #N/A | #N/A |  | #N/A | #N/A
1/23/2019 | 16:00 | #N/A | #N/A | Wednesday | 0 | 0 | #N/A | #N/A |  | #N/A | #N/A
1/23/2019 | 17:00 | #N/A | #N/A | Wednesday | 0 | 0 | #N/A | #N/A |  | #N/A | #N/A
1/23/2019 | 18:00 | #N/A | #N/A | Wednesday | 0 | 0 | #N/A | #N/A |  | #N/A | #N/A
1/23/2019 | 19:00 | #N/A | #N/A | Wednesday | 0 | 0 | #N/A | #N/A |  | #N/A | #N/A
1/23/2019 | 20:00 | #N/A | #N/A | Wednesday | 0 | 0 | #N/A | #N/A |  | #N/A | #N/A
1/23/2019 | 21:00 | #N/A | #N/A | Wednesday | 0 | 0 | #N/A | #N/A |  | #N/A | #N/A
1/23/2019 | 22:00 | #N/A | #N/A | Wednesday | 0 | 0 | #N/A | #N/A |  | #N/A | #N/A
1/23/2019 | 23:00 | #N/A | #N/A | Wednesday | 0 | 0 | #N/A | #N/A |  | #N/A | #N/A
1/23/2019 | 24:00 | #N/A | #N/A | Wednesday | 0 | 0 | #N/A | #N/A |  | #N/A | #N/A
1/24/2019 | 1:00 | #N/A | #N/A | Thursday | 0 | 0 | #N/A | #N/A |  | #N/A | #N/A
1/24/2019 | 2:00 | #N/A | #N/A | Thursday | 0 | 0 | #N/A | #N/A |  | #N/A | #N/A
1/24/2019 | 3:00 | #N/A | #N/A | Thursday | 0 | 0 | #N/A | #N/A |  | #N/A | #N/A
1/24/2019 | 4:00 | #N/A | #N/A | Thursday | 0 | 0 | #N/A | #N/A |  | #N/A | #N/A
1/24/2019 | 5:00 | #N/A | #N/A | Thursday | 0 | 0 | #N/A | #N/A |  | #N/A | #N/A
1/24/2019 | 6:00 | #N/A | #N/A | Thursday | 0 | 0 | #N/A | #N/A |  | #N/A | #N/A
1/24/2019 | 7:00 | #N/A | #N/A | Thursday | 0 | 0 | #N/A | #N/A |  | #N/A | #N/A
1/24/2019 | 8:00 | #N/A | #N/A | Thursday | 0 | 0 | #N/A | #N/A |  | #N/A | #N/A
1/24/2019 | 9:00 | #N/A | #N/A | Thursday | 0 | 0 | #N/A | #N/A |  | #N/A | #N/A
1/24/2019 | 10:00 | #N/A | #N/A | Thursday | 0 | 0 | #N/A | #N/A |  | #N/A | #N/A
1/24/2019 | 11:00 | #N/A | #N/A | Thursday | 0 | 0 | #N/A | #N/A |  | #N/A | #N/A
1/24/2019 | 12:00 | #N/A | #N/A | Thursday | 0 | 0 | #N/A | #N/A |  | #N/A | #N/A
1/24/2019 | 13:00 | #N/A | #N/A | Thursday | 0 | 0 | #N/A | #N/A |  | #N/A | #N/A
1/24/2019 | 14:00 | #N/A | #N/A | Thursday | 0 | 0 | #N/A | #N/A |  | #N/A | #N/A
1/24/2019 | 15:00 | #N/A | #N/A | Thursday | 0 | 0 | #N/A | #N/A |  | #N/A | #N/A
1/24/2019 | 16:00 | #N/A | #N/A | Thursday | 0 | 0 | #N/A | #N/A |  | #N/A | #N/A
1/24/2019 | 17:00 | #N/A | #N/A | Thursday | 0 | 0 | #N/A | #N/A |  | #N/A | #N/A
1/24/2019 | 18:00 | #N/A | #N/A | Thursday | 0 | 0 | #N/A | #N/A |  | #N/A | #N/A
1/24/2019 | 19:00 | #N/A | #N/A | Thursday | 0 | 0 | #N/A | #N/A |  | #N/A | #N/A
1/24/2019 | 20:00 | #N/A | #N/A | Thursday | 0 | 0 | #N/A | #N/A |  | #N/A | #N/A
1/24/2019 | 21:00 | #N/A | #N/A | Thursday | 0 | 0 | #N/A | #N/A |  | #N/A | #N/A
1/24/2019 | 22:00 | #N/A | #N/A | Thursday | 0 | 0 | #N/A | #N/A |  | #N/A | #N/A
1/24/2019 | 23:00 | #N/A | #N/A | Thursday | 0 | 0 | #N/A | #N/A |  | #N/A | #N/A
1/24/2019 | 24:00 | #N/A | #N/A | Thursday | 0 | 0 | #N/A | #N/A |  | #N/A | #N/A
1/25/2019 | 1:00 | #N/A | #N/A | Friday | 0 | 0 | #N/A | #N/A |  | #N/A | #N/A
1/25/2019 | 2:00 | #N/A | #N/A | Friday | 0 | 0 | #N/A | #N/A |  | #N/A | #N/A
1/25/2019 | 3:00 | #N/A | #N/A | Friday | 0 | 0 | #N/A | #N/A |  | #N/A | #N/A
1/25/2019 | 4:00 | #N/A | #N/A | Friday | 0 | 0 | #N/A | #N/A |  | #N/A | #N/A
1/25/2019 | 5:00 | #N/A | #N/A | Friday | 0 | 0 | #N/A | #N/A |  | #N/A | #N/A
1/25/2019 | 6:00 | #N/A | #N/A | Friday | 0 | 0 | #N/A | #N/A |  | #N/A | #N/A
1/25/2019 | 7:00 | #N/A | #N/A | Friday | 0 | 0 | #N/A | #N/A |  | #N/A | #N/A
1/25/2019 | 8:00 | #N/A | #N/A | Friday | 0 | 0 | #N/A | #N/A |  | #N/A | #N/A
1/25/2019 | 9:00 | #N/A | #N/A | Friday | 0 | 0 | #N/A | #N/A |  | #N/A | #N/A
1/25/2019 | 10:00 | #N/A | #N/A | Friday | 0 | 0 | #N/A | #N/A |  | #N/A | #N/A
1/25/2019 | 11:00 | #N/A | #N/A | Friday | 0 | 0 | #N/A | #N/A |  | #N/A | #N/A
1/25/2019 | 12:00 | #N/A | #N/A | Friday | 0 | 0 | #N/A | #N/A |  | #N/A | #N/A
1/25/2019 | 13:00 | #N/A | #N/A | Friday | 0 | 0 | #N/A | #N/A |  | #N/A | #N/A
1/25/2019 | 14:00 | #N/A | #N/A | Friday | 0 | 0 | #N/A | #N/A |  | #N/A | #N/A
1/25/2019 | 15:00 | #N/A | #N/A | Friday | 0 | 0 | #N/A | #N/A |  | #N/A | #N/A
1/25/2019 | 16:00 | #N/A | #N/A | Friday | 0 | 0 | #N/A | #N/A |  | #N/A | #N/A
1/25/2019 | 17:00 | #N/A | #N/A | Friday | 0 | 0 | #N/A | #N/A |  | #N/A | #N/A
1/25/2019 | 18:00 | #N/A | #N/A | Friday | 0 | 0 | #N/A | #N/A |  | #N/A | #N/A
1/25/2019 | 19:00 | #N/A | #N/A | Friday | 0 | 0 | #N/A | #N/A |  | #N/A | #N/A
1/25/2019 | 20:00 | #N/A | #N/A | Friday | 0 | 0 | #N/A | #N/A |  | #N/A | #N/A
1/25/2019 | 21:00 | #N/A | #N/A | Friday | 0 | 0 | #N/A | #N/A |  | #N/A | #N/A
1/25/2019 | 22:00 | #N/A | #N/A | Friday | 0 | 0 | #N/A | #N/A |  | #N/A | #N/A
1/25/2019 | 23:00 | #N/A | #N/A | Friday | 0 | 0 | #N/A | #N/A |  | #N/A | #N/A
1/25/2019 | 24:00 | #N/A | #N/A | Friday | 0 | 0 | #N/A | #N/A |  | #N/A | #N/A
1/26/2019 | 1:00 | #N/A | #N/A | Saturday | 0 | 0 | #N/A | #N/A |  | #N/A | #N/A
1/26/2019 | 2:00 | #N/A | #N/A | Saturday | 0 | 0 | #N/A | #N/A |  | #N/A | #N/A
1/26/2019 | 3:00 | #N/A | #N/A | Saturday | 0 | 0 | #N/A | #N/A |  | #N/A | #N/A
1/26/2019 | 4:00 | #N/A | #N/A | Saturday | 0 | 0 | #N/A | #N/A |  | #N/A | #N/A
1/26/2019 | 5:00 | #N/A | #N/A | Saturday | 0 | 0 | #N/A | #N/A |  | #N/A | #N/A
1/26/2019 | 6:00 | #N/A | #N/A | Saturday | 0 | 0 | #N/A | #N/A |  | #N/A | #N/A
1/26/2019 | 7:00 | #N/A | #N/A | Saturday | 0 | 0 | #N/A | #N/A |  | #N/A | #N/A
1/26/2019 | 8:00 | #N/A | #N/A | Saturday | 0 | 0 | #N/A | #N/A |  | #N/A | #N/A
1/26/2019 | 9:00 | #N/A | #N/A | Saturday | 0 | 0 | #N/A | #N/A |  | #N/A | #N/A
1/26/2019 | 10:00 | #N/A | #N/A | Saturday | 0 | 0 | #N/A | #N/A |  | #N/A | #N/A
1/26/2019 | 11:00 | #N/A | #N/A | Saturday | 0 | 0 | #N/A | #N/A |  | #N/A | #N/A
1/26/2019 | 12:00 | #N/A | #N/A | Saturday | 0 | 0 | #N/A | #N/A |  | #N/A | #N/A
1/26/2019 | 13:00 | #N/A | #N/A | Saturday | 0 | 0 | #N/A | #N/A |  | #N/A | #N/A
1/26/2019 | 14:00 | #N/A | #N/A | Saturday | 0 | 0 | #N/A | #N/A |  | #N/A | #N/A
1/26/2019 | 15:00 | #N/A | #N/A | Saturday | 0 | 0 | #N/A | #N/A |  | #N/A | #N/A
1/26/2019 | 16:00 | #N/A | #N/A | Saturday | 0 | 0 | #N/A | #N/A |  | #N/A | #N/A
1/26/2019 | 17:00 | #N/A | #N/A | Saturday | 0 | 0 | #N/A | #N/A |  | #N/A | #N/A
1/26/2019 | 18:00 | #N/A | #N/A | Saturday | 0 | 0 | #N/A | #N/A |  | #N/A | #N/A
1/26/2019 | 19:00 | #N/A | #N/A | Saturday | 0 | 0 | #N/A | #N/A |  | #N/A | #N/A
1/26/2019 | 20:00 | #N/A | #N/A | Saturday | 0 | 0 | #N/A | #N/A |  | #N/A | #N/A
1/26/2019 | 21:00 | #N/A | #N/A | Saturday | 0 | 0 | #N/A | #N/A |  | #N/A | #N/A
1/26/2019 | 22:00 | #N/A | #N/A | Saturday | 0 | 0 | #N/A | #N/A |  | #N/A | #N/A
1/26/2019 | 23:00 | #N/A | #N/A | Saturday | 0 | 0 | #N/A | #N/A |  | #N/A | #N/A
1/26/2019 | 24:00 | #N/A | #N/A | Saturday | 0 | 0 | #N/A | #N/A |  | #N/A | #N/A
1/27/2019 | 1:00 | #N/A | #N/A | Sunday | 0 | 0 | #N/A | #N/A |  | #N/A | #N/A
1/27/2019 | 2:00 | #N/A | #N/A | Sunday | 0 | 0 | #N/A | #N/A |  | #N/A | #N/A
1/27/2019 | 3:00 | #N/A | #N/A | Sunday | 0 | 0 | #N/A | #N/A |  | #N/A | #N/A
1/27/2019 | 4:00 | #N/A | #N/A | Sunday | 0 | 0 | #N/A | #N/A |  | #N/A | #N/A
1/27/2019 | 5:00 | #N/A | #N/A | Sunday | 0 | 0 | #N/A | #N/A |  | #N/A | #N/A
1/27/2019 | 6:00 | #N/A | #N/A | Sunday | 0 | 0 | #N/A | #N/A |  | #N/A | #N/A
1/27/2019 | 7:00 | #N/A | #N/A | Sunday | 0 | 0 | #N/A | #N/A |  | #N/A | #N/A
1/27/2019 | 8:00 | #N/A | #N/A | Sunday | 0 | 0 | #N/A | #N/A |  | #N/A | #N/A
1/27/2019 | 9:00 | #N/A | #N/A | Sunday | 0 | 0 | #N/A | #N/A |  | #N/A | #N/A
1/27/2019 | 10:00 | #N/A | #N/A | Sunday | 0 | 0 | #N/A | #N/A |  | #N/A | #N/A
1/27/2019 | 11:00 | #N/A | #N/A | Sunday | 0 | 0 | #N/A | #N/A |  | #N/A | #N/A
1/27/2019 | 12:00 | #N/A | #N/A | Sunday | 0 | 0 | #N/A | #N/A |  | #N/A | #N/A
1/27/2019 | 13:00 | #N/A | #N/A | Sunday | 0 | 0 | #N/A | #N/A |  | #N/A | #N/A
1/27/2019 | 14:00 | #N/A | #N/A | Sunday | 0 | 0 | #N/A | #N/A |  | #N/A | #N/A
1/27/2019 | 15:00 | #N/A | #N/A | Sunday | 0 | 0 | #N/A | #N/A |  | #N/A | #N/A
1/27/2019 | 16:00 | #N/A | #N/A | Sunday | 0 | 0 | #N/A | #N/A |  | #N/A | #N/A
1/27/2019 | 17:00 | #N/A | #N/A | Sunday | 0 | 0 | #N/A | #N/A |  | #N/A | #N/A
1/27/2019 | 18:00 | #N/A | #N/A | Sunday | 0 | 0 | #N/A | #N/A |  | #N/A | #N/A
1/27/2019 | 19:00 | #N/A | #N/A | Sunday | 0 | 0 | #N/A | #N/A |  | #N/A | #N/A
1/27/2019 | 20:00 | #N/A | #N/A | Sunday | 0 | 0 | #N/A | #N/A |  | #N/A | #N/A
1/27/2019 | 21:00 | #N/A | #N/A | Sunday | 0 | 0 | #N/A | #N/A |  | #N/A | #N/A
1/27/2019 | 22:00 | #N/A | #N/A | Sunday | 0 | 0 | #N/A | #N/A |  | #N/A | #N/A
1/27/2019 | 23:00 | #N/A | #N/A | Sunday | 0 | 0 | #N/A | #N/A |  | #N/A | #N/A
1/27/2019 | 24:00 | #N/A | #N/A | Sunday | 0 | 0 | #N/A | #N/A |  | #N/A | #N/A
1/28/2019 | 1:00 | #N/A | #N/A | Monday | 0 | 0 | #N/A | #N/A |  | #N/A | #N/A
1/28/2019 | 2:00 | #N/A | #N/A | Monday | 0 | 0 | #N/A | #N/A |  | #N/A | #N/A
1/28/2019 | 3:00 | #N/A | #N/A | Monday | 0 | 0 | #N/A | #N/A |  | #N/A | #N/A
1/28/2019 | 4:00 | #N/A | #N/A | Monday | 0 | 0 | #N/A | #N/A |  | #N/A | #N/A
1/28/2019 | 5:00 | #N/A | #N/A | Monday | 0 | 0 | #N/A | #N/A |  | #N/A | #N/A
1/28/2019 | 6:00 | #N/A | #N/A | Monday | 0 | 0 | #N/A | #N/A |  | #N/A | #N/A
1/28/2019 | 7:00 | #N/A | #N/A | Monday | 0 | 0 | #N/A | #N/A |  | #N/A | #N/A
1/28/2019 | 8:00 | #N/A | #N/A | Monday | 0 | 0 | #N/A | #N/A |  | #N/A | #N/A
1/28/2019 | 9:00 | #N/A | #N/A | Monday | 0 | 0 | #N/A | #N/A |  | #N/A | #N/A
1/28/2019 | 10:00 | #N/A | #N/A | Monday | 0 | 0 | #N/A | #N/A |  | #N/A | #N/A
1/28/2019 | 11:00 | #N/A | #N/A | Monday | 0 | 0 | #N/A | #N/A |  | #N/A | #N/A
1/28/2019 | 12:00 | #N/A | #N/A | Monday | 0 | 0 | #N/A | #N/A |  | #N/A | #N/A
1/28/2019 | 13:00 | #N/A | #N/A | Monday | 0 | 0 | #N/A | #N/A |  | #N/A | #N/A
1/28/2019 | 14:00 | #N/A | #N/A | Monday | 0 | 0 | #N/A | #N/A |  | #N/A | #N/A
1/28/2019 | 15:00 | #N/A | #N/A | Monday | 0 | 0 | #N/A | #N/A |  | #N/A | #N/A
1/28/2019 | 16:00 | #N/A | #N/A | Monday | 0 | 0 | #N/A | #N/A |  | #N/A | #N/A
1/28/2019 | 17:00 | #N/A | #N/A | Monday | 0 | 0 | #N/A | #N/A |  | #N/A | #N/A
1/28/2019 | 18:00 | #N/A | #N/A | Monday | 0 | 0 | #N/A | #N/A |  | #N/A | #N/A
1/28/2019 | 19:00 | #N/A | #N/A | Monday | 0 | 0 | #N/A | #N/A |  | #N/A | #N/A
1/28/2019 | 20:00 | #N/A | #N/A | Monday | 0 | 0 | #N/A | #N/A |  | #N/A | #N/A
1/28/2019 | 21:00 | #N/A | #N/A | Monday | 0 | 0 | #N/A | #N/A |  | #N/A | #N/A
1/28/2019 | 22:00 | #N/A | #N/A | Monday | 0 | 0 | #N/A | #N/A |  | #N/A | #N/A
1/28/2019 | 23:00 | #N/A | #N/A | Monday | 0 | 0 | #N/A | #N/A |  | #N/A | #N/A
1/28/2019 | 24:00 | #N/A | #N/A | Monday | 0 | 0 | #N/A | #N/A |  | #N/A | #N/A
1/29/2019 | 1:00 | #N/A | #N/A | Tuesday | 0 | 0 | #N/A | #N/A |  | #N/A | #N/A
1/29/2019 | 2:00 | #N/A | #N/A | Tuesday | 0 | 0 | #N/A | #N/A |  | #N/A | #N/A
1/29/2019 | 3:00 | #N/A | #N/A | Tuesday | 0 | 0 | #N/A | #N/A |  | #N/A | #N/A
1/29/2019 | 4:00 | #N/A | #N/A | Tuesday | 0 | 0 | #N/A | #N/A |  | #N/A | #N/A
1/29/2019 | 5:00 | #N/A | #N/A | Tuesday | 0 | 0 | #N/A | #N/A |  | #N/A | #N/A
1/29/2019 | 6:00 | #N/A | #N/A | Tuesday | 0 | 0 | #N/A | #N/A |  | #N/A | #N/A
1/29/2019 | 7:00 | #N/A | #N/A | Tuesday | 0 | 0 | #N/A | #N/A |  | #N/A | #N/A
1/29/2019 | 8:00 | #N/A | #N/A | Tuesday | 0 | 0 | #N/A | #N/A |  | #N/A | #N/A
1/29/2019 | 9:00 | #N/A | #N/A | Tuesday | 0 | 0 | #N/A | #N/A |  | #N/A | #N/A
1/29/2019 | 10:00 | #N/A | #N/A | Tuesday | 0 | 0 | #N/A | #N/A |  | #N/A | #N/A
1/29/2019 | 11:00 | #N/A | #N/A | Tuesday | 0 | 0 | #N/A | #N/A |  | #N/A | #N/A
1/29/2019 | 12:00 | #N/A | #N/A | Tuesday | 0 | 0 | #N/A | #N/A |  | #N/A | #N/A
1/29/2019 | 13:00 | #N/A | #N/A | Tuesday | 0 | 0 | #N/A | #N/A |  | #N/A | #N/A
1/29/2019 | 14:00 | #N/A | #N/A | Tuesday | 0 | 0 | #N/A | #N/A |  | #N/A | #N/A
1/29/2019 | 15:00 | #N/A | #N/A | Tuesday | 0 | 0 | #N/A | #N/A |  | #N/A | #N/A
1/29/2019 | 16:00 | #N/A | #N/A | Tuesday | 0 | 0 | #N/A | #N/A |  | #N/A | #N/A
1/29/2019 | 17:00 | #N/A | #N/A | Tuesday | 0 | 0 | #N/A | #N/A |  | #N/A | #N/A
1/29/2019 | 18:00 | #N/A | #N/A | Tuesday | 0 | 0 | #N/A | #N/A |  | #N/A | #N/A
1/29/2019 | 19:00 | #N/A | #N/A | Tuesday | 0 | 0 | #N/A | #N/A |  | #N/A | #N/A
1/29/2019 | 20:00 | #N/A | #N/A | Tuesday | 0 | 0 | #N/A | #N/A |  | #N/A | #N/A
1/29/2019 | 21:00 | #N/A | #N/A | Tuesday | 0 | 0 | #N/A | #N/A |  | #N/A | #N/A
1/29/2019 | 22:00 | #N/A | #N/A | Tuesday | 0 | 0 | #N/A | #N/A |  | #N/A | #N/A
1/29/2019 | 23:00 | #N/A | #N/A | Tuesday | 0 | 0 | #N/A | #N/A |  | #N/A | #N/A
1/29/2019 | 24:00 | #N/A | #N/A | Tuesday | 0 | 0 | #N/A | #N/A |  | #N/A | #N/A
1/30/2019 | 1:00 | #N/A | #N/A | Wednesday | 0 | 0 | #N/A | #N/A |  | #N/A | #N/A
1/30/2019 | 2:00 | #N/A | #N/A | Wednesday | 0 | 0 | #N/A | #N/A |  | #N/A | #N/A
1/30/2019 | 3:00 | #N/A | #N/A | Wednesday | 0 | 0 | #N/A | #N/A |  | #N/A | #N/A
1/30/2019 | 4:00 | #N/A | #N/A | Wednesday | 0 | 0 | #N/A | #N/A |  | #N/A | #N/A
1/30/2019 | 5:00 | #N/A | #N/A | Wednesday | 0 | 0 | #N/A | #N/A |  | #N/A | #N/A
1/30/2019 | 6:00 | #N/A | #N/A | Wednesday | 0 | 0 | #N/A | #N/A |  | #N/A | #N/A
1/30/2019 | 7:00 | #N/A | #N/A | Wednesday | 0 | 0 | #N/A | #N/A |  | #N/A | #N/A
1/30/2019 | 8:00 | #N/A | #N/A | Wednesday | 0 | 0 | #N/A | #N/A |  | #N/A | #N/A
1/30/2019 | 9:00 | #N/A | #N/A | Wednesday | 0 | 0 | #N/A | #N/A |  | #N/A | #N/A
1/30/2019 | 10:00 | #N/A | #N/A | Wednesday | 0 | 0 | #N/A | #N/A |  | #N/A | #N/A
1/30/2019 | 11:00 | #N/A | #N/A | Wednesday | 0 | 0 | #N/A | #N/A |  | #N/A | #N/A
1/30/2019 | 12:00 | #N/A | #N/A | Wednesday | 0 | 0 | #N/A | #N/A |  | #N/A | #N/A
1/30/2019 | 13:00 | #N/A | #N/A | Wednesday | 0 | 0 | #N/A | #N/A |  | #N/A | #N/A
1/30/2019 | 14:00 | #N/A | #N/A | Wednesday | 0 | 0 | #N/A | #N/A |  | #N/A | #N/A
1/30/2019 | 15:00 | #N/A | #N/A | Wednesday | 0 | 0 | #N/A | #N/A |  | #N/A | #N/A
1/30/2019 | 16:00 | #N/A | #N/A | Wednesday | 0 | 0 | #N/A | #N/A |  | #N/A | #N/A
1/30/2019 | 17:00 | #N/A | #N/A | Wednesday | 0 | 0 | #N/A | #N/A |  | #N/A | #N/A
1/30/2019 | 18:00 | #N/A | #N/A | Wednesday | 0 | 0 | #N/A | #N/A |  | #N/A | #N/A
1/30/2019 | 19:00 | #N/A | #N/A | Wednesday | 0 | 0 | #N/A | #N/A |  | #N/A | #N/A
1/30/2019 | 20:00 | #N/A | #N/A | Wednesday | 0 | 0 | #N/A | #N/A |  | #N/A | #N/A
1/30/2019 | 21:00 | #N/A | #N/A | Wednesday | 0 | 0 | #N/A | #N/A |  | #N/A | #N/A
1/30/2019 | 22:00 | #N/A | #N/A | Wednesday | 0 | 0 | #N/A | #N/A |  | #N/A | #N/A
1/30/2019 | 23:00 | #N/A | #N/A | Wednesday | 0 | 0 | #N/A | #N/A |  | #N/A | #N/A
1/30/2019 | 24:00 | #N/A | #N/A | Wednesday | 0 | 0 | #N/A | #N/A |  | #N/A | #N/A
1/31/2019 | 1:00 | #N/A | #N/A | Thursday | 0 | 0 | #N/A | #N/A |  | #N/A | #N/A
1/31/2019 | 2:00 | #N/A | #N/A | Thursday | 0 | 0 | #N/A | #N/A |  | #N/A | #N/A
1/31/2019 | 3:00 | #N/A | #N/A | Thursday | 0 | 0 | #N/A | #N/A |  | #N/A | #N/A
1/31/2019 | 4:00 | #N/A | #N/A | Thursday | 0 | 0 | #N/A | #N/A |  | #N/A | #N/A
1/31/2019 | 5:00 | #N/A | #N/A | Thursday | 0 | 0 | #N/A | #N/A |  | #N/A | #N/A
1/31/2019 | 6:00 | #N/A | #N/A | Thursday | 0 | 0 | #N/A | #N/A |  | #N/A | #N/A
1/31/2019 | 7:00 | #N/A | #N/A | Thursday | 0 | 0 | #N/A | #N/A |  | #N/A | #N/A
1/31/2019 | 8:00 | #N/A | #N/A | Thursday | 0 | 0 | #N/A | #N/A |  | #N/A | #N/A
1/31/2019 | 9:00 | #N/A | #N/A | Thursday | 0 | 0 | #N/A | #N/A |  | #N/A | #N/A
1/31/2019 | 10:00 | #N/A | #N/A | Thursday | 0 | 0 | #N/A | #N/A |  | #N/A | #N/A
1/31/2019 | 11:00 | #N/A | #N/A | Thursday | 0 | 0 | #N/A | #N/A |  | #N/A | #N/A
1/31/2019 | 12:00 | #N/A | #N/A | Thursday | 0 | 0 | #N/A | #N/A |  | #N/A | #N/A
1/31/2019 | 13:00 | #N/A | #N/A | Thursday | 0 | 0 | #N/A | #N/A |  | #N/A | #N/A
1/31/2019 | 14:00 | #N/A | #N/A | Thursday | 0 | 0 | #N/A | #N/A |  | #N/A | #N/A
1/31/2019 | 15:00 | #N/A | #N/A | Thursday | 0 | 0 | #N/A | #N/A |  | #N/A | #N/A
1/31/2019 | 16:00 | #N/A | #N/A | Thursday | 0 | 0 | #N/A | #N/A |  | #N/A | #N/A
1/31/2019 | 17:00 | #N/A | #N/A | Thursday | 0 | 0 | #N/A | #N/A |  | #N/A | #N/A
1/31/2019 | 18:00 | #N/A | #N/A | Thursday | 0 | 0 | #N/A | #N/A |  | #N/A | #N/A
1/31/2019 | 19:00 | #N/A | #N/A | Thursday | 0 | 0 | #N/A | #N/A |  | #N/A | #N/A
1/31/2019 | 20:00 | #N/A | #N/A | Thursday | 0 | 0 | #N/A | #N/A |  | #N/A | #N/A
1/31/2019 | 21:00 | #N/A | #N/A | Thursday | 0 | 0 | #N/A | #N/A |  | #N/A | #N/A
1/31/2019 | 22:00 | #N/A | #N/A | Thursday | 0 | 0 | #N/A | #N/A |  | #N/A | #N/A
1/31/2019 | 23:00 | #N/A | #N/A | Thursday | 0 | 0 | #N/A | #N/A |  | #N/A | #N/A
1/31/2019 | 24:00 | #N/A | #N/A | Thursday | 0 | 0 | #N/A | #N/A |  | #N/A | #N/A
2/1/2019 | 1:00 | #N/A | #N/A | Friday | 0 | 0 | #N/A | #N/A |  | #N/A | #N/A
2/1/2019 | 2:00 | #N/A | #N/A | Friday | 0 | 0 | #N/A | #N/A |  | #N/A | #N/A
2/1/2019 | 3:00 | #N/A | #N/A | Friday | 0 | 0 | #N/A | #N/A |  | #N/A | #N/A
2/1/2019 | 4:00 | #N/A | #N/A | Friday | 0 | 0 | #N/A | #N/A |  | #N/A | #N/A
2/1/2019 | 5:00 | #N/A | #N/A | Friday | 0 | 0 | #N/A | #N/A |  | #N/A | #N/A
2/1/2019 | 6:00 | #N/A | #N/A | Friday | 0 | 0 | #N/A | #N/A |  | #N/A | #N/A
2/1/2019 | 7:00 | #N/A | #N/A | Friday | 0 | 0 | #N/A | #N/A |  | #N/A | #N/A
2/1/2019 | 8:00 | #N/A | #N/A | Friday | 0 | 0 | #N/A | #N/A |  | #N/A | #N/A
2/1/2019 | 9:00 | #N/A | #N/A | Friday | 0 | 0 | #N/A | #N/A |  | #N/A | #N/A
2/1/2019 | 10:00 | #N/A | #N/A | Friday | 0 | 0 | #N/A | #N/A |  | #N/A | #N/A
2/1/2019 | 11:00 | #N/A | #N/A | Friday | 0 | 0 | #N/A | #N/A |  | #N/A | #N/A
2/1/2019 | 12:00 | #N/A | #N/A | Friday | 0 | 0 | #N/A | #N/A |  | #N/A | #N/A
2/1/2019 | 13:00 | #N/A | #N/A | Friday | 0 | 0 | #N/A | #N/A |  | #N/A | #N/A
2/1/2019 | 14:00 | #N/A | #N/A | Friday | 0 | 0 | #N/A | #N/A |  | #N/A | #N/A
2/1/2019 | 15:00 | #N/A | #N/A | Friday | 0 | 0 | #N/A | #N/A |  | #N/A | #N/A
2/1/2019 | 16:00 | #N/A | #N/A | Friday | 0 | 0 | #N/A | #N/A |  | #N/A | #N/A
2/1/2019 | 17:00 | #N/A | #N/A | Friday | 0 | 0 | #N/A | #N/A |  | #N/A | #N/A
2/1/2019 | 18:00 | #N/A | #N/A | Friday | 0 | 0 | #N/A | #N/A |  | #N/A | #N/A
2/1/2019 | 19:00 | #N/A | #N/A | Friday | 0 | 0 | #N/A | #N/A |  | #N/A | #N/A
2/1/2019 | 20:00 | #N/A | #N/A | Friday | 0 | 0 | #N/A | #N/A |  | #N/A | #N/A
2/1/2019 | 21:00 | #N/A | #N/A | Friday | 0 | 0 | #N/A | #N/A |  | #N/A | #N/A
2/1/2019 | 22:00 | #N/A | #N/A | Friday | 0 | 0 | #N/A | #N/A |  | #N/A | #N/A
2/1/2019 | 23:00 | #N/A | #N/A | Friday | 0 | 0 | #N/A | #N/A |  | #N/A | #N/A
2/1/2019 | 24:00 | #N/A | #N/A | Friday | 0 | 0 | #N/A | #N/A |  | #N/A | #N/A
2/2/2019 | 1:00 | #N/A | #N/A | Saturday | 0 | 0 | #N/A | #N/A |  | #N/A | #N/A
2/2/2019 | 2:00 | #N/A | #N/A | Saturday | 0 | 0 | #N/A | #N/A |  | #N/A | #N/A
2/2/2019 | 3:00 | #N/A | #N/A | Saturday | 0 | 0 | #N/A | #N/A |  | #N/A | #N/A
2/2/2019 | 4:00 | #N/A | #N/A | Saturday | 0 | 0 | #N/A | #N/A |  | #N/A | #N/A
2/2/2019 | 5:00 | #N/A | #N/A | Saturday | 0 | 0 | #N/A | #N/A |  | #N/A | #N/A
2/2/2019 | 6:00 | #N/A | #N/A | Saturday | 0 | 0 | #N/A | #N/A |  | #N/A | #N/A
2/2/2019 | 7:00 | #N/A | #N/A | Saturday | 0 | 0 | #N/A | #N/A |  | #N/A | #N/A
2/2/2019 | 8:00 | #N/A | #N/A | Saturday | 0 | 0 | #N/A | #N/A |  | #N/A | #N/A
2/2/2019 | 9:00 | #N/A | #N/A | Saturday | 0 | 0 | #N/A | #N/A |  | #N/A | #N/A
2/2/2019 | 10:00 | #N/A | #N/A | Saturday | 0 | 0 | #N/A | #N/A |  | #N/A | #N/A
2/2/2019 | 11:00 | #N/A | #N/A | Saturday | 0 | 0 | #N/A | #N/A |  | #N/A | #N/A
2/2/2019 | 12:00 | #N/A | #N/A | Saturday | 0 | 0 | #N/A | #N/A |  | #N/A | #N/A
2/2/2019 | 13:00 | #N/A | #N/A | Saturday | 0 | 0 | #N/A | #N/A |  | #N/A | #N/A
2/2/2019 | 14:00 | #N/A | #N/A | Saturday | 0 | 0 | #N/A | #N/A |  | #N/A | #N/A
2/2/2019 | 15:00 | #N/A | #N/A | Saturday | 0 | 0 | #N/A | #N/A |  | #N/A | #N/A
2/2/2019 | 16:00 | #N/A | #N/A | Saturday | 0 | 0 | #N/A | #N/A |  | #N/A | #N/A
2/2/2019 | 17:00 | #N/A | #N/A | Saturday | 0 | 0 | #N/A | #N/A |  | #N/A | #N/A
2/2/2019 | 18:00 | #N/A | #N/A | Saturday | 0 | 0 | #N/A | #N/A |  | #N/A | #N/A
2/2/2019 | 19:00 | #N/A | #N/A | Saturday | 0 | 0 | #N/A | #N/A |  | #N/A | #N/A
2/2/2019 | 20:00 | #N/A | #N/A | Saturday | 0 | 0 | #N/A | #N/A |  | #N/A | #N/A
2/2/2019 | 21:00 | #N/A | #N/A | Saturday | 0 | 0 | #N/A | #N/A |  | #N/A | #N/A
2/2/2019 | 22:00 | #N/A | #N/A | Saturday | 0 | 0 | #N/A | #N/A |  | #N/A | #N/A
2/2/2019 | 23:00 | #N/A | #N/A | Saturday | 0 | 0 | #N/A | #N/A |  | #N/A | #N/A
2/2/2019 | 24:00 | #N/A | #N/A | Saturday | 0 | 0 | #N/A | #N/A |  | #N/A | #N/A
2/3/2019 | 1:00 | #N/A | #N/A | Sunday | 0 | 0 | #N/A | #N/A |  | #N/A | #N/A
2/3/2019 | 2:00 | #N/A | #N/A | Sunday | 0 | 0 | #N/A | #N/A |  | #N/A | #N/A
2/3/2019 | 3:00 | #N/A | #N/A | Sunday | 0 | 0 | #N/A | #N/A |  | #N/A | #N/A
2/3/2019 | 4:00 | #N/A | #N/A | Sunday | 0 | 0 | #N/A | #N/A |  | #N/A | #N/A
2/3/2019 | 5:00 | #N/A | #N/A | Sunday | 0 | 0 | #N/A | #N/A |  | #N/A | #N/A
2/3/2019 | 6:00 | #N/A | #N/A | Sunday | 0 | 0 | #N/A | #N/A |  | #N/A | #N/A
2/3/2019 | 7:00 | #N/A | #N/A | Sunday | 0 | 0 | #N/A | #N/A |  | #N/A | #N/A
2/3/2019 | 8:00 | #N/A | #N/A | Sunday | 0 | 0 | #N/A | #N/A |  | #N/A | #N/A
2/3/2019 | 9:00 | #N/A | #N/A | Sunday | 0 | 0 | #N/A | #N/A |  | #N/A | #N/A
2/3/2019 | 10:00 | #N/A | #N/A | Sunday | 0 | 0 | #N/A | #N/A |  | #N/A | #N/A
2/3/2019 | 11:00 | #N/A | #N/A | Sunday | 0 | 0 | #N/A | #N/A |  | #N/A | #N/A
2/3/2019 | 12:00 | #N/A | #N/A | Sunday | 0 | 0 | #N/A | #N/A |  | #N/A | #N/A
2/3/2019 | 13:00 | #N/A | #N/A | Sunday | 0 | 0 | #N/A | #N/A |  | #N/A | #N/A
2/3/2019 | 14:00 | #N/A | #N/A | Sunday | 0 | 0 | #N/A | #N/A |  | #N/A | #N/A
2/3/2019 | 15:00 | #N/A | #N/A | Sunday | 0 | 0 | #N/A | #N/A |  | #N/A | #N/A
2/3/2019 | 16:00 | #N/A | #N/A | Sunday | 0 | 0 | #N/A | #N/A |  | #N/A | #N/A
2/3/2019 | 17:00 | #N/A | #N/A | Sunday | 0 | 0 | #N/A | #N/A |  | #N/A | #N/A
2/3/2019 | 18:00 | #N/A | #N/A | Sunday | 0 | 0 | #N/A | #N/A |  | #N/A | #N/A
2/3/2019 | 19:00 | #N/A | #N/A | Sunday | 0 | 0 | #N/A | #N/A |  | #N/A | #N/A
2/3/2019 | 20:00 | #N/A | #N/A | Sunday | 0 | 0 | #N/A | #N/A |  | #N/A | #N/A
2/3/2019 | 21:00 | #N/A | #N/A | Sunday | 0 | 0 | #N/A | #N/A |  | #N/A | #N/A
2/3/2019 | 22:00 | #N/A | #N/A | Sunday | 0 | 0 | #N/A | #N/A |  | #N/A | #N/A
2/3/2019 | 23:00 | #N/A | #N/A | Sunday | 0 | 0 | #N/A | #N/A |  | #N/A | #N/A
2/3/2019 | 24:00 | #N/A | #N/A | Sunday | 0 | 0 | #N/A | #N/A |  | #N/A | #N/A
2/4/2019 | 1:00 | #N/A | #N/A | Monday | 0 | 0 | #N/A | #N/A |  | #N/A | #N/A
2/4/2019 | 2:00 | #N/A | #N/A | Monday | 0 | 0 | #N/A | #N/A |  | #N/A | #N/A
2/4/2019 | 3:00 | #N/A | #N/A | Monday | 0 | 0 | #N/A | #N/A |  | #N/A | #N/A
2/4/2019 | 4:00 | #N/A | #N/A | Monday | 0 | 0 | #N/A | #N/A |  | #N/A | #N/A
2/4/2019 | 5:00 | #N/A | #N/A | Monday | 0 | 0 | #N/A | #N/A |  | #N/A | #N/A
2/4/2019 | 6:00 | #N/A | #N/A | Monday | 0 | 0 | #N/A | #N/A |  | #N/A | #N/A
2/4/2019 | 7:00 | #N/A | #N/A | Monday | 0 | 0 | #N/A | #N/A |  | #N/A | #N/A
2/4/2019 | 8:00 | #N/A | #N/A | Monday | 0 | 0 | #N/A | #N/A |  | #N/A | #N/A
2/4/2019 | 9:00 | #N/A | #N/A | Monday | 0 | 0 | #N/A | #N/A |  | #N/A | #N/A
2/4/2019 | 10:00 | #N/A | #N/A | Monday | 0 | 0 | #N/A | #N/A |  | #N/A | #N/A
2/4/2019 | 11:00 | #N/A | #N/A | Monday | 0 | 0 | #N/A | #N/A |  | #N/A | #N/A
2/4/2019 | 12:00 | #N/A | #N/A | Monday | 0 | 0 | #N/A | #N/A |  | #N/A | #N/A
2/4/2019 | 13:00 | #N/A | #N/A | Monday | 0 | 0 | #N/A | #N/A |  | #N/A | #N/A
2/4/2019 | 14:00 | #N/A | #N/A | Monday | 0 | 0 | #N/A | #N/A |  | #N/A | #N/A
2/4/2019 | 15:00 | #N/A | #N/A | Monday | 0 | 0 | #N/A | #N/A |  | #N/A | #N/A
2/4/2019 | 16:00 | #N/A | #N/A | Monday | 0 | 0 | #N/A | #N/A |  | #N/A | #N/A
2/4/2019 | 17:00 | #N/A | #N/A | Monday | 0 | 0 | #N/A | #N/A |  | #N/A | #N/A
2/4/2019 | 18:00 | #N/A | #N/A | Monday | 0 | 0 | #N/A | #N/A |  | #N/A | #N/A
2/4/2019 | 19:00 | #N/A | #N/A | Monday | 0 | 0 | #N/A | #N/A |  | #N/A | #N/A
2/4/2019 | 20:00 | #N/A | #N/A | Monday | 0 | 0 | #N/A | #N/A |  | #N/A | #N/A
2/4/2019 | 21:00 | #N/A | #N/A | Monday | 0 | 0 | #N/A | #N/A |  | #N/A | #N/A
2/4/2019 | 22:00 | #N/A | #N/A | Monday | 0 | 0 | #N/A | #N/A |  | #N/A | #N/A
2/4/2019 | 23:00 | #N/A | #N/A | Monday | 0 | 0 | #N/A | #N/A |  | #N/A | #N/A
2/4/2019 | 24:00 | #N/A | #N/A | Monday | 0 | 0 | #N/A | #N/A |  | #N/A | #N/A
2/5/2019 | 1:00 | #N/A | #N/A | Tuesday | 0 | 0 | #N/A | #N/A |  | #N/A | #N/A
2/5/2019 | 2:00 | #N/A | #N/A | Tuesday | 0 | 0 | #N/A | #N/A |  | #N/A | #N/A
2/5/2019 | 3:00 | #N/A | #N/A | Tuesday | 0 | 0 | #N/A | #N/A |  | #N/A | #N/A
2/5/2019 | 4:00 | #N/A | #N/A | Tuesday | 0 | 0 | #N/A | #N/A |  | #N/A | #N/A
2/5/2019 | 5:00 | #N/A | #N/A | Tuesday | 0 | 0 | #N/A | #N/A |  | #N/A | #N/A
2/5/2019 | 6:00 | #N/A | #N/A | Tuesday | 0 | 0 | #N/A | #N/A |  | #N/A | #N/A
2/5/2019 | 7:00 | #N/A | #N/A | Tuesday | 0 | 0 | #N/A | #N/A |  | #N/A | #N/A
2/5/2019 | 8:00 | #N/A | #N/A | Tuesday | 0 | 0 | #N/A | #N/A |  | #N/A | #N/A
2/5/2019 | 9:00 | #N/A | #N/A | Tuesday | 0 | 0 | #N/A | #N/A |  | #N/A | #N/A
2/5/2019 | 10:00 | #N/A | #N/A | Tuesday | 0 | 0 | #N/A | #N/A |  | #N/A | #N/A
2/5/2019 | 11:00 | #N/A | #N/A | Tuesday | 0 | 0 | #N/A | #N/A |  | #N/A | #N/A
2/5/2019 | 12:00 | #N/A | #N/A | Tuesday | 0 | 0 | #N/A | #N/A |  | #N/A | #N/A
2/5/2019 | 13:00 | #N/A | #N/A | Tuesday | 0 | 0 | #N/A | #N/A |  | #N/A | #N/A
2/5/2019 | 14:00 | #N/A | #N/A | Tuesday | 0 | 0 | #N/A | #N/A |  | #N/A | #N/A
2/5/2019 | 15:00 | #N/A | #N/A | Tuesday | 0 | 0 | #N/A | #N/A |  | #N/A | #N/A
2/5/2019 | 16:00 | #N/A | #N/A | Tuesday | 0 | 0 | #N/A | #N/A |  | #N/A | #N/A
2/5/2019 | 17:00 | #N/A | #N/A | Tuesday | 0 | 0 | #N/A | #N/A |  | #N/A | #N/A
2/5/2019 | 18:00 | #N/A | #N/A | Tuesday | 0 | 0 | #N/A | #N/A |  | #N/A | #N/A
2/5/2019 | 19:00 | #N/A | #N/A | Tuesday | 0 | 0 | #N/A | #N/A |  | #N/A | #N/A
2/5/2019 | 20:00 | #N/A | #N/A | Tuesday | 0 | 0 | #N/A | #N/A |  | #N/A | #N/A
2/5/2019 | 21:00 | #N/A | #N/A | Tuesday | 0 | 0 | #N/A | #N/A |  | #N/A | #N/A
2/5/2019 | 22:00 | #N/A | #N/A | Tuesday | 0 | 0 | #N/A | #N/A |  | #N/A | #N/A
2/5/2019 | 23:00 | #N/A | #N/A | Tuesday | 0 | 0 | #N/A | #N/A |  | #N/A | #N/A
2/5/2019 | 24:00 | #N/A | #N/A | Tuesday | 0 | 0 | #N/A | #N/A |  | #N/A | #N/A
2/6/2019 | 1:00 | #N/A | #N/A | Wednesday | 0 | 0 | #N/A | #N/A |  | #N/A | #N/A
2/6/2019 | 2:00 | #N/A | #N/A | Wednesday | 0 | 0 | #N/A | #N/A |  | #N/A | #N/A
2/6/2019 | 3:00 | #N/A | #N/A | Wednesday | 0 | 0 | #N/A | #N/A |  | #N/A | #N/A
2/6/2019 | 4:00 | #N/A | #N/A | Wednesday | 0 | 0 | #N/A | #N/A |  | #N/A | #N/A
2/6/2019 | 5:00 | #N/A | #N/A | Wednesday | 0 | 0 | #N/A | #N/A |  | #N/A | #N/A
2/6/2019 | 6:00 | #N/A | #N/A | Wednesday | 0 | 0 | #N/A | #N/A |  | #N/A | #N/A
2/6/2019 | 7:00 | #N/A | #N/A | Wednesday | 0 | 0 | #N/A | #N/A |  | #N/A | #N/A
2/6/2019 | 8:00 | #N/A | #N/A | Wednesday | 0 | 0 | #N/A | #N/A |  | #N/A | #N/A
2/6/2019 | 9:00 | #N/A | #N/A | Wednesday | 0 | 0 | #N/A | #N/A |  | #N/A | #N/A
2/6/2019 | 10:00 | #N/A | #N/A | Wednesday | 0 | 0 | #N/A | #N/A |  | #N/A | #N/A
2/6/2019 | 11:00 | #N/A | #N/A | Wednesday | 0 | 0 | #N/A | #N/A |  | #N/A | #N/A
2/6/2019 | 12:00 | #N/A | #N/A | Wednesday | 0 | 0 | #N/A | #N/A |  | #N/A | #N/A
2/6/2019 | 13:00 | #N/A | #N/A | Wednesday | 0 | 0 | #N/A | #N/A |  | #N/A | #N/A
2/6/2019 | 14:00 | #N/A | #N/A | Wednesday | 0 | 0 | #N/A | #N/A |  | #N/A | #N/A
2/6/2019 | 15:00 | #N/A | #N/A | Wednesday | 0 | 0 | #N/A | #N/A |  | #N/A | #N/A
2/6/2019 | 16:00 | #N/A | #N/A | Wednesday | 0 | 0 | #N/A | #N/A |  | #N/A | #N/A
2/6/2019 | 17:00 | #N/A | #N/A | Wednesday | 0 | 0 | #N/A | #N/A |  | #N/A | #N/A
2/6/2019 | 18:00 | #N/A | #N/A | Wednesday | 0 | 0 | #N/A | #N/A |  | #N/A | #N/A
2/6/2019 | 19:00 | #N/A | #N/A | Wednesday | 0 | 0 | #N/A | #N/A |  | #N/A | #N/A
2/6/2019 | 20:00 | #N/A | #N/A | Wednesday | 0 | 0 | #N/A | #N/A |  | #N/A | #N/A
2/6/2019 | 21:00 | #N/A | #N/A | Wednesday | 0 | 0 | #N/A | #N/A |  | #N/A | #N/A
2/6/2019 | 22:00 | #N/A | #N/A | Wednesday | 0 | 0 | #N/A | #N/A |  | #N/A | #N/A
2/6/2019 | 23:00 | #N/A | #N/A | Wednesday | 0 | 0 | #N/A | #N/A |  | #N/A | #N/A
2/6/2019 | 24:00 | #N/A | #N/A | Wednesday | 0 | 0 | #N/A | #N/A |  | #N/A | #N/A
2/7/2019 | 1:00 | #N/A | #N/A | Thursday | 0 | 0 | #N/A | #N/A |  | #N/A | #N/A
2/7/2019 | 2:00 | #N/A | #N/A | Thursday | 0 | 0 | #N/A | #N/A |  | #N/A | #N/A
2/7/2019 | 3:00 | #N/A | #N/A | Thursday | 0 | 0 | #N/A | #N/A |  | #N/A | #N/A
2/7/2019 | 4:00 | #N/A | #N/A | Thursday | 0 | 0 | #N/A | #N/A |  | #N/A | #N/A
2/7/2019 | 5:00 | #N/A | #N/A | Thursday | 0 | 0 | #N/A | #N/A |  | #N/A | #N/A
2/7/2019 | 6:00 | #N/A | #N/A | Thursday | 0 | 0 | #N/A | #N/A |  | #N/A | #N/A
2/7/2019 | 7:00 | #N/A | #N/A | Thursday | 0 | 0 | #N/A | #N/A |  | #N/A | #N/A
2/7/2019 | 8:00 | #N/A | #N/A | Thursday | 0 | 0 | #N/A | #N/A |  | #N/A | #N/A
2/7/2019 | 9:00 | #N/A | #N/A | Thursday | 0 | 0 | #N/A | #N/A |  | #N/A | #N/A
2/7/2019 | 10:00 | #N/A | #N/A | Thursday | 0 | 0 | #N/A | #N/A |  | #N/A | #N/A
2/7/2019 | 11:00 | #N/A | #N/A | Thursday | 0 | 0 | #N/A | #N/A |  | #N/A | #N/A
2/7/2019 | 12:00 | #N/A | #N/A | Thursday | 0 | 0 | #N/A | #N/A |  | #N/A | #N/A
2/7/2019 | 13:00 | #N/A | #N/A | Thursday | 0 | 0 | #N/A | #N/A |  | #N/A | #N/A
2/7/2019 | 14:00 | #N/A | #N/A | Thursday | 0 | 0 | #N/A | #N/A |  | #N/A | #N/A
2/7/2019 | 15:00 | #N/A | #N/A | Thursday | 0 | 0 | #N/A | #N/A |  | #N/A | #N/A
2/7/2019 | 16:00 | #N/A | #N/A | Thursday | 0 | 0 | #N/A | #N/A |  | #N/A | #N/A
2/7/2019 | 17:00 | #N/A | #N/A | Thursday | 0 | 0 | #N/A | #N/A |  | #N/A | #N/A
2/7/2019 | 18:00 | #N/A | #N/A | Thursday | 0 | 0 | #N/A | #N/A |  | #N/A | #N/A
2/7/2019 | 19:00 | #N/A | #N/A | Thursday | 0 | 0 | #N/A | #N/A |  | #N/A | #N/A
2/7/2019 | 20:00 | #N/A | #N/A | Thursday | 0 | 0 | #N/A | #N/A |  | #N/A | #N/A
2/7/2019 | 21:00 | #N/A | #N/A | Thursday | 0 | 0 | #N/A | #N/A |  | #N/A | #N/A
2/7/2019 | 22:00 | #N/A | #N/A | Thursday | 0 | 0 | #N/A | #N/A |  | #N/A | #N/A
2/7/2019 | 23:00 | #N/A | #N/A | Thursday | 0 | 0 | #N/A | #N/A |  | #N/A | #N/A
2/7/2019 | 24:00 | #N/A | #N/A | Thursday | 0 | 0 | #N/A | #N/A |  | #N/A | #N/A
2/8/2019 | 1:00 | #N/A | #N/A | Friday | 0 | 0 | #N/A | #N/A |  | #N/A | #N/A
2/8/2019 | 2:00 | #N/A | #N/A | Friday | 0 | 0 | #N/A | #N/A |  | #N/A | #N/A
2/8/2019 | 3:00 | #N/A | #N/A | Friday | 0 | 0 | #N/A | #N/A |  | #N/A | #N/A
2/8/2019 | 4:00 | #N/A | #N/A | Friday | 0 | 0 | #N/A | #N/A |  | #N/A | #N/A
2/8/2019 | 5:00 | #N/A | #N/A | Friday | 0 | 0 | #N/A | #N/A |  | #N/A | #N/A
2/8/2019 | 6:00 | #N/A | #N/A | Friday | 0 | 0 | #N/A | #N/A |  | #N/A | #N/A
2/8/2019 | 7:00 | #N/A | #N/A | Friday | 0 | 0 | #N/A | #N/A |  | #N/A | #N/A
2/8/2019 | 8:00 | #N/A | #N/A | Friday | 0 | 0 | #N/A | #N/A |  | #N/A | #N/A
2/8/2019 | 9:00 | #N/A | #N/A | Friday | 0 | 0 | #N/A | #N/A |  | #N/A | #N/A
2/8/2019 | 10:00 | #N/A | #N/A | Friday | 0 | 0 | #N/A | #N/A |  | #N/A | #N/A
2/8/2019 | 11:00 | #N/A | #N/A | Friday | 0 | 0 | #N/A | #N/A |  | #N/A | #N/A
2/8/2019 | 12:00 | #N/A | #N/A | Friday | 0 | 0 | #N/A | #N/A |  | #N/A | #N/A
2/8/2019 | 13:00 | #N/A | #N/A | Friday | 0 | 0 | #N/A | #N/A |  | #N/A | #N/A
2/8/2019 | 14:00 | #N/A | #N/A | Friday | 0 | 0 | #N/A | #N/A |  | #N/A | #N/A
2/8/2019 | 15:00 | #N/A | #N/A | Friday | 0 | 0 | #N/A | #N/A |  | #N/A | #N/A
2/8/2019 | 16:00 | #N/A | #N/A | Friday | 0 | 0 | #N/A | #N/A |  | #N/A | #N/A
2/8/2019 | 17:00 | #N/A | #N/A | Friday | 0 | 0 | #N/A | #N/A |  | #N/A | #N/A
2/8/2019 | 18:00 | #N/A | #N/A | Friday | 0 | 0 | #N/A | #N/A |  | #N/A | #N/A
2/8/2019 | 19:00 | #N/A | #N/A | Friday | 0 | 0 | #N/A | #N/A |  | #N/A | #N/A
2/8/2019 | 20:00 | #N/A | #N/A | Friday | 0 | 0 | #N/A | #N/A |  | #N/A | #N/A
2/8/2019 | 21:00 | #N/A | #N/A | Friday | 0 | 0 | #N/A | #N/A |  | #N/A | #N/A
2/8/2019 | 22:00 | #N/A | #N/A | Friday | 0 | 0 | #N/A | #N/A |  | #N/A | #N/A
2/8/2019 | 23:00 | #N/A | #N/A | Friday | 0 | 0 | #N/A | #N/A |  | #N/A | #N/A
2/8/2019 | 24:00 | #N/A | #N/A | Friday | 0 | 0 | #N/A | #N/A |  | #N/A | #N/A
2/9/2019 | 1:00 | #N/A | #N/A | Saturday | 0 | 0 | #N/A | #N/A |  | #N/A | #N/A
2/9/2019 | 2:00 | #N/A | #N/A | Saturday | 0 | 0 | #N/A | #N/A |  | #N/A | #N/A
2/9/2019 | 3:00 | #N/A | #N/A | Saturday | 0 | 0 | #N/A | #N/A |  | #N/A | #N/A
2/9/2019 | 4:00 | #N/A | #N/A | Saturday | 0 | 0 | #N/A | #N/A |  | #N/A | #N/A
2/9/2019 | 5:00 | #N/A | #N/A | Saturday | 0 | 0 | #N/A | #N/A |  | #N/A | #N/A
2/9/2019 | 6:00 | #N/A | #N/A | Saturday | 0 | 0 | #N/A | #N/A |  | #N/A | #N/A
2/9/2019 | 7:00 | #N/A | #N/A | Saturday | 0 | 0 | #N/A | #N/A |  | #N/A | #N/A
2/9/2019 | 8:00 | #N/A | #N/A | Saturday | 0 | 0 | #N/A | #N/A |  | #N/A | #N/A
2/9/2019 | 9:00 | #N/A | #N/A | Saturday | 0 | 0 | #N/A | #N/A |  | #N/A | #N/A
2/9/2019 | 10:00 | #N/A | #N/A | Saturday | 0 | 0 | #N/A | #N/A |  | #N/A | #N/A
2/9/2019 | 11:00 | #N/A | #N/A | Saturday | 0 | 0 | #N/A | #N/A |  | #N/A | #N/A
2/9/2019 | 12:00 | #N/A | #N/A | Saturday | 0 | 0 | #N/A | #N/A |  | #N/A | #N/A
2/9/2019 | 13:00 | #N/A | #N/A | Saturday | 0 | 0 | #N/A | #N/A |  | #N/A | #N/A
2/9/2019 | 14:00 | #N/A | #N/A | Saturday | 0 | 0 | #N/A | #N/A |  | #N/A | #N/A
2/9/2019 | 15:00 | #N/A | #N/A | Saturday | 0 | 0 | #N/A | #N/A |  | #N/A | #N/A
2/9/2019 | 16:00 | #N/A | #N/A | Saturday | 0 | 0 | #N/A | #N/A |  | #N/A | #N/A
2/9/2019 | 17:00 | #N/A | #N/A | Saturday | 0 | 0 | #N/A | #N/A |  | #N/A | #N/A
2/9/2019 | 18:00 | #N/A | #N/A | Saturday | 0 | 0 | #N/A | #N/A |  | #N/A | #N/A
2/9/2019 | 19:00 | #N/A | #N/A | Saturday | 0 | 0 | #N/A | #N/A |  | #N/A | #N/A
2/9/2019 | 20:00 | #N/A | #N/A | Saturday | 0 | 0 | #N/A | #N/A |  | #N/A | #N/A
2/9/2019 | 21:00 | #N/A | #N/A | Saturday | 0 | 0 | #N/A | #N/A |  | #N/A | #N/A
2/9/2019 | 22:00 | #N/A | #N/A | Saturday | 0 | 0 | #N/A | #N/A |  | #N/A | #N/A
2/9/2019 | 23:00 | #N/A | #N/A | Saturday | 0 | 0 | #N/A | #N/A |  | #N/A | #N/A
2/9/2019 | 24:00 | #N/A | #N/A | Saturday | 0 | 0 | #N/A | #N/A |  | #N/A | #N/A
2/10/2019 | 1:00 | #N/A | #N/A | Sunday | 0 | 0 | #N/A | #N/A |  | #N/A | #N/A
2/10/2019 | 2:00 | #N/A | #N/A | Sunday | 0 | 0 | #N/A | #N/A |  | #N/A | #N/A
2/10/2019 | 3:00 | #N/A | #N/A | Sunday | 0 | 0 | #N/A | #N/A |  | #N/A | #N/A
2/10/2019 | 4:00 | #N/A | #N/A | Sunday | 0 | 0 | #N/A | #N/A |  | #N/A | #N/A
2/10/2019 | 5:00 | #N/A | #N/A | Sunday | 0 | 0 | #N/A | #N/A |  | #N/A | #N/A
2/10/2019 | 6:00 | #N/A | #N/A | Sunday | 0 | 0 | #N/A | #N/A |  | #N/A | #N/A
2/10/2019 | 7:00 | #N/A | #N/A | Sunday | 0 | 0 | #N/A | #N/A |  | #N/A | #N/A
2/10/2019 | 8:00 | #N/A | #N/A | Sunday | 0 | 0 | #N/A | #N/A |  | #N/A | #N/A
2/10/2019 | 9:00 | #N/A | #N/A | Sunday | 0 | 0 | #N/A | #N/A |  | #N/A | #N/A
2/10/2019 | 10:00 | #N/A | #N/A | Sunday | 0 | 0 | #N/A | #N/A |  | #N/A | #N/A
2/10/2019 | 11:00 | #N/A | #N/A | Sunday | 0 | 0 | #N/A | #N/A |  | #N/A | #N/A
2/10/2019 | 12:00 | #N/A | #N/A | Sunday | 0 | 0 | #N/A | #N/A |  | #N/A | #N/A
2/10/2019 | 13:00 | #N/A | #N/A | Sunday | 0 | 0 | #N/A | #N/A |  | #N/A | #N/A
2/10/2019 | 14:00 | #N/A | #N/A | Sunday | 0 | 0 | #N/A | #N/A |  | #N/A | #N/A
2/10/2019 | 15:00 | #N/A | #N/A | Sunday | 0 | 0 | #N/A | #N/A |  | #N/A | #N/A
2/10/2019 | 16:00 | #N/A | #N/A | Sunday | 0 | 0 | #N/A | #N/A |  | #N/A | #N/A
2/10/2019 | 17:00 | #N/A | #N/A | Sunday | 0 | 0 | #N/A | #N/A |  | #N/A | #N/A
2/10/2019 | 18:00 | #N/A | #N/A | Sunday | 0 | 0 | #N/A | #N/A |  | #N/A | #N/A
2/10/2019 | 19:00 | #N/A | #N/A | Sunday | 0 | 0 | #N/A | #N/A |  | #N/A | #N/A
2/10/2019 | 20:00 | #N/A | #N/A | Sunday | 0 | 0 | #N/A | #N/A |  | #N/A | #N/A
2/10/2019 | 21:00 | #N/A | #N/A | Sunday | 0 | 0 | #N/A | #N/A |  | #N/A | #N/A
2/10/2019 | 22:00 | #N/A | #N/A | Sunday | 0 | 0 | #N/A | #N/A |  | #N/A | #N/A
2/10/2019 | 23:00 | #N/A | #N/A | Sunday | 0 | 0 | #N/A | #N/A |  | #N/A | #N/A
2/10/2019 | 24:00 | #N/A | #N/A | Sunday | 0 | 0 | #N/A | #N/A |  | #N/A | #N/A
2/11/2019 | 1:00 | #N/A | #N/A | Monday | 0 | 0 | #N/A | #N/A |  | #N/A | #N/A
2/11/2019 | 2:00 | #N/A | #N/A | Monday | 0 | 0 | #N/A | #N/A |  | #N/A | #N/A
2/11/2019 | 3:00 | #N/A | #N/A | Monday | 0 | 0 | #N/A | #N/A |  | #N/A | #N/A
2/11/2019 | 4:00 | #N/A | #N/A | Monday | 0 | 0 | #N/A | #N/A |  | #N/A | #N/A
2/11/2019 | 5:00 | #N/A | #N/A | Monday | 0 | 0 | #N/A | #N/A |  | #N/A | #N/A
2/11/2019 | 6:00 | #N/A | #N/A | Monday | 0 | 0 | #N/A | #N/A |  | #N/A | #N/A
2/11/2019 | 7:00 | #N/A | #N/A | Monday | 0 | 0 | #N/A | #N/A |  | #N/A | #N/A
2/11/2019 | 8:00 | #N/A | #N/A | Monday | 0 | 0 | #N/A | #N/A |  | #N/A | #N/A
2/11/2019 | 9:00 | #N/A | #N/A | Monday | 0 | 0 | #N/A | #N/A |  | #N/A | #N/A
2/11/2019 | 10:00 | #N/A | #N/A | Monday | 0 | 0 | #N/A | #N/A |  | #N/A | #N/A
2/11/2019 | 11:00 | #N/A | #N/A | Monday | 0 | 0 | #N/A | #N/A |  | #N/A | #N/A
2/11/2019 | 12:00 | #N/A | #N/A | Monday | 0 | 0 | #N/A | #N/A |  | #N/A | #N/A
2/11/2019 | 13:00 | #N/A | #N/A | Monday | 0 | 0 | #N/A | #N/A |  | #N/A | #N/A
2/11/2019 | 14:00 | #N/A | #N/A | Monday | 0 | 0 | #N/A | #N/A |  | #N/A | #N/A
2/11/2019 | 15:00 | #N/A | #N/A | Monday | 0 | 0 | #N/A | #N/A |  | #N/A | #N/A
2/11/2019 | 16:00 | #N/A | #N/A | Monday | 0 | 0 | #N/A | #N/A |  | #N/A | #N/A
2/11/2019 | 17:00 | #N/A | #N/A | Monday | 0 | 0 | #N/A | #N/A |  | #N/A | #N/A
2/11/2019 | 18:00 | #N/A | #N/A | Monday | 0 | 0 | #N/A | #N/A |  | #N/A | #N/A
2/11/2019 | 19:00 | #N/A | #N/A | Monday | 0 | 0 | #N/A | #N/A |  | #N/A | #N/A
2/11/2019 | 20:00 | #N/A | #N/A | Monday | 0 | 0 | #N/A | #N/A |  | #N/A | #N/A
2/11/2019 | 21:00 | #N/A | #N/A | Monday | 0 | 0 | #N/A | #N/A |  | #N/A | #N/A
2/11/2019 | 22:00 | #N/A | #N/A | Monday | 0 | 0 | #N/A | #N/A |  | #N/A | #N/A
2/11/2019 | 23:00 | #N/A | #N/A | Monday | 0 | 0 | #N/A | #N/A |  | #N/A | #N/A
2/11/2019 | 24:00 | #N/A | #N/A | Monday | 0 | 0 | #N/A | #N/A |  | #N/A | #N/A
2/12/2019 | 1:00 | #N/A | #N/A | Tuesday | 0 | 0 | #N/A | #N/A |  | #N/A | #N/A
2/12/2019 | 2:00 | #N/A | #N/A | Tuesday | 0 | 0 | #N/A | #N/A |  | #N/A | #N/A
2/12/2019 | 3:00 | #N/A | #N/A | Tuesday | 0 | 0 | #N/A | #N/A |  | #N/A | #N/A
2/12/2019 | 4:00 | #N/A | #N/A | Tuesday | 0 | 0 | #N/A | #N/A |  | #N/A | #N/A
2/12/2019 | 5:00 | #N/A | #N/A | Tuesday | 0 | 0 | #N/A | #N/A |  | #N/A | #N/A
2/12/2019 | 6:00 | #N/A | #N/A | Tuesday | 0 | 0 | #N/A | #N/A |  | #N/A | #N/A
2/12/2019 | 7:00 | #N/A | #N/A | Tuesday | 0 | 0 | #N/A | #N/A |  | #N/A | #N/A
2/12/2019 | 8:00 | #N/A | #N/A | Tuesday | 0 | 0 | #N/A | #N/A |  | #N/A | #N/A
2/12/2019 | 9:00 | #N/A | #N/A | Tuesday | 0 | 0 | #N/A | #N/A |  | #N/A | #N/A
2/12/2019 | 10:00 | #N/A | #N/A | Tuesday | 0 | 0 | #N/A | #N/A |  | #N/A | #N/A
2/12/2019 | 11:00 | #N/A | #N/A | Tuesday | 0 | 0 | #N/A | #N/A |  | #N/A | #N/A
2/12/2019 | 12:00 | #N/A | #N/A | Tuesday | 0 | 0 | #N/A | #N/A |  | #N/A | #N/A
2/12/2019 | 13:00 | #N/A | #N/A | Tuesday | 0 | 0 | #N/A | #N/A |  | #N/A | #N/A
2/12/2019 | 14:00 | #N/A | #N/A | Tuesday | 0 | 0 | #N/A | #N/A |  | #N/A | #N/A
2/12/2019 | 15:00 | #N/A | #N/A | Tuesday | 0 | 0 | #N/A | #N/A |  | #N/A | #N/A
2/12/2019 | 16:00 | #N/A | #N/A | Tuesday | 0 | 0 | #N/A | #N/A |  | #N/A | #N/A
2/12/2019 | 17:00 | #N/A | #N/A | Tuesday | 0 | 0 | #N/A | #N/A |  | #N/A | #N/A
2/12/2019 | 18:00 | #N/A | #N/A | Tuesday | 0 | 0 | #N/A | #N/A |  | #N/A | #N/A
2/12/2019 | 19:00 | #N/A | #N/A | Tuesday | 0 | 0 | #N/A | #N/A |  | #N/A | #N/A
2/12/2019 | 20:00 | #N/A | #N/A | Tuesday | 0 | 0 | #N/A | #N/A |  | #N/A | #N/A
2/12/2019 | 21:00 | #N/A | #N/A | Tuesday | 0 | 0 | #N/A | #N/A |  | #N/A | #N/A
2/12/2019 | 22:00 | #N/A | #N/A | Tuesday | 0 | 0 | #N/A | #N/A |  | #N/A | #N/A
2/12/2019 | 23:00 | #N/A | #N/A | Tuesday | 0 | 0 | #N/A | #N/A |  | #N/A | #N/A
2/12/2019 | 24:00 | #N/A | #N/A | Tuesday | 0 | 0 | #N/A | #N/A |  | #N/A | #N/A
2/13/2019 | 1:00 | #N/A | #N/A | Wednesday | 0 | 0 | #N/A | #N/A |  | #N/A | #N/A
2/13/2019 | 2:00 | #N/A | #N/A | Wednesday | 0 | 0 | #N/A | #N/A |  | #N/A | #N/A
2/13/2019 | 3:00 | #N/A | #N/A | Wednesday | 0 | 0 | #N/A | #N/A |  | #N/A | #N/A
2/13/2019 | 4:00 | #N/A | #N/A | Wednesday | 0 | 0 | #N/A | #N/A |  | #N/A | #N/A
2/13/2019 | 5:00 | #N/A | #N/A | Wednesday | 0 | 0 | #N/A | #N/A |  | #N/A | #N/A
2/13/2019 | 6:00 | #N/A | #N/A | Wednesday | 0 | 0 | #N/A | #N/A |  | #N/A | #N/A
2/13/2019 | 7:00 | #N/A | #N/A | Wednesday | 0 | 0 | #N/A | #N/A |  | #N/A | #N/A
2/13/2019 | 8:00 | #N/A | #N/A | Wednesday | 0 | 0 | #N/A | #N/A |  | #N/A | #N/A
2/13/2019 | 9:00 | #N/A | #N/A | Wednesday | 0 | 0 | #N/A | #N/A |  | #N/A | #N/A
2/13/2019 | 10:00 | #N/A | #N/A | Wednesday | 0 | 0 | #N/A | #N/A |  | #N/A | #N/A
2/13/2019 | 11:00 | #N/A | #N/A | Wednesday | 0 | 0 | #N/A | #N/A |  | #N/A | #N/A
2/13/2019 | 12:00 | #N/A | #N/A | Wednesday | 0 | 0 | #N/A | #N/A |  | #N/A | #N/A
2/13/2019 | 13:00 | #N/A | #N/A | Wednesday | 0 | 0 | #N/A | #N/A |  | #N/A | #N/A
2/13/2019 | 14:00 | #N/A | #N/A | Wednesday | 0 | 0 | #N/A | #N/A |  | #N/A | #N/A
2/13/2019 | 15:00 | #N/A | #N/A | Wednesday | 0 | 0 | #N/A | #N/A |  | #N/A | #N/A
2/13/2019 | 16:00 | #N/A | #N/A | Wednesday | 0 | 0 | #N/A | #N/A |  | #N/A | #N/A
2/13/2019 | 17:00 | #N/A | #N/A | Wednesday | 0 | 0 | #N/A | #N/A |  | #N/A | #N/A
2/13/2019 | 18:00 | #N/A | #N/A | Wednesday | 0 | 0 | #N/A | #N/A |  | #N/A | #N/A
2/13/2019 | 19:00 | #N/A | #N/A | Wednesday | 0 | 0 | #N/A | #N/A |  | #N/A | #N/A
2/13/2019 | 20:00 | #N/A | #N/A | Wednesday | 0 | 0 | #N/A | #N/A |  | #N/A | #N/A
2/13/2019 | 21:00 | #N/A | #N/A | Wednesday | 0 | 0 | #N/A | #N/A |  | #N/A | #N/A
2/13/2019 | 22:00 | #N/A | #N/A | Wednesday | 0 | 0 | #N/A | #N/A |  | #N/A | #N/A
2/13/2019 | 23:00 | #N/A | #N/A | Wednesday | 0 | 0 | #N/A | #N/A |  | #N/A | #N/A
2/13/2019 | 24:00 | #N/A | #N/A | Wednesday | 0 | 0 | #N/A | #N/A |  | #N/A | #N/A
2/14/2019 | 1:00 | #N/A | #N/A | Thursday | 0 | 0 | #N/A | #N/A |  | #N/A | #N/A
2/14/2019 | 2:00 | #N/A | #N/A | Thursday | 0 | 0 | #N/A | #N/A |  | #N/A | #N/A
2/14/2019 | 3:00 | #N/A | #N/A | Thursday | 0 | 0 | #N/A | #N/A |  | #N/A | #N/A
2/14/2019 | 4:00 | #N/A | #N/A | Thursday | 0 | 0 | #N/A | #N/A |  | #N/A | #N/A
2/14/2019 | 5:00 | #N/A | #N/A | Thursday | 0 | 0 | #N/A | #N/A |  | #N/A | #N/A
2/14/2019 | 6:00 | #N/A | #N/A | Thursday | 0 | 0 | #N/A | #N/A |  | #N/A | #N/A
2/14/2019 | 7:00 | #N/A | #N/A | Thursday | 0 | 0 | #N/A | #N/A |  | #N/A | #N/A
2/14/2019 | 8:00 | #N/A | #N/A | Thursday | 0 | 0 | #N/A | #N/A |  | #N/A | #N/A
2/14/2019 | 9:00 | #N/A | #N/A | Thursday | 0 | 0 | #N/A | #N/A |  | #N/A | #N/A
2/14/2019 | 10:00 | #N/A | #N/A | Thursday | 0 | 0 | #N/A | #N/A |  | #N/A | #N/A
2/14/2019 | 11:00 | #N/A | #N/A | Thursday | 0 | 0 | #N/A | #N/A |  | #N/A | #N/A
2/14/2019 | 12:00 | #N/A | #N/A | Thursday | 0 | 0 | #N/A | #N/A |  | #N/A | #N/A
2/14/2019 | 13:00 | #N/A | #N/A | Thursday | 0 | 0 | #N/A | #N/A |  | #N/A | #N/A
2/14/2019 | 14:00 | #N/A | #N/A | Thursday | 0 | 0 | #N/A | #N/A |  | #N/A | #N/A
2/14/2019 | 15:00 | #N/A | #N/A | Thursday | 0 | 0 | #N/A | #N/A |  | #N/A | #N/A
2/14/2019 | 16:00 | #N/A | #N/A | Thursday | 0 | 0 | #N/A | #N/A |  | #N/A | #N/A
2/14/2019 | 17:00 | #N/A | #N/A | Thursday | 0 | 0 | #N/A | #N/A |  | #N/A | #N/A
2/14/2019 | 18:00 | #N/A | #N/A | Thursday | 0 | 0 | #N/A | #N/A |  | #N/A | #N/A
2/14/2019 | 19:00 | #N/A | #N/A | Thursday | 0 | 0 | #N/A | #N/A |  | #N/A | #N/A
2/14/2019 | 20:00 | #N/A | #N/A | Thursday | 0 | 0 | #N/A | #N/A |  | #N/A | #N/A
2/14/2019 | 21:00 | #N/A | #N/A | Thursday | 0 | 0 | #N/A | #N/A |  | #N/A | #N/A
2/14/2019 | 22:00 | #N/A | #N/A | Thursday | 0 | 0 | #N/A | #N/A |  | #N/A | #N/A
2/14/2019 | 23:00 | #N/A | #N/A | Thursday | 0 | 0 | #N/A | #N/A |  | #N/A | #N/A
2/14/2019 | 24:00 | #N/A | #N/A | Thursday | 0 | 0 | #N/A | #N/A |  | #N/A | #N/A
2/15/2019 | 1:00 | #N/A | #N/A | Friday | 0 | 0 | #N/A | #N/A |  | #N/A | #N/A
2/15/2019 | 2:00 | #N/A | #N/A | Friday | 0 | 0 | #N/A | #N/A |  | #N/A | #N/A
2/15/2019 | 3:00 | #N/A | #N/A | Friday | 0 | 0 | #N/A | #N/A |  | #N/A | #N/A
2/15/2019 | 4:00 | #N/A | #N/A | Friday | 0 | 0 | #N/A | #N/A |  | #N/A | #N/A
2/15/2019 | 5:00 | #N/A | #N/A | Friday | 0 | 0 | #N/A | #N/A |  | #N/A | #N/A
2/15/2019 | 6:00 | #N/A | #N/A | Friday | 0 | 0 | #N/A | #N/A |  | #N/A | #N/A
2/15/2019 | 7:00 | #N/A | #N/A | Friday | 0 | 0 | #N/A | #N/A |  | #N/A | #N/A
2/15/2019 | 8:00 | #N/A | #N/A | Friday | 0 | 0 | #N/A | #N/A |  | #N/A | #N/A
2/15/2019 | 9:00 | #N/A | #N/A | Friday | 0 | 0 | #N/A | #N/A |  | #N/A | #N/A
2/15/2019 | 10:00 | #N/A | #N/A | Friday | 0 | 0 | #N/A | #N/A |  | #N/A | #N/A
2/15/2019 | 11:00 | #N/A | #N/A | Friday | 0 | 0 | #N/A | #N/A |  | #N/A | #N/A
2/15/2019 | 12:00 | #N/A | #N/A | Friday | 0 | 0 | #N/A | #N/A |  | #N/A | #N/A
2/15/2019 | 13:00 | #N/A | #N/A | Friday | 0 | 0 | #N/A | #N/A |  | #N/A | #N/A
2/15/2019 | 14:00 | #N/A | #N/A | Friday | 0 | 0 | #N/A | #N/A |  | #N/A | #N/A
2/15/2019 | 15:00 | #N/A | #N/A | Friday | 0 | 0 | #N/A | #N/A |  | #N/A | #N/A
2/15/2019 | 16:00 | #N/A | #N/A | Friday | 0 | 0 | #N/A | #N/A |  | #N/A | #N/A
2/15/2019 | 17:00 | #N/A | #N/A | Friday | 0 | 0 | #N/A | #N/A |  | #N/A | #N/A
2/15/2019 | 18:00 | #N/A | #N/A | Friday | 0 | 0 | #N/A | #N/A |  | #N/A | #N/A
2/15/2019 | 19:00 | #N/A | #N/A | Friday | 0 | 0 | #N/A | #N/A |  | #N/A | #N/A
2/15/2019 | 20:00 | #N/A | #N/A | Friday | 0 | 0 | #N/A | #N/A |  | #N/A | #N/A
2/15/2019 | 21:00 | #N/A | #N/A | Friday | 0 | 0 | #N/A | #N/A |  | #N/A | #N/A
2/15/2019 | 22:00 | #N/A | #N/A | Friday | 0 | 0 | #N/A | #N/A |  | #N/A | #N/A
2/15/2019 | 23:00 | #N/A | #N/A | Friday | 0 | 0 | #N/A | #N/A |  | #N/A | #N/A
2/15/2019 | 24:00 | #N/A | #N/A | Friday | 0 | 0 | #N/A | #N/A |  | #N/A | #N/A
2/16/2019 | 1:00 | #N/A | #N/A | Saturday | 0 | 0 | #N/A | #N/A |  | #N/A | #N/A
2/16/2019 | 2:00 | #N/A | #N/A | Saturday | 0 | 0 | #N/A | #N/A |  | #N/A | #N/A
2/16/2019 | 3:00 | #N/A | #N/A | Saturday | 0 | 0 | #N/A | #N/A |  | #N/A | #N/A
2/16/2019 | 4:00 | #N/A | #N/A | Saturday | 0 | 0 | #N/A | #N/A |  | #N/A | #N/A
2/16/2019 | 5:00 | #N/A | #N/A | Saturday | 0 | 0 | #N/A | #N/A |  | #N/A | #N/A
2/16/2019 | 6:00 | #N/A | #N/A | Saturday | 0 | 0 | #N/A | #N/A |  | #N/A | #N/A
2/16/2019 | 7:00 | #N/A | #N/A | Saturday | 0 | 0 | #N/A | #N/A |  | #N/A | #N/A
2/16/2019 | 8:00 | #N/A | #N/A | Saturday | 0 | 0 | #N/A | #N/A |  | #N/A | #N/A
2/16/2019 | 9:00 | #N/A | #N/A | Saturday | 0 | 0 | #N/A | #N/A |  | #N/A | #N/A
2/16/2019 | 10:00 | #N/A | #N/A | Saturday | 0 | 0 | #N/A | #N/A |  | #N/A | #N/A
2/16/2019 | 11:00 | #N/A | #N/A | Saturday | 0 | 0 | #N/A | #N/A |  | #N/A | #N/A
2/16/2019 | 12:00 | #N/A | #N/A | Saturday | 0 | 0 | #N/A | #N/A |  | #N/A | #N/A
2/16/2019 | 13:00 | #N/A | #N/A | Saturday | 0 | 0 | #N/A | #N/A |  | #N/A | #N/A
2/16/2019 | 14:00 | #N/A | #N/A | Saturday | 0 | 0 | #N/A | #N/A |  | #N/A | #N/A
2/16/2019 | 15:00 | #N/A | #N/A | Saturday | 0 | 0 | #N/A | #N/A |  | #N/A | #N/A
2/16/2019 | 16:00 | #N/A | #N/A | Saturday | 0 | 0 | #N/A | #N/A |  | #N/A | #N/A
2/16/2019 | 17:00 | #N/A | #N/A | Saturday | 0 | 0 | #N/A | #N/A |  | #N/A | #N/A
2/16/2019 | 18:00 | #N/A | #N/A | Saturday | 0 | 0 | #N/A | #N/A |  | #N/A | #N/A
2/16/2019 | 19:00 | #N/A | #N/A | Saturday | 0 | 0 | #N/A | #N/A |  | #N/A | #N/A
2/16/2019 | 20:00 | #N/A | #N/A | Saturday | 0 | 0 | #N/A | #N/A |  | #N/A | #N/A
2/16/2019 | 21:00 | #N/A | #N/A | Saturday | 0 | 0 | #N/A | #N/A |  | #N/A | #N/A
2/16/2019 | 22:00 | #N/A | #N/A | Saturday | 0 | 0 | #N/A | #N/A |  | #N/A | #N/A
2/16/2019 | 23:00 | #N/A | #N/A | Saturday | 0 | 0 | #N/A | #N/A |  | #N/A | #N/A
2/16/2019 | 24:00 | #N/A | #N/A | Saturday | 0 | 0 | #N/A | #N/A |  | #N/A | #N/A
2/17/2019 | 1:00 | #N/A | #N/A | Sunday | 0 | 0 | #N/A | #N/A |  | #N/A | #N/A
2/17/2019 | 2:00 | #N/A | #N/A | Sunday | 0 | 0 | #N/A | #N/A |  | #N/A | #N/A
2/17/2019 | 3:00 | #N/A | #N/A | Sunday | 0 | 0 | #N/A | #N/A |  | #N/A | #N/A
2/17/2019 | 4:00 | #N/A | #N/A | Sunday | 0 | 0 | #N/A | #N/A |  | #N/A | #N/A
2/17/2019 | 5:00 | #N/A | #N/A | Sunday | 0 | 0 | #N/A | #N/A |  | #N/A | #N/A
2/17/2019 | 6:00 | #N/A | #N/A | Sunday | 0 | 0 | #N/A | #N/A |  | #N/A | #N/A
2/17/2019 | 7:00 | #N/A | #N/A | Sunday | 0 | 0 | #N/A | #N/A |  | #N/A | #N/A
2/17/2019 | 8:00 | #N/A | #N/A | Sunday | 0 | 0 | #N/A | #N/A |  | #N/A | #N/A
2/17/2019 | 9:00 | #N/A | #N/A | Sunday | 0 | 0 | #N/A | #N/A |  | #N/A | #N/A
2/17/2019 | 10:00 | #N/A | #N/A | Sunday | 0 | 0 | #N/A | #N/A |  | #N/A | #N/A
2/17/2019 | 11:00 | #N/A | #N/A | Sunday | 0 | 0 | #N/A | #N/A |  | #N/A | #N/A
2/17/2019 | 12:00 | #N/A | #N/A | Sunday | 0 | 0 | #N/A | #N/A |  | #N/A | #N/A
2/17/2019 | 13:00 | #N/A | #N/A | Sunday | 0 | 0 | #N/A | #N/A |  | #N/A | #N/A
2/17/2019 | 14:00 | #N/A | #N/A | Sunday | 0 | 0 | #N/A | #N/A |  | #N/A | #N/A
2/17/2019 | 15:00 | #N/A | #N/A | Sunday | 0 | 0 | #N/A | #N/A |  | #N/A | #N/A
2/17/2019 | 16:00 | #N/A | #N/A | Sunday | 0 | 0 | #N/A | #N/A |  | #N/A | #N/A
2/17/2019 | 17:00 | #N/A | #N/A | Sunday | 0 | 0 | #N/A | #N/A |  | #N/A | #N/A
2/17/2019 | 18:00 | #N/A | #N/A | Sunday | 0 | 0 | #N/A | #N/A |  | #N/A | #N/A
2/17/2019 | 19:00 | #N/A | #N/A | Sunday | 0 | 0 | #N/A | #N/A |  | #N/A | #N/A
2/17/2019 | 20:00 | #N/A | #N/A | Sunday | 0 | 0 | #N/A | #N/A |  | #N/A | #N/A
2/17/2019 | 21:00 | #N/A | #N/A | Sunday | 0 | 0 | #N/A | #N/A |  | #N/A | #N/A
2/17/2019 | 22:00 | #N/A | #N/A | Sunday | 0 | 0 | #N/A | #N/A |  | #N/A | #N/A
2/17/2019 | 23:00 | #N/A | #N/A | Sunday | 0 | 0 | #N/A | #N/A |  | #N/A | #N/A
2/17/2019 | 24:00 | #N/A | #N/A | Sunday | 0 | 0 | #N/A | #N/A |  | #N/A | #N/A
2/18/2019 | 1:00 | #N/A | #N/A | Monday | 0 | 0 | #N/A | #N/A |  | #N/A | #N/A
2/18/2019 | 2:00 | #N/A | #N/A | Monday | 0 | 0 | #N/A | #N/A |  | #N/A | #N/A
2/18/2019 | 3:00 | #N/A | #N/A | Monday | 0 | 0 | #N/A | #N/A |  | #N/A | #N/A
2/18/2019 | 4:00 | #N/A | #N/A | Monday | 0 | 0 | #N/A | #N/A |  | #N/A | #N/A
2/18/2019 | 5:00 | #N/A | #N/A | Monday | 0 | 0 | #N/A | #N/A |  | #N/A | #N/A
2/18/2019 | 6:00 | #N/A | #N/A | Monday | 0 | 0 | #N/A | #N/A |  | #N/A | #N/A
2/18/2019 | 7:00 | #N/A | #N/A | Monday | 0 | 0 | #N/A | #N/A |  | #N/A | #N/A
2/18/2019 | 8:00 | #N/A | #N/A | Monday | 0 | 0 | #N/A | #N/A |  | #N/A | #N/A
2/18/2019 | 9:00 | #N/A | #N/A | Monday | 0 | 0 | #N/A | #N/A |  | #N/A | #N/A
2/18/2019 | 10:00 | #N/A | #N/A | Monday | 0 | 0 | #N/A | #N/A |  | #N/A | #N/A
2/18/2019 | 11:00 | #N/A | #N/A | Monday | 0 | 0 | #N/A | #N/A |  | #N/A | #N/A
2/18/2019 | 12:00 | #N/A | #N/A | Monday | 0 | 0 | #N/A | #N/A |  | #N/A | #N/A
2/18/2019 | 13:00 | #N/A | #N/A | Monday | 0 | 0 | #N/A | #N/A |  | #N/A | #N/A
2/18/2019 | 14:00 | #N/A | #N/A | Monday | 0 | 0 | #N/A | #N/A |  | #N/A | #N/A
2/18/2019 | 15:00 | #N/A | #N/A | Monday | 0 | 0 | #N/A | #N/A |  | #N/A | #N/A
2/18/2019 | 16:00 | #N/A | #N/A | Monday | 0 | 0 | #N/A | #N/A |  | #N/A | #N/A
2/18/2019 | 17:00 | #N/A | #N/A | Monday | 0 | 0 | #N/A | #N/A |  | #N/A | #N/A
2/18/2019 | 18:00 | #N/A | #N/A | Monday | 0 | 0 | #N/A | #N/A |  | #N/A | #N/A
2/18/2019 | 19:00 | #N/A | #N/A | Monday | 0 | 0 | #N/A | #N/A |  | #N/A | #N/A
2/18/2019 | 20:00 | #N/A | #N/A | Monday | 0 | 0 | #N/A | #N/A |  | #N/A | #N/A
2/18/2019 | 21:00 | #N/A | #N/A | Monday | 0 | 0 | #N/A | #N/A |  | #N/A | #N/A
2/18/2019 | 22:00 | #N/A | #N/A | Monday | 0 | 0 | #N/A | #N/A |  | #N/A | #N/A
2/18/2019 | 23:00 | #N/A | #N/A | Monday | 0 | 0 | #N/A | #N/A |  | #N/A | #N/A
2/18/2019 | 24:00 | #N/A | #N/A | Monday | 0 | 0 | #N/A | #N/A |  | #N/A | #N/A
2/19/2019 | 1:00 | #N/A | #N/A | Tuesday | 0 | 0 | #N/A | #N/A |  | #N/A | #N/A
2/19/2019 | 2:00 | #N/A | #N/A | Tuesday | 0 | 0 | #N/A | #N/A |  | #N/A | #N/A
2/19/2019 | 3:00 | #N/A | #N/A | Tuesday | 0 | 0 | #N/A | #N/A |  | #N/A | #N/A
2/19/2019 | 4:00 | #N/A | #N/A | Tuesday | 0 | 0 | #N/A | #N/A |  | #N/A | #N/A
2/19/2019 | 5:00 | #N/A | #N/A | Tuesday | 0 | 0 | #N/A | #N/A |  | #N/A | #N/A
2/19/2019 | 6:00 | #N/A | #N/A | Tuesday | 0 | 0 | #N/A | #N/A |  | #N/A | #N/A
2/19/2019 | 7:00 | #N/A | #N/A | Tuesday | 0 | 0 | #N/A | #N/A |  | #N/A | #N/A
2/19/2019 | 8:00 | #N/A | #N/A | Tuesday | 0 | 0 | #N/A | #N/A |  | #N/A | #N/A
2/19/2019 | 9:00 | #N/A | #N/A | Tuesday | 0 | 0 | #N/A | #N/A |  | #N/A | #N/A
2/19/2019 | 10:00 | #N/A | #N/A | Tuesday | 0 | 0 | #N/A | #N/A |  | #N/A | #N/A
2/19/2019 | 11:00 | #N/A | #N/A | Tuesday | 0 | 0 | #N/A | #N/A |  | #N/A | #N/A
2/19/2019 | 12:00 | #N/A | #N/A | Tuesday | 0 | 0 | #N/A | #N/A |  | #N/A | #N/A
2/19/2019 | 13:00 | #N/A | #N/A | Tuesday | 0 | 0 | #N/A | #N/A |  | #N/A | #N/A
2/19/2019 | 14:00 | #N/A | #N/A | Tuesday | 0 | 0 | #N/A | #N/A |  | #N/A | #N/A
2/19/2019 | 15:00 | #N/A | #N/A | Tuesday | 0 | 0 | #N/A | #N/A |  | #N/A | #N/A
2/19/2019 | 16:00 | #N/A | #N/A | Tuesday | 0 | 0 | #N/A | #N/A |  | #N/A | #N/A
2/19/2019 | 17:00 | #N/A | #N/A | Tuesday | 0 | 0 | #N/A | #N/A |  | #N/A | #N/A
2/19/2019 | 18:00 | #N/A | #N/A | Tuesday | 0 | 0 | #N/A | #N/A |  | #N/A | #N/A
2/19/2019 | 19:00 | #N/A | #N/A | Tuesday | 0 | 0 | #N/A | #N/A |  | #N/A | #N/A
2/19/2019 | 20:00 | #N/A | #N/A | Tuesday | 0 | 0 | #N/A | #N/A |  | #N/A | #N/A
2/19/2019 | 21:00 | #N/A | #N/A | Tuesday | 0 | 0 | #N/A | #N/A |  | #N/A | #N/A
2/19/2019 | 22:00 | #N/A | #N/A | Tuesday | 0 | 0 | #N/A | #N/A |  | #N/A | #N/A
2/19/2019 | 23:00 | #N/A | #N/A | Tuesday | 0 | 0 | #N/A | #N/A |  | #N/A | #N/A
2/19/2019 | 24:00 | #N/A | #N/A | Tuesday | 0 | 0 | #N/A | #N/A |  | #N/A | #N/A
2/20/2019 | 1:00 | #N/A | #N/A | Wednesday | 0 | 0 | #N/A | #N/A |  | #N/A | #N/A
2/20/2019 | 2:00 | #N/A | #N/A | Wednesday | 0 | 0 | #N/A | #N/A |  | #N/A | #N/A
2/20/2019 | 3:00 | #N/A | #N/A | Wednesday | 0 | 0 | #N/A | #N/A |  | #N/A | #N/A
2/20/2019 | 4:00 | #N/A | #N/A | Wednesday | 0 | 0 | #N/A | #N/A |  | #N/A | #N/A
2/20/2019 | 5:00 | #N/A | #N/A | Wednesday | 0 | 0 | #N/A | #N/A |  | #N/A | #N/A
2/20/2019 | 6:00 | #N/A | #N/A | Wednesday | 0 | 0 | #N/A | #N/A |  | #N/A | #N/A
2/20/2019 | 7:00 | #N/A | #N/A | Wednesday | 0 | 0 | #N/A | #N/A |  | #N/A | #N/A
2/20/2019 | 8:00 | #N/A | #N/A | Wednesday | 0 | 0 | #N/A | #N/A |  | #N/A | #N/A
2/20/2019 | 9:00 | #N/A | #N/A | Wednesday | 0 | 0 | #N/A | #N/A |  | #N/A | #N/A
2/20/2019 | 10:00 | #N/A | #N/A | Wednesday | 0 | 0 | #N/A | #N/A |  | #N/A | #N/A
2/20/2019 | 11:00 | #N/A | #N/A | Wednesday | 0 | 0 | #N/A | #N/A |  | #N/A | #N/A
2/20/2019 | 12:00 | #N/A | #N/A | Wednesday | 0 | 0 | #N/A | #N/A |  | #N/A | #N/A
2/20/2019 | 13:00 | #N/A | #N/A | Wednesday | 0 | 0 | #N/A | #N/A |  | #N/A | #N/A
2/20/2019 | 14:00 | #N/A | #N/A | Wednesday | 0 | 0 | #N/A | #N/A |  | #N/A | #N/A
2/20/2019 | 15:00 | #N/A | #N/A | Wednesday | 0 | 0 | #N/A | #N/A |  | #N/A | #N/A
2/20/2019 | 16:00 | #N/A | #N/A | Wednesday | 0 | 0 | #N/A | #N/A |  | #N/A | #N/A
2/20/2019 | 17:00 | #N/A | #N/A | Wednesday | 0 | 0 | #N/A | #N/A |  | #N/A | #N/A
2/20/2019 | 18:00 | #N/A | #N/A | Wednesday | 0 | 0 | #N/A | #N/A |  | #N/A | #N/A
2/20/2019 | 19:00 | #N/A | #N/A | Wednesday | 0 | 0 | #N/A | #N/A |  | #N/A | #N/A
2/20/2019 | 20:00 | #N/A | #N/A | Wednesday | 0 | 0 | #N/A | #N/A |  | #N/A | #N/A
2/20/2019 | 21:00 | #N/A | #N/A | Wednesday | 0 | 0 | #N/A | #N/A |  | #N/A | #N/A
2/20/2019 | 22:00 | #N/A | #N/A | Wednesday | 0 | 0 | #N/A | #N/A |  | #N/A | #N/A
2/20/2019 | 23:00 | #N/A | #N/A | Wednesday | 0 | 0 | #N/A | #N/A |  | #N/A | #N/A
2/20/2019 | 24:00 | #N/A | #N/A | Wednesday | 0 | 0 | #N/A | #N/A |  | #N/A | #N/A
2/21/2019 | 1:00 | #N/A | #N/A | Thursday | 0 | 0 | #N/A | #N/A |  | #N/A | #N/A
2/21/2019 | 2:00 | #N/A | #N/A | Thursday | 0 | 0 | #N/A | #N/A |  | #N/A | #N/A
2/21/2019 | 3:00 | #N/A | #N/A | Thursday | 0 | 0 | #N/A | #N/A |  | #N/A | #N/A
2/21/2019 | 4:00 | #N/A | #N/A | Thursday | 0 | 0 | #N/A | #N/A |  | #N/A | #N/A
2/21/2019 | 5:00 | #N/A | #N/A | Thursday | 0 | 0 | #N/A | #N/A |  | #N/A | #N/A
2/21/2019 | 6:00 | #N/A | #N/A | Thursday | 0 | 0 | #N/A | #N/A |  | #N/A | #N/A
2/21/2019 | 7:00 | #N/A | #N/A | Thursday | 0 | 0 | #N/A | #N/A |  | #N/A | #N/A
2/21/2019 | 8:00 | #N/A | #N/A | Thursday | 0 | 0 | #N/A | #N/A |  | #N/A | #N/A
2/21/2019 | 9:00 | #N/A | #N/A | Thursday | 0 | 0 | #N/A | #N/A |  | #N/A | #N/A
2/21/2019 | 10:00 | #N/A | #N/A | Thursday | 0 | 0 | #N/A | #N/A |  | #N/A | #N/A
2/21/2019 | 11:00 | #N/A | #N/A | Thursday | 0 | 0 | #N/A | #N/A |  | #N/A | #N/A
2/21/2019 | 12:00 | #N/A | #N/A | Thursday | 0 | 0 | #N/A | #N/A |  | #N/A | #N/A
2/21/2019 | 13:00 | #N/A | #N/A | Thursday | 0 | 0 | #N/A | #N/A |  | #N/A | #N/A
2/21/2019 | 14:00 | #N/A | #N/A | Thursday | 0 | 0 | #N/A | #N/A |  | #N/A | #N/A
2/21/2019 | 15:00 | #N/A | #N/A | Thursday | 0 | 0 | #N/A | #N/A |  | #N/A | #N/A
2/21/2019 | 16:00 | #N/A | #N/A | Thursday | 0 | 0 | #N/A | #N/A |  | #N/A | #N/A
2/21/2019 | 17:00 | #N/A | #N/A | Thursday | 0 | 0 | #N/A | #N/A |  | #N/A | #N/A
2/21/2019 | 18:00 | #N/A | #N/A | Thursday | 0 | 0 | #N/A | #N/A |  | #N/A | #N/A
2/21/2019 | 19:00 | #N/A | #N/A | Thursday | 0 | 0 | #N/A | #N/A |  | #N/A | #N/A
2/21/2019 | 20:00 | #N/A | #N/A | Thursday | 0 | 0 | #N/A | #N/A |  | #N/A | #N/A
2/21/2019 | 21:00 | #N/A | #N/A | Thursday | 0 | 0 | #N/A | #N/A |  | #N/A | #N/A
2/21/2019 | 22:00 | #N/A | #N/A | Thursday | 0 | 0 | #N/A | #N/A |  | #N/A | #N/A
2/21/2019 | 23:00 | #N/A | #N/A | Thursday | 0 | 0 | #N/A | #N/A |  | #N/A | #N/A
2/21/2019 | 24:00 | #N/A | #N/A | Thursday | 0 | 0 | #N/A | #N/A |  | #N/A | #N/A
2/22/2019 | 1:00 | #N/A | #N/A | Friday | 0 | 0 | #N/A | #N/A |  | #N/A | #N/A
2/22/2019 | 2:00 | #N/A | #N/A | Friday | 0 | 0 | #N/A | #N/A |  | #N/A | #N/A
2/22/2019 | 3:00 | #N/A | #N/A | Friday | 0 | 0 | #N/A | #N/A |  | #N/A | #N/A
2/22/2019 | 4:00 | #N/A | #N/A | Friday | 0 | 0 | #N/A | #N/A |  | #N/A | #N/A
2/22/2019 | 5:00 | #N/A | #N/A | Friday | 0 | 0 | #N/A | #N/A |  | #N/A | #N/A
2/22/2019 | 6:00 | #N/A | #N/A | Friday | 0 | 0 | #N/A | #N/A |  | #N/A | #N/A
2/22/2019 | 7:00 | #N/A | #N/A | Friday | 0 | 0 | #N/A | #N/A |  | #N/A | #N/A
2/22/2019 | 8:00 | #N/A | #N/A | Friday | 0 | 0 | #N/A | #N/A |  | #N/A | #N/A
2/22/2019 | 9:00 | #N/A | #N/A | Friday | 0 | 0 | #N/A | #N/A |  | #N/A | #N/A
2/22/2019 | 10:00 | #N/A | #N/A | Friday | 0 | 0 | #N/A | #N/A |  | #N/A | #N/A
2/22/2019 | 11:00 | #N/A | #N/A | Friday | 0 | 0 | #N/A | #N/A |  | #N/A | #N/A
2/22/2019 | 12:00 | #N/A | #N/A | Friday | 0 | 0 | #N/A | #N/A |  | #N/A | #N/A
2/22/2019 | 13:00 | #N/A | #N/A | Friday | 0 | 0 | #N/A | #N/A |  | #N/A | #N/A
2/22/2019 | 14:00 | #N/A | #N/A | Friday | 0 | 0 | #N/A | #N/A |  | #N/A | #N/A
2/22/2019 | 15:00 | #N/A | #N/A | Friday | 0 | 0 | #N/A | #N/A |  | #N/A | #N/A
2/22/2019 | 16:00 | #N/A | #N/A | Friday | 0 | 0 | #N/A | #N/A |  | #N/A | #N/A
2/22/2019 | 17:00 | #N/A | #N/A | Friday | 0 | 0 | #N/A | #N/A |  | #N/A | #N/A
2/22/2019 | 18:00 | #N/A | #N/A | Friday | 0 | 0 | #N/A | #N/A |  | #N/A | #N/A
2/22/2019 | 19:00 | #N/A | #N/A | Friday | 0 | 0 | #N/A | #N/A |  | #N/A | #N/A
2/22/2019 | 20:00 | #N/A | #N/A | Friday | 0 | 0 | #N/A | #N/A |  | #N/A | #N/A
2/22/2019 | 21:00 | #N/A | #N/A | Friday | 0 | 0 | #N/A | #N/A |  | #N/A | #N/A
2/22/2019 | 22:00 | #N/A | #N/A | Friday | 0 | 0 | #N/A | #N/A |  | #N/A | #N/A
2/22/2019 | 23:00 | #N/A | #N/A | Friday | 0 | 0 | #N/A | #N/A |  | #N/A | #N/A
2/22/2019 | 24:00 | #N/A | #N/A | Friday | 0 | 0 | #N/A | #N/A |  | #N/A | #N/A
2/23/2019 | 1:00 | #N/A | #N/A | Saturday | 0 | 0 | #N/A | #N/A |  | #N/A | #N/A
2/23/2019 | 2:00 | #N/A | #N/A | Saturday | 0 | 0 | #N/A | #N/A |  | #N/A | #N/A
2/23/2019 | 3:00 | #N/A | #N/A | Saturday | 0 | 0 | #N/A | #N/A |  | #N/A | #N/A
2/23/2019 | 4:00 | #N/A | #N/A | Saturday | 0 | 0 | #N/A | #N/A |  | #N/A | #N/A
2/23/2019 | 5:00 | #N/A | #N/A | Saturday | 0 | 0 | #N/A | #N/A |  | #N/A | #N/A
2/23/2019 | 6:00 | #N/A | #N/A | Saturday | 0 | 0 | #N/A | #N/A |  | #N/A | #N/A
2/23/2019 | 7:00 | #N/A | #N/A | Saturday | 0 | 0 | #N/A | #N/A |  | #N/A | #N/A
2/23/2019 | 8:00 | #N/A | #N/A | Saturday | 0 | 0 | #N/A | #N/A |  | #N/A | #N/A
2/23/2019 | 9:00 | #N/A | #N/A | Saturday | 0 | 0 | #N/A | #N/A |  | #N/A | #N/A
2/23/2019 | 10:00 | #N/A | #N/A | Saturday | 0 | 0 | #N/A | #N/A |  | #N/A | #N/A
2/23/2019 | 11:00 | #N/A | #N/A | Saturday | 0 | 0 | #N/A | #N/A |  | #N/A | #N/A
2/23/2019 | 12:00 | #N/A | #N/A | Saturday | 0 | 0 | #N/A | #N/A |  | #N/A | #N/A
2/23/2019 | 13:00 | #N/A | #N/A | Saturday | 0 | 0 | #N/A | #N/A |  | #N/A | #N/A
2/23/2019 | 14:00 | #N/A | #N/A | Saturday | 0 | 0 | #N/A | #N/A |  | #N/A | #N/A
2/23/2019 | 15:00 | #N/A | #N/A | Saturday | 0 | 0 | #N/A | #N/A |  | #N/A | #N/A
2/23/2019 | 16:00 | #N/A | #N/A | Saturday | 0 | 0 | #N/A | #N/A |  | #N/A | #N/A
2/23/2019 | 17:00 | #N/A | #N/A | Saturday | 0 | 0 | #N/A | #N/A |  | #N/A | #N/A
2/23/2019 | 18:00 | #N/A | #N/A | Saturday | 0 | 0 | #N/A | #N/A |  | #N/A | #N/A
2/23/2019 | 19:00 | #N/A | #N/A | Saturday | 0 | 0 | #N/A | #N/A |  | #N/A | #N/A
2/23/2019 | 20:00 | #N/A | #N/A | Saturday | 0 | 0 | #N/A | #N/A |  | #N/A | #N/A
2/23/2019 | 21:00 | #N/A | #N/A | Saturday | 0 | 0 | #N/A | #N/A |  | #N/A | #N/A
2/23/2019 | 22:00 | #N/A | #N/A | Saturday | 0 | 0 | #N/A | #N/A |  | #N/A | #N/A
2/23/2019 | 23:00 | #N/A | #N/A | Saturday | 0 | 0 | #N/A | #N/A |  | #N/A | #N/A
2/23/2019 | 24:00 | #N/A | #N/A | Saturday | 0 | 0 | #N/A | #N/A |  | #N/A | #N/A
2/24/2019 | 1:00 | #N/A | #N/A | Sunday | 0 | 0 | #N/A | #N/A |  | #N/A | #N/A
2/24/2019 | 2:00 | #N/A | #N/A | Sunday | 0 | 0 | #N/A | #N/A |  | #N/A | #N/A
2/24/2019 | 3:00 | #N/A | #N/A | Sunday | 0 | 0 | #N/A | #N/A |  | #N/A | #N/A
2/24/2019 | 4:00 | #N/A | #N/A | Sunday | 0 | 0 | #N/A | #N/A |  | #N/A | #N/A
2/24/2019 | 5:00 | #N/A | #N/A | Sunday | 0 | 0 | #N/A | #N/A |  | #N/A | #N/A
2/24/2019 | 6:00 | #N/A | #N/A | Sunday | 0 | 0 | #N/A | #N/A |  | #N/A | #N/A
2/24/2019 | 7:00 | #N/A | #N/A | Sunday | 0 | 0 | #N/A | #N/A |  | #N/A | #N/A
2/24/2019 | 8:00 | #N/A | #N/A | Sunday | 0 | 0 | #N/A | #N/A |  | #N/A | #N/A
2/24/2019 | 9:00 | #N/A | #N/A | Sunday | 0 | 0 | #N/A | #N/A |  | #N/A | #N/A
2/24/2019 | 10:00 | #N/A | #N/A | Sunday | 0 | 0 | #N/A | #N/A |  | #N/A | #N/A
2/24/2019 | 11:00 | #N/A | #N/A | Sunday | 0 | 0 | #N/A | #N/A |  | #N/A | #N/A
2/24/2019 | 12:00 | #N/A | #N/A | Sunday | 0 | 0 | #N/A | #N/A |  | #N/A | #N/A
2/24/2019 | 13:00 | #N/A | #N/A | Sunday | 0 | 0 | #N/A | #N/A |  | #N/A | #N/A
2/24/2019 | 14:00 | #N/A | #N/A | Sunday | 0 | 0 | #N/A | #N/A |  | #N/A | #N/A
2/24/2019 | 15:00 | #N/A | #N/A | Sunday | 0 | 0 | #N/A | #N/A |  | #N/A | #N/A
2/24/2019 | 16:00 | #N/A | #N/A | Sunday | 0 | 0 | #N/A | #N/A |  | #N/A | #N/A
2/24/2019 | 17:00 | #N/A | #N/A | Sunday | 0 | 0 | #N/A | #N/A |  | #N/A | #N/A
2/24/2019 | 18:00 | #N/A | #N/A | Sunday | 0 | 0 | #N/A | #N/A |  | #N/A | #N/A
2/24/2019 | 19:00 | #N/A | #N/A | Sunday | 0 | 0 | #N/A | #N/A |  | #N/A | #N/A
2/24/2019 | 20:00 | #N/A | #N/A | Sunday | 0 | 0 | #N/A | #N/A |  | #N/A | #N/A
2/24/2019 | 21:00 | #N/A | #N/A | Sunday | 0 | 0 | #N/A | #N/A |  | #N/A | #N/A
2/24/2019 | 22:00 | #N/A | #N/A | Sunday | 0 | 0 | #N/A | #N/A |  | #N/A | #N/A
2/24/2019 | 23:00 | #N/A | #N/A | Sunday | 0 | 0 | #N/A | #N/A |  | #N/A | #N/A
2/24/2019 | 24:00 | #N/A | #N/A | Sunday | 0 | 0 | #N/A | #N/A |  | #N/A | #N/A
2/25/2019 | 1:00 | #N/A | #N/A | Monday | 0 | 0 | #N/A | #N/A |  | #N/A | #N/A
2/25/2019 | 2:00 | #N/A | #N/A | Monday | 0 | 0 | #N/A | #N/A |  | #N/A | #N/A
2/25/2019 | 3:00 | #N/A | #N/A | Monday | 0 | 0 | #N/A | #N/A |  | #N/A | #N/A
2/25/2019 | 4:00 | #N/A | #N/A | Monday | 0 | 0 | #N/A | #N/A |  | #N/A | #N/A
2/25/2019 | 5:00 | #N/A | #N/A | Monday | 0 | 0 | #N/A | #N/A |  | #N/A | #N/A
2/25/2019 | 6:00 | #N/A | #N/A | Monday | 0 | 0 | #N/A | #N/A |  | #N/A | #N/A
2/25/2019 | 7:00 | #N/A | #N/A | Monday | 0 | 0 | #N/A | #N/A |  | #N/A | #N/A
2/25/2019 | 8:00 | #N/A | #N/A | Monday | 0 | 0 | #N/A | #N/A |  | #N/A | #N/A
2/25/2019 | 9:00 | #N/A | #N/A | Monday | 0 | 0 | #N/A | #N/A |  | #N/A | #N/A
2/25/2019 | 10:00 | #N/A | #N/A | Monday | 0 | 0 | #N/A | #N/A |  | #N/A | #N/A
2/25/2019 | 11:00 | #N/A | #N/A | Monday | 0 | 0 | #N/A | #N/A |  | #N/A | #N/A
2/25/2019 | 12:00 | #N/A | #N/A | Monday | 0 | 0 | #N/A | #N/A |  | #N/A | #N/A
2/25/2019 | 13:00 | #N/A | #N/A | Monday | 0 | 0 | #N/A | #N/A |  | #N/A | #N/A
2/25/2019 | 14:00 | #N/A | #N/A | Monday | 0 | 0 | #N/A | #N/A |  | #N/A | #N/A
2/25/2019 | 15:00 | #N/A | #N/A | Monday | 0 | 0 | #N/A | #N/A |  | #N/A | #N/A
2/25/2019 | 16:00 | #N/A | #N/A | Monday | 0 | 0 | #N/A | #N/A |  | #N/A | #N/A
2/25/2019 | 17:00 | #N/A | #N/A | Monday | 0 | 0 | #N/A | #N/A |  | #N/A | #N/A
2/25/2019 | 18:00 | #N/A | #N/A | Monday | 0 | 0 | #N/A | #N/A |  | #N/A | #N/A
2/25/2019 | 19:00 | #N/A | #N/A | Monday | 0 | 0 | #N/A | #N/A |  | #N/A | #N/A
2/25/2019 | 20:00 | #N/A | #N/A | Monday | 0 | 0 | #N/A | #N/A |  | #N/A | #N/A
2/25/2019 | 21:00 | #N/A | #N/A | Monday | 0 | 0 | #N/A | #N/A |  | #N/A | #N/A
2/25/2019 | 22:00 | #N/A | #N/A | Monday | 0 | 0 | #N/A | #N/A |  | #N/A | #N/A
2/25/2019 | 23:00 | #N/A | #N/A | Monday | 0 | 0 | #N/A | #N/A |  | #N/A | #N/A
2/25/2019 | 24:00 | #N/A | #N/A | Monday | 0 | 0 | #N/A | #N/A |  | #N/A | #N/A
2/26/2019 | 1:00 | #N/A | #N/A | Tuesday | 0 | 0 | #N/A | #N/A |  | #N/A | #N/A
2/26/2019 | 2:00 | #N/A | #N/A | Tuesday | 0 | 0 | #N/A | #N/A |  | #N/A | #N/A
2/26/2019 | 3:00 | #N/A | #N/A | Tuesday | 0 | 0 | #N/A | #N/A |  | #N/A | #N/A
2/26/2019 | 4:00 | #N/A | #N/A | Tuesday | 0 | 0 | #N/A | #N/A |  | #N/A | #N/A
2/26/2019 | 5:00 | #N/A | #N/A | Tuesday | 0 | 0 | #N/A | #N/A |  | #N/A | #N/A
2/26/2019 | 6:00 | #N/A | #N/A | Tuesday | 0 | 0 | #N/A | #N/A |  | #N/A | #N/A
2/26/2019 | 7:00 | #N/A | #N/A | Tuesday | 0 | 0 | #N/A | #N/A |  | #N/A | #N/A
2/26/2019 | 8:00 | #N/A | #N/A | Tuesday | 0 | 0 | #N/A | #N/A |  | #N/A | #N/A
2/26/2019 | 9:00 | #N/A | #N/A | Tuesday | 0 | 0 | #N/A | #N/A |  | #N/A | #N/A
2/26/2019 | 10:00 | #N/A | #N/A | Tuesday | 0 | 0 | #N/A | #N/A |  | #N/A | #N/A
2/26/2019 | 11:00 | #N/A | #N/A | Tuesday | 0 | 0 | #N/A | #N/A |  | #N/A | #N/A
2/26/2019 | 12:00 | #N/A | #N/A | Tuesday | 0 | 0 | #N/A | #N/A |  | #N/A | #N/A
2/26/2019 | 13:00 | #N/A | #N/A | Tuesday | 0 | 0 | #N/A | #N/A |  | #N/A | #N/A
2/26/2019 | 14:00 | #N/A | #N/A | Tuesday | 0 | 0 | #N/A | #N/A |  | #N/A | #N/A
2/26/2019 | 15:00 | #N/A | #N/A | Tuesday | 0 | 0 | #N/A | #N/A |  | #N/A | #N/A
2/26/2019 | 16:00 | #N/A | #N/A | Tuesday | 0 | 0 | #N/A | #N/A |  | #N/A | #N/A
2/26/2019 | 17:00 | #N/A | #N/A | Tuesday | 0 | 0 | #N/A | #N/A |  | #N/A | #N/A
2/26/2019 | 18:00 | #N/A | #N/A | Tuesday | 0 | 0 | #N/A | #N/A |  | #N/A | #N/A
2/26/2019 | 19:00 | #N/A | #N/A | Tuesday | 0 | 0 | #N/A | #N/A |  | #N/A | #N/A
2/26/2019 | 20:00 | #N/A | #N/A | Tuesday | 0 | 0 | #N/A | #N/A |  | #N/A | #N/A
2/26/2019 | 21:00 | #N/A | #N/A | Tuesday | 0 | 0 | #N/A | #N/A |  | #N/A | #N/A
2/26/2019 | 22:00 | #N/A | #N/A | Tuesday | 0 | 0 | #N/A | #N/A |  | #N/A | #N/A
2/26/2019 | 23:00 | #N/A | #N/A | Tuesday | 0 | 0 | #N/A | #N/A |  | #N/A | #N/A
2/26/2019 | 24:00 | #N/A | #N/A | Tuesday | 0 | 0 | #N/A | #N/A |  | #N/A | #N/A
2/27/2019 | 1:00 | #N/A | #N/A | Wednesday | 0 | 0 | #N/A | #N/A |  | #N/A | #N/A
2/27/2019 | 2:00 | #N/A | #N/A | Wednesday | 0 | 0 | #N/A | #N/A |  | #N/A | #N/A
2/27/2019 | 3:00 | #N/A | #N/A | Wednesday | 0 | 0 | #N/A | #N/A |  | #N/A | #N/A
2/27/2019 | 4:00 | #N/A | #N/A | Wednesday | 0 | 0 | #N/A | #N/A |  | #N/A | #N/A
2/27/2019 | 5:00 | #N/A | #N/A | Wednesday | 0 | 0 | #N/A | #N/A |  | #N/A | #N/A
2/27/2019 | 6:00 | #N/A | #N/A | Wednesday | 0 | 0 | #N/A | #N/A |  | #N/A | #N/A
2/27/2019 | 7:00 | #N/A | #N/A | Wednesday | 0 | 0 | #N/A | #N/A |  | #N/A | #N/A
2/27/2019 | 8:00 | #N/A | #N/A | Wednesday | 0 | 0 | #N/A | #N/A |  | #N/A | #N/A
2/27/2019 | 9:00 | #N/A | #N/A | Wednesday | 0 | 0 | #N/A | #N/A |  | #N/A | #N/A
2/27/2019 | 10:00 | #N/A | #N/A | Wednesday | 0 | 0 | #N/A | #N/A |  | #N/A | #N/A
2/27/2019 | 11:00 | #N/A | #N/A | Wednesday | 0 | 0 | #N/A | #N/A |  | #N/A | #N/A
2/27/2019 | 12:00 | #N/A | #N/A | Wednesday | 0 | 0 | #N/A | #N/A |  | #N/A | #N/A
2/27/2019 | 13:00 | #N/A | #N/A | Wednesday | 0 | 0 | #N/A | #N/A |  | #N/A | #N/A
2/27/2019 | 14:00 | #N/A | #N/A | Wednesday | 0 | 0 | #N/A | #N/A |  | #N/A | #N/A
2/27/2019 | 15:00 | #N/A | #N/A | Wednesday | 0 | 0 | #N/A | #N/A |  | #N/A | #N/A
2/27/2019 | 16:00 | #N/A | #N/A | Wednesday | 0 | 0 | #N/A | #N/A |  | #N/A | #N/A
2/27/2019 | 17:00 | #N/A | #N/A | Wednesday | 0 | 0 | #N/A | #N/A |  | #N/A | #N/A
2/27/2019 | 18:00 | #N/A | #N/A | Wednesday | 0 | 0 | #N/A | #N/A |  | #N/A | #N/A
2/27/2019 | 19:00 | #N/A | #N/A | Wednesday | 0 | 0 | #N/A | #N/A |  | #N/A | #N/A
2/27/2019 | 20:00 | #N/A | #N/A | Wednesday | 0 | 0 | #N/A | #N/A |  | #N/A | #N/A
2/27/2019 | 21:00 | #N/A | #N/A | Wednesday | 0 | 0 | #N/A | #N/A |  | #N/A | #N/A
2/27/2019 | 22:00 | #N/A | #N/A | Wednesday | 0 | 0 | #N/A | #N/A |  | #N/A | #N/A
2/27/2019 | 23:00 | #N/A | #N/A | Wednesday | 0 | 0 | #N/A | #N/A |  | #N/A | #N/A
2/27/2019 | 24:00 | #N/A | #N/A | Wednesday | 0 | 0 | #N/A | #N/A |  | #N/A | #N/A
2/28/2019 | 1:00 | #N/A | #N/A | Thursday | 0 | 0 | #N/A | #N/A |  | #N/A | #N/A
2/28/2019 | 2:00 | #N/A | #N/A | Thursday | 0 | 0 | #N/A | #N/A |  | #N/A | #N/A
2/28/2019 | 3:00 | #N/A | #N/A | Thursday | 0 | 0 | #N/A | #N/A |  | #N/A | #N/A
2/28/2019 | 4:00 | #N/A | #N/A | Thursday | 0 | 0 | #N/A | #N/A |  | #N/A | #N/A
2/28/2019 | 5:00 | #N/A | #N/A | Thursday | 0 | 0 | #N/A | #N/A |  | #N/A | #N/A
2/28/2019 | 6:00 | #N/A | #N/A | Thursday | 0 | 0 | #N/A | #N/A |  | #N/A | #N/A
2/28/2019 | 7:00 | #N/A | #N/A | Thursday | 0 | 0 | #N/A | #N/A |  | #N/A | #N/A
2/28/2019 | 8:00 | #N/A | #N/A | Thursday | 0 | 0 | #N/A | #N/A |  | #N/A | #N/A
2/28/2019 | 9:00 | #N/A | #N/A | Thursday | 0 | 0 | #N/A | #N/A |  | #N/A | #N/A
2/28/2019 | 10:00 | #N/A | #N/A | Thursday | 0 | 0 | #N/A | #N/A |  | #N/A | #N/A
2/28/2019 | 11:00 | #N/A | #N/A | Thursday | 0 | 0 | #N/A | #N/A |  | #N/A | #N/A
2/28/2019 | 12:00 | #N/A | #N/A | Thursday | 0 | 0 | #N/A | #N/A |  | #N/A | #N/A
2/28/2019 | 13:00 | #N/A | #N/A | Thursday | 0 | 0 | #N/A | #N/A |  | #N/A | #N/A
2/28/2019 | 14:00 | #N/A | #N/A | Thursday | 0 | 0 | #N/A | #N/A |  | #N/A | #N/A
2/28/2019 | 15:00 | #N/A | #N/A | Thursday | 0 | 0 | #N/A | #N/A |  | #N/A | #N/A
2/28/2019 | 16:00 | #N/A | #N/A | Thursday | 0 | 0 | #N/A | #N/A |  | #N/A | #N/A
2/28/2019 | 17:00 | #N/A | #N/A | Thursday | 0 | 0 | #N/A | #N/A |  | #N/A | #N/A
2/28/2019 | 18:00 | #N/A | #N/A | Thursday | 0 | 0 | #N/A | #N/A |  | #N/A | #N/A
2/28/2019 | 19:00 | #N/A | #N/A | Thursday | 0 | 0 | #N/A | #N/A |  | #N/A | #N/A
2/28/2019 | 20:00 | #N/A | #N/A | Thursday | 0 | 0 | #N/A | #N/A |  | #N/A | #N/A
2/28/2019 | 21:00 | #N/A | #N/A | Thursday | 0 | 0 | #N/A | #N/A |  | #N/A | #N/A
2/28/2019 | 22:00 | #N/A | #N/A | Thursday | 0 | 0 | #N/A | #N/A |  | #N/A | #N/A
2/28/2019 | 23:00 | #N/A | #N/A | Thursday | 0 | 0 | #N/A | #N/A |  | #N/A | #N/A
2/28/2019 | 24:00 | #N/A | #N/A | Thursday | 0 | 0 | #N/A | #N/A |  | #N/A | #N/A
3/1/2019 | 1:00 | #N/A | #N/A | Friday | 0 | 0 | #N/A | #N/A |  | #N/A | #N/A
3/1/2019 | 2:00 | #N/A | #N/A | Friday | 0 | 0 | #N/A | #N/A |  | #N/A | #N/A
3/1/2019 | 3:00 | #N/A | #N/A | Friday | 0 | 0 | #N/A | #N/A |  | #N/A | #N/A
3/1/2019 | 4:00 | #N/A | #N/A | Friday | 0 | 0 | #N/A | #N/A |  | #N/A | #N/A
3/1/2019 | 5:00 | #N/A | #N/A | Friday | 0 | 0 | #N/A | #N/A |  | #N/A | #N/A
3/1/2019 | 6:00 | #N/A | #N/A | Friday | 0 | 0 | #N/A | #N/A |  | #N/A | #N/A
3/1/2019 | 7:00 | #N/A | #N/A | Friday | 0 | 0 | #N/A | #N/A |  | #N/A | #N/A
3/1/2019 | 8:00 | #N/A | #N/A | Friday | 0 | 0 | #N/A | #N/A |  | #N/A | #N/A
3/1/2019 | 9:00 | #N/A | #N/A | Friday | 0 | 0 | #N/A | #N/A |  | #N/A | #N/A
3/1/2019 | 10:00 | #N/A | #N/A | Friday | 0 | 0 | #N/A | #N/A |  | #N/A | #N/A
3/1/2019 | 11:00 | #N/A | #N/A | Friday | 0 | 0 | #N/A | #N/A |  | #N/A | #N/A
3/1/2019 | 12:00 | #N/A | #N/A | Friday | 0 | 0 | #N/A | #N/A |  | #N/A | #N/A
3/1/2019 | 13:00 | #N/A | #N/A | Friday | 0 | 0 | #N/A | #N/A |  | #N/A | #N/A
3/1/2019 | 14:00 | #N/A | #N/A | Friday | 0 | 0 | #N/A | #N/A |  | #N/A | #N/A
3/1/2019 | 15:00 | #N/A | #N/A | Friday | 0 | 0 | #N/A | #N/A |  | #N/A | #N/A
3/1/2019 | 16:00 | #N/A | #N/A | Friday | 0 | 0 | #N/A | #N/A |  | #N/A | #N/A
3/1/2019 | 17:00 | #N/A | #N/A | Friday | 0 | 0 | #N/A | #N/A |  | #N/A | #N/A
3/1/2019 | 18:00 | #N/A | #N/A | Friday | 0 | 0 | #N/A | #N/A |  | #N/A | #N/A
3/1/2019 | 19:00 | #N/A | #N/A | Friday | 0 | 0 | #N/A | #N/A |  | #N/A | #N/A
3/1/2019 | 20:00 | #N/A | #N/A | Friday | 0 | 0 | #N/A | #N/A |  | #N/A | #N/A
3/1/2019 | 21:00 | #N/A | #N/A | Friday | 0 | 0 | #N/A | #N/A |  | #N/A | #N/A
3/1/2019 | 22:00 | #N/A | #N/A | Friday | 0 | 0 | #N/A | #N/A |  | #N/A | #N/A
3/1/2019 | 23:00 | #N/A | #N/A | Friday | 0 | 0 | #N/A | #N/A |  | #N/A | #N/A
3/1/2019 | 24:00 | #N/A | #N/A | Friday | 0 | 0 | #N/A | #N/A |  | #N/A | #N/A
3/2/2019 | 1:00 | #N/A | #N/A | Saturday | 0 | 0 | #N/A | #N/A |  | #N/A | #N/A
3/2/2019 | 2:00 | #N/A | #N/A | Saturday | 0 | 0 | #N/A | #N/A |  | #N/A | #N/A
3/2/2019 | 3:00 | #N/A | #N/A | Saturday | 0 | 0 | #N/A | #N/A |  | #N/A | #N/A
3/2/2019 | 4:00 | #N/A | #N/A | Saturday | 0 | 0 | #N/A | #N/A |  | #N/A | #N/A
3/2/2019 | 5:00 | #N/A | #N/A | Saturday | 0 | 0 | #N/A | #N/A |  | #N/A | #N/A
3/2/2019 | 6:00 | #N/A | #N/A | Saturday | 0 | 0 | #N/A | #N/A |  | #N/A | #N/A
3/2/2019 | 7:00 | #N/A | #N/A | Saturday | 0 | 0 | #N/A | #N/A |  | #N/A | #N/A
3/2/2019 | 8:00 | #N/A | #N/A | Saturday | 0 | 0 | #N/A | #N/A |  | #N/A | #N/A
3/2/2019 | 9:00 | #N/A | #N/A | Saturday | 0 | 0 | #N/A | #N/A |  | #N/A | #N/A
3/2/2019 | 10:00 | #N/A | #N/A | Saturday | 0 | 0 | #N/A | #N/A |  | #N/A | #N/A
3/2/2019 | 11:00 | #N/A | #N/A | Saturday | 0 | 0 | #N/A | #N/A |  | #N/A | #N/A
3/2/2019 | 12:00 | #N/A | #N/A | Saturday | 0 | 0 | #N/A | #N/A |  | #N/A | #N/A
3/2/2019 | 13:00 | #N/A | #N/A | Saturday | 0 | 0 | #N/A | #N/A |  | #N/A | #N/A
3/2/2019 | 14:00 | #N/A | #N/A | Saturday | 0 | 0 | #N/A | #N/A |  | #N/A | #N/A
3/2/2019 | 15:00 | #N/A | #N/A | Saturday | 0 | 0 | #N/A | #N/A |  | #N/A | #N/A
3/2/2019 | 16:00 | #N/A | #N/A | Saturday | 0 | 0 | #N/A | #N/A |  | #N/A | #N/A
3/2/2019 | 17:00 | #N/A | #N/A | Saturday | 0 | 0 | #N/A | #N/A |  | #N/A | #N/A
3/2/2019 | 18:00 | #N/A | #N/A | Saturday | 0 | 0 | #N/A | #N/A |  | #N/A | #N/A
3/2/2019 | 19:00 | #N/A | #N/A | Saturday | 0 | 0 | #N/A | #N/A |  | #N/A | #N/A
3/2/2019 | 20:00 | #N/A | #N/A | Saturday | 0 | 0 | #N/A | #N/A |  | #N/A | #N/A
3/2/2019 | 21:00 | #N/A | #N/A | Saturday | 0 | 0 | #N/A | #N/A |  | #N/A | #N/A
3/2/2019 | 22:00 | #N/A | #N/A | Saturday | 0 | 0 | #N/A | #N/A |  | #N/A | #N/A
3/2/2019 | 23:00 | #N/A | #N/A | Saturday | 0 | 0 | #N/A | #N/A |  | #N/A | #N/A
3/2/2019 | 24:00 | #N/A | #N/A | Saturday | 0 | 0 | #N/A | #N/A |  | #N/A | #N/A
3/3/2019 | 1:00 | #N/A | #N/A | Sunday | 0 | 0 | #N/A | #N/A |  | #N/A | #N/A
3/3/2019 | 2:00 | #N/A | #N/A | Sunday | 0 | 0 | #N/A | #N/A |  | #N/A | #N/A
3/3/2019 | 3:00 | #N/A | #N/A | Sunday | 0 | 0 | #N/A | #N/A |  | #N/A | #N/A
3/3/2019 | 4:00 | #N/A | #N/A | Sunday | 0 | 0 | #N/A | #N/A |  | #N/A | #N/A
3/3/2019 | 5:00 | #N/A | #N/A | Sunday | 0 | 0 | #N/A | #N/A |  | #N/A | #N/A
3/3/2019 | 6:00 | #N/A | #N/A | Sunday | 0 | 0 | #N/A | #N/A |  | #N/A | #N/A
3/3/2019 | 7:00 | #N/A | #N/A | Sunday | 0 | 0 | #N/A | #N/A |  | #N/A | #N/A
3/3/2019 | 8:00 | #N/A | #N/A | Sunday | 0 | 0 | #N/A | #N/A |  | #N/A | #N/A
3/3/2019 | 9:00 | #N/A | #N/A | Sunday | 0 | 0 | #N/A | #N/A |  | #N/A | #N/A
3/3/2019 | 10:00 | #N/A | #N/A | Sunday | 0 | 0 | #N/A | #N/A |  | #N/A | #N/A
3/3/2019 | 11:00 | #N/A | #N/A | Sunday | 0 | 0 | #N/A | #N/A |  | #N/A | #N/A
3/3/2019 | 12:00 | #N/A | #N/A | Sunday | 0 | 0 | #N/A | #N/A |  | #N/A | #N/A
3/3/2019 | 13:00 | #N/A | #N/A | Sunday | 0 | 0 | #N/A | #N/A |  | #N/A | #N/A
3/3/2019 | 14:00 | #N/A | #N/A | Sunday | 0 | 0 | #N/A | #N/A |  | #N/A | #N/A
3/3/2019 | 15:00 | #N/A | #N/A | Sunday | 0 | 0 | #N/A | #N/A |  | #N/A | #N/A
3/3/2019 | 16:00 | #N/A | #N/A | Sunday | 0 | 0 | #N/A | #N/A |  | #N/A | #N/A
3/3/2019 | 17:00 | #N/A | #N/A | Sunday | 0 | 0 | #N/A | #N/A |  | #N/A | #N/A
3/3/2019 | 18:00 | #N/A | #N/A | Sunday | 0 | 0 | #N/A | #N/A |  | #N/A | #N/A
3/3/2019 | 19:00 | #N/A | #N/A | Sunday | 0 | 0 | #N/A | #N/A |  | #N/A | #N/A
3/3/2019 | 20:00 | #N/A | #N/A | Sunday | 0 | 0 | #N/A | #N/A |  | #N/A | #N/A
3/3/2019 | 21:00 | #N/A | #N/A | Sunday | 0 | 0 | #N/A | #N/A |  | #N/A | #N/A
3/3/2019 | 22:00 | #N/A | #N/A | Sunday | 0 | 0 | #N/A | #N/A |  | #N/A | #N/A
3/3/2019 | 23:00 | #N/A | #N/A | Sunday | 0 | 0 | #N/A | #N/A |  | #N/A | #N/A
3/3/2019 | 24:00 | #N/A | #N/A | Sunday | 0 | 0 | #N/A | #N/A |  | #N/A | #N/A
3/4/2019 | 1:00 | #N/A | #N/A | Monday | 0 | 0 | #N/A | #N/A |  | #N/A | #N/A
3/4/2019 | 2:00 | #N/A | #N/A | Monday | 0 | 0 | #N/A | #N/A |  | #N/A | #N/A
3/4/2019 | 3:00 | #N/A | #N/A | Monday | 0 | 0 | #N/A | #N/A |  | #N/A | #N/A
3/4/2019 | 4:00 | #N/A | #N/A | Monday | 0 | 0 | #N/A | #N/A |  | #N/A | #N/A
3/4/2019 | 5:00 | #N/A | #N/A | Monday | 0 | 0 | #N/A | #N/A |  | #N/A | #N/A
3/4/2019 | 6:00 | #N/A | #N/A | Monday | 0 | 0 | #N/A | #N/A |  | #N/A | #N/A
3/4/2019 | 7:00 | #N/A | #N/A | Monday | 0 | 0 | #N/A | #N/A |  | #N/A | #N/A
3/4/2019 | 8:00 | #N/A | #N/A | Monday | 0 | 0 | #N/A | #N/A |  | #N/A | #N/A
3/4/2019 | 9:00 | #N/A | #N/A | Monday | 0 | 0 | #N/A | #N/A |  | #N/A | #N/A
3/4/2019 | 10:00 | #N/A | #N/A | Monday | 0 | 0 | #N/A | #N/A |  | #N/A | #N/A
3/4/2019 | 11:00 | #N/A | #N/A | Monday | 0 | 0 | #N/A | #N/A |  | #N/A | #N/A
3/4/2019 | 12:00 | #N/A | #N/A | Monday | 0 | 0 | #N/A | #N/A |  | #N/A | #N/A
3/4/2019 | 13:00 | #N/A | #N/A | Monday | 0 | 0 | #N/A | #N/A |  | #N/A | #N/A
3/4/2019 | 14:00 | #N/A | #N/A | Monday | 0 | 0 | #N/A | #N/A |  | #N/A | #N/A
3/4/2019 | 15:00 | #N/A | #N/A | Monday | 0 | 0 | #N/A | #N/A |  | #N/A | #N/A
3/4/2019 | 16:00 | #N/A | #N/A | Monday | 0 | 0 | #N/A | #N/A |  | #N/A | #N/A
3/4/2019 | 17:00 | #N/A | #N/A | Monday | 0 | 0 | #N/A | #N/A |  | #N/A | #N/A
3/4/2019 | 18:00 | #N/A | #N/A | Monday | 0 | 0 | #N/A | #N/A |  | #N/A | #N/A
3/4/2019 | 19:00 | #N/A | #N/A | Monday | 0 | 0 | #N/A | #N/A |  | #N/A | #N/A
3/4/2019 | 20:00 | #N/A | #N/A | Monday | 0 | 0 | #N/A | #N/A |  | #N/A | #N/A
3/4/2019 | 21:00 | #N/A | #N/A | Monday | 0 | 0 | #N/A | #N/A |  | #N/A | #N/A
3/4/2019 | 22:00 | #N/A | #N/A | Monday | 0 | 0 | #N/A | #N/A |  | #N/A | #N/A
3/4/2019 | 23:00 | #N/A | #N/A | Monday | 0 | 0 | #N/A | #N/A |  | #N/A | #N/A
3/4/2019 | 24:00 | #N/A | #N/A | Monday | 0 | 0 | #N/A | #N/A |  | #N/A | #N/A
3/5/2019 | 1:00 | #N/A | #N/A | Tuesday | 0 | 0 | #N/A | #N/A |  | #N/A | #N/A
3/5/2019 | 2:00 | #N/A | #N/A | Tuesday | 0 | 0 | #N/A | #N/A |  | #N/A | #N/A
3/5/2019 | 3:00 | #N/A | #N/A | Tuesday | 0 | 0 | #N/A | #N/A |  | #N/A | #N/A
3/5/2019 | 4:00 | #N/A | #N/A | Tuesday | 0 | 0 | #N/A | #N/A |  | #N/A | #N/A
3/5/2019 | 5:00 | #N/A | #N/A | Tuesday | 0 | 0 | #N/A | #N/A |  | #N/A | #N/A
3/5/2019 | 6:00 | #N/A | #N/A | Tuesday | 0 | 0 | #N/A | #N/A |  | #N/A | #N/A
3/5/2019 | 7:00 | #N/A | #N/A | Tuesday | 0 | 0 | #N/A | #N/A |  | #N/A | #N/A
3/5/2019 | 8:00 | #N/A | #N/A | Tuesday | 0 | 0 | #N/A | #N/A |  | #N/A | #N/A
3/5/2019 | 9:00 | #N/A | #N/A | Tuesday | 0 | 0 | #N/A | #N/A |  | #N/A | #N/A
3/5/2019 | 10:00 | #N/A | #N/A | Tuesday | 0 | 0 | #N/A | #N/A |  | #N/A | #N/A
3/5/2019 | 11:00 | #N/A | #N/A | Tuesday | 0 | 0 | #N/A | #N/A |  | #N/A | #N/A
3/5/2019 | 12:00 | #N/A | #N/A | Tuesday | 0 | 0 | #N/A | #N/A |  | #N/A | #N/A
3/5/2019 | 13:00 | #N/A | #N/A | Tuesday | 0 | 0 | #N/A | #N/A |  | #N/A | #N/A
3/5/2019 | 14:00 | #N/A | #N/A | Tuesday | 0 | 0 | #N/A | #N/A |  | #N/A | #N/A
3/5/2019 | 15:00 | #N/A | #N/A | Tuesday | 0 | 0 | #N/A | #N/A |  | #N/A | #N/A
3/5/2019 | 16:00 | #N/A | #N/A | Tuesday | 0 | 0 | #N/A | #N/A |  | #N/A | #N/A
3/5/2019 | 17:00 | #N/A | #N/A | Tuesday | 0 | 0 | #N/A | #N/A |  | #N/A | #N/A
3/5/2019 | 18:00 | #N/A | #N/A | Tuesday | 0 | 0 | #N/A | #N/A |  | #N/A | #N/A
3/5/2019 | 19:00 | #N/A | #N/A | Tuesday | 0 | 0 | #N/A | #N/A |  | #N/A | #N/A
3/5/2019 | 20:00 | #N/A | #N/A | Tuesday | 0 | 0 | #N/A | #N/A |  | #N/A | #N/A
3/5/2019 | 21:00 | #N/A | #N/A | Tuesday | 0 | 0 | #N/A | #N/A |  | #N/A | #N/A
3/5/2019 | 22:00 | #N/A | #N/A | Tuesday | 0 | 0 | #N/A | #N/A |  | #N/A | #N/A
3/5/2019 | 23:00 | #N/A | #N/A | Tuesday | 0 | 0 | #N/A | #N/A |  | #N/A | #N/A
3/5/2019 | 24:00 | #N/A | #N/A | Tuesday | 0 | 0 | #N/A | #N/A |  | #N/A | #N/A
3/6/2019 | 1:00 | #N/A | #N/A | Wednesday | 0 | 0 | #N/A | #N/A |  | #N/A | #N/A
3/6/2019 | 2:00 | #N/A | #N/A | Wednesday | 0 | 0 | #N/A | #N/A |  | #N/A | #N/A
3/6/2019 | 3:00 | #N/A | #N/A | Wednesday | 0 | 0 | #N/A | #N/A |  | #N/A | #N/A
3/6/2019 | 4:00 | #N/A | #N/A | Wednesday | 0 | 0 | #N/A | #N/A |  | #N/A | #N/A
3/6/2019 | 5:00 | #N/A | #N/A | Wednesday | 0 | 0 | #N/A | #N/A |  | #N/A | #N/A
3/6/2019 | 6:00 | #N/A | #N/A | Wednesday | 0 | 0 | #N/A | #N/A |  | #N/A | #N/A
3/6/2019 | 7:00 | #N/A | #N/A | Wednesday | 0 | 0 | #N/A | #N/A |  | #N/A | #N/A
3/6/2019 | 8:00 | #N/A | #N/A | Wednesday | 0 | 0 | #N/A | #N/A |  | #N/A | #N/A
3/6/2019 | 9:00 | #N/A | #N/A | Wednesday | 0 | 0 | #N/A | #N/A |  | #N/A | #N/A
3/6/2019 | 10:00 | #N/A | #N/A | Wednesday | 0 | 0 | #N/A | #N/A |  | #N/A | #N/A
3/6/2019 | 11:00 | #N/A | #N/A | Wednesday | 0 | 0 | #N/A | #N/A |  | #N/A | #N/A
3/6/2019 | 12:00 | #N/A | #N/A | Wednesday | 0 | 0 | #N/A | #N/A |  | #N/A | #N/A
3/6/2019 | 13:00 | #N/A | #N/A | Wednesday | 0 | 0 | #N/A | #N/A |  | #N/A | #N/A
3/6/2019 | 14:00 | #N/A | #N/A | Wednesday | 0 | 0 | #N/A | #N/A |  | #N/A | #N/A
3/6/2019 | 15:00 | #N/A | #N/A | Wednesday | 0 | 0 | #N/A | #N/A |  | #N/A | #N/A
3/6/2019 | 16:00 | #N/A | #N/A | Wednesday | 0 | 0 | #N/A | #N/A |  | #N/A | #N/A
3/6/2019 | 17:00 | #N/A | #N/A | Wednesday | 0 | 0 | #N/A | #N/A |  | #N/A | #N/A
3/6/2019 | 18:00 | #N/A | #N/A | Wednesday | 0 | 0 | #N/A | #N/A |  | #N/A | #N/A
3/6/2019 | 19:00 | #N/A | #N/A | Wednesday | 0 | 0 | #N/A | #N/A |  | #N/A | #N/A
3/6/2019 | 20:00 | #N/A | #N/A | Wednesday | 0 | 0 | #N/A | #N/A |  | #N/A | #N/A
3/6/2019 | 21:00 | #N/A | #N/A | Wednesday | 0 | 0 | #N/A | #N/A |  | #N/A | #N/A
3/6/2019 | 22:00 | #N/A | #N/A | Wednesday | 0 | 0 | #N/A | #N/A |  | #N/A | #N/A
3/6/2019 | 23:00 | #N/A | #N/A | Wednesday | 0 | 0 | #N/A | #N/A |  | #N/A | #N/A
3/6/2019 | 24:00 | #N/A | #N/A | Wednesday | 0 | 0 | #N/A | #N/A |  | #N/A | #N/A
3/7/2019 | 1:00 | #N/A | #N/A | Thursday | 0 | 0 | #N/A | #N/A |  | #N/A | #N/A
3/7/2019 | 2:00 | #N/A | #N/A | Thursday | 0 | 0 | #N/A | #N/A |  | #N/A | #N/A
3/7/2019 | 3:00 | #N/A | #N/A | Thursday | 0 | 0 | #N/A | #N/A |  | #N/A | #N/A
3/7/2019 | 4:00 | #N/A | #N/A | Thursday | 0 | 0 | #N/A | #N/A |  | #N/A | #N/A
3/7/2019 | 5:00 | #N/A | #N/A | Thursday | 0 | 0 | #N/A | #N/A |  | #N/A | #N/A
3/7/2019 | 6:00 | #N/A | #N/A | Thursday | 0 | 0 | #N/A | #N/A |  | #N/A | #N/A
3/7/2019 | 7:00 | #N/A | #N/A | Thursday | 0 | 0 | #N/A | #N/A |  | #N/A | #N/A
3/7/2019 | 8:00 | #N/A | #N/A | Thursday | 0 | 0 | #N/A | #N/A |  | #N/A | #N/A
3/7/2019 | 9:00 | #N/A | #N/A | Thursday | 0 | 0 | #N/A | #N/A |  | #N/A | #N/A
3/7/2019 | 10:00 | #N/A | #N/A | Thursday | 0 | 0 | #N/A | #N/A |  | #N/A | #N/A
3/7/2019 | 11:00 | #N/A | #N/A | Thursday | 0 | 0 | #N/A | #N/A |  | #N/A | #N/A
3/7/2019 | 12:00 | #N/A | #N/A | Thursday | 0 | 0 | #N/A | #N/A |  | #N/A | #N/A
3/7/2019 | 13:00 | #N/A | #N/A | Thursday | 0 | 0 | #N/A | #N/A |  | #N/A | #N/A
3/7/2019 | 14:00 | #N/A | #N/A | Thursday | 0 | 0 | #N/A | #N/A |  | #N/A | #N/A
3/7/2019 | 15:00 | #N/A | #N/A | Thursday | 0 | 0 | #N/A | #N/A |  | #N/A | #N/A
3/7/2019 | 16:00 | #N/A | #N/A | Thursday | 0 | 0 | #N/A | #N/A |  | #N/A | #N/A
3/7/2019 | 17:00 | #N/A | #N/A | Thursday | 0 | 0 | #N/A | #N/A |  | #N/A | #N/A
3/7/2019 | 18:00 | #N/A | #N/A | Thursday | 0 | 0 | #N/A | #N/A |  | #N/A | #N/A
3/7/2019 | 19:00 | #N/A | #N/A | Thursday | 0 | 0 | #N/A | #N/A |  | #N/A | #N/A
3/7/2019 | 20:00 | #N/A | #N/A | Thursday | 0 | 0 | #N/A | #N/A |  | #N/A | #N/A
3/7/2019 | 21:00 | #N/A | #N/A | Thursday | 0 | 0 | #N/A | #N/A |  | #N/A | #N/A
3/7/2019 | 22:00 | #N/A | #N/A | Thursday | 0 | 0 | #N/A | #N/A |  | #N/A | #N/A
3/7/2019 | 23:00 | #N/A | #N/A | Thursday | 0 | 0 | #N/A | #N/A |  | #N/A | #N/A
3/7/2019 | 24:00 | #N/A | #N/A | Thursday | 0 | 0 | #N/A | #N/A |  | #N/A | #N/A
3/8/2019 | 1:00 | #N/A | #N/A | Friday | 0 | 0 | #N/A | #N/A |  | #N/A | #N/A
3/8/2019 | 2:00 | #N/A | #N/A | Friday | 0 | 0 | #N/A | #N/A |  | #N/A | #N/A
3/8/2019 | 3:00 | #N/A | #N/A | Friday | 0 | 0 | #N/A | #N/A |  | #N/A | #N/A
3/8/2019 | 4:00 | #N/A | #N/A | Friday | 0 | 0 | #N/A | #N/A |  | #N/A | #N/A
3/8/2019 | 5:00 | #N/A | #N/A | Friday | 0 | 0 | #N/A | #N/A |  | #N/A | #N/A
3/8/2019 | 6:00 | #N/A | #N/A | Friday | 0 | 0 | #N/A | #N/A |  | #N/A | #N/A
3/8/2019 | 7:00 | #N/A | #N/A | Friday | 0 | 0 | #N/A | #N/A |  | #N/A | #N/A
3/8/2019 | 8:00 | #N/A | #N/A | Friday | 0 | 0 | #N/A | #N/A |  | #N/A | #N/A
3/8/2019 | 9:00 | #N/A | #N/A | Friday | 0 | 0 | #N/A | #N/A |  | #N/A | #N/A
3/8/2019 | 10:00 | #N/A | #N/A | Friday | 0 | 0 | #N/A | #N/A |  | #N/A | #N/A
3/8/2019 | 11:00 | #N/A | #N/A | Friday | 0 | 0 | #N/A | #N/A |  | #N/A | #N/A
3/8/2019 | 12:00 | #N/A | #N/A | Friday | 0 | 0 | #N/A | #N/A |  | #N/A | #N/A
3/8/2019 | 13:00 | #N/A | #N/A | Friday | 0 | 0 | #N/A | #N/A |  | #N/A | #N/A
3/8/2019 | 14:00 | #N/A | #N/A | Friday | 0 | 0 | #N/A | #N/A |  | #N/A | #N/A
3/8/2019 | 15:00 | #N/A | #N/A | Friday | 0 | 0 | #N/A | #N/A |  | #N/A | #N/A
3/8/2019 | 16:00 | #N/A | #N/A | Friday | 0 | 0 | #N/A | #N/A |  | #N/A | #N/A
3/8/2019 | 17:00 | #N/A | #N/A | Friday | 0 | 0 | #N/A | #N/A |  | #N/A | #N/A
3/8/2019 | 18:00 | #N/A | #N/A | Friday | 0 | 0 | #N/A | #N/A |  | #N/A | #N/A
3/8/2019 | 19:00 | #N/A | #N/A | Friday | 0 | 0 | #N/A | #N/A |  | #N/A | #N/A
3/8/2019 | 20:00 | #N/A | #N/A | Friday | 0 | 0 | #N/A | #N/A |  | #N/A | #N/A
3/8/2019 | 21:00 | #N/A | #N/A | Friday | 0 | 0 | #N/A | #N/A |  | #N/A | #N/A
3/8/2019 | 22:00 | #N/A | #N/A | Friday | 0 | 0 | #N/A | #N/A |  | #N/A | #N/A
3/8/2019 | 23:00 | #N/A | #N/A | Friday | 0 | 0 | #N/A | #N/A |  | #N/A | #N/A
3/8/2019 | 24:00 | #N/A | #N/A | Friday | 0 | 0 | #N/A | #N/A |  | #N/A | #N/A
3/9/2019 | 1:00 | #N/A | #N/A | Saturday | 0 | 0 | #N/A | #N/A |  | #N/A | #N/A
3/9/2019 | 2:00 | #N/A | #N/A | Saturday | 0 | 0 | #N/A | #N/A |  | #N/A | #N/A
3/9/2019 | 3:00 | #N/A | #N/A | Saturday | 0 | 0 | #N/A | #N/A |  | #N/A | #N/A
3/9/2019 | 4:00 | #N/A | #N/A | Saturday | 0 | 0 | #N/A | #N/A |  | #N/A | #N/A
3/9/2019 | 5:00 | #N/A | #N/A | Saturday | 0 | 0 | #N/A | #N/A |  | #N/A | #N/A
3/9/2019 | 6:00 | #N/A | #N/A | Saturday | 0 | 0 | #N/A | #N/A |  | #N/A | #N/A
3/9/2019 | 7:00 | #N/A | #N/A | Saturday | 0 | 0 | #N/A | #N/A |  | #N/A | #N/A
3/9/2019 | 8:00 | #N/A | #N/A | Saturday | 0 | 0 | #N/A | #N/A |  | #N/A | #N/A
3/9/2019 | 9:00 | #N/A | #N/A | Saturday | 0 | 0 | #N/A | #N/A |  | #N/A | #N/A
3/9/2019 | 10:00 | #N/A | #N/A | Saturday | 0 | 0 | #N/A | #N/A |  | #N/A | #N/A
3/9/2019 | 11:00 | #N/A | #N/A | Saturday | 0 | 0 | #N/A | #N/A |  | #N/A | #N/A
3/9/2019 | 12:00 | #N/A | #N/A | Saturday | 0 | 0 | #N/A | #N/A |  | #N/A | #N/A
3/9/2019 | 13:00 | #N/A | #N/A | Saturday | 0 | 0 | #N/A | #N/A |  | #N/A | #N/A
3/9/2019 | 14:00 | #N/A | #N/A | Saturday | 0 | 0 | #N/A | #N/A |  | #N/A | #N/A
3/9/2019 | 15:00 | #N/A | #N/A | Saturday | 0 | 0 | #N/A | #N/A |  | #N/A | #N/A
3/9/2019 | 16:00 | #N/A | #N/A | Saturday | 0 | 0 | #N/A | #N/A |  | #N/A | #N/A
3/9/2019 | 17:00 | #N/A | #N/A | Saturday | 0 | 0 | #N/A | #N/A |  | #N/A | #N/A
3/9/2019 | 18:00 | #N/A | #N/A | Saturday | 0 | 0 | #N/A | #N/A |  | #N/A | #N/A
3/9/2019 | 19:00 | #N/A | #N/A | Saturday | 0 | 0 | #N/A | #N/A |  | #N/A | #N/A
3/9/2019 | 20:00 | #N/A | #N/A | Saturday | 0 | 0 | #N/A | #N/A |  | #N/A | #N/A
3/9/2019 | 21:00 | #N/A | #N/A | Saturday | 0 | 0 | #N/A | #N/A |  | #N/A | #N/A
3/9/2019 | 22:00 | #N/A | #N/A | Saturday | 0 | 0 | #N/A | #N/A |  | #N/A | #N/A
3/9/2019 | 23:00 | #N/A | #N/A | Saturday | 0 | 0 | #N/A | #N/A |  | #N/A | #N/A
3/9/2019 | 24:00 | #N/A | #N/A | Saturday | 0 | 0 | #N/A | #N/A |  | #N/A | #N/A
3/10/2019 | 1:00 | #N/A | #N/A | Sunday | 0 | 0 | #N/A | #N/A |  | #N/A | #N/A
3/10/2019 | 2:00 | #N/A | #N/A | Sunday | 0 | 0 | #N/A | #N/A |  | #N/A | #N/A
3/10/2019 | 3:00 | #N/A | #N/A | Sunday | 0 | 0 | #N/A | #N/A |  | #N/A | #N/A
3/10/2019 | 4:00 | #N/A | #N/A | Sunday | 0 | 0 | #N/A | #N/A |  | #N/A | #N/A
3/10/2019 | 5:00 | #N/A | #N/A | Sunday | 0 | 0 | #N/A | #N/A |  | #N/A | #N/A
3/10/2019 | 6:00 | #N/A | #N/A | Sunday | 0 | 0 | #N/A | #N/A |  | #N/A | #N/A
3/10/2019 | 7:00 | #N/A | #N/A | Sunday | 0 | 0 | #N/A | #N/A |  | #N/A | #N/A
3/10/2019 | 8:00 | #N/A | #N/A | Sunday | 0 | 0 | #N/A | #N/A |  | #N/A | #N/A
3/10/2019 | 9:00 | #N/A | #N/A | Sunday | 0 | 0 | #N/A | #N/A |  | #N/A | #N/A
3/10/2019 | 10:00 | #N/A | #N/A | Sunday | 0 | 0 | #N/A | #N/A |  | #N/A | #N/A
3/10/2019 | 11:00 | #N/A | #N/A | Sunday | 0 | 0 | #N/A | #N/A |  | #N/A | #N/A
3/10/2019 | 12:00 | #N/A | #N/A | Sunday | 0 | 0 | #N/A | #N/A |  | #N/A | #N/A
3/10/2019 | 13:00 | #N/A | #N/A | Sunday | 0 | 0 | #N/A | #N/A |  | #N/A | #N/A
3/10/2019 | 14:00 | #N/A | #N/A | Sunday | 0 | 0 | #N/A | #N/A |  | #N/A | #N/A
3/10/2019 | 15:00 | #N/A | #N/A | Sunday | 0 | 0 | #N/A | #N/A |  | #N/A | #N/A
3/10/2019 | 16:00 | #N/A | #N/A | Sunday | 0 | 0 | #N/A | #N/A |  | #N/A | #N/A
3/10/2019 | 17:00 | #N/A | #N/A | Sunday | 0 | 0 | #N/A | #N/A |  | #N/A | #N/A
3/10/2019 | 18:00 | #N/A | #N/A | Sunday | 0 | 0 | #N/A | #N/A |  | #N/A | #N/A
3/10/2019 | 19:00 | #N/A | #N/A | Sunday | 0 | 0 | #N/A | #N/A |  | #N/A | #N/A
3/10/2019 | 20:00 | #N/A | #N/A | Sunday | 0 | 0 | #N/A | #N/A |  | #N/A | #N/A
3/10/2019 | 21:00 | #N/A | #N/A | Sunday | 0 | 0 | #N/A | #N/A |  | #N/A | #N/A
3/10/2019 | 22:00 | #N/A | #N/A | Sunday | 0 | 0 | #N/A | #N/A |  | #N/A | #N/A
3/10/2019 | 23:00 | #N/A | #N/A | Sunday | 0 | 0 | #N/A | #N/A |  | #N/A | #N/A
3/10/2019 | 24:00 | #N/A | #N/A | Sunday | 0 | 0 | #N/A | #N/A |  | #N/A | #N/A
3/11/2019 | 1:00 | #N/A | #N/A | Monday | 0 | 0 | #N/A | #N/A |  | #N/A | #N/A
3/11/2019 | 2:00 | #N/A | #N/A | Monday | 0 | 0 | #N/A | #N/A |  | #N/A | #N/A
3/11/2019 | 3:00 | #N/A | #N/A | Monday | 0 | 0 | #N/A | #N/A |  | #N/A | #N/A
3/11/2019 | 4:00 | #N/A | #N/A | Monday | 0 | 0 | #N/A | #N/A |  | #N/A | #N/A
3/11/2019 | 5:00 | #N/A | #N/A | Monday | 0 | 0 | #N/A | #N/A |  | #N/A | #N/A
3/11/2019 | 6:00 | #N/A | #N/A | Monday | 0 | 0 | #N/A | #N/A |  | #N/A | #N/A
3/11/2019 | 7:00 | #N/A | #N/A | Monday | 0 | 0 | #N/A | #N/A |  | #N/A | #N/A
3/11/2019 | 8:00 | #N/A | #N/A | Monday | 0 | 0 | #N/A | #N/A |  | #N/A | #N/A
3/11/2019 | 9:00 | #N/A | #N/A | Monday | 0 | 0 | #N/A | #N/A |  | #N/A | #N/A
3/11/2019 | 10:00 | #N/A | #N/A | Monday | 0 | 0 | #N/A | #N/A |  | #N/A | #N/A
3/11/2019 | 11:00 | #N/A | #N/A | Monday | 0 | 0 | #N/A | #N/A |  | #N/A | #N/A
3/11/2019 | 12:00 | #N/A | #N/A | Monday | 0 | 0 | #N/A | #N/A |  | #N/A | #N/A
3/11/2019 | 13:00 | #N/A | #N/A | Monday | 0 | 0 | #N/A | #N/A |  | #N/A | #N/A
3/11/2019 | 14:00 | #N/A | #N/A | Monday | 0 | 0 | #N/A | #N/A |  | #N/A | #N/A
3/11/2019 | 15:00 | #N/A | #N/A | Monday | 0 | 0 | #N/A | #N/A |  | #N/A | #N/A
3/11/2019 | 16:00 | #N/A | #N/A | Monday | 0 | 0 | #N/A | #N/A |  | #N/A | #N/A
3/11/2019 | 17:00 | #N/A | #N/A | Monday | 0 | 0 | #N/A | #N/A |  | #N/A | #N/A
3/11/2019 | 18:00 | #N/A | #N/A | Monday | 0 | 0 | #N/A | #N/A |  | #N/A | #N/A
3/11/2019 | 19:00 | #N/A | #N/A | Monday | 0 | 0 | #N/A | #N/A |  | #N/A | #N/A
3/11/2019 | 20:00 | #N/A | #N/A | Monday | 0 | 0 | #N/A | #N/A |  | #N/A | #N/A
3/11/2019 | 21:00 | #N/A | #N/A | Monday | 0 | 0 | #N/A | #N/A |  | #N/A | #N/A
3/11/2019 | 22:00 | #N/A | #N/A | Monday | 0 | 0 | #N/A | #N/A |  | #N/A | #N/A
3/11/2019 | 23:00 | #N/A | #N/A | Monday | 0 | 0 | #N/A | #N/A |  | #N/A | #N/A
3/11/2019 | 24:00 | #N/A | #N/A | Monday | 0 | 0 | #N/A | #N/A |  | #N/A | #N/A
3/12/2019 | 1:00 | #N/A | #N/A | Tuesday | 0 | 0 | #N/A | #N/A |  | #N/A | #N/A
3/12/2019 | 2:00 | #N/A | #N/A | Tuesday | 0 | 0 | #N/A | #N/A |  | #N/A | #N/A
3/12/2019 | 3:00 | #N/A | #N/A | Tuesday | 0 | 0 | #N/A | #N/A |  | #N/A | #N/A
3/12/2019 | 4:00 | #N/A | #N/A | Tuesday | 0 | 0 | #N/A | #N/A |  | #N/A | #N/A
3/12/2019 | 5:00 | #N/A | #N/A | Tuesday | 0 | 0 | #N/A | #N/A |  | #N/A | #N/A
3/12/2019 | 6:00 | #N/A | #N/A | Tuesday | 0 | 0 | #N/A | #N/A |  | #N/A | #N/A
3/12/2019 | 7:00 | #N/A | #N/A | Tuesday | 0 | 0 | #N/A | #N/A |  | #N/A | #N/A
3/12/2019 | 8:00 | #N/A | #N/A | Tuesday | 0 | 0 | #N/A | #N/A |  | #N/A | #N/A
3/12/2019 | 9:00 | #N/A | #N/A | Tuesday | 0 | 0 | #N/A | #N/A |  | #N/A | #N/A
3/12/2019 | 10:00 | #N/A | #N/A | Tuesday | 0 | 0 | #N/A | #N/A |  | #N/A | #N/A
3/12/2019 | 11:00 | #N/A | #N/A | Tuesday | 0 | 0 | #N/A | #N/A |  | #N/A | #N/A
3/12/2019 | 12:00 | #N/A | #N/A | Tuesday | 0 | 0 | #N/A | #N/A |  | #N/A | #N/A
3/12/2019 | 13:00 | #N/A | #N/A | Tuesday | 0 | 0 | #N/A | #N/A |  | #N/A | #N/A
3/12/2019 | 14:00 | #N/A | #N/A | Tuesday | 0 | 0 | #N/A | #N/A |  | #N/A | #N/A
3/12/2019 | 15:00 | #N/A | #N/A | Tuesday | 0 | 0 | #N/A | #N/A |  | #N/A | #N/A
3/12/2019 | 16:00 | #N/A | #N/A | Tuesday | 0 | 0 | #N/A | #N/A |  | #N/A | #N/A
3/12/2019 | 17:00 | #N/A | #N/A | Tuesday | 0 | 0 | #N/A | #N/A |  | #N/A | #N/A
3/12/2019 | 18:00 | #N/A | #N/A | Tuesday | 0 | 0 | #N/A | #N/A |  | #N/A | #N/A
3/12/2019 | 19:00 | #N/A | #N/A | Tuesday | 0 | 0 | #N/A | #N/A |  | #N/A | #N/A
3/12/2019 | 20:00 | #N/A | #N/A | Tuesday | 0 | 0 | #N/A | #N/A |  | #N/A | #N/A
3/12/2019 | 21:00 | #N/A | #N/A | Tuesday | 0 | 0 | #N/A | #N/A |  | #N/A | #N/A
3/12/2019 | 22:00 | #N/A | #N/A | Tuesday | 0 | 0 | #N/A | #N/A |  | #N/A | #N/A
3/12/2019 | 23:00 | #N/A | #N/A | Tuesday | 0 | 0 | #N/A | #N/A |  | #N/A | #N/A
3/12/2019 | 24:00 | #N/A | #N/A | Tuesday | 0 | 0 | #N/A | #N/A |  | #N/A | #N/A
3/13/2019 | 1:00 | #N/A | #N/A | Wednesday | 0 | 0 | #N/A | #N/A |  | #N/A | #N/A
3/13/2019 | 2:00 | #N/A | #N/A | Wednesday | 0 | 0 | #N/A | #N/A |  | #N/A | #N/A
3/13/2019 | 3:00 | #N/A | #N/A | Wednesday | 0 | 0 | #N/A | #N/A |  | #N/A | #N/A
3/13/2019 | 4:00 | #N/A | #N/A | Wednesday | 0 | 0 | #N/A | #N/A |  | #N/A | #N/A
3/13/2019 | 5:00 | #N/A | #N/A | Wednesday | 0 | 0 | #N/A | #N/A |  | #N/A | #N/A
3/13/2019 | 6:00 | #N/A | #N/A | Wednesday | 0 | 0 | #N/A | #N/A |  | #N/A | #N/A
3/13/2019 | 7:00 | #N/A | #N/A | Wednesday | 0 | 0 | #N/A | #N/A |  | #N/A | #N/A
3/13/2019 | 8:00 | #N/A | #N/A | Wednesday | 0 | 0 | #N/A | #N/A |  | #N/A | #N/A
3/13/2019 | 9:00 | #N/A | #N/A | Wednesday | 0 | 0 | #N/A | #N/A |  | #N/A | #N/A
3/13/2019 | 10:00 | #N/A | #N/A | Wednesday | 0 | 0 | #N/A | #N/A |  | #N/A | #N/A
3/13/2019 | 11:00 | #N/A | #N/A | Wednesday | 0 | 0 | #N/A | #N/A |  | #N/A | #N/A
3/13/2019 | 12:00 | #N/A | #N/A | Wednesday | 0 | 0 | #N/A | #N/A |  | #N/A | #N/A
3/13/2019 | 13:00 | #N/A | #N/A | Wednesday | 0 | 0 | #N/A | #N/A |  | #N/A | #N/A
3/13/2019 | 14:00 | #N/A | #N/A | Wednesday | 0 | 0 | #N/A | #N/A |  | #N/A | #N/A
3/13/2019 | 15:00 | #N/A | #N/A | Wednesday | 0 | 0 | #N/A | #N/A |  | #N/A | #N/A
3/13/2019 | 16:00 | #N/A | #N/A | Wednesday | 0 | 0 | #N/A | #N/A |  | #N/A | #N/A
3/13/2019 | 17:00 | #N/A | #N/A | Wednesday | 0 | 0 | #N/A | #N/A |  | #N/A | #N/A
3/13/2019 | 18:00 | #N/A | #N/A | Wednesday | 0 | 0 | #N/A | #N/A |  | #N/A | #N/A
3/13/2019 | 19:00 | #N/A | #N/A | Wednesday | 0 | 0 | #N/A | #N/A |  | #N/A | #N/A
3/13/2019 | 20:00 | #N/A | #N/A | Wednesday | 0 | 0 | #N/A | #N/A |  | #N/A | #N/A
3/13/2019 | 21:00 | #N/A | #N/A | Wednesday | 0 | 0 | #N/A | #N/A |  | #N/A | #N/A
3/13/2019 | 22:00 | #N/A | #N/A | Wednesday | 0 | 0 | #N/A | #N/A |  | #N/A | #N/A
3/13/2019 | 23:00 | #N/A | #N/A | Wednesday | 0 | 0 | #N/A | #N/A |  | #N/A | #N/A
3/13/2019 | 24:00 | #N/A | #N/A | Wednesday | 0 | 0 | #N/A | #N/A |  | #N/A | #N/A
3/14/2019 | 1:00 | #N/A | #N/A | Thursday | 0 | 0 | #N/A | #N/A |  | #N/A | #N/A
3/14/2019 | 2:00 | #N/A | #N/A | Thursday | 0 | 0 | #N/A | #N/A |  | #N/A | #N/A
3/14/2019 | 3:00 | #N/A | #N/A | Thursday | 0 | 0 | #N/A | #N/A |  | #N/A | #N/A
3/14/2019 | 4:00 | #N/A | #N/A | Thursday | 0 | 0 | #N/A | #N/A |  | #N/A | #N/A
3/14/2019 | 5:00 | #N/A | #N/A | Thursday | 0 | 0 | #N/A | #N/A |  | #N/A | #N/A
3/14/2019 | 6:00 | #N/A | #N/A | Thursday | 0 | 0 | #N/A | #N/A |  | #N/A | #N/A
3/14/2019 | 7:00 | #N/A | #N/A | Thursday | 0 | 0 | #N/A | #N/A |  | #N/A | #N/A
3/14/2019 | 8:00 | #N/A | #N/A | Thursday | 0 | 0 | #N/A | #N/A |  | #N/A | #N/A
3/14/2019 | 9:00 | #N/A | #N/A | Thursday | 0 | 0 | #N/A | #N/A |  | #N/A | #N/A
3/14/2019 | 10:00 | #N/A | #N/A | Thursday | 0 | 0 | #N/A | #N/A |  | #N/A | #N/A
3/14/2019 | 11:00 | #N/A | #N/A | Thursday | 0 | 0 | #N/A | #N/A |  | #N/A | #N/A
3/14/2019 | 12:00 | #N/A | #N/A | Thursday | 0 | 0 | #N/A | #N/A |  | #N/A | #N/A
3/14/2019 | 13:00 | #N/A | #N/A | Thursday | 0 | 0 | #N/A | #N/A |  | #N/A | #N/A
3/14/2019 | 14:00 | #N/A | #N/A | Thursday | 0 | 0 | #N/A | #N/A |  | #N/A | #N/A
3/14/2019 | 15:00 | #N/A | #N/A | Thursday | 0 | 0 | #N/A | #N/A |  | #N/A | #N/A
3/14/2019 | 16:00 | #N/A | #N/A | Thursday | 0 | 0 | #N/A | #N/A |  | #N/A | #N/A
3/14/2019 | 17:00 | #N/A | #N/A | Thursday | 0 | 0 | #N/A | #N/A |  | #N/A | #N/A
3/14/2019 | 18:00 | #N/A | #N/A | Thursday | 0 | 0 | #N/A | #N/A |  | #N/A | #N/A
3/14/2019 | 19:00 | #N/A | #N/A | Thursday | 0 | 0 | #N/A | #N/A |  | #N/A | #N/A
3/14/2019 | 20:00 | #N/A | #N/A | Thursday | 0 | 0 | #N/A | #N/A |  | #N/A | #N/A
3/14/2019 | 21:00 | #N/A | #N/A | Thursday | 0 | 0 | #N/A | #N/A |  | #N/A | #N/A
3/14/2019 | 22:00 | #N/A | #N/A | Thursday | 0 | 0 | #N/A | #N/A |  | #N/A | #N/A
3/14/2019 | 23:00 | #N/A | #N/A | Thursday | 0 | 0 | #N/A | #N/A |  | #N/A | #N/A
3/14/2019 | 24:00 | #N/A | #N/A | Thursday | 0 | 0 | #N/A | #N/A |  | #N/A | #N/A
3/15/2019 | 1:00 | #N/A | #N/A | Friday | 0 | 0 | #N/A | #N/A |  | #N/A | #N/A
3/15/2019 | 2:00 | #N/A | #N/A | Friday | 0 | 0 | #N/A | #N/A |  | #N/A | #N/A
3/15/2019 | 3:00 | #N/A | #N/A | Friday | 0 | 0 | #N/A | #N/A |  | #N/A | #N/A
3/15/2019 | 4:00 | #N/A | #N/A | Friday | 0 | 0 | #N/A | #N/A |  | #N/A | #N/A
3/15/2019 | 5:00 | #N/A | #N/A | Friday | 0 | 0 | #N/A | #N/A |  | #N/A | #N/A
3/15/2019 | 6:00 | #N/A | #N/A | Friday | 0 | 0 | #N/A | #N/A |  | #N/A | #N/A
3/15/2019 | 7:00 | #N/A | #N/A | Friday | 0 | 0 | #N/A | #N/A |  | #N/A | #N/A
3/15/2019 | 8:00 | #N/A | #N/A | Friday | 0 | 0 | #N/A | #N/A |  | #N/A | #N/A
3/15/2019 | 9:00 | #N/A | #N/A | Friday | 0 | 0 | #N/A | #N/A |  | #N/A | #N/A
3/15/2019 | 10:00 | #N/A | #N/A | Friday | 0 | 0 | #N/A | #N/A |  | #N/A | #N/A
3/15/2019 | 11:00 | #N/A | #N/A | Friday | 0 | 0 | #N/A | #N/A |  | #N/A | #N/A
3/15/2019 | 12:00 | #N/A | #N/A | Friday | 0 | 0 | #N/A | #N/A |  | #N/A | #N/A
3/15/2019 | 13:00 | #N/A | #N/A | Friday | 0 | 0 | #N/A | #N/A |  | #N/A | #N/A
3/15/2019 | 14:00 | #N/A | #N/A | Friday | 0 | 0 | #N/A | #N/A |  | #N/A | #N/A
3/15/2019 | 15:00 | #N/A | #N/A | Friday | 0 | 0 | #N/A | #N/A |  | #N/A | #N/A
3/15/2019 | 16:00 | #N/A | #N/A | Friday | 0 | 0 | #N/A | #N/A |  | #N/A | #N/A
3/15/2019 | 17:00 | #N/A | #N/A | Friday | 0 | 0 | #N/A | #N/A |  | #N/A | #N/A
3/15/2019 | 18:00 | #N/A | #N/A | Friday | 0 | 0 | #N/A | #N/A |  | #N/A | #N/A
3/15/2019 | 19:00 | #N/A | #N/A | Friday | 0 | 0 | #N/A | #N/A |  | #N/A | #N/A
3/15/2019 | 20:00 | #N/A | #N/A | Friday | 0 | 0 | #N/A | #N/A |  | #N/A | #N/A
3/15/2019 | 21:00 | #N/A | #N/A | Friday | 0 | 0 | #N/A | #N/A |  | #N/A | #N/A
3/15/2019 | 22:00 | #N/A | #N/A | Friday | 0 | 0 | #N/A | #N/A |  | #N/A | #N/A
3/15/2019 | 23:00 | #N/A | #N/A | Friday | 0 | 0 | #N/A | #N/A |  | #N/A | #N/A
3/15/2019 | 24:00 | #N/A | #N/A | Friday | 0 | 0 | #N/A | #N/A |  | #N/A | #N/A
3/16/2019 | 1:00 | #N/A | #N/A | Saturday | 0 | 0 | #N/A | #N/A |  | #N/A | #N/A
3/16/2019 | 2:00 | #N/A | #N/A | Saturday | 0 | 0 | #N/A | #N/A |  | #N/A | #N/A
3/16/2019 | 3:00 | #N/A | #N/A | Saturday | 0 | 0 | #N/A | #N/A |  | #N/A | #N/A
3/16/2019 | 4:00 | #N/A | #N/A | Saturday | 0 | 0 | #N/A | #N/A |  | #N/A | #N/A
3/16/2019 | 5:00 | #N/A | #N/A | Saturday | 0 | 0 | #N/A | #N/A |  | #N/A | #N/A
3/16/2019 | 6:00 | #N/A | #N/A | Saturday | 0 | 0 | #N/A | #N/A |  | #N/A | #N/A
3/16/2019 | 7:00 | #N/A | #N/A | Saturday | 0 | 0 | #N/A | #N/A |  | #N/A | #N/A
3/16/2019 | 8:00 | #N/A | #N/A | Saturday | 0 | 0 | #N/A | #N/A |  | #N/A | #N/A
3/16/2019 | 9:00 | #N/A | #N/A | Saturday | 0 | 0 | #N/A | #N/A |  | #N/A | #N/A
3/16/2019 | 10:00 | #N/A | #N/A | Saturday | 0 | 0 | #N/A | #N/A |  | #N/A | #N/A
3/16/2019 | 11:00 | #N/A | #N/A | Saturday | 0 | 0 | #N/A | #N/A |  | #N/A | #N/A
3/16/2019 | 12:00 | #N/A | #N/A | Saturday | 0 | 0 | #N/A | #N/A |  | #N/A | #N/A
3/16/2019 | 13:00 | #N/A | #N/A | Saturday | 0 | 0 | #N/A | #N/A |  | #N/A | #N/A
3/16/2019 | 14:00 | #N/A | #N/A | Saturday | 0 | 0 | #N/A | #N/A |  | #N/A | #N/A
3/16/2019 | 15:00 | #N/A | #N/A | Saturday | 0 | 0 | #N/A | #N/A |  | #N/A | #N/A
3/16/2019 | 16:00 | #N/A | #N/A | Saturday | 0 | 0 | #N/A | #N/A |  | #N/A | #N/A
3/16/2019 | 17:00 | #N/A | #N/A | Saturday | 0 | 0 | #N/A | #N/A |  | #N/A | #N/A
3/16/2019 | 18:00 | #N/A | #N/A | Saturday | 0 | 0 | #N/A | #N/A |  | #N/A | #N/A
3/16/2019 | 19:00 | #N/A | #N/A | Saturday | 0 | 0 | #N/A | #N/A |  | #N/A | #N/A
3/16/2019 | 20:00 | #N/A | #N/A | Saturday | 0 | 0 | #N/A | #N/A |  | #N/A | #N/A
3/16/2019 | 21:00 | #N/A | #N/A | Saturday | 0 | 0 | #N/A | #N/A |  | #N/A | #N/A
3/16/2019 | 22:00 | #N/A | #N/A | Saturday | 0 | 0 | #N/A | #N/A |  | #N/A | #N/A
3/16/2019 | 23:00 | #N/A | #N/A | Saturday | 0 | 0 | #N/A | #N/A |  | #N/A | #N/A
3/16/2019 | 24:00 | #N/A | #N/A | Saturday | 0 | 0 | #N/A | #N/A |  | #N/A | #N/A
3/17/2019 | 1:00 | #N/A | #N/A | Sunday | 0 | 0 | #N/A | #N/A |  | #N/A | #N/A
3/17/2019 | 2:00 | #N/A | #N/A | Sunday | 0 | 0 | #N/A | #N/A |  | #N/A | #N/A
3/17/2019 | 3:00 | #N/A | #N/A | Sunday | 0 | 0 | #N/A | #N/A |  | #N/A | #N/A
3/17/2019 | 4:00 | #N/A | #N/A | Sunday | 0 | 0 | #N/A | #N/A |  | #N/A | #N/A
3/17/2019 | 5:00 | #N/A | #N/A | Sunday | 0 | 0 | #N/A | #N/A |  | #N/A | #N/A
3/17/2019 | 6:00 | #N/A | #N/A | Sunday | 0 | 0 | #N/A | #N/A |  | #N/A | #N/A
3/17/2019 | 7:00 | #N/A | #N/A | Sunday | 0 | 0 | #N/A | #N/A |  | #N/A | #N/A
3/17/2019 | 8:00 | #N/A | #N/A | Sunday | 0 | 0 | #N/A | #N/A |  | #N/A | #N/A
3/17/2019 | 9:00 | #N/A | #N/A | Sunday | 0 | 0 | #N/A | #N/A |  | #N/A | #N/A
3/17/2019 | 10:00 | #N/A | #N/A | Sunday | 0 | 0 | #N/A | #N/A |  | #N/A | #N/A
3/17/2019 | 11:00 | #N/A | #N/A | Sunday | 0 | 0 | #N/A | #N/A |  | #N/A | #N/A
3/17/2019 | 12:00 | #N/A | #N/A | Sunday | 0 | 0 | #N/A | #N/A |  | #N/A | #N/A
3/17/2019 | 13:00 | #N/A | #N/A | Sunday | 0 | 0 | #N/A | #N/A |  | #N/A | #N/A
3/17/2019 | 14:00 | #N/A | #N/A | Sunday | 0 | 0 | #N/A | #N/A |  | #N/A | #N/A
3/17/2019 | 15:00 | #N/A | #N/A | Sunday | 0 | 0 | #N/A | #N/A |  | #N/A | #N/A
3/17/2019 | 16:00 | #N/A | #N/A | Sunday | 0 | 0 | #N/A | #N/A |  | #N/A | #N/A
3/17/2019 | 17:00 | #N/A | #N/A | Sunday | 0 | 0 | #N/A | #N/A |  | #N/A | #N/A
3/17/2019 | 18:00 | #N/A | #N/A | Sunday | 0 | 0 | #N/A | #N/A |  | #N/A | #N/A
3/17/2019 | 19:00 | #N/A | #N/A | Sunday | 0 | 0 | #N/A | #N/A |  | #N/A | #N/A
3/17/2019 | 20:00 | #N/A | #N/A | Sunday | 0 | 0 | #N/A | #N/A |  | #N/A | #N/A
3/17/2019 | 21:00 | #N/A | #N/A | Sunday | 0 | 0 | #N/A | #N/A |  | #N/A | #N/A
3/17/2019 | 22:00 | #N/A | #N/A | Sunday | 0 | 0 | #N/A | #N/A |  | #N/A | #N/A
3/17/2019 | 23:00 | #N/A | #N/A | Sunday | 0 | 0 | #N/A | #N/A |  | #N/A | #N/A
3/17/2019 | 24:00 | #N/A | #N/A | Sunday | 0 | 0 | #N/A | #N/A |  | #N/A | #N/A
3/18/2019 | 1:00 | #N/A | #N/A | Monday | 0 | 0 | #N/A | #N/A |  | #N/A | #N/A
3/18/2019 | 2:00 | #N/A | #N/A | Monday | 0 | 0 | #N/A | #N/A |  | #N/A | #N/A
3/18/2019 | 3:00 | #N/A | #N/A | Monday | 0 | 0 | #N/A | #N/A |  | #N/A | #N/A
3/18/2019 | 4:00 | #N/A | #N/A | Monday | 0 | 0 | #N/A | #N/A |  | #N/A | #N/A
3/18/2019 | 5:00 | #N/A | #N/A | Monday | 0 | 0 | #N/A | #N/A |  | #N/A | #N/A
3/18/2019 | 6:00 | #N/A | #N/A | Monday | 0 | 0 | #N/A | #N/A |  | #N/A | #N/A
3/18/2019 | 7:00 | #N/A | #N/A | Monday | 0 | 0 | #N/A | #N/A |  | #N/A | #N/A
3/18/2019 | 8:00 | #N/A | #N/A | Monday | 0 | 0 | #N/A | #N/A |  | #N/A | #N/A
3/18/2019 | 9:00 | #N/A | #N/A | Monday | 0 | 0 | #N/A | #N/A |  | #N/A | #N/A
3/18/2019 | 10:00 | #N/A | #N/A | Monday | 0 | 0 | #N/A | #N/A |  | #N/A | #N/A
3/18/2019 | 11:00 | #N/A | #N/A | Monday | 0 | 0 | #N/A | #N/A |  | #N/A | #N/A
3/18/2019 | 12:00 | #N/A | #N/A | Monday | 0 | 0 | #N/A | #N/A |  | #N/A | #N/A
3/18/2019 | 13:00 | #N/A | #N/A | Monday | 0 | 0 | #N/A | #N/A |  | #N/A | #N/A
3/18/2019 | 14:00 | #N/A | #N/A | Monday | 0 | 0 | #N/A | #N/A |  | #N/A | #N/A
3/18/2019 | 15:00 | #N/A | #N/A | Monday | 0 | 0 | #N/A | #N/A |  | #N/A | #N/A
3/18/2019 | 16:00 | #N/A | #N/A | Monday | 0 | 0 | #N/A | #N/A |  | #N/A | #N/A
3/18/2019 | 17:00 | #N/A | #N/A | Monday | 0 | 0 | #N/A | #N/A |  | #N/A | #N/A
3/18/2019 | 18:00 | #N/A | #N/A | Monday | 0 | 0 | #N/A | #N/A |  | #N/A | #N/A
3/18/2019 | 19:00 | #N/A | #N/A | Monday | 0 | 0 | #N/A | #N/A |  | #N/A | #N/A
3/18/2019 | 20:00 | #N/A | #N/A | Monday | 0 | 0 | #N/A | #N/A |  | #N/A | #N/A
3/18/2019 | 21:00 | #N/A | #N/A | Monday | 0 | 0 | #N/A | #N/A |  | #N/A | #N/A
3/18/2019 | 22:00 | #N/A | #N/A | Monday | 0 | 0 | #N/A | #N/A |  | #N/A | #N/A
3/18/2019 | 23:00 | #N/A | #N/A | Monday | 0 | 0 | #N/A | #N/A |  | #N/A | #N/A
3/18/2019 | 24:00 | #N/A | #N/A | Monday | 0 | 0 | #N/A | #N/A |  | #N/A | #N/A
3/19/2019 | 1:00 | #N/A | #N/A | Tuesday | 0 | 0 | #N/A | #N/A |  | #N/A | #N/A
3/19/2019 | 2:00 | #N/A | #N/A | Tuesday | 0 | 0 | #N/A | #N/A |  | #N/A | #N/A
3/19/2019 | 3:00 | #N/A | #N/A | Tuesday | 0 | 0 | #N/A | #N/A |  | #N/A | #N/A
3/19/2019 | 4:00 | #N/A | #N/A | Tuesday | 0 | 0 | #N/A | #N/A |  | #N/A | #N/A
3/19/2019 | 5:00 | #N/A | #N/A | Tuesday | 0 | 0 | #N/A | #N/A |  | #N/A | #N/A
3/19/2019 | 6:00 | #N/A | #N/A | Tuesday | 0 | 0 | #N/A | #N/A |  | #N/A | #N/A
3/19/2019 | 7:00 | #N/A | #N/A | Tuesday | 0 | 0 | #N/A | #N/A |  | #N/A | #N/A
3/19/2019 | 8:00 | #N/A | #N/A | Tuesday | 0 | 0 | #N/A | #N/A |  | #N/A | #N/A
3/19/2019 | 9:00 | #N/A | #N/A | Tuesday | 0 | 0 | #N/A | #N/A |  | #N/A | #N/A
3/19/2019 | 10:00 | #N/A | #N/A | Tuesday | 0 | 0 | #N/A | #N/A |  | #N/A | #N/A
3/19/2019 | 11:00 | #N/A | #N/A | Tuesday | 0 | 0 | #N/A | #N/A |  | #N/A | #N/A
3/19/2019 | 12:00 | #N/A | #N/A | Tuesday | 0 | 0 | #N/A | #N/A |  | #N/A | #N/A
3/19/2019 | 13:00 | #N/A | #N/A | Tuesday | 0 | 0 | #N/A | #N/A |  | #N/A | #N/A
3/19/2019 | 14:00 | #N/A | #N/A | Tuesday | 0 | 0 | #N/A | #N/A |  | #N/A | #N/A
3/19/2019 | 15:00 | #N/A | #N/A | Tuesday | 0 | 0 | #N/A | #N/A |  | #N/A | #N/A
3/19/2019 | 16:00 | #N/A | #N/A | Tuesday | 0 | 0 | #N/A | #N/A |  | #N/A | #N/A
3/19/2019 | 17:00 | #N/A | #N/A | Tuesday | 0 | 0 | #N/A | #N/A |  | #N/A | #N/A
3/19/2019 | 18:00 | #N/A | #N/A | Tuesday | 0 | 0 | #N/A | #N/A |  | #N/A | #N/A
3/19/2019 | 19:00 | #N/A | #N/A | Tuesday | 0 | 0 | #N/A | #N/A |  | #N/A | #N/A
3/19/2019 | 20:00 | #N/A | #N/A | Tuesday | 0 | 0 | #N/A | #N/A |  | #N/A | #N/A
3/19/2019 | 21:00 | #N/A | #N/A | Tuesday | 0 | 0 | #N/A | #N/A |  | #N/A | #N/A
3/19/2019 | 22:00 | #N/A | #N/A | Tuesday | 0 | 0 | #N/A | #N/A |  | #N/A | #N/A
3/19/2019 | 23:00 | #N/A | #N/A | Tuesday | 0 | 0 | #N/A | #N/A |  | #N/A | #N/A
3/19/2019 | 24:00 | #N/A | #N/A | Tuesday | 0 | 0 | #N/A | #N/A |  | #N/A | #N/A
3/20/2019 | 1:00 | #N/A | #N/A | Wednesday | 0 | 0 | #N/A | #N/A |  | #N/A | #N/A
3/20/2019 | 2:00 | #N/A | #N/A | Wednesday | 0 | 0 | #N/A | #N/A |  | #N/A | #N/A
3/20/2019 | 3:00 | #N/A | #N/A | Wednesday | 0 | 0 | #N/A | #N/A |  | #N/A | #N/A
3/20/2019 | 4:00 | #N/A | #N/A | Wednesday | 0 | 0 | #N/A | #N/A |  | #N/A | #N/A
3/20/2019 | 5:00 | #N/A | #N/A | Wednesday | 0 | 0 | #N/A | #N/A |  | #N/A | #N/A
3/20/2019 | 6:00 | #N/A | #N/A | Wednesday | 0 | 0 | #N/A | #N/A |  | #N/A | #N/A
3/20/2019 | 7:00 | #N/A | #N/A | Wednesday | 0 | 0 | #N/A | #N/A |  | #N/A | #N/A
3/20/2019 | 8:00 | #N/A | #N/A | Wednesday | 0 | 0 | #N/A | #N/A |  | #N/A | #N/A
3/20/2019 | 9:00 | #N/A | #N/A | Wednesday | 0 | 0 | #N/A | #N/A |  | #N/A | #N/A
3/20/2019 | 10:00 | #N/A | #N/A | Wednesday | 0 | 0 | #N/A | #N/A |  | #N/A | #N/A
3/20/2019 | 11:00 | #N/A | #N/A | Wednesday | 0 | 0 | #N/A | #N/A |  | #N/A | #N/A
3/20/2019 | 12:00 | #N/A | #N/A | Wednesday | 0 | 0 | #N/A | #N/A |  | #N/A | #N/A
3/20/2019 | 13:00 | #N/A | #N/A | Wednesday | 0 | 0 | #N/A | #N/A |  | #N/A | #N/A
3/20/2019 | 14:00 | #N/A | #N/A | Wednesday | 0 | 0 | #N/A | #N/A |  | #N/A | #N/A
3/20/2019 | 15:00 | #N/A | #N/A | Wednesday | 0 | 0 | #N/A | #N/A |  | #N/A | #N/A
3/20/2019 | 16:00 | #N/A | #N/A | Wednesday | 0 | 0 | #N/A | #N/A |  | #N/A | #N/A
3/20/2019 | 17:00 | #N/A | #N/A | Wednesday | 0 | 0 | #N/A | #N/A |  | #N/A | #N/A
3/20/2019 | 18:00 | #N/A | #N/A | Wednesday | 0 | 0 | #N/A | #N/A |  | #N/A | #N/A
3/20/2019 | 19:00 | #N/A | #N/A | Wednesday | 0 | 0 | #N/A | #N/A |  | #N/A | #N/A
3/20/2019 | 20:00 | #N/A | #N/A | Wednesday | 0 | 0 | #N/A | #N/A |  | #N/A | #N/A
3/20/2019 | 21:00 | #N/A | #N/A | Wednesday | 0 | 0 | #N/A | #N/A |  | #N/A | #N/A
3/20/2019 | 22:00 | #N/A | #N/A | Wednesday | 0 | 0 | #N/A | #N/A |  | #N/A | #N/A
3/20/2019 | 23:00 | #N/A | #N/A | Wednesday | 0 | 0 | #N/A | #N/A |  | #N/A | #N/A
3/20/2019 | 24:00 | #N/A | #N/A | Wednesday | 0 | 0 | #N/A | #N/A |  | #N/A | #N/A
3/21/2019 | 1:00 | #N/A | #N/A | Thursday | 0 | 0 | #N/A | #N/A |  | #N/A | #N/A
3/21/2019 | 2:00 | #N/A | #N/A | Thursday | 0 | 0 | #N/A | #N/A |  | #N/A | #N/A
3/21/2019 | 3:00 | #N/A | #N/A | Thursday | 0 | 0 | #N/A | #N/A |  | #N/A | #N/A
3/21/2019 | 4:00 | #N/A | #N/A | Thursday | 0 | 0 | #N/A | #N/A |  | #N/A | #N/A
3/21/2019 | 5:00 | #N/A | #N/A | Thursday | 0 | 0 | #N/A | #N/A |  | #N/A | #N/A
3/21/2019 | 6:00 | #N/A | #N/A | Thursday | 0 | 0 | #N/A | #N/A |  | #N/A | #N/A
3/21/2019 | 7:00 | #N/A | #N/A | Thursday | 0 | 0 | #N/A | #N/A |  | #N/A | #N/A
3/21/2019 | 8:00 | #N/A | #N/A | Thursday | 0 | 0 | #N/A | #N/A |  | #N/A | #N/A
3/21/2019 | 9:00 | #N/A | #N/A | Thursday | 0 | 0 | #N/A | #N/A |  | #N/A | #N/A
3/21/2019 | 10:00 | #N/A | #N/A | Thursday | 0 | 0 | #N/A | #N/A |  | #N/A | #N/A
3/21/2019 | 11:00 | #N/A | #N/A | Thursday | 0 | 0 | #N/A | #N/A |  | #N/A | #N/A
3/21/2019 | 12:00 | #N/A | #N/A | Thursday | 0 | 0 | #N/A | #N/A |  | #N/A | #N/A
3/21/2019 | 13:00 | #N/A | #N/A | Thursday | 0 | 0 | #N/A | #N/A |  | #N/A | #N/A
3/21/2019 | 14:00 | #N/A | #N/A | Thursday | 0 | 0 | #N/A | #N/A |  | #N/A | #N/A
3/21/2019 | 15:00 | #N/A | #N/A | Thursday | 0 | 0 | #N/A | #N/A |  | #N/A | #N/A
3/21/2019 | 16:00 | #N/A | #N/A | Thursday | 0 | 0 | #N/A | #N/A |  | #N/A | #N/A
3/21/2019 | 17:00 | #N/A | #N/A | Thursday | 0 | 0 | #N/A | #N/A |  | #N/A | #N/A
3/21/2019 | 18:00 | #N/A | #N/A | Thursday | 0 | 0 | #N/A | #N/A |  | #N/A | #N/A
3/21/2019 | 19:00 | #N/A | #N/A | Thursday | 0 | 0 | #N/A | #N/A |  | #N/A | #N/A
3/21/2019 | 20:00 | #N/A | #N/A | Thursday | 0 | 0 | #N/A | #N/A |  | #N/A | #N/A
3/21/2019 | 21:00 | #N/A | #N/A | Thursday | 0 | 0 | #N/A | #N/A |  | #N/A | #N/A
3/21/2019 | 22:00 | #N/A | #N/A | Thursday | 0 | 0 | #N/A | #N/A |  | #N/A | #N/A
3/21/2019 | 23:00 | #N/A | #N/A | Thursday | 0 | 0 | #N/A | #N/A |  | #N/A | #N/A
3/21/2019 | 24:00 | #N/A | #N/A | Thursday | 0 | 0 | #N/A | #N/A |  | #N/A | #N/A
3/22/2019 | 1:00 | #N/A | #N/A | Friday | 0 | 0 | #N/A | #N/A |  | #N/A | #N/A
3/22/2019 | 2:00 | #N/A | #N/A | Friday | 0 | 0 | #N/A | #N/A |  | #N/A | #N/A
3/22/2019 | 3:00 | #N/A | #N/A | Friday | 0 | 0 | #N/A | #N/A |  | #N/A | #N/A
3/22/2019 | 4:00 | #N/A | #N/A | Friday | 0 | 0 | #N/A | #N/A |  | #N/A | #N/A
3/22/2019 | 5:00 | #N/A | #N/A | Friday | 0 | 0 | #N/A | #N/A |  | #N/A | #N/A
3/22/2019 | 6:00 | #N/A | #N/A | Friday | 0 | 0 | #N/A | #N/A |  | #N/A | #N/A
3/22/2019 | 7:00 | #N/A | #N/A | Friday | 0 | 0 | #N/A | #N/A |  | #N/A | #N/A
3/22/2019 | 8:00 | #N/A | #N/A | Friday | 0 | 0 | #N/A | #N/A |  | #N/A | #N/A
3/22/2019 | 9:00 | #N/A | #N/A | Friday | 0 | 0 | #N/A | #N/A |  | #N/A | #N/A
3/22/2019 | 10:00 | #N/A | #N/A | Friday | 0 | 0 | #N/A | #N/A |  | #N/A | #N/A
3/22/2019 | 11:00 | #N/A | #N/A | Friday | 0 | 0 | #N/A | #N/A |  | #N/A | #N/A
3/22/2019 | 12:00 | #N/A | #N/A | Friday | 0 | 0 | #N/A | #N/A |  | #N/A | #N/A
3/22/2019 | 13:00 | #N/A | #N/A | Friday | 0 | 0 | #N/A | #N/A |  | #N/A | #N/A
3/22/2019 | 14:00 | #N/A | #N/A | Friday | 0 | 0 | #N/A | #N/A |  | #N/A | #N/A
3/22/2019 | 15:00 | #N/A | #N/A | Friday | 0 | 0 | #N/A | #N/A |  | #N/A | #N/A
3/22/2019 | 16:00 | #N/A | #N/A | Friday | 0 | 0 | #N/A | #N/A |  | #N/A | #N/A
3/22/2019 | 17:00 | #N/A | #N/A | Friday | 0 | 0 | #N/A | #N/A |  | #N/A | #N/A
3/22/2019 | 18:00 | #N/A | #N/A | Friday | 0 | 0 | #N/A | #N/A |  | #N/A | #N/A
3/22/2019 | 19:00 | #N/A | #N/A | Friday | 0 | 0 | #N/A | #N/A |  | #N/A | #N/A
3/22/2019 | 20:00 | #N/A | #N/A | Friday | 0 | 0 | #N/A | #N/A |  | #N/A | #N/A
3/22/2019 | 21:00 | #N/A | #N/A | Friday | 0 | 0 | #N/A | #N/A |  | #N/A | #N/A
3/22/2019 | 22:00 | #N/A | #N/A | Friday | 0 | 0 | #N/A | #N/A |  | #N/A | #N/A
3/22/2019 | 23:00 | #N/A | #N/A | Friday | 0 | 0 | #N/A | #N/A |  | #N/A | #N/A
3/22/2019 | 24:00 | #N/A | #N/A | Friday | 0 | 0 | #N/A | #N/A |  | #N/A | #N/A
3/23/2019 | 1:00 | #N/A | #N/A | Saturday | 0 | 0 | #N/A | #N/A |  | #N/A | #N/A
3/23/2019 | 2:00 | #N/A | #N/A | Saturday | 0 | 0 | #N/A | #N/A |  | #N/A | #N/A
3/23/2019 | 3:00 | #N/A | #N/A | Saturday | 0 | 0 | #N/A | #N/A |  | #N/A | #N/A
3/23/2019 | 4:00 | #N/A | #N/A | Saturday | 0 | 0 | #N/A | #N/A |  | #N/A | #N/A
3/23/2019 | 5:00 | #N/A | #N/A | Saturday | 0 | 0 | #N/A | #N/A |  | #N/A | #N/A
3/23/2019 | 6:00 | #N/A | #N/A | Saturday | 0 | 0 | #N/A | #N/A |  | #N/A | #N/A
3/23/2019 | 7:00 | #N/A | #N/A | Saturday | 0 | 0 | #N/A | #N/A |  | #N/A | #N/A
3/23/2019 | 8:00 | #N/A | #N/A | Saturday | 0 | 0 | #N/A | #N/A |  | #N/A | #N/A
3/23/2019 | 9:00 | #N/A | #N/A | Saturday | 0 | 0 | #N/A | #N/A |  | #N/A | #N/A
3/23/2019 | 10:00 | #N/A | #N/A | Saturday | 0 | 0 | #N/A | #N/A |  | #N/A | #N/A
3/23/2019 | 11:00 | #N/A | #N/A | Saturday | 0 | 0 | #N/A | #N/A |  | #N/A | #N/A
3/23/2019 | 12:00 | #N/A | #N/A | Saturday | 0 | 0 | #N/A | #N/A |  | #N/A | #N/A
3/23/2019 | 13:00 | #N/A | #N/A | Saturday | 0 | 0 | #N/A | #N/A |  | #N/A | #N/A
3/23/2019 | 14:00 | #N/A | #N/A | Saturday | 0 | 0 | #N/A | #N/A |  | #N/A | #N/A
3/23/2019 | 15:00 | #N/A | #N/A | Saturday | 0 | 0 | #N/A | #N/A |  | #N/A | #N/A
3/23/2019 | 16:00 | #N/A | #N/A | Saturday | 0 | 0 | #N/A | #N/A |  | #N/A | #N/A
3/23/2019 | 17:00 | #N/A | #N/A | Saturday | 0 | 0 | #N/A | #N/A |  | #N/A | #N/A
3/23/2019 | 18:00 | #N/A | #N/A | Saturday | 0 | 0 | #N/A | #N/A |  | #N/A | #N/A
3/23/2019 | 19:00 | #N/A | #N/A | Saturday | 0 | 0 | #N/A | #N/A |  | #N/A | #N/A
3/23/2019 | 20:00 | #N/A | #N/A | Saturday | 0 | 0 | #N/A | #N/A |  | #N/A | #N/A
3/23/2019 | 21:00 | #N/A | #N/A | Saturday | 0 | 0 | #N/A | #N/A |  | #N/A | #N/A
3/23/2019 | 22:00 | #N/A | #N/A | Saturday | 0 | 0 | #N/A | #N/A |  | #N/A | #N/A
3/23/2019 | 23:00 | #N/A | #N/A | Saturday | 0 | 0 | #N/A | #N/A |  | #N/A | #N/A
3/23/2019 | 24:00 | #N/A | #N/A | Saturday | 0 | 0 | #N/A | #N/A |  | #N/A | #N/A
3/24/2019 | 1:00 | #N/A | #N/A | Sunday | 0 | 0 | #N/A | #N/A |  | #N/A | #N/A
3/24/2019 | 2:00 | #N/A | #N/A | Sunday | 0 | 0 | #N/A | #N/A |  | #N/A | #N/A
3/24/2019 | 3:00 | #N/A | #N/A | Sunday | 0 | 0 | #N/A | #N/A |  | #N/A | #N/A
3/24/2019 | 4:00 | #N/A | #N/A | Sunday | 0 | 0 | #N/A | #N/A |  | #N/A | #N/A
3/24/2019 | 5:00 | #N/A | #N/A | Sunday | 0 | 0 | #N/A | #N/A |  | #N/A | #N/A
3/24/2019 | 6:00 | #N/A | #N/A | Sunday | 0 | 0 | #N/A | #N/A |  | #N/A | #N/A
3/24/2019 | 7:00 | #N/A | #N/A | Sunday | 0 | 0 | #N/A | #N/A |  | #N/A | #N/A
3/24/2019 | 8:00 | #N/A | #N/A | Sunday | 0 | 0 | #N/A | #N/A |  | #N/A | #N/A
3/24/2019 | 9:00 | #N/A | #N/A | Sunday | 0 | 0 | #N/A | #N/A |  | #N/A | #N/A
3/24/2019 | 10:00 | #N/A | #N/A | Sunday | 0 | 0 | #N/A | #N/A |  | #N/A | #N/A
3/24/2019 | 11:00 | #N/A | #N/A | Sunday | 0 | 0 | #N/A | #N/A |  | #N/A | #N/A
3/24/2019 | 12:00 | #N/A | #N/A | Sunday | 0 | 0 | #N/A | #N/A |  | #N/A | #N/A
3/24/2019 | 13:00 | #N/A | #N/A | Sunday | 0 | 0 | #N/A | #N/A |  | #N/A | #N/A
3/24/2019 | 14:00 | #N/A | #N/A | Sunday | 0 | 0 | #N/A | #N/A |  | #N/A | #N/A
3/24/2019 | 15:00 | #N/A | #N/A | Sunday | 0 | 0 | #N/A | #N/A |  | #N/A | #N/A
3/24/2019 | 16:00 | #N/A | #N/A | Sunday | 0 | 0 | #N/A | #N/A |  | #N/A | #N/A
3/24/2019 | 17:00 | #N/A | #N/A | Sunday | 0 | 0 | #N/A | #N/A |  | #N/A | #N/A
3/24/2019 | 18:00 | #N/A | #N/A | Sunday | 0 | 0 | #N/A | #N/A |  | #N/A | #N/A
3/24/2019 | 19:00 | #N/A | #N/A | Sunday | 0 | 0 | #N/A | #N/A |  | #N/A | #N/A
3/24/2019 | 20:00 | #N/A | #N/A | Sunday | 0 | 0 | #N/A | #N/A |  | #N/A | #N/A
3/24/2019 | 21:00 | #N/A | #N/A | Sunday | 0 | 0 | #N/A | #N/A |  | #N/A | #N/A
3/24/2019 | 22:00 | #N/A | #N/A | Sunday | 0 | 0 | #N/A | #N/A |  | #N/A | #N/A
3/24/2019 | 23:00 | #N/A | #N/A | Sunday | 0 | 0 | #N/A | #N/A |  | #N/A | #N/A
3/24/2019 | 24:00 | #N/A | #N/A | Sunday | 0 | 0 | #N/A | #N/A |  | #N/A | #N/A
3/25/2019 | 1:00 | #N/A | #N/A | Monday | 0 | 0 | #N/A | #N/A |  | #N/A | #N/A
3/25/2019 | 2:00 | #N/A | #N/A | Monday | 0 | 0 | #N/A | #N/A |  | #N/A | #N/A
3/25/2019 | 3:00 | #N/A | #N/A | Monday | 0 | 0 | #N/A | #N/A |  | #N/A | #N/A
3/25/2019 | 4:00 | #N/A | #N/A | Monday | 0 | 0 | #N/A | #N/A |  | #N/A | #N/A
3/25/2019 | 5:00 | #N/A | #N/A | Monday | 0 | 0 | #N/A | #N/A |  | #N/A | #N/A
3/25/2019 | 6:00 | #N/A | #N/A | Monday | 0 | 0 | #N/A | #N/A |  | #N/A | #N/A
3/25/2019 | 7:00 | #N/A | #N/A | Monday | 0 | 0 | #N/A | #N/A |  | #N/A | #N/A
3/25/2019 | 8:00 | #N/A | #N/A | Monday | 0 | 0 | #N/A | #N/A |  | #N/A | #N/A
3/25/2019 | 9:00 | #N/A | #N/A | Monday | 0 | 0 | #N/A | #N/A |  | #N/A | #N/A
3/25/2019 | 10:00 | #N/A | #N/A | Monday | 0 | 0 | #N/A | #N/A |  | #N/A | #N/A
3/25/2019 | 11:00 | #N/A | #N/A | Monday | 0 | 0 | #N/A | #N/A |  | #N/A | #N/A
3/25/2019 | 12:00 | #N/A | #N/A | Monday | 0 | 0 | #N/A | #N/A |  | #N/A | #N/A
3/25/2019 | 13:00 | #N/A | #N/A | Monday | 0 | 0 | #N/A | #N/A |  | #N/A | #N/A
3/25/2019 | 14:00 | #N/A | #N/A | Monday | 0 | 0 | #N/A | #N/A |  | #N/A | #N/A
3/25/2019 | 15:00 | #N/A | #N/A | Monday | 0 | 0 | #N/A | #N/A |  | #N/A | #N/A
3/25/2019 | 16:00 | #N/A | #N/A | Monday | 0 | 0 | #N/A | #N/A |  | #N/A | #N/A
3/25/2019 | 17:00 | #N/A | #N/A | Monday | 0 | 0 | #N/A | #N/A |  | #N/A | #N/A
3/25/2019 | 18:00 | #N/A | #N/A | Monday | 0 | 0 | #N/A | #N/A |  | #N/A | #N/A
3/25/2019 | 19:00 | #N/A | #N/A | Monday | 0 | 0 | #N/A | #N/A |  | #N/A | #N/A
3/25/2019 | 20:00 | #N/A | #N/A | Monday | 0 | 0 | #N/A | #N/A |  | #N/A | #N/A
3/25/2019 | 21:00 | #N/A | #N/A | Monday | 0 | 0 | #N/A | #N/A |  | #N/A | #N/A
3/25/2019 | 22:00 | #N/A | #N/A | Monday | 0 | 0 | #N/A | #N/A |  | #N/A | #N/A
3/25/2019 | 23:00 | #N/A | #N/A | Monday | 0 | 0 | #N/A | #N/A |  | #N/A | #N/A
3/25/2019 | 24:00 | #N/A | #N/A | Monday | 0 | 0 | #N/A | #N/A |  | #N/A | #N/A
3/26/2019 | 1:00 | #N/A | #N/A | Tuesday | 0 | 0 | #N/A | #N/A |  | #N/A | #N/A
3/26/2019 | 2:00 | #N/A | #N/A | Tuesday | 0 | 0 | #N/A | #N/A |  | #N/A | #N/A
3/26/2019 | 3:00 | #N/A | #N/A | Tuesday | 0 | 0 | #N/A | #N/A |  | #N/A | #N/A
3/26/2019 | 4:00 | #N/A | #N/A | Tuesday | 0 | 0 | #N/A | #N/A |  | #N/A | #N/A
3/26/2019 | 5:00 | #N/A | #N/A | Tuesday | 0 | 0 | #N/A | #N/A |  | #N/A | #N/A
3/26/2019 | 6:00 | #N/A | #N/A | Tuesday | 0 | 0 | #N/A | #N/A |  | #N/A | #N/A
3/26/2019 | 7:00 | #N/A | #N/A | Tuesday | 0 | 0 | #N/A | #N/A |  | #N/A | #N/A
3/26/2019 | 8:00 | #N/A | #N/A | Tuesday | 0 | 0 | #N/A | #N/A |  | #N/A | #N/A
3/26/2019 | 9:00 | #N/A | #N/A | Tuesday | 0 | 0 | #N/A | #N/A |  | #N/A | #N/A
3/26/2019 | 10:00 | #N/A | #N/A | Tuesday | 0 | 0 | #N/A | #N/A |  | #N/A | #N/A
3/26/2019 | 11:00 | #N/A | #N/A | Tuesday | 0 | 0 | #N/A | #N/A |  | #N/A | #N/A
3/26/2019 | 12:00 | #N/A | #N/A | Tuesday | 0 | 0 | #N/A | #N/A |  | #N/A | #N/A
3/26/2019 | 13:00 | #N/A | #N/A | Tuesday | 0 | 0 | #N/A | #N/A |  | #N/A | #N/A
3/26/2019 | 14:00 | #N/A | #N/A | Tuesday | 0 | 0 | #N/A | #N/A |  | #N/A | #N/A
3/26/2019 | 15:00 | #N/A | #N/A | Tuesday | 0 | 0 | #N/A | #N/A |  | #N/A | #N/A
3/26/2019 | 16:00 | #N/A | #N/A | Tuesday | 0 | 0 | #N/A | #N/A |  | #N/A | #N/A
3/26/2019 | 17:00 | #N/A | #N/A | Tuesday | 0 | 0 | #N/A | #N/A |  | #N/A | #N/A
3/26/2019 | 18:00 | #N/A | #N/A | Tuesday | 0 | 0 | #N/A | #N/A |  | #N/A | #N/A
3/26/2019 | 19:00 | #N/A | #N/A | Tuesday | 0 | 0 | #N/A | #N/A |  | #N/A | #N/A
3/26/2019 | 20:00 | #N/A | #N/A | Tuesday | 0 | 0 | #N/A | #N/A |  | #N/A | #N/A
3/26/2019 | 21:00 | #N/A | #N/A | Tuesday | 0 | 0 | #N/A | #N/A |  | #N/A | #N/A
3/26/2019 | 22:00 | #N/A | #N/A | Tuesday | 0 | 0 | #N/A | #N/A |  | #N/A | #N/A
3/26/2019 | 23:00 | #N/A | #N/A | Tuesday | 0 | 0 | #N/A | #N/A |  | #N/A | #N/A
3/26/2019 | 24:00 | #N/A | #N/A | Tuesday | 0 | 0 | #N/A | #N/A |  | #N/A | #N/A
3/27/2019 | 1:00 | #N/A | #N/A | Wednesday | 0 | 0 | #N/A | #N/A |  | #N/A | #N/A
3/27/2019 | 2:00 | #N/A | #N/A | Wednesday | 0 | 0 | #N/A | #N/A |  | #N/A | #N/A
3/27/2019 | 3:00 | #N/A | #N/A | Wednesday | 0 | 0 | #N/A | #N/A |  | #N/A | #N/A
3/27/2019 | 4:00 | #N/A | #N/A | Wednesday | 0 | 0 | #N/A | #N/A |  | #N/A | #N/A
3/27/2019 | 5:00 | #N/A | #N/A | Wednesday | 0 | 0 | #N/A | #N/A |  | #N/A | #N/A
3/27/2019 | 6:00 | #N/A | #N/A | Wednesday | 0 | 0 | #N/A | #N/A |  | #N/A | #N/A
3/27/2019 | 7:00 | #N/A | #N/A | Wednesday | 0 | 0 | #N/A | #N/A |  | #N/A | #N/A
3/27/2019 | 8:00 | #N/A | #N/A | Wednesday | 0 | 0 | #N/A | #N/A |  | #N/A | #N/A
3/27/2019 | 9:00 | #N/A | #N/A | Wednesday | 0 | 0 | #N/A | #N/A |  | #N/A | #N/A
3/27/2019 | 10:00 | #N/A | #N/A | Wednesday | 0 | 0 | #N/A | #N/A |  | #N/A | #N/A
3/27/2019 | 11:00 | #N/A | #N/A | Wednesday | 0 | 0 | #N/A | #N/A |  | #N/A | #N/A
3/27/2019 | 12:00 | #N/A | #N/A | Wednesday | 0 | 0 | #N/A | #N/A |  | #N/A | #N/A
3/27/2019 | 13:00 | #N/A | #N/A | Wednesday | 0 | 0 | #N/A | #N/A |  | #N/A | #N/A
3/27/2019 | 14:00 | #N/A | #N/A | Wednesday | 0 | 0 | #N/A | #N/A |  | #N/A | #N/A
3/27/2019 | 15:00 | #N/A | #N/A | Wednesday | 0 | 0 | #N/A | #N/A |  | #N/A | #N/A
3/27/2019 | 16:00 | #N/A | #N/A | Wednesday | 0 | 0 | #N/A | #N/A |  | #N/A | #N/A
3/27/2019 | 17:00 | #N/A | #N/A | Wednesday | 0 | 0 | #N/A | #N/A |  | #N/A | #N/A
3/27/2019 | 18:00 | #N/A | #N/A | Wednesday | 0 | 0 | #N/A | #N/A |  | #N/A | #N/A
3/27/2019 | 19:00 | #N/A | #N/A | Wednesday | 0 | 0 | #N/A | #N/A |  | #N/A | #N/A
3/27/2019 | 20:00 | #N/A | #N/A | Wednesday | 0 | 0 | #N/A | #N/A |  | #N/A | #N/A
3/27/2019 | 21:00 | #N/A | #N/A | Wednesday | 0 | 0 | #N/A | #N/A |  | #N/A | #N/A
3/27/2019 | 22:00 | #N/A | #N/A | Wednesday | 0 | 0 | #N/A | #N/A |  | #N/A | #N/A
3/27/2019 | 23:00 | #N/A | #N/A | Wednesday | 0 | 0 | #N/A | #N/A |  | #N/A | #N/A
3/27/2019 | 24:00 | #N/A | #N/A | Wednesday | 0 | 0 | #N/A | #N/A |  | #N/A | #N/A
3/28/2019 | 1:00 | #N/A | #N/A | Thursday | 0 | 0 | #N/A | #N/A |  | #N/A | #N/A
3/28/2019 | 2:00 | #N/A | #N/A | Thursday | 0 | 0 | #N/A | #N/A |  | #N/A | #N/A
3/28/2019 | 3:00 | #N/A | #N/A | Thursday | 0 | 0 | #N/A | #N/A |  | #N/A | #N/A
3/28/2019 | 4:00 | #N/A | #N/A | Thursday | 0 | 0 | #N/A | #N/A |  | #N/A | #N/A
3/28/2019 | 5:00 | #N/A | #N/A | Thursday | 0 | 0 | #N/A | #N/A |  | #N/A | #N/A
3/28/2019 | 6:00 | #N/A | #N/A | Thursday | 0 | 0 | #N/A | #N/A |  | #N/A | #N/A
3/28/2019 | 7:00 | #N/A | #N/A | Thursday | 0 | 0 | #N/A | #N/A |  | #N/A | #N/A
3/28/2019 | 8:00 | #N/A | #N/A | Thursday | 0 | 0 | #N/A | #N/A |  | #N/A | #N/A
3/28/2019 | 9:00 | #N/A | #N/A | Thursday | 0 | 0 | #N/A | #N/A |  | #N/A | #N/A
3/28/2019 | 10:00 | #N/A | #N/A | Thursday | 0 | 0 | #N/A | #N/A |  | #N/A | #N/A
3/28/2019 | 11:00 | #N/A | #N/A | Thursday | 0 | 0 | #N/A | #N/A |  | #N/A | #N/A
3/28/2019 | 12:00 | #N/A | #N/A | Thursday | 0 | 0 | #N/A | #N/A |  | #N/A | #N/A
3/28/2019 | 13:00 | #N/A | #N/A | Thursday | 0 | 0 | #N/A | #N/A |  | #N/A | #N/A
3/28/2019 | 14:00 | #N/A | #N/A | Thursday | 0 | 0 | #N/A | #N/A |  | #N/A | #N/A
3/28/2019 | 15:00 | #N/A | #N/A | Thursday | 0 | 0 | #N/A | #N/A |  | #N/A | #N/A
3/28/2019 | 16:00 | #N/A | #N/A | Thursday | 0 | 0 | #N/A | #N/A |  | #N/A | #N/A
3/28/2019 | 17:00 | #N/A | #N/A | Thursday | 0 | 0 | #N/A | #N/A |  | #N/A | #N/A
3/28/2019 | 18:00 | #N/A | #N/A | Thursday | 0 | 0 | #N/A | #N/A |  | #N/A | #N/A
3/28/2019 | 19:00 | #N/A | #N/A | Thursday | 0 | 0 | #N/A | #N/A |  | #N/A | #N/A
3/28/2019 | 20:00 | #N/A | #N/A | Thursday | 0 | 0 | #N/A | #N/A |  | #N/A | #N/A
3/28/2019 | 21:00 | #N/A | #N/A | Thursday | 0 | 0 | #N/A | #N/A |  | #N/A | #N/A
3/28/2019 | 22:00 | #N/A | #N/A | Thursday | 0 | 0 | #N/A | #N/A |  | #N/A | #N/A
3/28/2019 | 23:00 | #N/A | #N/A | Thursday | 0 | 0 | #N/A | #N/A |  | #N/A | #N/A
3/28/2019 | 24:00 | #N/A | #N/A | Thursday | 0 | 0 | #N/A | #N/A |  | #N/A | #N/A
3/29/2019 | 1:00 | #N/A | #N/A | Friday | 0 | 0 | #N/A | #N/A |  | #N/A | #N/A
3/29/2019 | 2:00 | #N/A | #N/A | Friday | 0 | 0 | #N/A | #N/A |  | #N/A | #N/A
3/29/2019 | 3:00 | #N/A | #N/A | Friday | 0 | 0 | #N/A | #N/A |  | #N/A | #N/A
3/29/2019 | 4:00 | #N/A | #N/A | Friday | 0 | 0 | #N/A | #N/A |  | #N/A | #N/A
3/29/2019 | 5:00 | #N/A | #N/A | Friday | 0 | 0 | #N/A | #N/A |  | #N/A | #N/A
3/29/2019 | 6:00 | #N/A | #N/A | Friday | 0 | 0 | #N/A | #N/A |  | #N/A | #N/A
3/29/2019 | 7:00 | #N/A | #N/A | Friday | 0 | 0 | #N/A | #N/A |  | #N/A | #N/A
3/29/2019 | 8:00 | #N/A | #N/A | Friday | 0 | 0 | #N/A | #N/A |  | #N/A | #N/A
3/29/2019 | 9:00 | #N/A | #N/A | Friday | 0 | 0 | #N/A | #N/A |  | #N/A | #N/A
3/29/2019 | 10:00 | #N/A | #N/A | Friday | 0 | 0 | #N/A | #N/A |  | #N/A | #N/A
3/29/2019 | 11:00 | #N/A | #N/A | Friday | 0 | 0 | #N/A | #N/A |  | #N/A | #N/A
3/29/2019 | 12:00 | #N/A | #N/A | Friday | 0 | 0 | #N/A | #N/A |  | #N/A | #N/A
3/29/2019 | 13:00 | #N/A | #N/A | Friday | 0 | 0 | #N/A | #N/A |  | #N/A | #N/A
3/29/2019 | 14:00 | #N/A | #N/A | Friday | 0 | 0 | #N/A | #N/A |  | #N/A | #N/A
3/29/2019 | 15:00 | #N/A | #N/A | Friday | 0 | 0 | #N/A | #N/A |  | #N/A | #N/A
3/29/2019 | 16:00 | #N/A | #N/A | Friday | 0 | 0 | #N/A | #N/A |  | #N/A | #N/A
3/29/2019 | 17:00 | #N/A | #N/A | Friday | 0 | 0 | #N/A | #N/A |  | #N/A | #N/A
3/29/2019 | 18:00 | #N/A | #N/A | Friday | 0 | 0 | #N/A | #N/A |  | #N/A | #N/A
3/29/2019 | 19:00 | #N/A | #N/A | Friday | 0 | 0 | #N/A | #N/A |  | #N/A | #N/A
3/29/2019 | 20:00 | #N/A | #N/A | Friday | 0 | 0 | #N/A | #N/A |  | #N/A | #N/A
3/29/2019 | 21:00 | #N/A | #N/A | Friday | 0 | 0 | #N/A | #N/A |  | #N/A | #N/A
3/29/2019 | 22:00 | #N/A | #N/A | Friday | 0 | 0 | #N/A | #N/A |  | #N/A | #N/A
3/29/2019 | 23:00 | #N/A | #N/A | Friday | 0 | 0 | #N/A | #N/A |  | #N/A | #N/A
3/29/2019 | 24:00 | #N/A | #N/A | Friday | 0 | 0 | #N/A | #N/A |  | #N/A | #N/A
3/30/2019 | 1:00 | #N/A | #N/A | Saturday | 0 | 0 | #N/A | #N/A |  | #N/A | #N/A
3/30/2019 | 2:00 | #N/A | #N/A | Saturday | 0 | 0 | #N/A | #N/A |  | #N/A | #N/A
3/30/2019 | 3:00 | #N/A | #N/A | Saturday | 0 | 0 | #N/A | #N/A |  | #N/A | #N/A
3/30/2019 | 4:00 | #N/A | #N/A | Saturday | 0 | 0 | #N/A | #N/A |  | #N/A | #N/A
3/30/2019 | 5:00 | #N/A | #N/A | Saturday | 0 | 0 | #N/A | #N/A |  | #N/A | #N/A
3/30/2019 | 6:00 | #N/A | #N/A | Saturday | 0 | 0 | #N/A | #N/A |  | #N/A | #N/A
3/30/2019 | 7:00 | #N/A | #N/A | Saturday | 0 | 0 | #N/A | #N/A |  | #N/A | #N/A
3/30/2019 | 8:00 | #N/A | #N/A | Saturday | 0 | 0 | #N/A | #N/A |  | #N/A | #N/A
3/30/2019 | 9:00 | #N/A | #N/A | Saturday | 0 | 0 | #N/A | #N/A |  | #N/A | #N/A
3/30/2019 | 10:00 | #N/A | #N/A | Saturday | 0 | 0 | #N/A | #N/A |  | #N/A | #N/A
3/30/2019 | 11:00 | #N/A | #N/A | Saturday | 0 | 0 | #N/A | #N/A |  | #N/A | #N/A
3/30/2019 | 12:00 | #N/A | #N/A | Saturday | 0 | 0 | #N/A | #N/A |  | #N/A | #N/A
3/30/2019 | 13:00 | #N/A | #N/A | Saturday | 0 | 0 | #N/A | #N/A |  | #N/A | #N/A
3/30/2019 | 14:00 | #N/A | #N/A | Saturday | 0 | 0 | #N/A | #N/A |  | #N/A | #N/A
3/30/2019 | 15:00 | #N/A | #N/A | Saturday | 0 | 0 | #N/A | #N/A |  | #N/A | #N/A
3/30/2019 | 16:00 | #N/A | #N/A | Saturday | 0 | 0 | #N/A | #N/A |  | #N/A | #N/A
3/30/2019 | 17:00 | #N/A | #N/A | Saturday | 0 | 0 | #N/A | #N/A |  | #N/A | #N/A
3/30/2019 | 18:00 | #N/A | #N/A | Saturday | 0 | 0 | #N/A | #N/A |  | #N/A | #N/A
3/30/2019 | 19:00 | #N/A | #N/A | Saturday | 0 | 0 | #N/A | #N/A |  | #N/A | #N/A
3/30/2019 | 20:00 | #N/A | #N/A | Saturday | 0 | 0 | #N/A | #N/A |  | #N/A | #N/A
3/30/2019 | 21:00 | #N/A | #N/A | Saturday | 0 | 0 | #N/A | #N/A |  | #N/A | #N/A
3/30/2019 | 22:00 | #N/A | #N/A | Saturday | 0 | 0 | #N/A | #N/A |  | #N/A | #N/A
3/30/2019 | 23:00 | #N/A | #N/A | Saturday | 0 | 0 | #N/A | #N/A |  | #N/A | #N/A
3/30/2019 | 24:00 | #N/A | #N/A | Saturday | 0 | 0 | #N/A | #N/A |  | #N/A | #N/A
3/31/2019 | 1:00 | #N/A | #N/A | Sunday | 0 | 0 | #N/A | #N/A |  | #N/A | #N/A
3/31/2019 | 2:00 | #N/A | #N/A | Sunday | 0 | 0 | #N/A | #N/A |  | #N/A | #N/A
3/31/2019 | 3:00 | #N/A | #N/A | Sunday | 0 | 0 | #N/A | #N/A |  | #N/A | #N/A
3/31/2019 | 4:00 | #N/A | #N/A | Sunday | 0 | 0 | #N/A | #N/A |  | #N/A | #N/A
3/31/2019 | 5:00 | #N/A | #N/A | Sunday | 0 | 0 | #N/A | #N/A |  | #N/A | #N/A
3/31/2019 | 6:00 | #N/A | #N/A | Sunday | 0 | 0 | #N/A | #N/A |  | #N/A | #N/A
3/31/2019 | 7:00 | #N/A | #N/A | Sunday | 0 | 0 | #N/A | #N/A |  | #N/A | #N/A
3/31/2019 | 8:00 | #N/A | #N/A | Sunday | 0 | 0 | #N/A | #N/A |  | #N/A | #N/A
3/31/2019 | 9:00 | #N/A | #N/A | Sunday | 0 | 0 | #N/A | #N/A |  | #N/A | #N/A
3/31/2019 | 10:00 | #N/A | #N/A | Sunday | 0 | 0 | #N/A | #N/A |  | #N/A | #N/A
3/31/2019 | 11:00 | #N/A | #N/A | Sunday | 0 | 0 | #N/A | #N/A |  | #N/A | #N/A
3/31/2019 | 12:00 | #N/A | #N/A | Sunday | 0 | 0 | #N/A | #N/A |  | #N/A | #N/A
3/31/2019 | 13:00 | #N/A | #N/A | Sunday | 0 | 0 | #N/A | #N/A |  | #N/A | #N/A
3/31/2019 | 14:00 | #N/A | #N/A | Sunday | 0 | 0 | #N/A | #N/A |  | #N/A | #N/A
3/31/2019 | 15:00 | #N/A | #N/A | Sunday | 0 | 0 | #N/A | #N/A |  | #N/A | #N/A
3/31/2019 | 16:00 | #N/A | #N/A | Sunday | 0 | 0 | #N/A | #N/A |  | #N/A | #N/A
3/31/2019 | 17:00 | #N/A | #N/A | Sunday | 0 | 0 | #N/A | #N/A |  | #N/A | #N/A
3/31/2019 | 18:00 | #N/A | #N/A | Sunday | 0 | 0 | #N/A | #N/A |  | #N/A | #N/A
3/31/2019 | 19:00 | #N/A | #N/A | Sunday | 0 | 0 | #N/A | #N/A |  | #N/A | #N/A
3/31/2019 | 20:00 | #N/A | #N/A | Sunday | 0 | 0 | #N/A | #N/A |  | #N/A | #N/A
3/31/2019 | 21:00 | #N/A | #N/A | Sunday | 0 | 0 | #N/A | #N/A |  | #N/A | #N/A
3/31/2019 | 22:00 | #N/A | #N/A | Sunday | 0 | 0 | #N/A | #N/A |  | #N/A | #N/A
3/31/2019 | 23:00 | #N/A | #N/A | Sunday | 0 | 0 | #N/A | #N/A |  | #N/A | #N/A
3/31/2019 | 24:00 | #N/A | #N/A | Sunday | 0 | 0 | #N/A | #N/A |  | #N/A | #N/A
4/1/2019 | 1:00 | #N/A | #N/A | Monday | 0 | 0 | #N/A | #N/A |  | #N/A | #N/A
4/1/2019 | 2:00 | #N/A | #N/A | Monday | 0 | 0 | #N/A | #N/A |  | #N/A | #N/A
4/1/2019 | 3:00 | #N/A | #N/A | Monday | 0 | 0 | #N/A | #N/A |  | #N/A | #N/A
4/1/2019 | 4:00 | #N/A | #N/A | Monday | 0 | 0 | #N/A | #N/A |  | #N/A | #N/A
4/1/2019 | 5:00 | #N/A | #N/A | Monday | 0 | 0 | #N/A | #N/A |  | #N/A | #N/A
4/1/2019 | 6:00 | #N/A | #N/A | Monday | 0 | 0 | #N/A | #N/A |  | #N/A | #N/A
4/1/2019 | 7:00 | #N/A | #N/A | Monday | 0 | 0 | #N/A | #N/A |  | #N/A | #N/A
4/1/2019 | 8:00 | #N/A | #N/A | Monday | 0 | 0 | #N/A | #N/A |  | #N/A | #N/A
4/1/2019 | 9:00 | #N/A | #N/A | Monday | 0 | 0 | #N/A | #N/A |  | #N/A | #N/A
4/1/2019 | 10:00 | #N/A | #N/A | Monday | 0 | 0 | #N/A | #N/A |  | #N/A | #N/A
4/1/2019 | 11:00 | #N/A | #N/A | Monday | 0 | 0 | #N/A | #N/A |  | #N/A | #N/A
4/1/2019 | 12:00 | #N/A | #N/A | Monday | 0 | 0 | #N/A | #N/A |  | #N/A | #N/A
4/1/2019 | 13:00 | #N/A | #N/A | Monday | 0 | 0 | #N/A | #N/A |  | #N/A | #N/A
4/1/2019 | 14:00 | #N/A | #N/A | Monday | 0 | 0 | #N/A | #N/A |  | #N/A | #N/A
4/1/2019 | 15:00 | #N/A | #N/A | Monday | 0 | 0 | #N/A | #N/A |  | #N/A | #N/A
4/1/2019 | 16:00 | #N/A | #N/A | Monday | 0 | 0 | #N/A | #N/A |  | #N/A | #N/A
4/1/2019 | 17:00 | #N/A | #N/A | Monday | 0 | 0 | #N/A | #N/A |  | #N/A | #N/A
4/1/2019 | 18:00 | #N/A | #N/A | Monday | 0 | 0 | #N/A | #N/A |  | #N/A | #N/A
4/1/2019 | 19:00 | #N/A | #N/A | Monday | 0 | 0 | #N/A | #N/A |  | #N/A | #N/A
4/1/2019 | 20:00 | #N/A | #N/A | Monday | 0 | 0 | #N/A | #N/A |  | #N/A | #N/A
4/1/2019 | 21:00 | #N/A | #N/A | Monday | 0 | 0 | #N/A | #N/A |  | #N/A | #N/A
4/1/2019 | 22:00 | #N/A | #N/A | Monday | 0 | 0 | #N/A | #N/A |  | #N/A | #N/A
4/1/2019 | 23:00 | #N/A | #N/A | Monday | 0 | 0 | #N/A | #N/A |  | #N/A | #N/A
4/1/2019 | 24:00 | #N/A | #N/A | Monday | 0 | 0 | #N/A | #N/A |  | #N/A | #N/A
4/2/2019 | 1:00 | #N/A | #N/A | Tuesday | 0 | 0 | #N/A | #N/A |  | #N/A | #N/A
4/2/2019 | 2:00 | #N/A | #N/A | Tuesday | 0 | 0 | #N/A | #N/A |  | #N/A | #N/A
4/2/2019 | 3:00 | #N/A | #N/A | Tuesday | 0 | 0 | #N/A | #N/A |  | #N/A | #N/A
4/2/2019 | 4:00 | #N/A | #N/A | Tuesday | 0 | 0 | #N/A | #N/A |  | #N/A | #N/A
4/2/2019 | 5:00 | #N/A | #N/A | Tuesday | 0 | 0 | #N/A | #N/A |  | #N/A | #N/A
4/2/2019 | 6:00 | #N/A | #N/A | Tuesday | 0 | 0 | #N/A | #N/A |  | #N/A | #N/A
4/2/2019 | 7:00 | #N/A | #N/A | Tuesday | 0 | 0 | #N/A | #N/A |  | #N/A | #N/A
4/2/2019 | 8:00 | #N/A | #N/A | Tuesday | 0 | 0 | #N/A | #N/A |  | #N/A | #N/A
4/2/2019 | 9:00 | #N/A | #N/A | Tuesday | 0 | 0 | #N/A | #N/A |  | #N/A | #N/A
4/2/2019 | 10:00 | #N/A | #N/A | Tuesday | 0 | 0 | #N/A | #N/A |  | #N/A | #N/A
4/2/2019 | 11:00 | #N/A | #N/A | Tuesday | 0 | 0 | #N/A | #N/A |  | #N/A | #N/A
4/2/2019 | 12:00 | #N/A | #N/A | Tuesday | 0 | 0 | #N/A | #N/A |  | #N/A | #N/A
4/2/2019 | 13:00 | #N/A | #N/A | Tuesday | 0 | 0 | #N/A | #N/A |  | #N/A | #N/A
4/2/2019 | 14:00 | #N/A | #N/A | Tuesday | 0 | 0 | #N/A | #N/A |  | #N/A | #N/A
4/2/2019 | 15:00 | #N/A | #N/A | Tuesday | 0 | 0 | #N/A | #N/A |  | #N/A | #N/A
4/2/2019 | 16:00 | #N/A | #N/A | Tuesday | 0 | 0 | #N/A | #N/A |  | #N/A | #N/A
4/2/2019 | 17:00 | #N/A | #N/A | Tuesday | 0 | 0 | #N/A | #N/A |  | #N/A | #N/A
4/2/2019 | 18:00 | #N/A | #N/A | Tuesday | 0 | 0 | #N/A | #N/A |  | #N/A | #N/A
4/2/2019 | 19:00 | #N/A | #N/A | Tuesday | 0 | 0 | #N/A | #N/A |  | #N/A | #N/A
4/2/2019 | 20:00 | #N/A | #N/A | Tuesday | 0 | 0 | #N/A | #N/A |  | #N/A | #N/A
4/2/2019 | 21:00 | #N/A | #N/A | Tuesday | 0 | 0 | #N/A | #N/A |  | #N/A | #N/A
4/2/2019 | 22:00 | #N/A | #N/A | Tuesday | 0 | 0 | #N/A | #N/A |  | #N/A | #N/A
4/2/2019 | 23:00 | #N/A | #N/A | Tuesday | 0 | 0 | #N/A | #N/A |  | #N/A | #N/A
4/2/2019 | 24:00 | #N/A | #N/A | Tuesday | 0 | 0 | #N/A | #N/A |  | #N/A | #N/A
4/3/2019 | 1:00 | #N/A | #N/A | Wednesday | 0 | 0 | #N/A | #N/A |  | #N/A | #N/A
4/3/2019 | 2:00 | #N/A | #N/A | Wednesday | 0 | 0 | #N/A | #N/A |  | #N/A | #N/A
4/3/2019 | 3:00 | #N/A | #N/A | Wednesday | 0 | 0 | #N/A | #N/A |  | #N/A | #N/A
4/3/2019 | 4:00 | #N/A | #N/A | Wednesday | 0 | 0 | #N/A | #N/A |  | #N/A | #N/A
4/3/2019 | 5:00 | #N/A | #N/A | Wednesday | 0 | 0 | #N/A | #N/A |  | #N/A | #N/A
4/3/2019 | 6:00 | #N/A | #N/A | Wednesday | 0 | 0 | #N/A | #N/A |  | #N/A | #N/A
4/3/2019 | 7:00 | #N/A | #N/A | Wednesday | 0 | 0 | #N/A | #N/A |  | #N/A | #N/A
4/3/2019 | 8:00 | #N/A | #N/A | Wednesday | 0 | 0 | #N/A | #N/A |  | #N/A | #N/A
4/3/2019 | 9:00 | #N/A | #N/A | Wednesday | 0 | 0 | #N/A | #N/A |  | #N/A | #N/A
4/3/2019 | 10:00 | #N/A | #N/A | Wednesday | 0 | 0 | #N/A | #N/A |  | #N/A | #N/A
4/3/2019 | 11:00 | #N/A | #N/A | Wednesday | 0 | 0 | #N/A | #N/A |  | #N/A | #N/A
4/3/2019 | 12:00 | #N/A | #N/A | Wednesday | 0 | 0 | #N/A | #N/A |  | #N/A | #N/A
4/3/2019 | 13:00 | #N/A | #N/A | Wednesday | 0 | 0 | #N/A | #N/A |  | #N/A | #N/A
4/3/2019 | 14:00 | #N/A | #N/A | Wednesday | 0 | 0 | #N/A | #N/A |  | #N/A | #N/A
4/3/2019 | 15:00 | #N/A | #N/A | Wednesday | 0 | 0 | #N/A | #N/A |  | #N/A | #N/A
4/3/2019 | 16:00 | #N/A | #N/A | Wednesday | 0 | 0 | #N/A | #N/A |  | #N/A | #N/A
4/3/2019 | 17:00 | #N/A | #N/A | Wednesday | 0 | 0 | #N/A | #N/A |  | #N/A | #N/A
4/3/2019 | 18:00 | #N/A | #N/A | Wednesday | 0 | 0 | #N/A | #N/A |  | #N/A | #N/A
4/3/2019 | 19:00 | #N/A | #N/A | Wednesday | 0 | 0 | #N/A | #N/A |  | #N/A | #N/A
4/3/2019 | 20:00 | #N/A | #N/A | Wednesday | 0 | 0 | #N/A | #N/A |  | #N/A | #N/A
4/3/2019 | 21:00 | #N/A | #N/A | Wednesday | 0 | 0 | #N/A | #N/A |  | #N/A | #N/A
4/3/2019 | 22:00 | #N/A | #N/A | Wednesday | 0 | 0 | #N/A | #N/A |  | #N/A | #N/A
4/3/2019 | 23:00 | #N/A | #N/A | Wednesday | 0 | 0 | #N/A | #N/A |  | #N/A | #N/A
4/3/2019 | 24:00 | #N/A | #N/A | Wednesday | 0 | 0 | #N/A | #N/A |  | #N/A | #N/A
4/4/2019 | 1:00 | #N/A | #N/A | Thursday | 0 | 0 | #N/A | #N/A |  | #N/A | #N/A
4/4/2019 | 2:00 | #N/A | #N/A | Thursday | 0 | 0 | #N/A | #N/A |  | #N/A | #N/A
4/4/2019 | 3:00 | #N/A | #N/A | Thursday | 0 | 0 | #N/A | #N/A |  | #N/A | #N/A
4/4/2019 | 4:00 | #N/A | #N/A | Thursday | 0 | 0 | #N/A | #N/A |  | #N/A | #N/A
4/4/2019 | 5:00 | #N/A | #N/A | Thursday | 0 | 0 | #N/A | #N/A |  | #N/A | #N/A
4/4/2019 | 6:00 | #N/A | #N/A | Thursday | 0 | 0 | #N/A | #N/A |  | #N/A | #N/A
4/4/2019 | 7:00 | #N/A | #N/A | Thursday | 0 | 0 | #N/A | #N/A |  | #N/A | #N/A
4/4/2019 | 8:00 | #N/A | #N/A | Thursday | 0 | 0 | #N/A | #N/A |  | #N/A | #N/A
4/4/2019 | 9:00 | #N/A | #N/A | Thursday | 0 | 0 | #N/A | #N/A |  | #N/A | #N/A
4/4/2019 | 10:00 | #N/A | #N/A | Thursday | 0 | 0 | #N/A | #N/A |  | #N/A | #N/A
4/4/2019 | 11:00 | #N/A | #N/A | Thursday | 0 | 0 | #N/A | #N/A |  | #N/A | #N/A
4/4/2019 | 12:00 | #N/A | #N/A | Thursday | 0 | 0 | #N/A | #N/A |  | #N/A | #N/A
4/4/2019 | 13:00 | #N/A | #N/A | Thursday | 0 | 0 | #N/A | #N/A |  | #N/A | #N/A
4/4/2019 | 14:00 | #N/A | #N/A | Thursday | 0 | 0 | #N/A | #N/A |  | #N/A | #N/A
4/4/2019 | 15:00 | #N/A | #N/A | Thursday | 0 | 0 | #N/A | #N/A |  | #N/A | #N/A
4/4/2019 | 16:00 | #N/A | #N/A | Thursday | 0 | 0 | #N/A | #N/A |  | #N/A | #N/A
4/4/2019 | 17:00 | #N/A | #N/A | Thursday | 0 | 0 | #N/A | #N/A |  | #N/A | #N/A
4/4/2019 | 18:00 | #N/A | #N/A | Thursday | 0 | 0 | #N/A | #N/A |  | #N/A | #N/A
4/4/2019 | 19:00 | #N/A | #N/A | Thursday | 0 | 0 | #N/A | #N/A |  | #N/A | #N/A
4/4/2019 | 20:00 | #N/A | #N/A | Thursday | 0 | 0 | #N/A | #N/A |  | #N/A | #N/A
4/4/2019 | 21:00 | #N/A | #N/A | Thursday | 0 | 0 | #N/A | #N/A |  | #N/A | #N/A
4/4/2019 | 22:00 | #N/A | #N/A | Thursday | 0 | 0 | #N/A | #N/A |  | #N/A | #N/A
4/4/2019 | 23:00 | #N/A | #N/A | Thursday | 0 | 0 | #N/A | #N/A |  | #N/A | #N/A
4/4/2019 | 24:00 | #N/A | #N/A | Thursday | 0 | 0 | #N/A | #N/A |  | #N/A | #N/A
4/5/2019 | 1:00 | #N/A | #N/A | Friday | 0 | 0 | #N/A | #N/A |  | #N/A | #N/A
4/5/2019 | 2:00 | #N/A | #N/A | Friday | 0 | 0 | #N/A | #N/A |  | #N/A | #N/A
4/5/2019 | 3:00 | #N/A | #N/A | Friday | 0 | 0 | #N/A | #N/A |  | #N/A | #N/A
4/5/2019 | 4:00 | #N/A | #N/A | Friday | 0 | 0 | #N/A | #N/A |  | #N/A | #N/A
4/5/2019 | 5:00 | #N/A | #N/A | Friday | 0 | 0 | #N/A | #N/A |  | #N/A | #N/A
4/5/2019 | 6:00 | #N/A | #N/A | Friday | 0 | 0 | #N/A | #N/A |  | #N/A | #N/A
4/5/2019 | 7:00 | #N/A | #N/A | Friday | 0 | 0 | #N/A | #N/A |  | #N/A | #N/A
4/5/2019 | 8:00 | #N/A | #N/A | Friday | 0 | 0 | #N/A | #N/A |  | #N/A | #N/A
4/5/2019 | 9:00 | #N/A | #N/A | Friday | 0 | 0 | #N/A | #N/A |  | #N/A | #N/A
4/5/2019 | 10:00 | #N/A | #N/A | Friday | 0 | 0 | #N/A | #N/A |  | #N/A | #N/A
4/5/2019 | 11:00 | #N/A | #N/A | Friday | 0 | 0 | #N/A | #N/A |  | #N/A | #N/A
4/5/2019 | 12:00 | #N/A | #N/A | Friday | 0 | 0 | #N/A | #N/A |  | #N/A | #N/A
4/5/2019 | 13:00 | #N/A | #N/A | Friday | 0 | 0 | #N/A | #N/A |  | #N/A | #N/A
4/5/2019 | 14:00 | #N/A | #N/A | Friday | 0 | 0 | #N/A | #N/A |  | #N/A | #N/A
4/5/2019 | 15:00 | #N/A | #N/A | Friday | 0 | 0 | #N/A | #N/A |  | #N/A | #N/A
4/5/2019 | 16:00 | #N/A | #N/A | Friday | 0 | 0 | #N/A | #N/A |  | #N/A | #N/A
4/5/2019 | 17:00 | #N/A | #N/A | Friday | 0 | 0 | #N/A | #N/A |  | #N/A | #N/A
4/5/2019 | 18:00 | #N/A | #N/A | Friday | 0 | 0 | #N/A | #N/A |  | #N/A | #N/A
4/5/2019 | 19:00 | #N/A | #N/A | Friday | 0 | 0 | #N/A | #N/A |  | #N/A | #N/A
4/5/2019 | 20:00 | #N/A | #N/A | Friday | 0 | 0 | #N/A | #N/A |  | #N/A | #N/A
4/5/2019 | 21:00 | #N/A | #N/A | Friday | 0 | 0 | #N/A | #N/A |  | #N/A | #N/A
4/5/2019 | 22:00 | #N/A | #N/A | Friday | 0 | 0 | #N/A | #N/A |  | #N/A | #N/A
4/5/2019 | 23:00 | #N/A | #N/A | Friday | 0 | 0 | #N/A | #N/A |  | #N/A | #N/A
4/5/2019 | 24:00 | #N/A | #N/A | Friday | 0 | 0 | #N/A | #N/A |  | #N/A | #N/A
4/6/2019 | 1:00 | #N/A | #N/A | Saturday | 0 | 0 | #N/A | #N/A |  | #N/A | #N/A
4/6/2019 | 2:00 | #N/A | #N/A | Saturday | 0 | 0 | #N/A | #N/A |  | #N/A | #N/A
4/6/2019 | 3:00 | #N/A | #N/A | Saturday | 0 | 0 | #N/A | #N/A |  | #N/A | #N/A
4/6/2019 | 4:00 | #N/A | #N/A | Saturday | 0 | 0 | #N/A | #N/A |  | #N/A | #N/A
4/6/2019 | 5:00 | #N/A | #N/A | Saturday | 0 | 0 | #N/A | #N/A |  | #N/A | #N/A
4/6/2019 | 6:00 | #N/A | #N/A | Saturday | 0 | 0 | #N/A | #N/A |  | #N/A | #N/A
4/6/2019 | 7:00 | #N/A | #N/A | Saturday | 0 | 0 | #N/A | #N/A |  | #N/A | #N/A
4/6/2019 | 8:00 | #N/A | #N/A | Saturday | 0 | 0 | #N/A | #N/A |  | #N/A | #N/A
4/6/2019 | 9:00 | #N/A | #N/A | Saturday | 0 | 0 | #N/A | #N/A |  | #N/A | #N/A
4/6/2019 | 10:00 | #N/A | #N/A | Saturday | 0 | 0 | #N/A | #N/A |  | #N/A | #N/A
4/6/2019 | 11:00 | #N/A | #N/A | Saturday | 0 | 0 | #N/A | #N/A |  | #N/A | #N/A
4/6/2019 | 12:00 | #N/A | #N/A | Saturday | 0 | 0 | #N/A | #N/A |  | #N/A | #N/A
4/6/2019 | 13:00 | #N/A | #N/A | Saturday | 0 | 0 | #N/A | #N/A |  | #N/A | #N/A
4/6/2019 | 14:00 | #N/A | #N/A | Saturday | 0 | 0 | #N/A | #N/A |  | #N/A | #N/A
4/6/2019 | 15:00 | #N/A | #N/A | Saturday | 0 | 0 | #N/A | #N/A |  | #N/A | #N/A
4/6/2019 | 16:00 | #N/A | #N/A | Saturday | 0 | 0 | #N/A | #N/A |  | #N/A | #N/A
4/6/2019 | 17:00 | #N/A | #N/A | Saturday | 0 | 0 | #N/A | #N/A |  | #N/A | #N/A
4/6/2019 | 18:00 | #N/A | #N/A | Saturday | 0 | 0 | #N/A | #N/A |  | #N/A | #N/A
4/6/2019 | 19:00 | #N/A | #N/A | Saturday | 0 | 0 | #N/A | #N/A |  | #N/A | #N/A
4/6/2019 | 20:00 | #N/A | #N/A | Saturday | 0 | 0 | #N/A | #N/A |  | #N/A | #N/A
4/6/2019 | 21:00 | #N/A | #N/A | Saturday | 0 | 0 | #N/A | #N/A |  | #N/A | #N/A
4/6/2019 | 22:00 | #N/A | #N/A | Saturday | 0 | 0 | #N/A | #N/A |  | #N/A | #N/A
4/6/2019 | 23:00 | #N/A | #N/A | Saturday | 0 | 0 | #N/A | #N/A |  | #N/A | #N/A
4/6/2019 | 24:00 | #N/A | #N/A | Saturday | 0 | 0 | #N/A | #N/A |  | #N/A | #N/A
4/7/2019 | 1:00 | #N/A | #N/A | Sunday | 0 | 0 | #N/A | #N/A |  | #N/A | #N/A
4/7/2019 | 2:00 | #N/A | #N/A | Sunday | 0 | 0 | #N/A | #N/A |  | #N/A | #N/A
4/7/2019 | 3:00 | #N/A | #N/A | Sunday | 0 | 0 | #N/A | #N/A |  | #N/A | #N/A
4/7/2019 | 4:00 | #N/A | #N/A | Sunday | 0 | 0 | #N/A | #N/A |  | #N/A | #N/A
4/7/2019 | 5:00 | #N/A | #N/A | Sunday | 0 | 0 | #N/A | #N/A |  | #N/A | #N/A
4/7/2019 | 6:00 | #N/A | #N/A | Sunday | 0 | 0 | #N/A | #N/A |  | #N/A | #N/A
4/7/2019 | 7:00 | #N/A | #N/A | Sunday | 0 | 0 | #N/A | #N/A |  | #N/A | #N/A
4/7/2019 | 8:00 | #N/A | #N/A | Sunday | 0 | 0 | #N/A | #N/A |  | #N/A | #N/A
4/7/2019 | 9:00 | #N/A | #N/A | Sunday | 0 | 0 | #N/A | #N/A |  | #N/A | #N/A
4/7/2019 | 10:00 | #N/A | #N/A | Sunday | 0 | 0 | #N/A | #N/A |  | #N/A | #N/A
4/7/2019 | 11:00 | #N/A | #N/A | Sunday | 0 | 0 | #N/A | #N/A |  | #N/A | #N/A
4/7/2019 | 12:00 | #N/A | #N/A | Sunday | 0 | 0 | #N/A | #N/A |  | #N/A | #N/A
4/7/2019 | 13:00 | #N/A | #N/A | Sunday | 0 | 0 | #N/A | #N/A |  | #N/A | #N/A
4/7/2019 | 14:00 | #N/A | #N/A | Sunday | 0 | 0 | #N/A | #N/A |  | #N/A | #N/A
4/7/2019 | 15:00 | #N/A | #N/A | Sunday | 0 | 0 | #N/A | #N/A |  | #N/A | #N/A
4/7/2019 | 16:00 | #N/A | #N/A | Sunday | 0 | 0 | #N/A | #N/A |  | #N/A | #N/A
4/7/2019 | 17:00 | #N/A | #N/A | Sunday | 0 | 0 | #N/A | #N/A |  | #N/A | #N/A
4/7/2019 | 18:00 | #N/A | #N/A | Sunday | 0 | 0 | #N/A | #N/A |  | #N/A | #N/A
4/7/2019 | 19:00 | #N/A | #N/A | Sunday | 0 | 0 | #N/A | #N/A |  | #N/A | #N/A
4/7/2019 | 20:00 | #N/A | #N/A | Sunday | 0 | 0 | #N/A | #N/A |  | #N/A | #N/A
4/7/2019 | 21:00 | #N/A | #N/A | Sunday | 0 | 0 | #N/A | #N/A |  | #N/A | #N/A
4/7/2019 | 22:00 | #N/A | #N/A | Sunday | 0 | 0 | #N/A | #N/A |  | #N/A | #N/A
4/7/2019 | 23:00 | #N/A | #N/A | Sunday | 0 | 0 | #N/A | #N/A |  | #N/A | #N/A
4/7/2019 | 24:00 | #N/A | #N/A | Sunday | 0 | 0 | #N/A | #N/A |  | #N/A | #N/A
4/8/2019 | 1:00 | #N/A | #N/A | Monday | 0 | 0 | #N/A | #N/A |  | #N/A | #N/A
4/8/2019 | 2:00 | #N/A | #N/A | Monday | 0 | 0 | #N/A | #N/A |  | #N/A | #N/A
4/8/2019 | 3:00 | #N/A | #N/A | Monday | 0 | 0 | #N/A | #N/A |  | #N/A | #N/A
4/8/2019 | 4:00 | #N/A | #N/A | Monday | 0 | 0 | #N/A | #N/A |  | #N/A | #N/A
4/8/2019 | 5:00 | #N/A | #N/A | Monday | 0 | 0 | #N/A | #N/A |  | #N/A | #N/A
4/8/2019 | 6:00 | #N/A | #N/A | Monday | 0 | 0 | #N/A | #N/A |  | #N/A | #N/A
4/8/2019 | 7:00 | #N/A | #N/A | Monday | 0 | 0 | #N/A | #N/A |  | #N/A | #N/A
4/8/2019 | 8:00 | #N/A | #N/A | Monday | 0 | 0 | #N/A | #N/A |  | #N/A | #N/A
4/8/2019 | 9:00 | #N/A | #N/A | Monday | 0 | 0 | #N/A | #N/A |  | #N/A | #N/A
4/8/2019 | 10:00 | #N/A | #N/A | Monday | 0 | 0 | #N/A | #N/A |  | #N/A | #N/A
4/8/2019 | 11:00 | #N/A | #N/A | Monday | 0 | 0 | #N/A | #N/A |  | #N/A | #N/A
4/8/2019 | 12:00 | #N/A | #N/A | Monday | 0 | 0 | #N/A | #N/A |  | #N/A | #N/A
4/8/2019 | 13:00 | #N/A | #N/A | Monday | 0 | 0 | #N/A | #N/A |  | #N/A | #N/A
4/8/2019 | 14:00 | #N/A | #N/A | Monday | 0 | 0 | #N/A | #N/A |  | #N/A | #N/A
4/8/2019 | 15:00 | #N/A | #N/A | Monday | 0 | 0 | #N/A | #N/A |  | #N/A | #N/A
4/8/2019 | 16:00 | #N/A | #N/A | Monday | 0 | 0 | #N/A | #N/A |  | #N/A | #N/A
4/8/2019 | 17:00 | #N/A | #N/A | Monday | 0 | 0 | #N/A | #N/A |  | #N/A | #N/A
4/8/2019 | 18:00 | #N/A | #N/A | Monday | 0 | 0 | #N/A | #N/A |  | #N/A | #N/A
4/8/2019 | 19:00 | #N/A | #N/A | Monday | 0 | 0 | #N/A | #N/A |  | #N/A | #N/A
4/8/2019 | 20:00 | #N/A | #N/A | Monday | 0 | 0 | #N/A | #N/A |  | #N/A | #N/A
4/8/2019 | 21:00 | #N/A | #N/A | Monday | 0 | 0 | #N/A | #N/A |  | #N/A | #N/A
4/8/2019 | 22:00 | #N/A | #N/A | Monday | 0 | 0 | #N/A | #N/A |  | #N/A | #N/A
4/8/2019 | 23:00 | #N/A | #N/A | Monday | 0 | 0 | #N/A | #N/A |  | #N/A | #N/A
4/8/2019 | 24:00 | #N/A | #N/A | Monday | 0 | 0 | #N/A | #N/A |  | #N/A | #N/A
4/9/2019 | 1:00 | #N/A | #N/A | Tuesday | 0 | 0 | #N/A | #N/A |  | #N/A | #N/A
4/9/2019 | 2:00 | #N/A | #N/A | Tuesday | 0 | 0 | #N/A | #N/A |  | #N/A | #N/A
4/9/2019 | 3:00 | #N/A | #N/A | Tuesday | 0 | 0 | #N/A | #N/A |  | #N/A | #N/A
4/9/2019 | 4:00 | #N/A | #N/A | Tuesday | 0 | 0 | #N/A | #N/A |  | #N/A | #N/A
4/9/2019 | 5:00 | #N/A | #N/A | Tuesday | 0 | 0 | #N/A | #N/A |  | #N/A | #N/A
4/9/2019 | 6:00 | #N/A | #N/A | Tuesday | 0 | 0 | #N/A | #N/A |  | #N/A | #N/A
4/9/2019 | 7:00 | #N/A | #N/A | Tuesday | 0 | 0 | #N/A | #N/A |  | #N/A | #N/A
4/9/2019 | 8:00 | #N/A | #N/A | Tuesday | 0 | 0 | #N/A | #N/A |  | #N/A | #N/A
4/9/2019 | 9:00 | #N/A | #N/A | Tuesday | 0 | 0 | #N/A | #N/A |  | #N/A | #N/A
4/9/2019 | 10:00 | #N/A | #N/A | Tuesday | 0 | 0 | #N/A | #N/A |  | #N/A | #N/A
4/9/2019 | 11:00 | #N/A | #N/A | Tuesday | 0 | 0 | #N/A | #N/A |  | #N/A | #N/A
4/9/2019 | 12:00 | #N/A | #N/A | Tuesday | 0 | 0 | #N/A | #N/A |  | #N/A | #N/A
4/9/2019 | 13:00 | #N/A | #N/A | Tuesday | 0 | 0 | #N/A | #N/A |  | #N/A | #N/A
4/9/2019 | 14:00 | #N/A | #N/A | Tuesday | 0 | 0 | #N/A | #N/A |  | #N/A | #N/A
4/9/2019 | 15:00 | #N/A | #N/A | Tuesday | 0 | 0 | #N/A | #N/A |  | #N/A | #N/A
4/9/2019 | 16:00 | #N/A | #N/A | Tuesday | 0 | 0 | #N/A | #N/A |  | #N/A | #N/A
4/9/2019 | 17:00 | #N/A | #N/A | Tuesday | 0 | 0 | #N/A | #N/A |  | #N/A | #N/A
4/9/2019 | 18:00 | #N/A | #N/A | Tuesday | 0 | 0 | #N/A | #N/A |  | #N/A | #N/A
4/9/2019 | 19:00 | #N/A | #N/A | Tuesday | 0 | 0 | #N/A | #N/A |  | #N/A | #N/A
4/9/2019 | 20:00 | #N/A | #N/A | Tuesday | 0 | 0 | #N/A | #N/A |  | #N/A | #N/A
4/9/2019 | 21:00 | #N/A | #N/A | Tuesday | 0 | 0 | #N/A | #N/A |  | #N/A | #N/A
4/9/2019 | 22:00 | #N/A | #N/A | Tuesday | 0 | 0 | #N/A | #N/A |  | #N/A | #N/A
4/9/2019 | 23:00 | #N/A | #N/A | Tuesday | 0 | 0 | #N/A | #N/A |  | #N/A | #N/A
4/9/2019 | 24:00 | #N/A | #N/A | Tuesday | 0 | 0 | #N/A | #N/A |  | #N/A | #N/A
4/10/2019 | 1:00 | #N/A | #N/A | Wednesday | 0 | 0 | #N/A | #N/A |  | #N/A | #N/A
4/10/2019 | 2:00 | #N/A | #N/A | Wednesday | 0 | 0 | #N/A | #N/A |  | #N/A | #N/A
4/10/2019 | 3:00 | #N/A | #N/A | Wednesday | 0 | 0 | #N/A | #N/A |  | #N/A | #N/A
4/10/2019 | 4:00 | #N/A | #N/A | Wednesday | 0 | 0 | #N/A | #N/A |  | #N/A | #N/A
4/10/2019 | 5:00 | #N/A | #N/A | Wednesday | 0 | 0 | #N/A | #N/A |  | #N/A | #N/A
4/10/2019 | 6:00 | #N/A | #N/A | Wednesday | 0 | 0 | #N/A | #N/A |  | #N/A | #N/A
4/10/2019 | 7:00 | #N/A | #N/A | Wednesday | 0 | 0 | #N/A | #N/A |  | #N/A | #N/A
4/10/2019 | 8:00 | #N/A | #N/A | Wednesday | 0 | 0 | #N/A | #N/A |  | #N/A | #N/A
4/10/2019 | 9:00 | #N/A | #N/A | Wednesday | 0 | 0 | #N/A | #N/A |  | #N/A | #N/A
4/10/2019 | 10:00 | #N/A | #N/A | Wednesday | 0 | 0 | #N/A | #N/A |  | #N/A | #N/A
4/10/2019 | 11:00 | #N/A | #N/A | Wednesday | 0 | 0 | #N/A | #N/A |  | #N/A | #N/A
4/10/2019 | 12:00 | #N/A | #N/A | Wednesday | 0 | 0 | #N/A | #N/A |  | #N/A | #N/A
4/10/2019 | 13:00 | #N/A | #N/A | Wednesday | 0 | 0 | #N/A | #N/A |  | #N/A | #N/A
4/10/2019 | 14:00 | #N/A | #N/A | Wednesday | 0 | 0 | #N/A | #N/A |  | #N/A | #N/A
4/10/2019 | 15:00 | #N/A | #N/A | Wednesday | 0 | 0 | #N/A | #N/A |  | #N/A | #N/A
4/10/2019 | 16:00 | #N/A | #N/A | Wednesday | 0 | 0 | #N/A | #N/A |  | #N/A | #N/A
4/10/2019 | 17:00 | #N/A | #N/A | Wednesday | 0 | 0 | #N/A | #N/A |  | #N/A | #N/A
4/10/2019 | 18:00 | #N/A | #N/A | Wednesday | 0 | 0 | #N/A | #N/A |  | #N/A | #N/A
4/10/2019 | 19:00 | #N/A | #N/A | Wednesday | 0 | 0 | #N/A | #N/A |  | #N/A | #N/A
4/10/2019 | 20:00 | #N/A | #N/A | Wednesday | 0 | 0 | #N/A | #N/A |  | #N/A | #N/A
4/10/2019 | 21:00 | #N/A | #N/A | Wednesday | 0 | 0 | #N/A | #N/A |  | #N/A | #N/A
4/10/2019 | 22:00 | #N/A | #N/A | Wednesday | 0 | 0 | #N/A | #N/A |  | #N/A | #N/A
4/10/2019 | 23:00 | #N/A | #N/A | Wednesday | 0 | 0 | #N/A | #N/A |  | #N/A | #N/A
4/10/2019 | 24:00 | #N/A | #N/A | Wednesday | 0 | 0 | #N/A | #N/A |  | #N/A | #N/A
4/11/2019 | 1:00 | #N/A | #N/A | Thursday | 0 | 0 | #N/A | #N/A |  | #N/A | #N/A
4/11/2019 | 2:00 | #N/A | #N/A | Thursday | 0 | 0 | #N/A | #N/A |  | #N/A | #N/A
4/11/2019 | 3:00 | #N/A | #N/A | Thursday | 0 | 0 | #N/A | #N/A |  | #N/A | #N/A
4/11/2019 | 4:00 | #N/A | #N/A | Thursday | 0 | 0 | #N/A | #N/A |  | #N/A | #N/A
4/11/2019 | 5:00 | #N/A | #N/A | Thursday | 0 | 0 | #N/A | #N/A |  | #N/A | #N/A
4/11/2019 | 6:00 | #N/A | #N/A | Thursday | 0 | 0 | #N/A | #N/A |  | #N/A | #N/A
4/11/2019 | 7:00 | #N/A | #N/A | Thursday | 0 | 0 | #N/A | #N/A |  | #N/A | #N/A
4/11/2019 | 8:00 | #N/A | #N/A | Thursday | 0 | 0 | #N/A | #N/A |  | #N/A | #N/A
4/11/2019 | 9:00 | #N/A | #N/A | Thursday | 0 | 0 | #N/A | #N/A |  | #N/A | #N/A
4/11/2019 | 10:00 | #N/A | #N/A | Thursday | 0 | 0 | #N/A | #N/A |  | #N/A | #N/A
4/11/2019 | 11:00 | #N/A | #N/A | Thursday | 0 | 0 | #N/A | #N/A |  | #N/A | #N/A
4/11/2019 | 12:00 | #N/A | #N/A | Thursday | 0 | 0 | #N/A | #N/A |  | #N/A | #N/A
4/11/2019 | 13:00 | #N/A | #N/A | Thursday | 0 | 0 | #N/A | #N/A |  | #N/A | #N/A
4/11/2019 | 14:00 | #N/A | #N/A | Thursday | 0 | 0 | #N/A | #N/A |  | #N/A | #N/A
4/11/2019 | 15:00 | #N/A | #N/A | Thursday | 0 | 0 | #N/A | #N/A |  | #N/A | #N/A
4/11/2019 | 16:00 | #N/A | #N/A | Thursday | 0 | 0 | #N/A | #N/A |  | #N/A | #N/A
4/11/2019 | 17:00 | #N/A | #N/A | Thursday | 0 | 0 | #N/A | #N/A |  | #N/A | #N/A
4/11/2019 | 18:00 | #N/A | #N/A | Thursday | 0 | 0 | #N/A | #N/A |  | #N/A | #N/A
4/11/2019 | 19:00 | #N/A | #N/A | Thursday | 0 | 0 | #N/A | #N/A |  | #N/A | #N/A
4/11/2019 | 20:00 | #N/A | #N/A | Thursday | 0 | 0 | #N/A | #N/A |  | #N/A | #N/A
4/11/2019 | 21:00 | #N/A | #N/A | Thursday | 0 | 0 | #N/A | #N/A |  | #N/A | #N/A
4/11/2019 | 22:00 | #N/A | #N/A | Thursday | 0 | 0 | #N/A | #N/A |  | #N/A | #N/A
4/11/2019 | 23:00 | #N/A | #N/A | Thursday | 0 | 0 | #N/A | #N/A |  | #N/A | #N/A
4/11/2019 | 24:00 | #N/A | #N/A | Thursday | 0 | 0 | #N/A | #N/A |  | #N/A | #N/A
4/12/2019 | 1:00 | #N/A | #N/A | Friday | 0 | 0 | #N/A | #N/A |  | #N/A | #N/A
4/12/2019 | 2:00 | #N/A | #N/A | Friday | 0 | 0 | #N/A | #N/A |  | #N/A | #N/A
4/12/2019 | 3:00 | #N/A | #N/A | Friday | 0 | 0 | #N/A | #N/A |  | #N/A | #N/A
4/12/2019 | 4:00 | #N/A | #N/A | Friday | 0 | 0 | #N/A | #N/A |  | #N/A | #N/A
4/12/2019 | 5:00 | #N/A | #N/A | Friday | 0 | 0 | #N/A | #N/A |  | #N/A | #N/A
4/12/2019 | 6:00 | #N/A | #N/A | Friday | 0 | 0 | #N/A | #N/A |  | #N/A | #N/A
4/12/2019 | 7:00 | #N/A | #N/A | Friday | 0 | 0 | #N/A | #N/A |  | #N/A | #N/A
4/12/2019 | 8:00 | #N/A | #N/A | Friday | 0 | 0 | #N/A | #N/A |  | #N/A | #N/A
4/12/2019 | 9:00 | #N/A | #N/A | Friday | 0 | 0 | #N/A | #N/A |  | #N/A | #N/A
4/12/2019 | 10:00 | #N/A | #N/A | Friday | 0 | 0 | #N/A | #N/A |  | #N/A | #N/A
4/12/2019 | 11:00 | #N/A | #N/A | Friday | 0 | 0 | #N/A | #N/A |  | #N/A | #N/A
4/12/2019 | 12:00 | #N/A | #N/A | Friday | 0 | 0 | #N/A | #N/A |  | #N/A | #N/A
4/12/2019 | 13:00 | #N/A | #N/A | Friday | 0 | 0 | #N/A | #N/A |  | #N/A | #N/A
4/12/2019 | 14:00 | #N/A | #N/A | Friday | 0 | 0 | #N/A | #N/A |  | #N/A | #N/A
4/12/2019 | 15:00 | #N/A | #N/A | Friday | 0 | 0 | #N/A | #N/A |  | #N/A | #N/A
4/12/2019 | 16:00 | #N/A | #N/A | Friday | 0 | 0 | #N/A | #N/A |  | #N/A | #N/A
4/12/2019 | 17:00 | #N/A | #N/A | Friday | 0 | 0 | #N/A | #N/A |  | #N/A | #N/A
4/12/2019 | 18:00 | #N/A | #N/A | Friday | 0 | 0 | #N/A | #N/A |  | #N/A | #N/A
4/12/2019 | 19:00 | #N/A | #N/A | Friday | 0 | 0 | #N/A | #N/A |  | #N/A | #N/A
4/12/2019 | 20:00 | #N/A | #N/A | Friday | 0 | 0 | #N/A | #N/A |  | #N/A | #N/A
4/12/2019 | 21:00 | #N/A | #N/A | Friday | 0 | 0 | #N/A | #N/A |  | #N/A | #N/A
4/12/2019 | 22:00 | #N/A | #N/A | Friday | 0 | 0 | #N/A | #N/A |  | #N/A | #N/A
4/12/2019 | 23:00 | #N/A | #N/A | Friday | 0 | 0 | #N/A | #N/A |  | #N/A | #N/A
4/12/2019 | 24:00 | #N/A | #N/A | Friday | 0 | 0 | #N/A | #N/A |  | #N/A | #N/A
4/13/2019 | 1:00 | #N/A | #N/A | Saturday | 0 | 0 | #N/A | #N/A |  | #N/A | #N/A
4/13/2019 | 2:00 | #N/A | #N/A | Saturday | 0 | 0 | #N/A | #N/A |  | #N/A | #N/A
4/13/2019 | 3:00 | #N/A | #N/A | Saturday | 0 | 0 | #N/A | #N/A |  | #N/A | #N/A
4/13/2019 | 4:00 | #N/A | #N/A | Saturday | 0 | 0 | #N/A | #N/A |  | #N/A | #N/A
4/13/2019 | 5:00 | #N/A | #N/A | Saturday | 0 | 0 | #N/A | #N/A |  | #N/A | #N/A
4/13/2019 | 6:00 | #N/A | #N/A | Saturday | 0 | 0 | #N/A | #N/A |  | #N/A | #N/A
4/13/2019 | 7:00 | #N/A | #N/A | Saturday | 0 | 0 | #N/A | #N/A |  | #N/A | #N/A
4/13/2019 | 8:00 | #N/A | #N/A | Saturday | 0 | 0 | #N/A | #N/A |  | #N/A | #N/A
4/13/2019 | 9:00 | #N/A | #N/A | Saturday | 0 | 0 | #N/A | #N/A |  | #N/A | #N/A
4/13/2019 | 10:00 | #N/A | #N/A | Saturday | 0 | 0 | #N/A | #N/A |  | #N/A | #N/A
4/13/2019 | 11:00 | #N/A | #N/A | Saturday | 0 | 0 | #N/A | #N/A |  | #N/A | #N/A
4/13/2019 | 12:00 | #N/A | #N/A | Saturday | 0 | 0 | #N/A | #N/A |  | #N/A | #N/A
4/13/2019 | 13:00 | #N/A | #N/A | Saturday | 0 | 0 | #N/A | #N/A |  | #N/A | #N/A
4/13/2019 | 14:00 | #N/A | #N/A | Saturday | 0 | 0 | #N/A | #N/A |  | #N/A | #N/A
4/13/2019 | 15:00 | #N/A | #N/A | Saturday | 0 | 0 | #N/A | #N/A |  | #N/A | #N/A
4/13/2019 | 16:00 | #N/A | #N/A | Saturday | 0 | 0 | #N/A | #N/A |  | #N/A | #N/A
4/13/2019 | 17:00 | #N/A | #N/A | Saturday | 0 | 0 | #N/A | #N/A |  | #N/A | #N/A
4/13/2019 | 18:00 | #N/A | #N/A | Saturday | 0 | 0 | #N/A | #N/A |  | #N/A | #N/A
4/13/2019 | 19:00 | #N/A | #N/A | Saturday | 0 | 0 | #N/A | #N/A |  | #N/A | #N/A
4/13/2019 | 20:00 | #N/A | #N/A | Saturday | 0 | 0 | #N/A | #N/A |  | #N/A | #N/A
4/13/2019 | 21:00 | #N/A | #N/A | Saturday | 0 | 0 | #N/A | #N/A |  | #N/A | #N/A
4/13/2019 | 22:00 | #N/A | #N/A | Saturday | 0 | 0 | #N/A | #N/A |  | #N/A | #N/A
4/13/2019 | 23:00 | #N/A | #N/A | Saturday | 0 | 0 | #N/A | #N/A |  | #N/A | #N/A
4/13/2019 | 24:00 | #N/A | #N/A | Saturday | 0 | 0 | #N/A | #N/A |  | #N/A | #N/A
4/14/2019 | 1:00 | #N/A | #N/A | Sunday | 0 | 0 | #N/A | #N/A |  | #N/A | #N/A
4/14/2019 | 2:00 | #N/A | #N/A | Sunday | 0 | 0 | #N/A | #N/A |  | #N/A | #N/A
4/14/2019 | 3:00 | #N/A | #N/A | Sunday | 0 | 0 | #N/A | #N/A |  | #N/A | #N/A
4/14/2019 | 4:00 | #N/A | #N/A | Sunday | 0 | 0 | #N/A | #N/A |  | #N/A | #N/A
4/14/2019 | 5:00 | #N/A | #N/A | Sunday | 0 | 0 | #N/A | #N/A |  | #N/A | #N/A
4/14/2019 | 6:00 | #N/A | #N/A | Sunday | 0 | 0 | #N/A | #N/A |  | #N/A | #N/A
4/14/2019 | 7:00 | #N/A | #N/A | Sunday | 0 | 0 | #N/A | #N/A |  | #N/A | #N/A
4/14/2019 | 8:00 | #N/A | #N/A | Sunday | 0 | 0 | #N/A | #N/A |  | #N/A | #N/A
4/14/2019 | 9:00 | #N/A | #N/A | Sunday | 0 | 0 | #N/A | #N/A |  | #N/A | #N/A
4/14/2019 | 10:00 | #N/A | #N/A | Sunday | 0 | 0 | #N/A | #N/A |  | #N/A | #N/A
4/14/2019 | 11:00 | #N/A | #N/A | Sunday | 0 | 0 | #N/A | #N/A |  | #N/A | #N/A
4/14/2019 | 12:00 | #N/A | #N/A | Sunday | 0 | 0 | #N/A | #N/A |  | #N/A | #N/A
4/14/2019 | 13:00 | #N/A | #N/A | Sunday | 0 | 0 | #N/A | #N/A |  | #N/A | #N/A
4/14/2019 | 14:00 | #N/A | #N/A | Sunday | 0 | 0 | #N/A | #N/A |  | #N/A | #N/A
4/14/2019 | 15:00 | #N/A | #N/A | Sunday | 0 | 0 | #N/A | #N/A |  | #N/A | #N/A
4/14/2019 | 16:00 | #N/A | #N/A | Sunday | 0 | 0 | #N/A | #N/A |  | #N/A | #N/A
4/14/2019 | 17:00 | #N/A | #N/A | Sunday | 0 | 0 | #N/A | #N/A |  | #N/A | #N/A
4/14/2019 | 18:00 | #N/A | #N/A | Sunday | 0 | 0 | #N/A | #N/A |  | #N/A | #N/A
4/14/2019 | 19:00 | #N/A | #N/A | Sunday | 0 | 0 | #N/A | #N/A |  | #N/A | #N/A
4/14/2019 | 20:00 | #N/A | #N/A | Sunday | 0 | 0 | #N/A | #N/A |  | #N/A | #N/A
4/14/2019 | 21:00 | #N/A | #N/A | Sunday | 0 | 0 | #N/A | #N/A |  | #N/A | #N/A
4/14/2019 | 22:00 | #N/A | #N/A | Sunday | 0 | 0 | #N/A | #N/A |  | #N/A | #N/A
4/14/2019 | 23:00 | #N/A | #N/A | Sunday | 0 | 0 | #N/A | #N/A |  | #N/A | #N/A
4/14/2019 | 24:00 | #N/A | #N/A | Sunday | 0 | 0 | #N/A | #N/A |  | #N/A | #N/A
4/15/2019 | 1:00 | #N/A | #N/A | Monday | 0 | 0 | #N/A | #N/A |  | #N/A | #N/A
4/15/2019 | 2:00 | #N/A | #N/A | Monday | 0 | 0 | #N/A | #N/A |  | #N/A | #N/A
4/15/2019 | 3:00 | #N/A | #N/A | Monday | 0 | 0 | #N/A | #N/A |  | #N/A | #N/A
4/15/2019 | 4:00 | #N/A | #N/A | Monday | 0 | 0 | #N/A | #N/A |  | #N/A | #N/A
4/15/2019 | 5:00 | #N/A | #N/A | Monday | 0 | 0 | #N/A | #N/A |  | #N/A | #N/A
4/15/2019 | 6:00 | #N/A | #N/A | Monday | 0 | 0 | #N/A | #N/A |  | #N/A | #N/A
4/15/2019 | 7:00 | #N/A | #N/A | Monday | 0 | 0 | #N/A | #N/A |  | #N/A | #N/A
4/15/2019 | 8:00 | #N/A | #N/A | Monday | 0 | 0 | #N/A | #N/A |  | #N/A | #N/A
4/15/2019 | 9:00 | #N/A | #N/A | Monday | 0 | 0 | #N/A | #N/A |  | #N/A | #N/A
4/15/2019 | 10:00 | #N/A | #N/A | Monday | 0 | 0 | #N/A | #N/A |  | #N/A | #N/A
4/15/2019 | 11:00 | #N/A | #N/A | Monday | 0 | 0 | #N/A | #N/A |  | #N/A | #N/A
4/15/2019 | 12:00 | #N/A | #N/A | Monday | 0 | 0 | #N/A | #N/A |  | #N/A | #N/A
4/15/2019 | 13:00 | #N/A | #N/A | Monday | 0 | 0 | #N/A | #N/A |  | #N/A | #N/A
4/15/2019 | 14:00 | #N/A | #N/A | Monday | 0 | 0 | #N/A | #N/A |  | #N/A | #N/A
4/15/2019 | 15:00 | #N/A | #N/A | Monday | 0 | 0 | #N/A | #N/A |  | #N/A | #N/A
4/15/2019 | 16:00 | #N/A | #N/A | Monday | 0 | 0 | #N/A | #N/A |  | #N/A | #N/A
4/15/2019 | 17:00 | #N/A | #N/A | Monday | 0 | 0 | #N/A | #N/A |  | #N/A | #N/A
4/15/2019 | 18:00 | #N/A | #N/A | Monday | 0 | 0 | #N/A | #N/A |  | #N/A | #N/A
4/15/2019 | 19:00 | #N/A | #N/A | Monday | 0 | 0 | #N/A | #N/A |  | #N/A | #N/A
4/15/2019 | 20:00 | #N/A | #N/A | Monday | 0 | 0 | #N/A | #N/A |  | #N/A | #N/A
4/15/2019 | 21:00 | #N/A | #N/A | Monday | 0 | 0 | #N/A | #N/A |  | #N/A | #N/A
4/15/2019 | 22:00 | #N/A | #N/A | Monday | 0 | 0 | #N/A | #N/A |  | #N/A | #N/A
4/15/2019 | 23:00 | #N/A | #N/A | Monday | 0 | 0 | #N/A | #N/A |  | #N/A | #N/A
4/15/2019 | 24:00 | #N/A | #N/A | Monday | 0 | 0 | #N/A | #N/A |  | #N/A | #N/A
4/16/2019 | 1:00 | #N/A | #N/A | Tuesday | 0 | 0 | #N/A | #N/A |  | #N/A | #N/A
4/16/2019 | 2:00 | #N/A | #N/A | Tuesday | 0 | 0 | #N/A | #N/A |  | #N/A | #N/A
4/16/2019 | 3:00 | #N/A | #N/A | Tuesday | 0 | 0 | #N/A | #N/A |  | #N/A | #N/A
4/16/2019 | 4:00 | #N/A | #N/A | Tuesday | 0 | 0 | #N/A | #N/A |  | #N/A | #N/A
4/16/2019 | 5:00 | #N/A | #N/A | Tuesday | 0 | 0 | #N/A | #N/A |  | #N/A | #N/A
4/16/2019 | 6:00 | #N/A | #N/A | Tuesday | 0 | 0 | #N/A | #N/A |  | #N/A | #N/A
4/16/2019 | 7:00 | #N/A | #N/A | Tuesday | 0 | 0 | #N/A | #N/A |  | #N/A | #N/A
4/16/2019 | 8:00 | #N/A | #N/A | Tuesday | 0 | 0 | #N/A | #N/A |  | #N/A | #N/A
4/16/2019 | 9:00 | #N/A | #N/A | Tuesday | 0 | 0 | #N/A | #N/A |  | #N/A | #N/A
4/16/2019 | 10:00 | #N/A | #N/A | Tuesday | 0 | 0 | #N/A | #N/A |  | #N/A | #N/A
4/16/2019 | 11:00 | #N/A | #N/A | Tuesday | 0 | 0 | #N/A | #N/A |  | #N/A | #N/A
4/16/2019 | 12:00 | #N/A | #N/A | Tuesday | 0 | 0 | #N/A | #N/A |  | #N/A | #N/A
4/16/2019 | 13:00 | #N/A | #N/A | Tuesday | 0 | 0 | #N/A | #N/A |  | #N/A | #N/A
4/16/2019 | 14:00 | #N/A | #N/A | Tuesday | 0 | 0 | #N/A | #N/A |  | #N/A | #N/A
4/16/2019 | 15:00 | #N/A | #N/A | Tuesday | 0 | 0 | #N/A | #N/A |  | #N/A | #N/A
4/16/2019 | 16:00 | #N/A | #N/A | Tuesday | 0 | 0 | #N/A | #N/A |  | #N/A | #N/A
4/16/2019 | 17:00 | #N/A | #N/A | Tuesday | 0 | 0 | #N/A | #N/A |  | #N/A | #N/A
4/16/2019 | 18:00 | #N/A | #N/A | Tuesday | 0 | 0 | #N/A | #N/A |  | #N/A | #N/A
4/16/2019 | 19:00 | #N/A | #N/A | Tuesday | 0 | 0 | #N/A | #N/A |  | #N/A | #N/A
4/16/2019 | 20:00 | #N/A | #N/A | Tuesday | 0 | 0 | #N/A | #N/A |  | #N/A | #N/A
4/16/2019 | 21:00 | #N/A | #N/A | Tuesday | 0 | 0 | #N/A | #N/A |  | #N/A | #N/A
4/16/2019 | 22:00 | #N/A | #N/A | Tuesday | 0 | 0 | #N/A | #N/A |  | #N/A | #N/A
4/16/2019 | 23:00 | #N/A | #N/A | Tuesday | 0 | 0 | #N/A | #N/A |  | #N/A | #N/A
4/16/2019 | 24:00 | #N/A | #N/A | Tuesday | 0 | 0 | #N/A | #N/A |  | #N/A | #N/A
4/17/2019 | 1:00 | #N/A | #N/A | Wednesday | 0 | 0 | #N/A | #N/A |  | #N/A | #N/A
4/17/2019 | 2:00 | #N/A | #N/A | Wednesday | 0 | 0 | #N/A | #N/A |  | #N/A | #N/A
4/17/2019 | 3:00 | #N/A | #N/A | Wednesday | 0 | 0 | #N/A | #N/A |  | #N/A | #N/A
4/17/2019 | 4:00 | #N/A | #N/A | Wednesday | 0 | 0 | #N/A | #N/A |  | #N/A | #N/A
4/17/2019 | 5:00 | #N/A | #N/A | Wednesday | 0 | 0 | #N/A | #N/A |  | #N/A | #N/A
4/17/2019 | 6:00 | #N/A | #N/A | Wednesday | 0 | 0 | #N/A | #N/A |  | #N/A | #N/A
4/17/2019 | 7:00 | #N/A | #N/A | Wednesday | 0 | 0 | #N/A | #N/A |  | #N/A | #N/A
4/17/2019 | 8:00 | #N/A | #N/A | Wednesday | 0 | 0 | #N/A | #N/A |  | #N/A | #N/A
4/17/2019 | 9:00 | #N/A | #N/A | Wednesday | 0 | 0 | #N/A | #N/A |  | #N/A | #N/A
4/17/2019 | 10:00 | #N/A | #N/A | Wednesday | 0 | 0 | #N/A | #N/A |  | #N/A | #N/A
4/17/2019 | 11:00 | #N/A | #N/A | Wednesday | 0 | 0 | #N/A | #N/A |  | #N/A | #N/A
4/17/2019 | 12:00 | #N/A | #N/A | Wednesday | 0 | 0 | #N/A | #N/A |  | #N/A | #N/A
4/17/2019 | 13:00 | #N/A | #N/A | Wednesday | 0 | 0 | #N/A | #N/A |  | #N/A | #N/A
4/17/2019 | 14:00 | #N/A | #N/A | Wednesday | 0 | 0 | #N/A | #N/A |  | #N/A | #N/A
4/17/2019 | 15:00 | #N/A | #N/A | Wednesday | 0 | 0 | #N/A | #N/A |  | #N/A | #N/A
4/17/2019 | 16:00 | #N/A | #N/A | Wednesday | 0 | 0 | #N/A | #N/A |  | #N/A | #N/A
4/17/2019 | 17:00 | #N/A | #N/A | Wednesday | 0 | 0 | #N/A | #N/A |  | #N/A | #N/A
4/17/2019 | 18:00 | #N/A | #N/A | Wednesday | 0 | 0 | #N/A | #N/A |  | #N/A | #N/A
4/17/2019 | 19:00 | #N/A | #N/A | Wednesday | 0 | 0 | #N/A | #N/A |  | #N/A | #N/A
4/17/2019 | 20:00 | #N/A | #N/A | Wednesday | 0 | 0 | #N/A | #N/A |  | #N/A | #N/A
4/17/2019 | 21:00 | #N/A | #N/A | Wednesday | 0 | 0 | #N/A | #N/A |  | #N/A | #N/A
4/17/2019 | 22:00 | #N/A | #N/A | Wednesday | 0 | 0 | #N/A | #N/A |  | #N/A | #N/A
4/17/2019 | 23:00 | #N/A | #N/A | Wednesday | 0 | 0 | #N/A | #N/A |  | #N/A | #N/A
4/17/2019 | 24:00 | #N/A | #N/A | Wednesday | 0 | 0 | #N/A | #N/A |  | #N/A | #N/A
4/18/2019 | 1:00 | #N/A | #N/A | Thursday | 0 | 0 | #N/A | #N/A |  | #N/A | #N/A
4/18/2019 | 2:00 | #N/A | #N/A | Thursday | 0 | 0 | #N/A | #N/A |  | #N/A | #N/A
4/18/2019 | 3:00 | #N/A | #N/A | Thursday | 0 | 0 | #N/A | #N/A |  | #N/A | #N/A
4/18/2019 | 4:00 | #N/A | #N/A | Thursday | 0 | 0 | #N/A | #N/A |  | #N/A | #N/A
4/18/2019 | 5:00 | #N/A | #N/A | Thursday | 0 | 0 | #N/A | #N/A |  | #N/A | #N/A
4/18/2019 | 6:00 | #N/A | #N/A | Thursday | 0 | 0 | #N/A | #N/A |  | #N/A | #N/A
4/18/2019 | 7:00 | #N/A | #N/A | Thursday | 0 | 0 | #N/A | #N/A |  | #N/A | #N/A
4/18/2019 | 8:00 | #N/A | #N/A | Thursday | 0 | 0 | #N/A | #N/A |  | #N/A | #N/A
4/18/2019 | 9:00 | #N/A | #N/A | Thursday | 0 | 0 | #N/A | #N/A |  | #N/A | #N/A
4/18/2019 | 10:00 | #N/A | #N/A | Thursday | 0 | 0 | #N/A | #N/A |  | #N/A | #N/A
4/18/2019 | 11:00 | #N/A | #N/A | Thursday | 0 | 0 | #N/A | #N/A |  | #N/A | #N/A
4/18/2019 | 12:00 | #N/A | #N/A | Thursday | 0 | 0 | #N/A | #N/A |  | #N/A | #N/A
4/18/2019 | 13:00 | #N/A | #N/A | Thursday | 0 | 0 | #N/A | #N/A |  | #N/A | #N/A
4/18/2019 | 14:00 | #N/A | #N/A | Thursday | 0 | 0 | #N/A | #N/A |  | #N/A | #N/A
4/18/2019 | 15:00 | #N/A | #N/A | Thursday | 0 | 0 | #N/A | #N/A |  | #N/A | #N/A
4/18/2019 | 16:00 | #N/A | #N/A | Thursday | 0 | 0 | #N/A | #N/A |  | #N/A | #N/A
4/18/2019 | 17:00 | #N/A | #N/A | Thursday | 0 | 0 | #N/A | #N/A |  | #N/A | #N/A
4/18/2019 | 18:00 | #N/A | #N/A | Thursday | 0 | 0 | #N/A | #N/A |  | #N/A | #N/A
4/18/2019 | 19:00 | #N/A | #N/A | Thursday | 0 | 0 | #N/A | #N/A |  | #N/A | #N/A
4/18/2019 | 20:00 | #N/A | #N/A | Thursday | 0 | 0 | #N/A | #N/A |  | #N/A | #N/A
4/18/2019 | 21:00 | #N/A | #N/A | Thursday | 0 | 0 | #N/A | #N/A |  | #N/A | #N/A
4/18/2019 | 22:00 | #N/A | #N/A | Thursday | 0 | 0 | #N/A | #N/A |  | #N/A | #N/A
4/18/2019 | 23:00 | #N/A | #N/A | Thursday | 0 | 0 | #N/A | #N/A |  | #N/A | #N/A
4/18/2019 | 24:00 | #N/A | #N/A | Thursday | 0 | 0 | #N/A | #N/A |  | #N/A | #N/A
4/19/2019 | 1:00 | #N/A | #N/A | Friday | 0 | 0 | #N/A | #N/A |  | #N/A | #N/A
4/19/2019 | 2:00 | #N/A | #N/A | Friday | 0 | 0 | #N/A | #N/A |  | #N/A | #N/A
4/19/2019 | 3:00 | #N/A | #N/A | Friday | 0 | 0 | #N/A | #N/A |  | #N/A | #N/A
4/19/2019 | 4:00 | #N/A | #N/A | Friday | 0 | 0 | #N/A | #N/A |  | #N/A | #N/A
4/19/2019 | 5:00 | #N/A | #N/A | Friday | 0 | 0 | #N/A | #N/A |  | #N/A | #N/A
4/19/2019 | 6:00 | #N/A | #N/A | Friday | 0 | 0 | #N/A | #N/A |  | #N/A | #N/A
4/19/2019 | 7:00 | #N/A | #N/A | Friday | 0 | 0 | #N/A | #N/A |  | #N/A | #N/A
4/19/2019 | 8:00 | #N/A | #N/A | Friday | 0 | 0 | #N/A | #N/A |  | #N/A | #N/A
4/19/2019 | 9:00 | #N/A | #N/A | Friday | 0 | 0 | #N/A | #N/A |  | #N/A | #N/A
4/19/2019 | 10:00 | #N/A | #N/A | Friday | 0 | 0 | #N/A | #N/A |  | #N/A | #N/A
4/19/2019 | 11:00 | #N/A | #N/A | Friday | 0 | 0 | #N/A | #N/A |  | #N/A | #N/A
4/19/2019 | 12:00 | #N/A | #N/A | Friday | 0 | 0 | #N/A | #N/A |  | #N/A | #N/A
4/19/2019 | 13:00 | #N/A | #N/A | Friday | 0 | 0 | #N/A | #N/A |  | #N/A | #N/A
4/19/2019 | 14:00 | #N/A | #N/A | Friday | 0 | 0 | #N/A | #N/A |  | #N/A | #N/A
4/19/2019 | 15:00 | #N/A | #N/A | Friday | 0 | 0 | #N/A | #N/A |  | #N/A | #N/A
4/19/2019 | 16:00 | #N/A | #N/A | Friday | 0 | 0 | #N/A | #N/A |  | #N/A | #N/A
4/19/2019 | 17:00 | #N/A | #N/A | Friday | 0 | 0 | #N/A | #N/A |  | #N/A | #N/A
4/19/2019 | 18:00 | #N/A | #N/A | Friday | 0 | 0 | #N/A | #N/A |  | #N/A | #N/A
4/19/2019 | 19:00 | #N/A | #N/A | Friday | 0 | 0 | #N/A | #N/A |  | #N/A | #N/A
4/19/2019 | 20:00 | #N/A | #N/A | Friday | 0 | 0 | #N/A | #N/A |  | #N/A | #N/A
4/19/2019 | 21:00 | #N/A | #N/A | Friday | 0 | 0 | #N/A | #N/A |  | #N/A | #N/A
4/19/2019 | 22:00 | #N/A | #N/A | Friday | 0 | 0 | #N/A | #N/A |  | #N/A | #N/A
4/19/2019 | 23:00 | #N/A | #N/A | Friday | 0 | 0 | #N/A | #N/A |  | #N/A | #N/A
4/19/2019 | 24:00 | #N/A | #N/A | Friday | 0 | 0 | #N/A | #N/A |  | #N/A | #N/A
4/20/2019 | 1:00 | #N/A | #N/A | Saturday | 0 | 0 | #N/A | #N/A |  | #N/A | #N/A
4/20/2019 | 2:00 | #N/A | #N/A | Saturday | 0 | 0 | #N/A | #N/A |  | #N/A | #N/A
4/20/2019 | 3:00 | #N/A | #N/A | Saturday | 0 | 0 | #N/A | #N/A |  | #N/A | #N/A
4/20/2019 | 4:00 | #N/A | #N/A | Saturday | 0 | 0 | #N/A | #N/A |  | #N/A | #N/A
4/20/2019 | 5:00 | #N/A | #N/A | Saturday | 0 | 0 | #N/A | #N/A |  | #N/A | #N/A
4/20/2019 | 6:00 | #N/A | #N/A | Saturday | 0 | 0 | #N/A | #N/A |  | #N/A | #N/A
4/20/2019 | 7:00 | #N/A | #N/A | Saturday | 0 | 0 | #N/A | #N/A |  | #N/A | #N/A
4/20/2019 | 8:00 | #N/A | #N/A | Saturday | 0 | 0 | #N/A | #N/A |  | #N/A | #N/A
4/20/2019 | 9:00 | #N/A | #N/A | Saturday | 0 | 0 | #N/A | #N/A |  | #N/A | #N/A
4/20/2019 | 10:00 | #N/A | #N/A | Saturday | 0 | 0 | #N/A | #N/A |  | #N/A | #N/A
4/20/2019 | 11:00 | #N/A | #N/A | Saturday | 0 | 0 | #N/A | #N/A |  | #N/A | #N/A
4/20/2019 | 12:00 | #N/A | #N/A | Saturday | 0 | 0 | #N/A | #N/A |  | #N/A | #N/A
4/20/2019 | 13:00 | #N/A | #N/A | Saturday | 0 | 0 | #N/A | #N/A |  | #N/A | #N/A
4/20/2019 | 14:00 | #N/A | #N/A | Saturday | 0 | 0 | #N/A | #N/A |  | #N/A | #N/A
4/20/2019 | 15:00 | #N/A | #N/A | Saturday | 0 | 0 | #N/A | #N/A |  | #N/A | #N/A
4/20/2019 | 16:00 | #N/A | #N/A | Saturday | 0 | 0 | #N/A | #N/A |  | #N/A | #N/A
4/20/2019 | 17:00 | #N/A | #N/A | Saturday | 0 | 0 | #N/A | #N/A |  | #N/A | #N/A
4/20/2019 | 18:00 | #N/A | #N/A | Saturday | 0 | 0 | #N/A | #N/A |  | #N/A | #N/A
4/20/2019 | 19:00 | #N/A | #N/A | Saturday | 0 | 0 | #N/A | #N/A |  | #N/A | #N/A
4/20/2019 | 20:00 | #N/A | #N/A | Saturday | 0 | 0 | #N/A | #N/A |  | #N/A | #N/A
4/20/2019 | 21:00 | #N/A | #N/A | Saturday | 0 | 0 | #N/A | #N/A |  | #N/A | #N/A
4/20/2019 | 22:00 | #N/A | #N/A | Saturday | 0 | 0 | #N/A | #N/A |  | #N/A | #N/A
4/20/2019 | 23:00 | #N/A | #N/A | Saturday | 0 | 0 | #N/A | #N/A |  | #N/A | #N/A
4/20/2019 | 24:00 | #N/A | #N/A | Saturday | 0 | 0 | #N/A | #N/A |  | #N/A | #N/A
4/21/2019 | 1:00 | #N/A | #N/A | Sunday | 0 | 0 | #N/A | #N/A |  | #N/A | #N/A
4/21/2019 | 2:00 | #N/A | #N/A | Sunday | 0 | 0 | #N/A | #N/A |  | #N/A | #N/A
4/21/2019 | 3:00 | #N/A | #N/A | Sunday | 0 | 0 | #N/A | #N/A |  | #N/A | #N/A
4/21/2019 | 4:00 | #N/A | #N/A | Sunday | 0 | 0 | #N/A | #N/A |  | #N/A | #N/A
4/21/2019 | 5:00 | #N/A | #N/A | Sunday | 0 | 0 | #N/A | #N/A |  | #N/A | #N/A
4/21/2019 | 6:00 | #N/A | #N/A | Sunday | 0 | 0 | #N/A | #N/A |  | #N/A | #N/A
4/21/2019 | 7:00 | #N/A | #N/A | Sunday | 0 | 0 | #N/A | #N/A |  | #N/A | #N/A
4/21/2019 | 8:00 | #N/A | #N/A | Sunday | 0 | 0 | #N/A | #N/A |  | #N/A | #N/A
4/21/2019 | 9:00 | #N/A | #N/A | Sunday | 0 | 0 | #N/A | #N/A |  | #N/A | #N/A
4/21/2019 | 10:00 | #N/A | #N/A | Sunday | 0 | 0 | #N/A | #N/A |  | #N/A | #N/A
4/21/2019 | 11:00 | #N/A | #N/A | Sunday | 0 | 0 | #N/A | #N/A |  | #N/A | #N/A
4/21/2019 | 12:00 | #N/A | #N/A | Sunday | 0 | 0 | #N/A | #N/A |  | #N/A | #N/A
4/21/2019 | 13:00 | #N/A | #N/A | Sunday | 0 | 0 | #N/A | #N/A |  | #N/A | #N/A
4/21/2019 | 14:00 | #N/A | #N/A | Sunday | 0 | 0 | #N/A | #N/A |  | #N/A | #N/A
4/21/2019 | 15:00 | #N/A | #N/A | Sunday | 0 | 0 | #N/A | #N/A |  | #N/A | #N/A
4/21/2019 | 16:00 | #N/A | #N/A | Sunday | 0 | 0 | #N/A | #N/A |  | #N/A | #N/A
4/21/2019 | 17:00 | #N/A | #N/A | Sunday | 0 | 0 | #N/A | #N/A |  | #N/A | #N/A
4/21/2019 | 18:00 | #N/A | #N/A | Sunday | 0 | 0 | #N/A | #N/A |  | #N/A | #N/A
4/21/2019 | 19:00 | #N/A | #N/A | Sunday | 0 | 0 | #N/A | #N/A |  | #N/A | #N/A
4/21/2019 | 20:00 | #N/A | #N/A | Sunday | 0 | 0 | #N/A | #N/A |  | #N/A | #N/A
4/21/2019 | 21:00 | #N/A | #N/A | Sunday | 0 | 0 | #N/A | #N/A |  | #N/A | #N/A
4/21/2019 | 22:00 | #N/A | #N/A | Sunday | 0 | 0 | #N/A | #N/A |  | #N/A | #N/A
4/21/2019 | 23:00 | #N/A | #N/A | Sunday | 0 | 0 | #N/A | #N/A |  | #N/A | #N/A
4/21/2019 | 24:00 | #N/A | #N/A | Sunday | 0 | 0 | #N/A | #N/A |  | #N/A | #N/A
4/22/2019 | 1:00 | #N/A | #N/A | Monday | 0 | 0 | #N/A | #N/A |  | #N/A | #N/A
4/22/2019 | 2:00 | #N/A | #N/A | Monday | 0 | 0 | #N/A | #N/A |  | #N/A | #N/A
4/22/2019 | 3:00 | #N/A | #N/A | Monday | 0 | 0 | #N/A | #N/A |  | #N/A | #N/A
4/22/2019 | 4:00 | #N/A | #N/A | Monday | 0 | 0 | #N/A | #N/A |  | #N/A | #N/A
4/22/2019 | 5:00 | #N/A | #N/A | Monday | 0 | 0 | #N/A | #N/A |  | #N/A | #N/A
4/22/2019 | 6:00 | #N/A | #N/A | Monday | 0 | 0 | #N/A | #N/A |  | #N/A | #N/A
4/22/2019 | 7:00 | #N/A | #N/A | Monday | 0 | 0 | #N/A | #N/A |  | #N/A | #N/A
4/22/2019 | 8:00 | #N/A | #N/A | Monday | 0 | 0 | #N/A | #N/A |  | #N/A | #N/A
4/22/2019 | 9:00 | #N/A | #N/A | Monday | 0 | 0 | #N/A | #N/A |  | #N/A | #N/A
4/22/2019 | 10:00 | #N/A | #N/A | Monday | 0 | 0 | #N/A | #N/A |  | #N/A | #N/A
4/22/2019 | 11:00 | #N/A | #N/A | Monday | 0 | 0 | #N/A | #N/A |  | #N/A | #N/A
4/22/2019 | 12:00 | #N/A | #N/A | Monday | 0 | 0 | #N/A | #N/A |  | #N/A | #N/A
4/22/2019 | 13:00 | #N/A | #N/A | Monday | 0 | 0 | #N/A | #N/A |  | #N/A | #N/A
4/22/2019 | 14:00 | #N/A | #N/A | Monday | 0 | 0 | #N/A | #N/A |  | #N/A | #N/A
4/22/2019 | 15:00 | #N/A | #N/A | Monday | 0 | 0 | #N/A | #N/A |  | #N/A | #N/A
4/22/2019 | 16:00 | #N/A | #N/A | Monday | 0 | 0 | #N/A | #N/A |  | #N/A | #N/A
4/22/2019 | 17:00 | #N/A | #N/A | Monday | 0 | 0 | #N/A | #N/A |  | #N/A | #N/A
4/22/2019 | 18:00 | #N/A | #N/A | Monday | 0 | 0 | #N/A | #N/A |  | #N/A | #N/A
4/22/2019 | 19:00 | #N/A | #N/A | Monday | 0 | 0 | #N/A | #N/A |  | #N/A | #N/A
4/22/2019 | 20:00 | #N/A | #N/A | Monday | 0 | 0 | #N/A | #N/A |  | #N/A | #N/A
4/22/2019 | 21:00 | #N/A | #N/A | Monday | 0 | 0 | #N/A | #N/A |  | #N/A | #N/A
4/22/2019 | 22:00 | #N/A | #N/A | Monday | 0 | 0 | #N/A | #N/A |  | #N/A | #N/A
4/22/2019 | 23:00 | #N/A | #N/A | Monday | 0 | 0 | #N/A | #N/A |  | #N/A | #N/A
4/22/2019 | 24:00 | #N/A | #N/A | Monday | 0 | 0 | #N/A | #N/A |  | #N/A | #N/A
4/23/2019 | 1:00 | #N/A | #N/A | Tuesday | 0 | 0 | #N/A | #N/A |  | #N/A | #N/A
4/23/2019 | 2:00 | #N/A | #N/A | Tuesday | 0 | 0 | #N/A | #N/A |  | #N/A | #N/A
4/23/2019 | 3:00 | #N/A | #N/A | Tuesday | 0 | 0 | #N/A | #N/A |  | #N/A | #N/A
4/23/2019 | 4:00 | #N/A | #N/A | Tuesday | 0 | 0 | #N/A | #N/A |  | #N/A | #N/A
4/23/2019 | 5:00 | #N/A | #N/A | Tuesday | 0 | 0 | #N/A | #N/A |  | #N/A | #N/A
4/23/2019 | 6:00 | #N/A | #N/A | Tuesday | 0 | 0 | #N/A | #N/A |  | #N/A | #N/A
4/23/2019 | 7:00 | #N/A | #N/A | Tuesday | 0 | 0 | #N/A | #N/A |  | #N/A | #N/A
4/23/2019 | 8:00 | #N/A | #N/A | Tuesday | 0 | 0 | #N/A | #N/A |  | #N/A | #N/A
4/23/2019 | 9:00 | #N/A | #N/A | Tuesday | 0 | 0 | #N/A | #N/A |  | #N/A | #N/A
4/23/2019 | 10:00 | #N/A | #N/A | Tuesday | 0 | 0 | #N/A | #N/A |  | #N/A | #N/A
4/23/2019 | 11:00 | #N/A | #N/A | Tuesday | 0 | 0 | #N/A | #N/A |  | #N/A | #N/A
4/23/2019 | 12:00 | #N/A | #N/A | Tuesday | 0 | 0 | #N/A | #N/A |  | #N/A | #N/A
4/23/2019 | 13:00 | #N/A | #N/A | Tuesday | 0 | 0 | #N/A | #N/A |  | #N/A | #N/A
4/23/2019 | 14:00 | #N/A | #N/A | Tuesday | 0 | 0 | #N/A | #N/A |  | #N/A | #N/A
4/23/2019 | 15:00 | #N/A | #N/A | Tuesday | 0 | 0 | #N/A | #N/A |  | #N/A | #N/A
4/23/2019 | 16:00 | #N/A | #N/A | Tuesday | 0 | 0 | #N/A | #N/A |  | #N/A | #N/A
4/23/2019 | 17:00 | #N/A | #N/A | Tuesday | 0 | 0 | #N/A | #N/A |  | #N/A | #N/A
4/23/2019 | 18:00 | #N/A | #N/A | Tuesday | 0 | 0 | #N/A | #N/A |  | #N/A | #N/A
4/23/2019 | 19:00 | #N/A | #N/A | Tuesday | 0 | 0 | #N/A | #N/A |  | #N/A | #N/A
4/23/2019 | 20:00 | #N/A | #N/A | Tuesday | 0 | 0 | #N/A | #N/A |  | #N/A | #N/A
4/23/2019 | 21:00 | #N/A | #N/A | Tuesday | 0 | 0 | #N/A | #N/A |  | #N/A | #N/A
4/23/2019 | 22:00 | #N/A | #N/A | Tuesday | 0 | 0 | #N/A | #N/A |  | #N/A | #N/A
4/23/2019 | 23:00 | #N/A | #N/A | Tuesday | 0 | 0 | #N/A | #N/A |  | #N/A | #N/A
4/23/2019 | 24:00 | #N/A | #N/A | Tuesday | 0 | 0 | #N/A | #N/A |  | #N/A | #N/A
4/24/2019 | 1:00 | #N/A | #N/A | Wednesday | 0 | 0 | #N/A | #N/A |  | #N/A | #N/A
4/24/2019 | 2:00 | #N/A | #N/A | Wednesday | 0 | 0 | #N/A | #N/A |  | #N/A | #N/A
4/24/2019 | 3:00 | #N/A | #N/A | Wednesday | 0 | 0 | #N/A | #N/A |  | #N/A | #N/A
4/24/2019 | 4:00 | #N/A | #N/A | Wednesday | 0 | 0 | #N/A | #N/A |  | #N/A | #N/A
4/24/2019 | 5:00 | #N/A | #N/A | Wednesday | 0 | 0 | #N/A | #N/A |  | #N/A | #N/A
4/24/2019 | 6:00 | #N/A | #N/A | Wednesday | 0 | 0 | #N/A | #N/A |  | #N/A | #N/A
4/24/2019 | 7:00 | #N/A | #N/A | Wednesday | 0 | 0 | #N/A | #N/A |  | #N/A | #N/A
4/24/2019 | 8:00 | #N/A | #N/A | Wednesday | 0 | 0 | #N/A | #N/A |  | #N/A | #N/A
4/24/2019 | 9:00 | #N/A | #N/A | Wednesday | 0 | 0 | #N/A | #N/A |  | #N/A | #N/A
4/24/2019 | 10:00 | #N/A | #N/A | Wednesday | 0 | 0 | #N/A | #N/A |  | #N/A | #N/A
4/24/2019 | 11:00 | #N/A | #N/A | Wednesday | 0 | 0 | #N/A | #N/A |  | #N/A | #N/A
4/24/2019 | 12:00 | #N/A | #N/A | Wednesday | 0 | 0 | #N/A | #N/A |  | #N/A | #N/A
4/24/2019 | 13:00 | #N/A | #N/A | Wednesday | 0 | 0 | #N/A | #N/A |  | #N/A | #N/A
4/24/2019 | 14:00 | #N/A | #N/A | Wednesday | 0 | 0 | #N/A | #N/A |  | #N/A | #N/A
4/24/2019 | 15:00 | #N/A | #N/A | Wednesday | 0 | 0 | #N/A | #N/A |  | #N/A | #N/A
4/24/2019 | 16:00 | #N/A | #N/A | Wednesday | 0 | 0 | #N/A | #N/A |  | #N/A | #N/A
4/24/2019 | 17:00 | #N/A | #N/A | Wednesday | 0 | 0 | #N/A | #N/A |  | #N/A | #N/A
4/24/2019 | 18:00 | #N/A | #N/A | Wednesday | 0 | 0 | #N/A | #N/A |  | #N/A | #N/A
4/24/2019 | 19:00 | #N/A | #N/A | Wednesday | 0 | 0 | #N/A | #N/A |  | #N/A | #N/A
4/24/2019 | 20:00 | #N/A | #N/A | Wednesday | 0 | 0 | #N/A | #N/A |  | #N/A | #N/A
4/24/2019 | 21:00 | #N/A | #N/A | Wednesday | 0 | 0 | #N/A | #N/A |  | #N/A | #N/A
4/24/2019 | 22:00 | #N/A | #N/A | Wednesday | 0 | 0 | #N/A | #N/A |  | #N/A | #N/A
4/24/2019 | 23:00 | #N/A | #N/A | Wednesday | 0 | 0 | #N/A | #N/A |  | #N/A | #N/A
4/24/2019 | 24:00 | #N/A | #N/A | Wednesday | 0 | 0 | #N/A | #N/A |  | #N/A | #N/A
4/25/2019 | 1:00 | #N/A | #N/A | Thursday | 0 | 0 | #N/A | #N/A |  | #N/A | #N/A
4/25/2019 | 2:00 | #N/A | #N/A | Thursday | 0 | 0 | #N/A | #N/A |  | #N/A | #N/A
4/25/2019 | 3:00 | #N/A | #N/A | Thursday | 0 | 0 | #N/A | #N/A |  | #N/A | #N/A
4/25/2019 | 4:00 | #N/A | #N/A | Thursday | 0 | 0 | #N/A | #N/A |  | #N/A | #N/A
4/25/2019 | 5:00 | #N/A | #N/A | Thursday | 0 | 0 | #N/A | #N/A |  | #N/A | #N/A
4/25/2019 | 6:00 | #N/A | #N/A | Thursday | 0 | 0 | #N/A | #N/A |  | #N/A | #N/A
4/25/2019 | 7:00 | #N/A | #N/A | Thursday | 0 | 0 | #N/A | #N/A |  | #N/A | #N/A
4/25/2019 | 8:00 | #N/A | #N/A | Thursday | 0 | 0 | #N/A | #N/A |  | #N/A | #N/A
4/25/2019 | 9:00 | #N/A | #N/A | Thursday | 0 | 0 | #N/A | #N/A |  | #N/A | #N/A
4/25/2019 | 10:00 | #N/A | #N/A | Thursday | 0 | 0 | #N/A | #N/A |  | #N/A | #N/A
4/25/2019 | 11:00 | #N/A | #N/A | Thursday | 0 | 0 | #N/A | #N/A |  | #N/A | #N/A
4/25/2019 | 12:00 | #N/A | #N/A | Thursday | 0 | 0 | #N/A | #N/A |  | #N/A | #N/A
4/25/2019 | 13:00 | #N/A | #N/A | Thursday | 0 | 0 | #N/A | #N/A |  | #N/A | #N/A
4/25/2019 | 14:00 | #N/A | #N/A | Thursday | 0 | 0 | #N/A | #N/A |  | #N/A | #N/A
4/25/2019 | 15:00 | #N/A | #N/A | Thursday | 0 | 0 | #N/A | #N/A |  | #N/A | #N/A
4/25/2019 | 16:00 | #N/A | #N/A | Thursday | 0 | 0 | #N/A | #N/A |  | #N/A | #N/A
4/25/2019 | 17:00 | #N/A | #N/A | Thursday | 0 | 0 | #N/A | #N/A |  | #N/A | #N/A
4/25/2019 | 18:00 | #N/A | #N/A | Thursday | 0 | 0 | #N/A | #N/A |  | #N/A | #N/A
4/25/2019 | 19:00 | #N/A | #N/A | Thursday | 0 | 0 | #N/A | #N/A |  | #N/A | #N/A
4/25/2019 | 20:00 | #N/A | #N/A | Thursday | 0 | 0 | #N/A | #N/A |  | #N/A | #N/A
4/25/2019 | 21:00 | #N/A | #N/A | Thursday | 0 | 0 | #N/A | #N/A |  | #N/A | #N/A
4/25/2019 | 22:00 | #N/A | #N/A | Thursday | 0 | 0 | #N/A | #N/A |  | #N/A | #N/A
4/25/2019 | 23:00 | #N/A | #N/A | Thursday | 0 | 0 | #N/A | #N/A |  | #N/A | #N/A
4/25/2019 | 24:00 | #N/A | #N/A | Thursday | 0 | 0 | #N/A | #N/A |  | #N/A | #N/A
4/26/2019 | 1:00 | #N/A | #N/A | Friday | 0 | 0 | #N/A | #N/A |  | #N/A | #N/A
4/26/2019 | 2:00 | #N/A | #N/A | Friday | 0 | 0 | #N/A | #N/A |  | #N/A | #N/A
4/26/2019 | 3:00 | #N/A | #N/A | Friday | 0 | 0 | #N/A | #N/A |  | #N/A | #N/A
4/26/2019 | 4:00 | #N/A | #N/A | Friday | 0 | 0 | #N/A | #N/A |  | #N/A | #N/A
4/26/2019 | 5:00 | #N/A | #N/A | Friday | 0 | 0 | #N/A | #N/A |  | #N/A | #N/A
4/26/2019 | 6:00 | #N/A | #N/A | Friday | 0 | 0 | #N/A | #N/A |  | #N/A | #N/A
4/26/2019 | 7:00 | #N/A | #N/A | Friday | 0 | 0 | #N/A | #N/A |  | #N/A | #N/A
4/26/2019 | 8:00 | #N/A | #N/A | Friday | 0 | 0 | #N/A | #N/A |  | #N/A | #N/A
4/26/2019 | 9:00 | #N/A | #N/A | Friday | 0 | 0 | #N/A | #N/A |  | #N/A | #N/A
4/26/2019 | 10:00 | #N/A | #N/A | Friday | 0 | 0 | #N/A | #N/A |  | #N/A | #N/A
4/26/2019 | 11:00 | #N/A | #N/A | Friday | 0 | 0 | #N/A | #N/A |  | #N/A | #N/A
4/26/2019 | 12:00 | #N/A | #N/A | Friday | 0 | 0 | #N/A | #N/A |  | #N/A | #N/A
4/26/2019 | 13:00 | #N/A | #N/A | Friday | 0 | 0 | #N/A | #N/A |  | #N/A | #N/A
4/26/2019 | 14:00 | #N/A | #N/A | Friday | 0 | 0 | #N/A | #N/A |  | #N/A | #N/A
4/26/2019 | 15:00 | #N/A | #N/A | Friday | 0 | 0 | #N/A | #N/A |  | #N/A | #N/A
4/26/2019 | 16:00 | #N/A | #N/A | Friday | 0 | 0 | #N/A | #N/A |  | #N/A | #N/A
4/26/2019 | 17:00 | #N/A | #N/A | Friday | 0 | 0 | #N/A | #N/A |  | #N/A | #N/A
4/26/2019 | 18:00 | #N/A | #N/A | Friday | 0 | 0 | #N/A | #N/A |  | #N/A | #N/A
4/26/2019 | 19:00 | #N/A | #N/A | Friday | 0 | 0 | #N/A | #N/A |  | #N/A | #N/A
4/26/2019 | 20:00 | #N/A | #N/A | Friday | 0 | 0 | #N/A | #N/A |  | #N/A | #N/A
4/26/2019 | 21:00 | #N/A | #N/A | Friday | 0 | 0 | #N/A | #N/A |  | #N/A | #N/A
4/26/2019 | 22:00 | #N/A | #N/A | Friday | 0 | 0 | #N/A | #N/A |  | #N/A | #N/A
4/26/2019 | 23:00 | #N/A | #N/A | Friday | 0 | 0 | #N/A | #N/A |  | #N/A | #N/A
4/26/2019 | 24:00 | #N/A | #N/A | Friday | 0 | 0 | #N/A | #N/A |  | #N/A | #N/A
4/27/2019 | 1:00 | #N/A | #N/A | Saturday | 0 | 0 | #N/A | #N/A |  | #N/A | #N/A
4/27/2019 | 2:00 | #N/A | #N/A | Saturday | 0 | 0 | #N/A | #N/A |  | #N/A | #N/A
4/27/2019 | 3:00 | #N/A | #N/A | Saturday | 0 | 0 | #N/A | #N/A |  | #N/A | #N/A
4/27/2019 | 4:00 | #N/A | #N/A | Saturday | 0 | 0 | #N/A | #N/A |  | #N/A | #N/A
4/27/2019 | 5:00 | #N/A | #N/A | Saturday | 0 | 0 | #N/A | #N/A |  | #N/A | #N/A
4/27/2019 | 6:00 | #N/A | #N/A | Saturday | 0 | 0 | #N/A | #N/A |  | #N/A | #N/A
4/27/2019 | 7:00 | #N/A | #N/A | Saturday | 0 | 0 | #N/A | #N/A |  | #N/A | #N/A
4/27/2019 | 8:00 | #N/A | #N/A | Saturday | 0 | 0 | #N/A | #N/A |  | #N/A | #N/A
4/27/2019 | 9:00 | #N/A | #N/A | Saturday | 0 | 0 | #N/A | #N/A |  | #N/A | #N/A
4/27/2019 | 10:00 | #N/A | #N/A | Saturday | 0 | 0 | #N/A | #N/A |  | #N/A | #N/A
4/27/2019 | 11:00 | #N/A | #N/A | Saturday | 0 | 0 | #N/A | #N/A |  | #N/A | #N/A
4/27/2019 | 12:00 | #N/A | #N/A | Saturday | 0 | 0 | #N/A | #N/A |  | #N/A | #N/A
4/27/2019 | 13:00 | #N/A | #N/A | Saturday | 0 | 0 | #N/A | #N/A |  | #N/A | #N/A
4/27/2019 | 14:00 | #N/A | #N/A | Saturday | 0 | 0 | #N/A | #N/A |  | #N/A | #N/A
4/27/2019 | 15:00 | #N/A | #N/A | Saturday | 0 | 0 | #N/A | #N/A |  | #N/A | #N/A
4/27/2019 | 16:00 | #N/A | #N/A | Saturday | 0 | 0 | #N/A | #N/A |  | #N/A | #N/A
4/27/2019 | 17:00 | #N/A | #N/A | Saturday | 0 | 0 | #N/A | #N/A |  | #N/A | #N/A
4/27/2019 | 18:00 | #N/A | #N/A | Saturday | 0 | 0 | #N/A | #N/A |  | #N/A | #N/A
4/27/2019 | 19:00 | #N/A | #N/A | Saturday | 0 | 0 | #N/A | #N/A |  | #N/A | #N/A
4/27/2019 | 20:00 | #N/A | #N/A | Saturday | 0 | 0 | #N/A | #N/A |  | #N/A | #N/A
4/27/2019 | 21:00 | #N/A | #N/A | Saturday | 0 | 0 | #N/A | #N/A |  | #N/A | #N/A
4/27/2019 | 22:00 | #N/A | #N/A | Saturday | 0 | 0 | #N/A | #N/A |  | #N/A | #N/A
4/27/2019 | 23:00 | #N/A | #N/A | Saturday | 0 | 0 | #N/A | #N/A |  | #N/A | #N/A
4/27/2019 | 24:00 | #N/A | #N/A | Saturday | 0 | 0 | #N/A | #N/A |  | #N/A | #N/A
4/28/2019 | 1:00 | #N/A | #N/A | Sunday | 0 | 0 | #N/A | #N/A |  | #N/A | #N/A
4/28/2019 | 2:00 | #N/A | #N/A | Sunday | 0 | 0 | #N/A | #N/A |  | #N/A | #N/A
4/28/2019 | 3:00 | #N/A | #N/A | Sunday | 0 | 0 | #N/A | #N/A |  | #N/A | #N/A
4/28/2019 | 4:00 | #N/A | #N/A | Sunday | 0 | 0 | #N/A | #N/A |  | #N/A | #N/A
4/28/2019 | 5:00 | #N/A | #N/A | Sunday | 0 | 0 | #N/A | #N/A |  | #N/A | #N/A
4/28/2019 | 6:00 | #N/A | #N/A | Sunday | 0 | 0 | #N/A | #N/A |  | #N/A | #N/A
4/28/2019 | 7:00 | #N/A | #N/A | Sunday | 0 | 0 | #N/A | #N/A |  | #N/A | #N/A
4/28/2019 | 8:00 | #N/A | #N/A | Sunday | 0 | 0 | #N/A | #N/A |  | #N/A | #N/A
4/28/2019 | 9:00 | #N/A | #N/A | Sunday | 0 | 0 | #N/A | #N/A |  | #N/A | #N/A
4/28/2019 | 10:00 | #N/A | #N/A | Sunday | 0 | 0 | #N/A | #N/A |  | #N/A | #N/A
4/28/2019 | 11:00 | #N/A | #N/A | Sunday | 0 | 0 | #N/A | #N/A |  | #N/A | #N/A
4/28/2019 | 12:00 | #N/A | #N/A | Sunday | 0 | 0 | #N/A | #N/A |  | #N/A | #N/A
4/28/2019 | 13:00 | #N/A | #N/A | Sunday | 0 | 0 | #N/A | #N/A |  | #N/A | #N/A
4/28/2019 | 14:00 | #N/A | #N/A | Sunday | 0 | 0 | #N/A | #N/A |  | #N/A | #N/A
4/28/2019 | 15:00 | #N/A | #N/A | Sunday | 0 | 0 | #N/A | #N/A |  | #N/A | #N/A
4/28/2019 | 16:00 | #N/A | #N/A | Sunday | 0 | 0 | #N/A | #N/A |  | #N/A | #N/A
4/28/2019 | 17:00 | #N/A | #N/A | Sunday | 0 | 0 | #N/A | #N/A |  | #N/A | #N/A
4/28/2019 | 18:00 | #N/A | #N/A | Sunday | 0 | 0 | #N/A | #N/A |  | #N/A | #N/A
4/28/2019 | 19:00 | #N/A | #N/A | Sunday | 0 | 0 | #N/A | #N/A |  | #N/A | #N/A
4/28/2019 | 20:00 | #N/A | #N/A | Sunday | 0 | 0 | #N/A | #N/A |  | #N/A | #N/A
4/28/2019 | 21:00 | #N/A | #N/A | Sunday | 0 | 0 | #N/A | #N/A |  | #N/A | #N/A
4/28/2019 | 22:00 | #N/A | #N/A | Sunday | 0 | 0 | #N/A | #N/A |  | #N/A | #N/A
4/28/2019 | 23:00 | #N/A | #N/A | Sunday | 0 | 0 | #N/A | #N/A |  | #N/A | #N/A
4/28/2019 | 24:00 | #N/A | #N/A | Sunday | 0 | 0 | #N/A | #N/A |  | #N/A | #N/A
4/29/2019 | 1:00 | #N/A | #N/A | Monday | 0 | 0 | #N/A | #N/A |  | #N/A | #N/A
4/29/2019 | 2:00 | #N/A | #N/A | Monday | 0 | 0 | #N/A | #N/A |  | #N/A | #N/A
4/29/2019 | 3:00 | #N/A | #N/A | Monday | 0 | 0 | #N/A | #N/A |  | #N/A | #N/A
4/29/2019 | 4:00 | #N/A | #N/A | Monday | 0 | 0 | #N/A | #N/A |  | #N/A | #N/A
4/29/2019 | 5:00 | #N/A | #N/A | Monday | 0 | 0 | #N/A | #N/A |  | #N/A | #N/A
4/29/2019 | 6:00 | #N/A | #N/A | Monday | 0 | 0 | #N/A | #N/A |  | #N/A | #N/A
4/29/2019 | 7:00 | #N/A | #N/A | Monday | 0 | 0 | #N/A | #N/A |  | #N/A | #N/A
4/29/2019 | 8:00 | #N/A | #N/A | Monday | 0 | 0 | #N/A | #N/A |  | #N/A | #N/A
4/29/2019 | 9:00 | #N/A | #N/A | Monday | 0 | 0 | #N/A | #N/A |  | #N/A | #N/A
4/29/2019 | 10:00 | #N/A | #N/A | Monday | 0 | 0 | #N/A | #N/A |  | #N/A | #N/A
4/29/2019 | 11:00 | #N/A | #N/A | Monday | 0 | 0 | #N/A | #N/A |  | #N/A | #N/A
4/29/2019 | 12:00 | #N/A | #N/A | Monday | 0 | 0 | #N/A | #N/A |  | #N/A | #N/A
4/29/2019 | 13:00 | #N/A | #N/A | Monday | 0 | 0 | #N/A | #N/A |  | #N/A | #N/A
4/29/2019 | 14:00 | #N/A | #N/A | Monday | 0 | 0 | #N/A | #N/A |  | #N/A | #N/A
4/29/2019 | 15:00 | #N/A | #N/A | Monday | 0 | 0 | #N/A | #N/A |  | #N/A | #N/A
4/29/2019 | 16:00 | #N/A | #N/A | Monday | 0 | 0 | #N/A | #N/A |  | #N/A | #N/A
4/29/2019 | 17:00 | #N/A | #N/A | Monday | 0 | 0 | #N/A | #N/A |  | #N/A | #N/A
4/29/2019 | 18:00 | #N/A | #N/A | Monday | 0 | 0 | #N/A | #N/A |  | #N/A | #N/A
4/29/2019 | 19:00 | #N/A | #N/A | Monday | 0 | 0 | #N/A | #N/A |  | #N/A | #N/A
4/29/2019 | 20:00 | #N/A | #N/A | Monday | 0 | 0 | #N/A | #N/A |  | #N/A | #N/A
4/29/2019 | 21:00 | #N/A | #N/A | Monday | 0 | 0 | #N/A | #N/A |  | #N/A | #N/A
4/29/2019 | 22:00 | #N/A | #N/A | Monday | 0 | 0 | #N/A | #N/A |  | #N/A | #N/A
4/29/2019 | 23:00 | #N/A | #N/A | Monday | 0 | 0 | #N/A | #N/A |  | #N/A | #N/A
4/29/2019 | 24:00 | #N/A | #N/A | Monday | 0 | 0 | #N/A | #N/A |  | #N/A | #N/A
4/30/2019 | 1:00 | #N/A | #N/A | Tuesday | 0 | 0 | #N/A | #N/A |  | #N/A | #N/A
4/30/2019 | 2:00 | #N/A | #N/A | Tuesday | 0 | 0 | #N/A | #N/A |  | #N/A | #N/A
4/30/2019 | 3:00 | #N/A | #N/A | Tuesday | 0 | 0 | #N/A | #N/A |  | #N/A | #N/A
4/30/2019 | 4:00 | #N/A | #N/A | Tuesday | 0 | 0 | #N/A | #N/A |  | #N/A | #N/A
4/30/2019 | 5:00 | #N/A | #N/A | Tuesday | 0 | 0 | #N/A | #N/A |  | #N/A | #N/A
4/30/2019 | 6:00 | #N/A | #N/A | Tuesday | 0 | 0 | #N/A | #N/A |  | #N/A | #N/A
4/30/2019 | 7:00 | #N/A | #N/A | Tuesday | 0 | 0 | #N/A | #N/A |  | #N/A | #N/A
4/30/2019 | 8:00 | #N/A | #N/A | Tuesday | 0 | 0 | #N/A | #N/A |  | #N/A | #N/A
4/30/2019 | 9:00 | #N/A | #N/A | Tuesday | 0 | 0 | #N/A | #N/A |  | #N/A | #N/A
4/30/2019 | 10:00 | #N/A | #N/A | Tuesday | 0 | 0 | #N/A | #N/A |  | #N/A | #N/A
4/30/2019 | 11:00 | #N/A | #N/A | Tuesday | 0 | 0 | #N/A | #N/A |  | #N/A | #N/A
4/30/2019 | 12:00 | #N/A | #N/A | Tuesday | 0 | 0 | #N/A | #N/A |  | #N/A | #N/A
4/30/2019 | 13:00 | #N/A | #N/A | Tuesday | 0 | 0 | #N/A | #N/A |  | #N/A | #N/A
4/30/2019 | 14:00 | #N/A | #N/A | Tuesday | 0 | 0 | #N/A | #N/A |  | #N/A | #N/A
4/30/2019 | 15:00 | #N/A | #N/A | Tuesday | 0 | 0 | #N/A | #N/A |  | #N/A | #N/A
4/30/2019 | 16:00 | #N/A | #N/A | Tuesday | 0 | 0 | #N/A | #N/A |  | #N/A | #N/A
4/30/2019 | 17:00 | #N/A | #N/A | Tuesday | 0 | 0 | #N/A | #N/A |  | #N/A | #N/A
4/30/2019 | 18:00 | #N/A | #N/A | Tuesday | 0 | 0 | #N/A | #N/A |  | #N/A | #N/A
4/30/2019 | 19:00 | #N/A | #N/A | Tuesday | 0 | 0 | #N/A | #N/A |  | #N/A | #N/A
4/30/2019 | 20:00 | #N/A | #N/A | Tuesday | 0 | 0 | #N/A | #N/A |  | #N/A | #N/A
4/30/2019 | 21:00 | #N/A | #N/A | Tuesday | 0 | 0 | #N/A | #N/A |  | #N/A | #N/A
4/30/2019 | 22:00 | #N/A | #N/A | Tuesday | 0 | 0 | #N/A | #N/A |  | #N/A | #N/A
4/30/2019 | 23:00 | #N/A | #N/A | Tuesday | 0 | 0 | #N/A | #N/A |  | #N/A | #N/A
4/30/2019 | 24:00 | #N/A | #N/A | Tuesday | 0 | 0 | #N/A | #N/A |  | #N/A | #N/A
5/1/2019 | 1:00 | #N/A | #N/A | Wednesday | 0 | 0 | #N/A | #N/A |  | #N/A | #N/A
5/1/2019 | 2:00 | #N/A | #N/A | Wednesday | 0 | 0 | #N/A | #N/A |  | #N/A | #N/A
5/1/2019 | 3:00 | #N/A | #N/A | Wednesday | 0 | 0 | #N/A | #N/A |  | #N/A | #N/A
5/1/2019 | 4:00 | #N/A | #N/A | Wednesday | 0 | 0 | #N/A | #N/A |  | #N/A | #N/A
5/1/2019 | 5:00 | #N/A | #N/A | Wednesday | 0 | 0 | #N/A | #N/A |  | #N/A | #N/A
5/1/2019 | 6:00 | #N/A | #N/A | Wednesday | 0 | 0 | #N/A | #N/A |  | #N/A | #N/A
5/1/2019 | 7:00 | #N/A | #N/A | Wednesday | 0 | 0 | #N/A | #N/A |  | #N/A | #N/A
5/1/2019 | 8:00 | #N/A | #N/A | Wednesday | 0 | 0 | #N/A | #N/A |  | #N/A | #N/A
5/1/2019 | 9:00 | #N/A | #N/A | Wednesday | 0 | 0 | #N/A | #N/A |  | #N/A | #N/A
5/1/2019 | 10:00 | #N/A | #N/A | Wednesday | 0 | 0 | #N/A | #N/A |  | #N/A | #N/A
5/1/2019 | 11:00 | #N/A | #N/A | Wednesday | 0 | 0 | #N/A | #N/A |  | #N/A | #N/A
5/1/2019 | 12:00 | #N/A | #N/A | Wednesday | 0 | 0 | #N/A | #N/A |  | #N/A | #N/A
5/1/2019 | 13:00 | #N/A | #N/A | Wednesday | 0 | 0 | #N/A | #N/A |  | #N/A | #N/A
5/1/2019 | 14:00 | #N/A | #N/A | Wednesday | 0 | 0 | #N/A | #N/A |  | #N/A | #N/A
5/1/2019 | 15:00 | #N/A | #N/A | Wednesday | 0 | 0 | #N/A | #N/A |  | #N/A | #N/A
5/1/2019 | 16:00 | #N/A | #N/A | Wednesday | 0 | 0 | #N/A | #N/A |  | #N/A | #N/A
5/1/2019 | 17:00 | #N/A | #N/A | Wednesday | 0 | 0 | #N/A | #N/A |  | #N/A | #N/A
5/1/2019 | 18:00 | #N/A | #N/A | Wednesday | 0 | 0 | #N/A | #N/A |  | #N/A | #N/A
5/1/2019 | 19:00 | #N/A | #N/A | Wednesday | 0 | 0 | #N/A | #N/A |  | #N/A | #N/A
5/1/2019 | 20:00 | #N/A | #N/A | Wednesday | 0 | 0 | #N/A | #N/A |  | #N/A | #N/A
5/1/2019 | 21:00 | #N/A | #N/A | Wednesday | 0 | 0 | #N/A | #N/A |  | #N/A | #N/A
5/1/2019 | 22:00 | #N/A | #N/A | Wednesday | 0 | 0 | #N/A | #N/A |  | #N/A | #N/A
5/1/2019 | 23:00 | #N/A | #N/A | Wednesday | 0 | 0 | #N/A | #N/A |  | #N/A | #N/A
5/1/2019 | 24:00 | #N/A | #N/A | Wednesday | 0 | 0 | #N/A | #N/A |  | #N/A | #N/A
5/2/2019 | 1:00 | #N/A | #N/A | Thursday | 0 | 0 | #N/A | #N/A |  | #N/A | #N/A
5/2/2019 | 2:00 | #N/A | #N/A | Thursday | 0 | 0 | #N/A | #N/A |  | #N/A | #N/A
5/2/2019 | 3:00 | #N/A | #N/A | Thursday | 0 | 0 | #N/A | #N/A |  | #N/A | #N/A
5/2/2019 | 4:00 | #N/A | #N/A | Thursday | 0 | 0 | #N/A | #N/A |  | #N/A | #N/A
5/2/2019 | 5:00 | #N/A | #N/A | Thursday | 0 | 0 | #N/A | #N/A |  | #N/A | #N/A
5/2/2019 | 6:00 | #N/A | #N/A | Thursday | 0 | 0 | #N/A | #N/A |  | #N/A | #N/A
5/2/2019 | 7:00 | #N/A | #N/A | Thursday | 0 | 0 | #N/A | #N/A |  | #N/A | #N/A
5/2/2019 | 8:00 | #N/A | #N/A | Thursday | 0 | 0 | #N/A | #N/A |  | #N/A | #N/A
5/2/2019 | 9:00 | #N/A | #N/A | Thursday | 0 | 0 | #N/A | #N/A |  | #N/A | #N/A
5/2/2019 | 10:00 | #N/A | #N/A | Thursday | 0 | 0 | #N/A | #N/A |  | #N/A | #N/A
5/2/2019 | 11:00 | #N/A | #N/A | Thursday | 0 | 0 | #N/A | #N/A |  | #N/A | #N/A
5/2/2019 | 12:00 | #N/A | #N/A | Thursday | 0 | 0 | #N/A | #N/A |  | #N/A | #N/A
5/2/2019 | 13:00 | #N/A | #N/A | Thursday | 0 | 0 | #N/A | #N/A |  | #N/A | #N/A
5/2/2019 | 14:00 | #N/A | #N/A | Thursday | 0 | 0 | #N/A | #N/A |  | #N/A | #N/A
5/2/2019 | 15:00 | #N/A | #N/A | Thursday | 0 | 0 | #N/A | #N/A |  | #N/A | #N/A
5/2/2019 | 16:00 | #N/A | #N/A | Thursday | 0 | 0 | #N/A | #N/A |  | #N/A | #N/A
5/2/2019 | 17:00 | #N/A | #N/A | Thursday | 0 | 0 | #N/A | #N/A |  | #N/A | #N/A
5/2/2019 | 18:00 | #N/A | #N/A | Thursday | 0 | 0 | #N/A | #N/A |  | #N/A | #N/A
5/2/2019 | 19:00 | #N/A | #N/A | Thursday | 0 | 0 | #N/A | #N/A |  | #N/A | #N/A
5/2/2019 | 20:00 | #N/A | #N/A | Thursday | 0 | 0 | #N/A | #N/A |  | #N/A | #N/A
5/2/2019 | 21:00 | #N/A | #N/A | Thursday | 0 | 0 | #N/A | #N/A |  | #N/A | #N/A
5/2/2019 | 22:00 | #N/A | #N/A | Thursday | 0 | 0 | #N/A | #N/A |  | #N/A | #N/A
5/2/2019 | 23:00 | #N/A | #N/A | Thursday | 0 | 0 | #N/A | #N/A |  | #N/A | #N/A
5/2/2019 | 24:00 | #N/A | #N/A | Thursday | 0 | 0 | #N/A | #N/A |  | #N/A | #N/A
5/3/2019 | 1:00 | #N/A | #N/A | Friday | 0 | 0 | #N/A | #N/A |  | #N/A | #N/A
5/3/2019 | 2:00 | #N/A | #N/A | Friday | 0 | 0 | #N/A | #N/A |  | #N/A | #N/A
5/3/2019 | 3:00 | #N/A | #N/A | Friday | 0 | 0 | #N/A | #N/A |  | #N/A | #N/A
5/3/2019 | 4:00 | #N/A | #N/A | Friday | 0 | 0 | #N/A | #N/A |  | #N/A | #N/A
5/3/2019 | 5:00 | #N/A | #N/A | Friday | 0 | 0 | #N/A | #N/A |  | #N/A | #N/A
5/3/2019 | 6:00 | #N/A | #N/A | Friday | 0 | 0 | #N/A | #N/A |  | #N/A | #N/A
5/3/2019 | 7:00 | #N/A | #N/A | Friday | 0 | 0 | #N/A | #N/A |  | #N/A | #N/A
5/3/2019 | 8:00 | #N/A | #N/A | Friday | 0 | 0 | #N/A | #N/A |  | #N/A | #N/A
5/3/2019 | 9:00 | #N/A | #N/A | Friday | 0 | 0 | #N/A | #N/A |  | #N/A | #N/A
5/3/2019 | 10:00 | #N/A | #N/A | Friday | 0 | 0 | #N/A | #N/A |  | #N/A | #N/A
5/3/2019 | 11:00 | #N/A | #N/A | Friday | 0 | 0 | #N/A | #N/A |  | #N/A | #N/A
5/3/2019 | 12:00 | #N/A | #N/A | Friday | 0 | 0 | #N/A | #N/A |  | #N/A | #N/A
5/3/2019 | 13:00 | #N/A | #N/A | Friday | 0 | 0 | #N/A | #N/A |  | #N/A | #N/A
5/3/2019 | 14:00 | #N/A | #N/A | Friday | 0 | 0 | #N/A | #N/A |  | #N/A | #N/A
5/3/2019 | 15:00 | #N/A | #N/A | Friday | 0 | 0 | #N/A | #N/A |  | #N/A | #N/A
5/3/2019 | 16:00 | #N/A | #N/A | Friday | 0 | 0 | #N/A | #N/A |  | #N/A | #N/A
5/3/2019 | 17:00 | #N/A | #N/A | Friday | 0 | 0 | #N/A | #N/A |  | #N/A | #N/A
5/3/2019 | 18:00 | #N/A | #N/A | Friday | 0 | 0 | #N/A | #N/A |  | #N/A | #N/A
5/3/2019 | 19:00 | #N/A | #N/A | Friday | 0 | 0 | #N/A | #N/A |  | #N/A | #N/A
5/3/2019 | 20:00 | #N/A | #N/A | Friday | 0 | 0 | #N/A | #N/A |  | #N/A | #N/A
5/3/2019 | 21:00 | #N/A | #N/A | Friday | 0 | 0 | #N/A | #N/A |  | #N/A | #N/A
5/3/2019 | 22:00 | #N/A | #N/A | Friday | 0 | 0 | #N/A | #N/A |  | #N/A | #N/A
5/3/2019 | 23:00 | #N/A | #N/A | Friday | 0 | 0 | #N/A | #N/A |  | #N/A | #N/A
5/3/2019 | 24:00 | #N/A | #N/A | Friday | 0 | 0 | #N/A | #N/A |  | #N/A | #N/A
5/4/2019 | 1:00 | #N/A | #N/A | Saturday | 0 | 0 | #N/A | #N/A |  | #N/A | #N/A
5/4/2019 | 2:00 | #N/A | #N/A | Saturday | 0 | 0 | #N/A | #N/A |  | #N/A | #N/A
5/4/2019 | 3:00 | #N/A | #N/A | Saturday | 0 | 0 | #N/A | #N/A |  | #N/A | #N/A
5/4/2019 | 4:00 | #N/A | #N/A | Saturday | 0 | 0 | #N/A | #N/A |  | #N/A | #N/A
5/4/2019 | 5:00 | #N/A | #N/A | Saturday | 0 | 0 | #N/A | #N/A |  | #N/A | #N/A
5/4/2019 | 6:00 | #N/A | #N/A | Saturday | 0 | 0 | #N/A | #N/A |  | #N/A | #N/A
5/4/2019 | 7:00 | #N/A | #N/A | Saturday | 0 | 0 | #N/A | #N/A |  | #N/A | #N/A
5/4/2019 | 8:00 | #N/A | #N/A | Saturday | 0 | 0 | #N/A | #N/A |  | #N/A | #N/A
5/4/2019 | 9:00 | #N/A | #N/A | Saturday | 0 | 0 | #N/A | #N/A |  | #N/A | #N/A
5/4/2019 | 10:00 | #N/A | #N/A | Saturday | 0 | 0 | #N/A | #N/A |  | #N/A | #N/A
5/4/2019 | 11:00 | #N/A | #N/A | Saturday | 0 | 0 | #N/A | #N/A |  | #N/A | #N/A
5/4/2019 | 12:00 | #N/A | #N/A | Saturday | 0 | 0 | #N/A | #N/A |  | #N/A | #N/A
5/4/2019 | 13:00 | #N/A | #N/A | Saturday | 0 | 0 | #N/A | #N/A |  | #N/A | #N/A
5/4/2019 | 14:00 | #N/A | #N/A | Saturday | 0 | 0 | #N/A | #N/A |  | #N/A | #N/A
5/4/2019 | 15:00 | #N/A | #N/A | Saturday | 0 | 0 | #N/A | #N/A |  | #N/A | #N/A
5/4/2019 | 16:00 | #N/A | #N/A | Saturday | 0 | 0 | #N/A | #N/A |  | #N/A | #N/A
5/4/2019 | 17:00 | #N/A | #N/A | Saturday | 0 | 0 | #N/A | #N/A |  | #N/A | #N/A
5/4/2019 | 18:00 | #N/A | #N/A | Saturday | 0 | 0 | #N/A | #N/A |  | #N/A | #N/A
5/4/2019 | 19:00 | #N/A | #N/A | Saturday | 0 | 0 | #N/A | #N/A |  | #N/A | #N/A
5/4/2019 | 20:00 | #N/A | #N/A | Saturday | 0 | 0 | #N/A | #N/A |  | #N/A | #N/A
5/4/2019 | 21:00 | #N/A | #N/A | Saturday | 0 | 0 | #N/A | #N/A |  | #N/A | #N/A
5/4/2019 | 22:00 | #N/A | #N/A | Saturday | 0 | 0 | #N/A | #N/A |  | #N/A | #N/A
5/4/2019 | 23:00 | #N/A | #N/A | Saturday | 0 | 0 | #N/A | #N/A |  | #N/A | #N/A
5/4/2019 | 24:00 | #N/A | #N/A | Saturday | 0 | 0 | #N/A | #N/A |  | #N/A | #N/A
5/5/2019 | 1:00 | #N/A | #N/A | Sunday | 0 | 0 | #N/A | #N/A |  | #N/A | #N/A
5/5/2019 | 2:00 | #N/A | #N/A | Sunday | 0 | 0 | #N/A | #N/A |  | #N/A | #N/A
5/5/2019 | 3:00 | #N/A | #N/A | Sunday | 0 | 0 | #N/A | #N/A |  | #N/A | #N/A
5/5/2019 | 4:00 | #N/A | #N/A | Sunday | 0 | 0 | #N/A | #N/A |  | #N/A | #N/A
5/5/2019 | 5:00 | #N/A | #N/A | Sunday | 0 | 0 | #N/A | #N/A |  | #N/A | #N/A
5/5/2019 | 6:00 | #N/A | #N/A | Sunday | 0 | 0 | #N/A | #N/A |  | #N/A | #N/A
5/5/2019 | 7:00 | #N/A | #N/A | Sunday | 0 | 0 | #N/A | #N/A |  | #N/A | #N/A
5/5/2019 | 8:00 | #N/A | #N/A | Sunday | 0 | 0 | #N/A | #N/A |  | #N/A | #N/A
5/5/2019 | 9:00 | #N/A | #N/A | Sunday | 0 | 0 | #N/A | #N/A |  | #N/A | #N/A
5/5/2019 | 10:00 | #N/A | #N/A | Sunday | 0 | 0 | #N/A | #N/A |  | #N/A | #N/A
5/5/2019 | 11:00 | #N/A | #N/A | Sunday | 0 | 0 | #N/A | #N/A |  | #N/A | #N/A
5/5/2019 | 12:00 | #N/A | #N/A | Sunday | 0 | 0 | #N/A | #N/A |  | #N/A | #N/A
5/5/2019 | 13:00 | #N/A | #N/A | Sunday | 0 | 0 | #N/A | #N/A |  | #N/A | #N/A
5/5/2019 | 14:00 | #N/A | #N/A | Sunday | 0 | 0 | #N/A | #N/A |  | #N/A | #N/A
5/5/2019 | 15:00 | #N/A | #N/A | Sunday | 0 | 0 | #N/A | #N/A |  | #N/A | #N/A
5/5/2019 | 16:00 | #N/A | #N/A | Sunday | 0 | 0 | #N/A | #N/A |  | #N/A | #N/A
5/5/2019 | 17:00 | #N/A | #N/A | Sunday | 0 | 0 | #N/A | #N/A |  | #N/A | #N/A
5/5/2019 | 18:00 | #N/A | #N/A | Sunday | 0 | 0 | #N/A | #N/A |  | #N/A | #N/A
5/5/2019 | 19:00 | #N/A | #N/A | Sunday | 0 | 0 | #N/A | #N/A |  | #N/A | #N/A
5/5/2019 | 20:00 | #N/A | #N/A | Sunday | 0 | 0 | #N/A | #N/A |  | #N/A | #N/A
5/5/2019 | 21:00 | #N/A | #N/A | Sunday | 0 | 0 | #N/A | #N/A |  | #N/A | #N/A
5/5/2019 | 22:00 | #N/A | #N/A | Sunday | 0 | 0 | #N/A | #N/A |  | #N/A | #N/A
5/5/2019 | 23:00 | #N/A | #N/A | Sunday | 0 | 0 | #N/A | #N/A |  | #N/A | #N/A
5/5/2019 | 24:00 | #N/A | #N/A | Sunday | 0 | 0 | #N/A | #N/A |  | #N/A | #N/A
5/6/2019 | 1:00 | #N/A | #N/A | Monday | 0 | 0 | #N/A | #N/A |  | #N/A | #N/A
5/6/2019 | 2:00 | #N/A | #N/A | Monday | 0 | 0 | #N/A | #N/A |  | #N/A | #N/A
5/6/2019 | 3:00 | #N/A | #N/A | Monday | 0 | 0 | #N/A | #N/A |  | #N/A | #N/A
5/6/2019 | 4:00 | #N/A | #N/A | Monday | 0 | 0 | #N/A | #N/A |  | #N/A | #N/A
5/6/2019 | 5:00 | #N/A | #N/A | Monday | 0 | 0 | #N/A | #N/A |  | #N/A | #N/A
5/6/2019 | 6:00 | #N/A | #N/A | Monday | 0 | 0 | #N/A | #N/A |  | #N/A | #N/A
5/6/2019 | 7:00 | #N/A | #N/A | Monday | 0 | 0 | #N/A | #N/A |  | #N/A | #N/A
5/6/2019 | 8:00 | #N/A | #N/A | Monday | 0 | 0 | #N/A | #N/A |  | #N/A | #N/A
5/6/2019 | 9:00 | #N/A | #N/A | Monday | 0 | 0 | #N/A | #N/A |  | #N/A | #N/A
5/6/2019 | 10:00 | #N/A | #N/A | Monday | 0 | 0 | #N/A | #N/A |  | #N/A | #N/A
5/6/2019 | 11:00 | #N/A | #N/A | Monday | 0 | 0 | #N/A | #N/A |  | #N/A | #N/A
5/6/2019 | 12:00 | #N/A | #N/A | Monday | 0 | 0 | #N/A | #N/A |  | #N/A | #N/A
5/6/2019 | 13:00 | #N/A | #N/A | Monday | 0 | 0 | #N/A | #N/A |  | #N/A | #N/A
5/6/2019 | 14:00 | #N/A | #N/A | Monday | 0 | 0 | #N/A | #N/A |  | #N/A | #N/A
5/6/2019 | 15:00 | #N/A | #N/A | Monday | 0 | 0 | #N/A | #N/A |  | #N/A | #N/A
5/6/2019 | 16:00 | #N/A | #N/A | Monday | 0 | 0 | #N/A | #N/A |  | #N/A | #N/A
5/6/2019 | 17:00 | #N/A | #N/A | Monday | 0 | 0 | #N/A | #N/A |  | #N/A | #N/A
5/6/2019 | 18:00 | #N/A | #N/A | Monday | 0 | 0 | #N/A | #N/A |  | #N/A | #N/A
5/6/2019 | 19:00 | #N/A | #N/A | Monday | 0 | 0 | #N/A | #N/A |  | #N/A | #N/A
5/6/2019 | 20:00 | #N/A | #N/A | Monday | 0 | 0 | #N/A | #N/A |  | #N/A | #N/A
5/6/2019 | 21:00 | #N/A | #N/A | Monday | 0 | 0 | #N/A | #N/A |  | #N/A | #N/A
5/6/2019 | 22:00 | #N/A | #N/A | Monday | 0 | 0 | #N/A | #N/A |  | #N/A | #N/A
5/6/2019 | 23:00 | #N/A | #N/A | Monday | 0 | 0 | #N/A | #N/A |  | #N/A | #N/A
5/6/2019 | 24:00 | #N/A | #N/A | Monday | 0 | 0 | #N/A | #N/A |  | #N/A | #N/A
5/7/2019 | 1:00 | #N/A | #N/A | Tuesday | 0 | 0 | #N/A | #N/A |  | #N/A | #N/A
5/7/2019 | 2:00 | #N/A | #N/A | Tuesday | 0 | 0 | #N/A | #N/A |  | #N/A | #N/A
5/7/2019 | 3:00 | #N/A | #N/A | Tuesday | 0 | 0 | #N/A | #N/A |  | #N/A | #N/A
5/7/2019 | 4:00 | #N/A | #N/A | Tuesday | 0 | 0 | #N/A | #N/A |  | #N/A | #N/A
5/7/2019 | 5:00 | #N/A | #N/A | Tuesday | 0 | 0 | #N/A | #N/A |  | #N/A | #N/A
5/7/2019 | 6:00 | #N/A | #N/A | Tuesday | 0 | 0 | #N/A | #N/A |  | #N/A | #N/A
5/7/2019 | 7:00 | #N/A | #N/A | Tuesday | 0 | 0 | #N/A | #N/A |  | #N/A | #N/A
5/7/2019 | 8:00 | #N/A | #N/A | Tuesday | 0 | 0 | #N/A | #N/A |  | #N/A | #N/A
5/7/2019 | 9:00 | #N/A | #N/A | Tuesday | 0 | 0 | #N/A | #N/A |  | #N/A | #N/A
5/7/2019 | 10:00 | #N/A | #N/A | Tuesday | 0 | 0 | #N/A | #N/A |  | #N/A | #N/A
5/7/2019 | 11:00 | #N/A | #N/A | Tuesday | 0 | 0 | #N/A | #N/A |  | #N/A | #N/A
5/7/2019 | 12:00 | #N/A | #N/A | Tuesday | 0 | 0 | #N/A | #N/A |  | #N/A | #N/A
5/7/2019 | 13:00 | #N/A | #N/A | Tuesday | 0 | 0 | #N/A | #N/A |  | #N/A | #N/A
5/7/2019 | 14:00 | #N/A | #N/A | Tuesday | 0 | 0 | #N/A | #N/A |  | #N/A | #N/A
5/7/2019 | 15:00 | #N/A | #N/A | Tuesday | 0 | 0 | #N/A | #N/A |  | #N/A | #N/A
5/7/2019 | 16:00 | #N/A | #N/A | Tuesday | 0 | 0 | #N/A | #N/A |  | #N/A | #N/A
5/7/2019 | 17:00 | #N/A | #N/A | Tuesday | 0 | 0 | #N/A | #N/A |  | #N/A | #N/A
5/7/2019 | 18:00 | #N/A | #N/A | Tuesday | 0 | 0 | #N/A | #N/A |  | #N/A | #N/A
5/7/2019 | 19:00 | #N/A | #N/A | Tuesday | 0 | 0 | #N/A | #N/A |  | #N/A | #N/A
5/7/2019 | 20:00 | #N/A | #N/A | Tuesday | 0 | 0 | #N/A | #N/A |  | #N/A | #N/A
5/7/2019 | 21:00 | #N/A | #N/A | Tuesday | 0 | 0 | #N/A | #N/A |  | #N/A | #N/A
5/7/2019 | 22:00 | #N/A | #N/A | Tuesday | 0 | 0 | #N/A | #N/A |  | #N/A | #N/A
5/7/2019 | 23:00 | #N/A | #N/A | Tuesday | 0 | 0 | #N/A | #N/A |  | #N/A | #N/A
5/7/2019 | 24:00 | #N/A | #N/A | Tuesday | 0 | 0 | #N/A | #N/A |  | #N/A | #N/A
5/8/2019 | 1:00 | #N/A | #N/A | Wednesday | 0 | 0 | #N/A | #N/A |  | #N/A | #N/A
5/8/2019 | 2:00 | #N/A | #N/A | Wednesday | 0 | 0 | #N/A | #N/A |  | #N/A | #N/A
5/8/2019 | 3:00 | #N/A | #N/A | Wednesday | 0 | 0 | #N/A | #N/A |  | #N/A | #N/A
5/8/2019 | 4:00 | #N/A | #N/A | Wednesday | 0 | 0 | #N/A | #N/A |  | #N/A | #N/A
5/8/2019 | 5:00 | #N/A | #N/A | Wednesday | 0 | 0 | #N/A | #N/A |  | #N/A | #N/A
5/8/2019 | 6:00 | #N/A | #N/A | Wednesday | 0 | 0 | #N/A | #N/A |  | #N/A | #N/A
5/8/2019 | 7:00 | #N/A | #N/A | Wednesday | 0 | 0 | #N/A | #N/A |  | #N/A | #N/A
5/8/2019 | 8:00 | #N/A | #N/A | Wednesday | 0 | 0 | #N/A | #N/A |  | #N/A | #N/A
5/8/2019 | 9:00 | #N/A | #N/A | Wednesday | 0 | 0 | #N/A | #N/A |  | #N/A | #N/A
5/8/2019 | 10:00 | #N/A | #N/A | Wednesday | 0 | 0 | #N/A | #N/A |  | #N/A | #N/A
5/8/2019 | 11:00 | #N/A | #N/A | Wednesday | 0 | 0 | #N/A | #N/A |  | #N/A | #N/A
5/8/2019 | 12:00 | #N/A | #N/A | Wednesday | 0 | 0 | #N/A | #N/A |  | #N/A | #N/A
5/8/2019 | 13:00 | #N/A | #N/A | Wednesday | 0 | 0 | #N/A | #N/A |  | #N/A | #N/A
5/8/2019 | 14:00 | #N/A | #N/A | Wednesday | 0 | 0 | #N/A | #N/A |  | #N/A | #N/A
5/8/2019 | 15:00 | #N/A | #N/A | Wednesday | 0 | 0 | #N/A | #N/A |  | #N/A | #N/A
5/8/2019 | 16:00 | #N/A | #N/A | Wednesday | 0 | 0 | #N/A | #N/A |  | #N/A | #N/A
5/8/2019 | 17:00 | #N/A | #N/A | Wednesday | 0 | 0 | #N/A | #N/A |  | #N/A | #N/A
5/8/2019 | 18:00 | #N/A | #N/A | Wednesday | 0 | 0 | #N/A | #N/A |  | #N/A | #N/A
5/8/2019 | 19:00 | #N/A | #N/A | Wednesday | 0 | 0 | #N/A | #N/A |  | #N/A | #N/A
5/8/2019 | 20:00 | #N/A | #N/A | Wednesday | 0 | 0 | #N/A | #N/A |  | #N/A | #N/A
5/8/2019 | 21:00 | #N/A | #N/A | Wednesday | 0 | 0 | #N/A | #N/A |  | #N/A | #N/A
5/8/2019 | 22:00 | #N/A | #N/A | Wednesday | 0 | 0 | #N/A | #N/A |  | #N/A | #N/A
5/8/2019 | 23:00 | #N/A | #N/A | Wednesday | 0 | 0 | #N/A | #N/A |  | #N/A | #N/A
5/8/2019 | 24:00 | #N/A | #N/A | Wednesday | 0 | 0 | #N/A | #N/A |  | #N/A | #N/A
5/9/2019 | 1:00 | #N/A | #N/A | Thursday | 0 | 0 | #N/A | #N/A |  | #N/A | #N/A
5/9/2019 | 2:00 | #N/A | #N/A | Thursday | 0 | 0 | #N/A | #N/A |  | #N/A | #N/A
5/9/2019 | 3:00 | #N/A | #N/A | Thursday | 0 | 0 | #N/A | #N/A |  | #N/A | #N/A
5/9/2019 | 4:00 | #N/A | #N/A | Thursday | 0 | 0 | #N/A | #N/A |  | #N/A | #N/A
5/9/2019 | 5:00 | #N/A | #N/A | Thursday | 0 | 0 | #N/A | #N/A |  | #N/A | #N/A
5/9/2019 | 6:00 | #N/A | #N/A | Thursday | 0 | 0 | #N/A | #N/A |  | #N/A | #N/A
5/9/2019 | 7:00 | #N/A | #N/A | Thursday | 0 | 0 | #N/A | #N/A |  | #N/A | #N/A
5/9/2019 | 8:00 | #N/A | #N/A | Thursday | 0 | 0 | #N/A | #N/A |  | #N/A | #N/A
5/9/2019 | 9:00 | #N/A | #N/A | Thursday | 0 | 0 | #N/A | #N/A |  | #N/A | #N/A
5/9/2019 | 10:00 | #N/A | #N/A | Thursday | 0 | 0 | #N/A | #N/A |  | #N/A | #N/A
5/9/2019 | 11:00 | #N/A | #N/A | Thursday | 0 | 0 | #N/A | #N/A |  | #N/A | #N/A
5/9/2019 | 12:00 | #N/A | #N/A | Thursday | 0 | 0 | #N/A | #N/A |  | #N/A | #N/A
5/9/2019 | 13:00 | #N/A | #N/A | Thursday | 0 | 0 | #N/A | #N/A |  | #N/A | #N/A
5/9/2019 | 14:00 | #N/A | #N/A | Thursday | 0 | 0 | #N/A | #N/A |  | #N/A | #N/A
5/9/2019 | 15:00 | #N/A | #N/A | Thursday | 0 | 0 | #N/A | #N/A |  | #N/A | #N/A
5/9/2019 | 16:00 | #N/A | #N/A | Thursday | 0 | 0 | #N/A | #N/A |  | #N/A | #N/A
5/9/2019 | 17:00 | #N/A | #N/A | Thursday | 0 | 0 | #N/A | #N/A |  | #N/A | #N/A
5/9/2019 | 18:00 | #N/A | #N/A | Thursday | 0 | 0 | #N/A | #N/A |  | #N/A | #N/A
5/9/2019 | 19:00 | #N/A | #N/A | Thursday | 0 | 0 | #N/A | #N/A |  | #N/A | #N/A
5/9/2019 | 20:00 | #N/A | #N/A | Thursday | 0 | 0 | #N/A | #N/A |  | #N/A | #N/A
5/9/2019 | 21:00 | #N/A | #N/A | Thursday | 0 | 0 | #N/A | #N/A |  | #N/A | #N/A
5/9/2019 | 22:00 | #N/A | #N/A | Thursday | 0 | 0 | #N/A | #N/A |  | #N/A | #N/A
5/9/2019 | 23:00 | #N/A | #N/A | Thursday | 0 | 0 | #N/A | #N/A |  | #N/A | #N/A
5/9/2019 | 24:00 | #N/A | #N/A | Thursday | 0 | 0 | #N/A | #N/A |  | #N/A | #N/A
5/10/2019 | 1:00 | #N/A | #N/A | Friday | 0 | 0 | #N/A | #N/A |  | #N/A | #N/A
5/10/2019 | 2:00 | #N/A | #N/A | Friday | 0 | 0 | #N/A | #N/A |  | #N/A | #N/A
5/10/2019 | 3:00 | #N/A | #N/A | Friday | 0 | 0 | #N/A | #N/A |  | #N/A | #N/A
5/10/2019 | 4:00 | #N/A | #N/A | Friday | 0 | 0 | #N/A | #N/A |  | #N/A | #N/A
5/10/2019 | 5:00 | #N/A | #N/A | Friday | 0 | 0 | #N/A | #N/A |  | #N/A | #N/A
5/10/2019 | 6:00 | #N/A | #N/A | Friday | 0 | 0 | #N/A | #N/A |  | #N/A | #N/A
5/10/2019 | 7:00 | #N/A | #N/A | Friday | 0 | 0 | #N/A | #N/A |  | #N/A | #N/A
5/10/2019 | 8:00 | #N/A | #N/A | Friday | 0 | 0 | #N/A | #N/A |  | #N/A | #N/A
5/10/2019 | 9:00 | #N/A | #N/A | Friday | 0 | 0 | #N/A | #N/A |  | #N/A | #N/A
5/10/2019 | 10:00 | #N/A | #N/A | Friday | 0 | 0 | #N/A | #N/A |  | #N/A | #N/A
5/10/2019 | 11:00 | #N/A | #N/A | Friday | 0 | 0 | #N/A | #N/A |  | #N/A | #N/A
5/10/2019 | 12:00 | #N/A | #N/A | Friday | 0 | 0 | #N/A | #N/A |  | #N/A | #N/A
5/10/2019 | 13:00 | #N/A | #N/A | Friday | 0 | 0 | #N/A | #N/A |  | #N/A | #N/A
5/10/2019 | 14:00 | #N/A | #N/A | Friday | 0 | 0 | #N/A | #N/A |  | #N/A | #N/A
5/10/2019 | 15:00 | #N/A | #N/A | Friday | 0 | 0 | #N/A | #N/A |  | #N/A | #N/A
5/10/2019 | 16:00 | #N/A | #N/A | Friday | 0 | 0 | #N/A | #N/A |  | #N/A | #N/A
5/10/2019 | 17:00 | #N/A | #N/A | Friday | 0 | 0 | #N/A | #N/A |  | #N/A | #N/A
5/10/2019 | 18:00 | #N/A | #N/A | Friday | 0 | 0 | #N/A | #N/A |  | #N/A | #N/A
5/10/2019 | 19:00 | #N/A | #N/A | Friday | 0 | 0 | #N/A | #N/A |  | #N/A | #N/A
5/10/2019 | 20:00 | #N/A | #N/A | Friday | 0 | 0 | #N/A | #N/A |  | #N/A | #N/A
5/10/2019 | 21:00 | #N/A | #N/A | Friday | 0 | 0 | #N/A | #N/A |  | #N/A | #N/A
5/10/2019 | 22:00 | #N/A | #N/A | Friday | 0 | 0 | #N/A | #N/A |  | #N/A | #N/A
5/10/2019 | 23:00 | #N/A | #N/A | Friday | 0 | 0 | #N/A | #N/A |  | #N/A | #N/A
5/10/2019 | 24:00 | #N/A | #N/A | Friday | 0 | 0 | #N/A | #N/A |  | #N/A | #N/A
5/11/2019 | 1:00 | #N/A | #N/A | Saturday | 0 | 0 | #N/A | #N/A |  | #N/A | #N/A
5/11/2019 | 2:00 | #N/A | #N/A | Saturday | 0 | 0 | #N/A | #N/A |  | #N/A | #N/A
5/11/2019 | 3:00 | #N/A | #N/A | Saturday | 0 | 0 | #N/A | #N/A |  | #N/A | #N/A
5/11/2019 | 4:00 | #N/A | #N/A | Saturday | 0 | 0 | #N/A | #N/A |  | #N/A | #N/A
5/11/2019 | 5:00 | #N/A | #N/A | Saturday | 0 | 0 | #N/A | #N/A |  | #N/A | #N/A
5/11/2019 | 6:00 | #N/A | #N/A | Saturday | 0 | 0 | #N/A | #N/A |  | #N/A | #N/A
5/11/2019 | 7:00 | #N/A | #N/A | Saturday | 0 | 0 | #N/A | #N/A |  | #N/A | #N/A
5/11/2019 | 8:00 | #N/A | #N/A | Saturday | 0 | 0 | #N/A | #N/A |  | #N/A | #N/A
5/11/2019 | 9:00 | #N/A | #N/A | Saturday | 0 | 0 | #N/A | #N/A |  | #N/A | #N/A
5/11/2019 | 10:00 | #N/A | #N/A | Saturday | 0 | 0 | #N/A | #N/A |  | #N/A | #N/A
5/11/2019 | 11:00 | #N/A | #N/A | Saturday | 0 | 0 | #N/A | #N/A |  | #N/A | #N/A
5/11/2019 | 12:00 | #N/A | #N/A | Saturday | 0 | 0 | #N/A | #N/A |  | #N/A | #N/A
5/11/2019 | 13:00 | #N/A | #N/A | Saturday | 0 | 0 | #N/A | #N/A |  | #N/A | #N/A
5/11/2019 | 14:00 | #N/A | #N/A | Saturday | 0 | 0 | #N/A | #N/A |  | #N/A | #N/A
5/11/2019 | 15:00 | #N/A | #N/A | Saturday | 0 | 0 | #N/A | #N/A |  | #N/A | #N/A
5/11/2019 | 16:00 | #N/A | #N/A | Saturday | 0 | 0 | #N/A | #N/A |  | #N/A | #N/A
5/11/2019 | 17:00 | #N/A | #N/A | Saturday | 0 | 0 | #N/A | #N/A |  | #N/A | #N/A
5/11/2019 | 18:00 | #N/A | #N/A | Saturday | 0 | 0 | #N/A | #N/A |  | #N/A | #N/A
5/11/2019 | 19:00 | #N/A | #N/A | Saturday | 0 | 0 | #N/A | #N/A |  | #N/A | #N/A
5/11/2019 | 20:00 | #N/A | #N/A | Saturday | 0 | 0 | #N/A | #N/A |  | #N/A | #N/A
5/11/2019 | 21:00 | #N/A | #N/A | Saturday | 0 | 0 | #N/A | #N/A |  | #N/A | #N/A
5/11/2019 | 22:00 | #N/A | #N/A | Saturday | 0 | 0 | #N/A | #N/A |  | #N/A | #N/A
5/11/2019 | 23:00 | #N/A | #N/A | Saturday | 0 | 0 | #N/A | #N/A |  | #N/A | #N/A
5/11/2019 | 24:00 | #N/A | #N/A | Saturday | 0 | 0 | #N/A | #N/A |  | #N/A | #N/A
5/12/2019 | 1:00 | #N/A | #N/A | Sunday | 0 | 0 | #N/A | #N/A |  | #N/A | #N/A
5/12/2019 | 2:00 | #N/A | #N/A | Sunday | 0 | 0 | #N/A | #N/A |  | #N/A | #N/A
5/12/2019 | 3:00 | #N/A | #N/A | Sunday | 0 | 0 | #N/A | #N/A |  | #N/A | #N/A
5/12/2019 | 4:00 | #N/A | #N/A | Sunday | 0 | 0 | #N/A | #N/A |  | #N/A | #N/A
5/12/2019 | 5:00 | #N/A | #N/A | Sunday | 0 | 0 | #N/A | #N/A |  | #N/A | #N/A
5/12/2019 | 6:00 | #N/A | #N/A | Sunday | 0 | 0 | #N/A | #N/A |  | #N/A | #N/A
5/12/2019 | 7:00 | #N/A | #N/A | Sunday | 0 | 0 | #N/A | #N/A |  | #N/A | #N/A
5/12/2019 | 8:00 | #N/A | #N/A | Sunday | 0 | 0 | #N/A | #N/A |  | #N/A | #N/A
5/12/2019 | 9:00 | #N/A | #N/A | Sunday | 0 | 0 | #N/A | #N/A |  | #N/A | #N/A
5/12/2019 | 10:00 | #N/A | #N/A | Sunday | 0 | 0 | #N/A | #N/A |  | #N/A | #N/A
5/12/2019 | 11:00 | #N/A | #N/A | Sunday | 0 | 0 | #N/A | #N/A |  | #N/A | #N/A
5/12/2019 | 12:00 | #N/A | #N/A | Sunday | 0 | 0 | #N/A | #N/A |  | #N/A | #N/A
5/12/2019 | 13:00 | #N/A | #N/A | Sunday | 0 | 0 | #N/A | #N/A |  | #N/A | #N/A
5/12/2019 | 14:00 | #N/A | #N/A | Sunday | 0 | 0 | #N/A | #N/A |  | #N/A | #N/A
5/12/2019 | 15:00 | #N/A | #N/A | Sunday | 0 | 0 | #N/A | #N/A |  | #N/A | #N/A
5/12/2019 | 16:00 | #N/A | #N/A | Sunday | 0 | 0 | #N/A | #N/A |  | #N/A | #N/A
5/12/2019 | 17:00 | #N/A | #N/A | Sunday | 0 | 0 | #N/A | #N/A |  | #N/A | #N/A
5/12/2019 | 18:00 | #N/A | #N/A | Sunday | 0 | 0 | #N/A | #N/A |  | #N/A | #N/A
5/12/2019 | 19:00 | #N/A | #N/A | Sunday | 0 | 0 | #N/A | #N/A |  | #N/A | #N/A
5/12/2019 | 20:00 | #N/A | #N/A | Sunday | 0 | 0 | #N/A | #N/A |  | #N/A | #N/A
5/12/2019 | 21:00 | #N/A | #N/A | Sunday | 0 | 0 | #N/A | #N/A |  | #N/A | #N/A
5/12/2019 | 22:00 | #N/A | #N/A | Sunday | 0 | 0 | #N/A | #N/A |  | #N/A | #N/A
5/12/2019 | 23:00 | #N/A | #N/A | Sunday | 0 | 0 | #N/A | #N/A |  | #N/A | #N/A
5/12/2019 | 24:00 | #N/A | #N/A | Sunday | 0 | 0 | #N/A | #N/A |  | #N/A | #N/A
5/13/2019 | 1:00 | #N/A | #N/A | Monday | 0 | 0 | #N/A | #N/A |  | #N/A | #N/A
5/13/2019 | 2:00 | #N/A | #N/A | Monday | 0 | 0 | #N/A | #N/A |  | #N/A | #N/A
5/13/2019 | 3:00 | #N/A | #N/A | Monday | 0 | 0 | #N/A | #N/A |  | #N/A | #N/A
5/13/2019 | 4:00 | #N/A | #N/A | Monday | 0 | 0 | #N/A | #N/A |  | #N/A | #N/A
5/13/2019 | 5:00 | #N/A | #N/A | Monday | 0 | 0 | #N/A | #N/A |  | #N/A | #N/A
5/13/2019 | 6:00 | #N/A | #N/A | Monday | 0 | 0 | #N/A | #N/A |  | #N/A | #N/A
5/13/2019 | 7:00 | #N/A | #N/A | Monday | 0 | 0 | #N/A | #N/A |  | #N/A | #N/A
5/13/2019 | 8:00 | #N/A | #N/A | Monday | 0 | 0 | #N/A | #N/A |  | #N/A | #N/A
5/13/2019 | 9:00 | #N/A | #N/A | Monday | 0 | 0 | #N/A | #N/A |  | #N/A | #N/A
5/13/2019 | 10:00 | #N/A | #N/A | Monday | 0 | 0 | #N/A | #N/A |  | #N/A | #N/A
5/13/2019 | 11:00 | #N/A | #N/A | Monday | 0 | 0 | #N/A | #N/A |  | #N/A | #N/A
5/13/2019 | 12:00 | #N/A | #N/A | Monday | 0 | 0 | #N/A | #N/A |  | #N/A | #N/A
5/13/2019 | 13:00 | #N/A | #N/A | Monday | 0 | 0 | #N/A | #N/A |  | #N/A | #N/A
5/13/2019 | 14:00 | #N/A | #N/A | Monday | 0 | 0 | #N/A | #N/A |  | #N/A | #N/A
5/13/2019 | 15:00 | #N/A | #N/A | Monday | 0 | 0 | #N/A | #N/A |  | #N/A | #N/A
5/13/2019 | 16:00 | #N/A | #N/A | Monday | 0 | 0 | #N/A | #N/A |  | #N/A | #N/A
5/13/2019 | 17:00 | #N/A | #N/A | Monday | 0 | 0 | #N/A | #N/A |  | #N/A | #N/A
5/13/2019 | 18:00 | #N/A | #N/A | Monday | 0 | 0 | #N/A | #N/A |  | #N/A | #N/A
5/13/2019 | 19:00 | #N/A | #N/A | Monday | 0 | 0 | #N/A | #N/A |  | #N/A | #N/A
5/13/2019 | 20:00 | #N/A | #N/A | Monday | 0 | 0 | #N/A | #N/A |  | #N/A | #N/A
5/13/2019 | 21:00 | #N/A | #N/A | Monday | 0 | 0 | #N/A | #N/A |  | #N/A | #N/A
5/13/2019 | 22:00 | #N/A | #N/A | Monday | 0 | 0 | #N/A | #N/A |  | #N/A | #N/A
5/13/2019 | 23:00 | #N/A | #N/A | Monday | 0 | 0 | #N/A | #N/A |  | #N/A | #N/A
5/13/2019 | 24:00 | #N/A | #N/A | Monday | 0 | 0 | #N/A | #N/A |  | #N/A | #N/A
5/14/2019 | 1:00 | #N/A | #N/A | Tuesday | 0 | 0 | #N/A | #N/A |  | #N/A | #N/A
5/14/2019 | 2:00 | #N/A | #N/A | Tuesday | 0 | 0 | #N/A | #N/A |  | #N/A | #N/A
5/14/2019 | 3:00 | #N/A | #N/A | Tuesday | 0 | 0 | #N/A | #N/A |  | #N/A | #N/A
5/14/2019 | 4:00 | #N/A | #N/A | Tuesday | 0 | 0 | #N/A | #N/A |  | #N/A | #N/A
5/14/2019 | 5:00 | #N/A | #N/A | Tuesday | 0 | 0 | #N/A | #N/A |  | #N/A | #N/A
5/14/2019 | 6:00 | #N/A | #N/A | Tuesday | 0 | 0 | #N/A | #N/A |  | #N/A | #N/A
5/14/2019 | 7:00 | #N/A | #N/A | Tuesday | 0 | 0 | #N/A | #N/A |  | #N/A | #N/A
5/14/2019 | 8:00 | #N/A | #N/A | Tuesday | 0 | 0 | #N/A | #N/A |  | #N/A | #N/A
5/14/2019 | 9:00 | #N/A | #N/A | Tuesday | 0 | 0 | #N/A | #N/A |  | #N/A | #N/A
5/14/2019 | 10:00 | #N/A | #N/A | Tuesday | 0 | 0 | #N/A | #N/A |  | #N/A | #N/A
5/14/2019 | 11:00 | #N/A | #N/A | Tuesday | 0 | 0 | #N/A | #N/A |  | #N/A | #N/A
5/14/2019 | 12:00 | #N/A | #N/A | Tuesday | 0 | 0 | #N/A | #N/A |  | #N/A | #N/A
5/14/2019 | 13:00 | #N/A | #N/A | Tuesday | 0 | 0 | #N/A | #N/A |  | #N/A | #N/A
5/14/2019 | 14:00 | #N/A | #N/A | Tuesday | 0 | 0 | #N/A | #N/A |  | #N/A | #N/A
5/14/2019 | 15:00 | #N/A | #N/A | Tuesday | 0 | 0 | #N/A | #N/A |  | #N/A | #N/A
5/14/2019 | 16:00 | #N/A | #N/A | Tuesday | 0 | 0 | #N/A | #N/A |  | #N/A | #N/A
5/14/2019 | 17:00 | #N/A | #N/A | Tuesday | 0 | 0 | #N/A | #N/A |  | #N/A | #N/A
5/14/2019 | 18:00 | #N/A | #N/A | Tuesday | 0 | 0 | #N/A | #N/A |  | #N/A | #N/A
5/14/2019 | 19:00 | #N/A | #N/A | Tuesday | 0 | 0 | #N/A | #N/A |  | #N/A | #N/A
5/14/2019 | 20:00 | #N/A | #N/A | Tuesday | 0 | 0 | #N/A | #N/A |  | #N/A | #N/A
5/14/2019 | 21:00 | #N/A | #N/A | Tuesday | 0 | 0 | #N/A | #N/A |  | #N/A | #N/A
5/14/2019 | 22:00 | #N/A | #N/A | Tuesday | 0 | 0 | #N/A | #N/A |  | #N/A | #N/A
5/14/2019 | 23:00 | #N/A | #N/A | Tuesday | 0 | 0 | #N/A | #N/A |  | #N/A | #N/A
5/14/2019 | 24:00 | #N/A | #N/A | Tuesday | 0 | 0 | #N/A | #N/A |  | #N/A | #N/A
5/15/2019 | 1:00 | #N/A | #N/A | Wednesday | 0 | 0 | #N/A | #N/A |  | #N/A | #N/A
5/15/2019 | 2:00 | #N/A | #N/A | Wednesday | 0 | 0 | #N/A | #N/A |  | #N/A | #N/A
5/15/2019 | 3:00 | #N/A | #N/A | Wednesday | 0 | 0 | #N/A | #N/A |  | #N/A | #N/A
5/15/2019 | 4:00 | #N/A | #N/A | Wednesday | 0 | 0 | #N/A | #N/A |  | #N/A | #N/A
5/15/2019 | 5:00 | #N/A | #N/A | Wednesday | 0 | 0 | #N/A | #N/A |  | #N/A | #N/A
5/15/2019 | 6:00 | #N/A | #N/A | Wednesday | 0 | 0 | #N/A | #N/A |  | #N/A | #N/A
5/15/2019 | 7:00 | #N/A | #N/A | Wednesday | 0 | 0 | #N/A | #N/A |  | #N/A | #N/A
5/15/2019 | 8:00 | #N/A | #N/A | Wednesday | 0 | 0 | #N/A | #N/A |  | #N/A | #N/A
5/15/2019 | 9:00 | #N/A | #N/A | Wednesday | 0 | 0 | #N/A | #N/A |  | #N/A | #N/A
5/15/2019 | 10:00 | #N/A | #N/A | Wednesday | 0 | 0 | #N/A | #N/A |  | #N/A | #N/A
5/15/2019 | 11:00 | #N/A | #N/A | Wednesday | 0 | 0 | #N/A | #N/A |  | #N/A | #N/A
5/15/2019 | 12:00 | #N/A | #N/A | Wednesday | 0 | 0 | #N/A | #N/A |  | #N/A | #N/A
5/15/2019 | 13:00 | #N/A | #N/A | Wednesday | 0 | 0 | #N/A | #N/A |  | #N/A | #N/A
5/15/2019 | 14:00 | #N/A | #N/A | Wednesday | 0 | 0 | #N/A | #N/A |  | #N/A | #N/A
5/15/2019 | 15:00 | #N/A | #N/A | Wednesday | 0 | 0 | #N/A | #N/A |  | #N/A | #N/A
5/15/2019 | 16:00 | #N/A | #N/A | Wednesday | 0 | 0 | #N/A | #N/A |  | #N/A | #N/A
5/15/2019 | 17:00 | #N/A | #N/A | Wednesday | 0 | 0 | #N/A | #N/A |  | #N/A | #N/A
5/15/2019 | 18:00 | #N/A | #N/A | Wednesday | 0 | 0 | #N/A | #N/A |  | #N/A | #N/A
5/15/2019 | 19:00 | #N/A | #N/A | Wednesday | 0 | 0 | #N/A | #N/A |  | #N/A | #N/A
5/15/2019 | 20:00 | #N/A | #N/A | Wednesday | 0 | 0 | #N/A | #N/A |  | #N/A | #N/A
5/15/2019 | 21:00 | #N/A | #N/A | Wednesday | 0 | 0 | #N/A | #N/A |  | #N/A | #N/A
5/15/2019 | 22:00 | #N/A | #N/A | Wednesday | 0 | 0 | #N/A | #N/A |  | #N/A | #N/A
5/15/2019 | 23:00 | #N/A | #N/A | Wednesday | 0 | 0 | #N/A | #N/A |  | #N/A | #N/A
5/15/2019 | 24:00 | #N/A | #N/A | Wednesday | 0 | 0 | #N/A | #N/A |  | #N/A | #N/A
5/16/2019 | 1:00 | #N/A | #N/A | Thursday | 0 | 0 | #N/A | #N/A |  | #N/A | #N/A
5/16/2019 | 2:00 | #N/A | #N/A | Thursday | 0 | 0 | #N/A | #N/A |  | #N/A | #N/A
5/16/2019 | 3:00 | #N/A | #N/A | Thursday | 0 | 0 | #N/A | #N/A |  | #N/A | #N/A
5/16/2019 | 4:00 | #N/A | #N/A | Thursday | 0 | 0 | #N/A | #N/A |  | #N/A | #N/A
5/16/2019 | 5:00 | #N/A | #N/A | Thursday | 0 | 0 | #N/A | #N/A |  | #N/A | #N/A
5/16/2019 | 6:00 | #N/A | #N/A | Thursday | 0 | 0 | #N/A | #N/A |  | #N/A | #N/A
5/16/2019 | 7:00 | #N/A | #N/A | Thursday | 0 | 0 | #N/A | #N/A |  | #N/A | #N/A
5/16/2019 | 8:00 | #N/A | #N/A | Thursday | 0 | 0 | #N/A | #N/A |  | #N/A | #N/A
5/16/2019 | 9:00 | #N/A | #N/A | Thursday | 0 | 0 | #N/A | #N/A |  | #N/A | #N/A
5/16/2019 | 10:00 | #N/A | #N/A | Thursday | 0 | 0 | #N/A | #N/A |  | #N/A | #N/A
5/16/2019 | 11:00 | #N/A | #N/A | Thursday | 0 | 0 | #N/A | #N/A |  | #N/A | #N/A
5/16/2019 | 12:00 | #N/A | #N/A | Thursday | 0 | 0 | #N/A | #N/A |  | #N/A | #N/A
5/16/2019 | 13:00 | #N/A | #N/A | Thursday | 0 | 0 | #N/A | #N/A |  | #N/A | #N/A
5/16/2019 | 14:00 | #N/A | #N/A | Thursday | 0 | 0 | #N/A | #N/A |  | #N/A | #N/A
5/16/2019 | 15:00 | #N/A | #N/A | Thursday | 0 | 0 | #N/A | #N/A |  | #N/A | #N/A
5/16/2019 | 16:00 | #N/A | #N/A | Thursday | 0 | 0 | #N/A | #N/A |  | #N/A | #N/A
5/16/2019 | 17:00 | #N/A | #N/A | Thursday | 0 | 0 | #N/A | #N/A |  | #N/A | #N/A
5/16/2019 | 18:00 | #N/A | #N/A | Thursday | 0 | 0 | #N/A | #N/A |  | #N/A | #N/A
5/16/2019 | 19:00 | #N/A | #N/A | Thursday | 0 | 0 | #N/A | #N/A |  | #N/A | #N/A
5/16/2019 | 20:00 | #N/A | #N/A | Thursday | 0 | 0 | #N/A | #N/A |  | #N/A | #N/A
5/16/2019 | 21:00 | #N/A | #N/A | Thursday | 0 | 0 | #N/A | #N/A |  | #N/A | #N/A
5/16/2019 | 22:00 | #N/A | #N/A | Thursday | 0 | 0 | #N/A | #N/A |  | #N/A | #N/A
5/16/2019 | 23:00 | #N/A | #N/A | Thursday | 0 | 0 | #N/A | #N/A |  | #N/A | #N/A
5/16/2019 | 24:00 | #N/A | #N/A | Thursday | 0 | 0 | #N/A | #N/A |  | #N/A | #N/A
5/17/2019 | 1:00 | #N/A | #N/A | Friday | 0 | 0 | #N/A | #N/A |  | #N/A | #N/A
5/17/2019 | 2:00 | #N/A | #N/A | Friday | 0 | 0 | #N/A | #N/A |  | #N/A | #N/A
5/17/2019 | 3:00 | #N/A | #N/A | Friday | 0 | 0 | #N/A | #N/A |  | #N/A | #N/A
5/17/2019 | 4:00 | #N/A | #N/A | Friday | 0 | 0 | #N/A | #N/A |  | #N/A | #N/A
5/17/2019 | 5:00 | #N/A | #N/A | Friday | 0 | 0 | #N/A | #N/A |  | #N/A | #N/A
5/17/2019 | 6:00 | #N/A | #N/A | Friday | 0 | 0 | #N/A | #N/A |  | #N/A | #N/A
5/17/2019 | 7:00 | #N/A | #N/A | Friday | 0 | 0 | #N/A | #N/A |  | #N/A | #N/A
5/17/2019 | 8:00 | #N/A | #N/A | Friday | 0 | 0 | #N/A | #N/A |  | #N/A | #N/A
5/17/2019 | 9:00 | #N/A | #N/A | Friday | 0 | 0 | #N/A | #N/A |  | #N/A | #N/A
5/17/2019 | 10:00 | #N/A | #N/A | Friday | 0 | 0 | #N/A | #N/A |  | #N/A | #N/A
5/17/2019 | 11:00 | #N/A | #N/A | Friday | 0 | 0 | #N/A | #N/A |  | #N/A | #N/A
5/17/2019 | 12:00 | #N/A | #N/A | Friday | 0 | 0 | #N/A | #N/A |  | #N/A | #N/A
5/17/2019 | 13:00 | #N/A | #N/A | Friday | 0 | 0 | #N/A | #N/A |  | #N/A | #N/A
5/17/2019 | 14:00 | #N/A | #N/A | Friday | 0 | 0 | #N/A | #N/A |  | #N/A | #N/A
5/17/2019 | 15:00 | #N/A | #N/A | Friday | 0 | 0 | #N/A | #N/A |  | #N/A | #N/A
5/17/2019 | 16:00 | #N/A | #N/A | Friday | 0 | 0 | #N/A | #N/A |  | #N/A | #N/A
5/17/2019 | 17:00 | #N/A | #N/A | Friday | 0 | 0 | #N/A | #N/A |  | #N/A | #N/A
5/17/2019 | 18:00 | #N/A | #N/A | Friday | 0 | 0 | #N/A | #N/A |  | #N/A | #N/A
5/17/2019 | 19:00 | #N/A | #N/A | Friday | 0 | 0 | #N/A | #N/A |  | #N/A | #N/A
5/17/2019 | 20:00 | #N/A | #N/A | Friday | 0 | 0 | #N/A | #N/A |  | #N/A | #N/A
5/17/2019 | 21:00 | #N/A | #N/A | Friday | 0 | 0 | #N/A | #N/A |  | #N/A | #N/A
5/17/2019 | 22:00 | #N/A | #N/A | Friday | 0 | 0 | #N/A | #N/A |  | #N/A | #N/A
5/17/2019 | 23:00 | #N/A | #N/A | Friday | 0 | 0 | #N/A | #N/A |  | #N/A | #N/A
5/17/2019 | 24:00 | #N/A | #N/A | Friday | 0 | 0 | #N/A | #N/A |  | #N/A | #N/A
5/18/2019 | 1:00 | #N/A | #N/A | Saturday | 0 | 0 | #N/A | #N/A |  | #N/A | #N/A
5/18/2019 | 2:00 | #N/A | #N/A | Saturday | 0 | 0 | #N/A | #N/A |  | #N/A | #N/A
5/18/2019 | 3:00 | #N/A | #N/A | Saturday | 0 | 0 | #N/A | #N/A |  | #N/A | #N/A
5/18/2019 | 4:00 | #N/A | #N/A | Saturday | 0 | 0 | #N/A | #N/A |  | #N/A | #N/A
5/18/2019 | 5:00 | #N/A | #N/A | Saturday | 0 | 0 | #N/A | #N/A |  | #N/A | #N/A
5/18/2019 | 6:00 | #N/A | #N/A | Saturday | 0 | 0 | #N/A | #N/A |  | #N/A | #N/A
5/18/2019 | 7:00 | #N/A | #N/A | Saturday | 0 | 0 | #N/A | #N/A |  | #N/A | #N/A
5/18/2019 | 8:00 | #N/A | #N/A | Saturday | 0 | 0 | #N/A | #N/A |  | #N/A | #N/A
5/18/2019 | 9:00 | #N/A | #N/A | Saturday | 0 | 0 | #N/A | #N/A |  | #N/A | #N/A
5/18/2019 | 10:00 | #N/A | #N/A | Saturday | 0 | 0 | #N/A | #N/A |  | #N/A | #N/A
5/18/2019 | 11:00 | #N/A | #N/A | Saturday | 0 | 0 | #N/A | #N/A |  | #N/A | #N/A
5/18/2019 | 12:00 | #N/A | #N/A | Saturday | 0 | 0 | #N/A | #N/A |  | #N/A | #N/A
5/18/2019 | 13:00 | #N/A | #N/A | Saturday | 0 | 0 | #N/A | #N/A |  | #N/A | #N/A
5/18/2019 | 14:00 | #N/A | #N/A | Saturday | 0 | 0 | #N/A | #N/A |  | #N/A | #N/A
5/18/2019 | 15:00 | #N/A | #N/A | Saturday | 0 | 0 | #N/A | #N/A |  | #N/A | #N/A
5/18/2019 | 16:00 | #N/A | #N/A | Saturday | 0 | 0 | #N/A | #N/A |  | #N/A | #N/A
5/18/2019 | 17:00 | #N/A | #N/A | Saturday | 0 | 0 | #N/A | #N/A |  | #N/A | #N/A
5/18/2019 | 18:00 | #N/A | #N/A | Saturday | 0 | 0 | #N/A | #N/A |  | #N/A | #N/A
5/18/2019 | 19:00 | #N/A | #N/A | Saturday | 0 | 0 | #N/A | #N/A |  | #N/A | #N/A
5/18/2019 | 20:00 | #N/A | #N/A | Saturday | 0 | 0 | #N/A | #N/A |  | #N/A | #N/A
5/18/2019 | 21:00 | #N/A | #N/A | Saturday | 0 | 0 | #N/A | #N/A |  | #N/A | #N/A
5/18/2019 | 22:00 | #N/A | #N/A | Saturday | 0 | 0 | #N/A | #N/A |  | #N/A | #N/A
5/18/2019 | 23:00 | #N/A | #N/A | Saturday | 0 | 0 | #N/A | #N/A |  | #N/A | #N/A
5/18/2019 | 24:00 | #N/A | #N/A | Saturday | 0 | 0 | #N/A | #N/A |  | #N/A | #N/A
5/19/2019 | 1:00 | #N/A | #N/A | Sunday | 0 | 0 | #N/A | #N/A |  | #N/A | #N/A
5/19/2019 | 2:00 | #N/A | #N/A | Sunday | 0 | 0 | #N/A | #N/A |  | #N/A | #N/A
5/19/2019 | 3:00 | #N/A | #N/A | Sunday | 0 | 0 | #N/A | #N/A |  | #N/A | #N/A
5/19/2019 | 4:00 | #N/A | #N/A | Sunday | 0 | 0 | #N/A | #N/A |  | #N/A | #N/A
5/19/2019 | 5:00 | #N/A | #N/A | Sunday | 0 | 0 | #N/A | #N/A |  | #N/A | #N/A
5/19/2019 | 6:00 | #N/A | #N/A | Sunday | 0 | 0 | #N/A | #N/A |  | #N/A | #N/A
5/19/2019 | 7:00 | #N/A | #N/A | Sunday | 0 | 0 | #N/A | #N/A |  | #N/A | #N/A
5/19/2019 | 8:00 | #N/A | #N/A | Sunday | 0 | 0 | #N/A | #N/A |  | #N/A | #N/A
5/19/2019 | 9:00 | #N/A | #N/A | Sunday | 0 | 0 | #N/A | #N/A |  | #N/A | #N/A
5/19/2019 | 10:00 | #N/A | #N/A | Sunday | 0 | 0 | #N/A | #N/A |  | #N/A | #N/A
5/19/2019 | 11:00 | #N/A | #N/A | Sunday | 0 | 0 | #N/A | #N/A |  | #N/A | #N/A
5/19/2019 | 12:00 | #N/A | #N/A | Sunday | 0 | 0 | #N/A | #N/A |  | #N/A | #N/A
5/19/2019 | 13:00 | #N/A | #N/A | Sunday | 0 | 0 | #N/A | #N/A |  | #N/A | #N/A
5/19/2019 | 14:00 | #N/A | #N/A | Sunday | 0 | 0 | #N/A | #N/A |  | #N/A | #N/A
5/19/2019 | 15:00 | #N/A | #N/A | Sunday | 0 | 0 | #N/A | #N/A |  | #N/A | #N/A
5/19/2019 | 16:00 | #N/A | #N/A | Sunday | 0 | 0 | #N/A | #N/A |  | #N/A | #N/A
5/19/2019 | 17:00 | #N/A | #N/A | Sunday | 0 | 0 | #N/A | #N/A |  | #N/A | #N/A
5/19/2019 | 18:00 | #N/A | #N/A | Sunday | 0 | 0 | #N/A | #N/A |  | #N/A | #N/A
5/19/2019 | 19:00 | #N/A | #N/A | Sunday | 0 | 0 | #N/A | #N/A |  | #N/A | #N/A
5/19/2019 | 20:00 | #N/A | #N/A | Sunday | 0 | 0 | #N/A | #N/A |  | #N/A | #N/A
5/19/2019 | 21:00 | #N/A | #N/A | Sunday | 0 | 0 | #N/A | #N/A |  | #N/A | #N/A
5/19/2019 | 22:00 | #N/A | #N/A | Sunday | 0 | 0 | #N/A | #N/A |  | #N/A | #N/A
5/19/2019 | 23:00 | #N/A | #N/A | Sunday | 0 | 0 | #N/A | #N/A |  | #N/A | #N/A
5/19/2019 | 24:00 | #N/A | #N/A | Sunday | 0 | 0 | #N/A | #N/A |  | #N/A | #N/A
5/20/2019 | 1:00 | #N/A | #N/A | Monday | 0 | 0 | #N/A | #N/A |  | #N/A | #N/A
5/20/2019 | 2:00 | #N/A | #N/A | Monday | 0 | 0 | #N/A | #N/A |  | #N/A | #N/A
5/20/2019 | 3:00 | #N/A | #N/A | Monday | 0 | 0 | #N/A | #N/A |  | #N/A | #N/A
5/20/2019 | 4:00 | #N/A | #N/A | Monday | 0 | 0 | #N/A | #N/A |  | #N/A | #N/A
5/20/2019 | 5:00 | #N/A | #N/A | Monday | 0 | 0 | #N/A | #N/A |  | #N/A | #N/A
5/20/2019 | 6:00 | #N/A | #N/A | Monday | 0 | 0 | #N/A | #N/A |  | #N/A | #N/A
5/20/2019 | 7:00 | #N/A | #N/A | Monday | 0 | 0 | #N/A | #N/A |  | #N/A | #N/A
5/20/2019 | 8:00 | #N/A | #N/A | Monday | 0 | 0 | #N/A | #N/A |  | #N/A | #N/A
5/20/2019 | 9:00 | #N/A | #N/A | Monday | 0 | 0 | #N/A | #N/A |  | #N/A | #N/A
5/20/2019 | 10:00 | #N/A | #N/A | Monday | 0 | 0 | #N/A | #N/A |  | #N/A | #N/A
5/20/2019 | 11:00 | #N/A | #N/A | Monday | 0 | 0 | #N/A | #N/A |  | #N/A | #N/A
5/20/2019 | 12:00 | #N/A | #N/A | Monday | 0 | 0 | #N/A | #N/A |  | #N/A | #N/A
5/20/2019 | 13:00 | #N/A | #N/A | Monday | 0 | 0 | #N/A | #N/A |  | #N/A | #N/A
5/20/2019 | 14:00 | #N/A | #N/A | Monday | 0 | 0 | #N/A | #N/A |  | #N/A | #N/A
5/20/2019 | 15:00 | #N/A | #N/A | Monday | 0 | 0 | #N/A | #N/A |  | #N/A | #N/A
5/20/2019 | 16:00 | #N/A | #N/A | Monday | 0 | 0 | #N/A | #N/A |  | #N/A | #N/A
5/20/2019 | 17:00 | #N/A | #N/A | Monday | 0 | 0 | #N/A | #N/A |  | #N/A | #N/A
5/20/2019 | 18:00 | #N/A | #N/A | Monday | 0 | 0 | #N/A | #N/A |  | #N/A | #N/A
5/20/2019 | 19:00 | #N/A | #N/A | Monday | 0 | 0 | #N/A | #N/A |  | #N/A | #N/A
5/20/2019 | 20:00 | #N/A | #N/A | Monday | 0 | 0 | #N/A | #N/A |  | #N/A | #N/A
5/20/2019 | 21:00 | #N/A | #N/A | Monday | 0 | 0 | #N/A | #N/A |  | #N/A | #N/A
5/20/2019 | 22:00 | #N/A | #N/A | Monday | 0 | 0 | #N/A | #N/A |  | #N/A | #N/A
5/20/2019 | 23:00 | #N/A | #N/A | Monday | 0 | 0 | #N/A | #N/A |  | #N/A | #N/A
5/20/2019 | 24:00 | #N/A | #N/A | Monday | 0 | 0 | #N/A | #N/A |  | #N/A | #N/A
5/21/2019 | 1:00 | #N/A | #N/A | Tuesday | 0 | 0 | #N/A | #N/A |  | #N/A | #N/A
5/21/2019 | 2:00 | #N/A | #N/A | Tuesday | 0 | 0 | #N/A | #N/A |  | #N/A | #N/A
5/21/2019 | 3:00 | #N/A | #N/A | Tuesday | 0 | 0 | #N/A | #N/A |  | #N/A | #N/A
5/21/2019 | 4:00 | #N/A | #N/A | Tuesday | 0 | 0 | #N/A | #N/A |  | #N/A | #N/A
5/21/2019 | 5:00 | #N/A | #N/A | Tuesday | 0 | 0 | #N/A | #N/A |  | #N/A | #N/A
5/21/2019 | 6:00 | #N/A | #N/A | Tuesday | 0 | 0 | #N/A | #N/A |  | #N/A | #N/A
5/21/2019 | 7:00 | #N/A | #N/A | Tuesday | 0 | 0 | #N/A | #N/A |  | #N/A | #N/A
5/21/2019 | 8:00 | #N/A | #N/A | Tuesday | 0 | 0 | #N/A | #N/A |  | #N/A | #N/A
5/21/2019 | 9:00 | #N/A | #N/A | Tuesday | 0 | 0 | #N/A | #N/A |  | #N/A | #N/A
5/21/2019 | 10:00 | #N/A | #N/A | Tuesday | 0 | 0 | #N/A | #N/A |  | #N/A | #N/A
5/21/2019 | 11:00 | #N/A | #N/A | Tuesday | 0 | 0 | #N/A | #N/A |  | #N/A | #N/A
5/21/2019 | 12:00 | #N/A | #N/A | Tuesday | 0 | 0 | #N/A | #N/A |  | #N/A | #N/A
5/21/2019 | 13:00 | #N/A | #N/A | Tuesday | 0 | 0 | #N/A | #N/A |  | #N/A | #N/A
5/21/2019 | 14:00 | #N/A | #N/A | Tuesday | 0 | 0 | #N/A | #N/A |  | #N/A | #N/A
5/21/2019 | 15:00 | #N/A | #N/A | Tuesday | 0 | 0 | #N/A | #N/A |  | #N/A | #N/A
5/21/2019 | 16:00 | #N/A | #N/A | Tuesday | 0 | 0 | #N/A | #N/A |  | #N/A | #N/A
5/21/2019 | 17:00 | #N/A | #N/A | Tuesday | 0 | 0 | #N/A | #N/A |  | #N/A | #N/A
5/21/2019 | 18:00 | #N/A | #N/A | Tuesday | 0 | 0 | #N/A | #N/A |  | #N/A | #N/A
5/21/2019 | 19:00 | #N/A | #N/A | Tuesday | 0 | 0 | #N/A | #N/A |  | #N/A | #N/A
5/21/2019 | 20:00 | #N/A | #N/A | Tuesday | 0 | 0 | #N/A | #N/A |  | #N/A | #N/A
5/21/2019 | 21:00 | #N/A | #N/A | Tuesday | 0 | 0 | #N/A | #N/A |  | #N/A | #N/A
5/21/2019 | 22:00 | #N/A | #N/A | Tuesday | 0 | 0 | #N/A | #N/A |  | #N/A | #N/A
5/21/2019 | 23:00 | #N/A | #N/A | Tuesday | 0 | 0 | #N/A | #N/A |  | #N/A | #N/A
5/21/2019 | 24:00 | #N/A | #N/A | Tuesday | 0 | 0 | #N/A | #N/A |  | #N/A | #N/A
5/22/2019 | 1:00 | #N/A | #N/A | Wednesday | 0 | 0 | #N/A | #N/A |  | #N/A | #N/A
5/22/2019 | 2:00 | #N/A | #N/A | Wednesday | 0 | 0 | #N/A | #N/A |  | #N/A | #N/A
5/22/2019 | 3:00 | #N/A | #N/A | Wednesday | 0 | 0 | #N/A | #N/A |  | #N/A | #N/A
5/22/2019 | 4:00 | #N/A | #N/A | Wednesday | 0 | 0 | #N/A | #N/A |  | #N/A | #N/A
5/22/2019 | 5:00 | #N/A | #N/A | Wednesday | 0 | 0 | #N/A | #N/A |  | #N/A | #N/A
5/22/2019 | 6:00 | #N/A | #N/A | Wednesday | 0 | 0 | #N/A | #N/A |  | #N/A | #N/A
5/22/2019 | 7:00 | #N/A | #N/A | Wednesday | 0 | 0 | #N/A | #N/A |  | #N/A | #N/A
5/22/2019 | 8:00 | #N/A | #N/A | Wednesday | 0 | 0 | #N/A | #N/A |  | #N/A | #N/A
5/22/2019 | 9:00 | #N/A | #N/A | Wednesday | 0 | 0 | #N/A | #N/A |  | #N/A | #N/A
5/22/2019 | 10:00 | #N/A | #N/A | Wednesday | 0 | 0 | #N/A | #N/A |  | #N/A | #N/A
5/22/2019 | 11:00 | #N/A | #N/A | Wednesday | 0 | 0 | #N/A | #N/A |  | #N/A | #N/A
5/22/2019 | 12:00 | #N/A | #N/A | Wednesday | 0 | 0 | #N/A | #N/A |  | #N/A | #N/A
5/22/2019 | 13:00 | #N/A | #N/A | Wednesday | 0 | 0 | #N/A | #N/A |  | #N/A | #N/A
5/22/2019 | 14:00 | #N/A | #N/A | Wednesday | 0 | 0 | #N/A | #N/A |  | #N/A | #N/A
5/22/2019 | 15:00 | #N/A | #N/A | Wednesday | 0 | 0 | #N/A | #N/A |  | #N/A | #N/A
5/22/2019 | 16:00 | #N/A | #N/A | Wednesday | 0 | 0 | #N/A | #N/A |  | #N/A | #N/A
5/22/2019 | 17:00 | #N/A | #N/A | Wednesday | 0 | 0 | #N/A | #N/A |  | #N/A | #N/A
5/22/2019 | 18:00 | #N/A | #N/A | Wednesday | 0 | 0 | #N/A | #N/A |  | #N/A | #N/A
5/22/2019 | 19:00 | #N/A | #N/A | Wednesday | 0 | 0 | #N/A | #N/A |  | #N/A | #N/A
5/22/2019 | 20:00 | #N/A | #N/A | Wednesday | 0 | 0 | #N/A | #N/A |  | #N/A | #N/A
5/22/2019 | 21:00 | #N/A | #N/A | Wednesday | 0 | 0 | #N/A | #N/A |  | #N/A | #N/A
5/22/2019 | 22:00 | #N/A | #N/A | Wednesday | 0 | 0 | #N/A | #N/A |  | #N/A | #N/A
5/22/2019 | 23:00 | #N/A | #N/A | Wednesday | 0 | 0 | #N/A | #N/A |  | #N/A | #N/A
5/22/2019 | 24:00 | #N/A | #N/A | Wednesday | 0 | 0 | #N/A | #N/A |  | #N/A | #N/A
5/23/2019 | 1:00 | #N/A | #N/A | Thursday | 0 | 0 | #N/A | #N/A |  | #N/A | #N/A
5/23/2019 | 2:00 | #N/A | #N/A | Thursday | 0 | 0 | #N/A | #N/A |  | #N/A | #N/A
5/23/2019 | 3:00 | #N/A | #N/A | Thursday | 0 | 0 | #N/A | #N/A |  | #N/A | #N/A
5/23/2019 | 4:00 | #N/A | #N/A | Thursday | 0 | 0 | #N/A | #N/A |  | #N/A | #N/A
5/23/2019 | 5:00 | #N/A | #N/A | Thursday | 0 | 0 | #N/A | #N/A |  | #N/A | #N/A
5/23/2019 | 6:00 | #N/A | #N/A | Thursday | 0 | 0 | #N/A | #N/A |  | #N/A | #N/A
5/23/2019 | 7:00 | #N/A | #N/A | Thursday | 0 | 0 | #N/A | #N/A |  | #N/A | #N/A
5/23/2019 | 8:00 | #N/A | #N/A | Thursday | 0 | 0 | #N/A | #N/A |  | #N/A | #N/A
5/23/2019 | 9:00 | #N/A | #N/A | Thursday | 0 | 0 | #N/A | #N/A |  | #N/A | #N/A
5/23/2019 | 10:00 | #N/A | #N/A | Thursday | 0 | 0 | #N/A | #N/A |  | #N/A | #N/A
5/23/2019 | 11:00 | #N/A | #N/A | Thursday | 0 | 0 | #N/A | #N/A |  | #N/A | #N/A
5/23/2019 | 12:00 | #N/A | #N/A | Thursday | 0 | 0 | #N/A | #N/A |  | #N/A | #N/A
5/23/2019 | 13:00 | #N/A | #N/A | Thursday | 0 | 0 | #N/A | #N/A |  | #N/A | #N/A
5/23/2019 | 14:00 | #N/A | #N/A | Thursday | 0 | 0 | #N/A | #N/A |  | #N/A | #N/A
5/23/2019 | 15:00 | #N/A | #N/A | Thursday | 0 | 0 | #N/A | #N/A |  | #N/A | #N/A
5/23/2019 | 16:00 | #N/A | #N/A | Thursday | 0 | 0 | #N/A | #N/A |  | #N/A | #N/A
5/23/2019 | 17:00 | #N/A | #N/A | Thursday | 0 | 0 | #N/A | #N/A |  | #N/A | #N/A
5/23/2019 | 18:00 | #N/A | #N/A | Thursday | 0 | 0 | #N/A | #N/A |  | #N/A | #N/A
5/23/2019 | 19:00 | #N/A | #N/A | Thursday | 0 | 0 | #N/A | #N/A |  | #N/A | #N/A
5/23/2019 | 20:00 | #N/A | #N/A | Thursday | 0 | 0 | #N/A | #N/A |  | #N/A | #N/A
5/23/2019 | 21:00 | #N/A | #N/A | Thursday | 0 | 0 | #N/A | #N/A |  | #N/A | #N/A
5/23/2019 | 22:00 | #N/A | #N/A | Thursday | 0 | 0 | #N/A | #N/A |  | #N/A | #N/A
5/23/2019 | 23:00 | #N/A | #N/A | Thursday | 0 | 0 | #N/A | #N/A |  | #N/A | #N/A
5/23/2019 | 24:00 | #N/A | #N/A | Thursday | 0 | 0 | #N/A | #N/A |  | #N/A | #N/A
5/24/2019 | 1:00 | #N/A | #N/A | Friday | 0 | 0 | #N/A | #N/A |  | #N/A | #N/A
5/24/2019 | 2:00 | #N/A | #N/A | Friday | 0 | 0 | #N/A | #N/A |  | #N/A | #N/A
5/24/2019 | 3:00 | #N/A | #N/A | Friday | 0 | 0 | #N/A | #N/A |  | #N/A | #N/A
5/24/2019 | 4:00 | #N/A | #N/A | Friday | 0 | 0 | #N/A | #N/A |  | #N/A | #N/A
5/24/2019 | 5:00 | #N/A | #N/A | Friday | 0 | 0 | #N/A | #N/A |  | #N/A | #N/A
5/24/2019 | 6:00 | #N/A | #N/A | Friday | 0 | 0 | #N/A | #N/A |  | #N/A | #N/A
5/24/2019 | 7:00 | #N/A | #N/A | Friday | 0 | 0 | #N/A | #N/A |  | #N/A | #N/A
5/24/2019 | 8:00 | #N/A | #N/A | Friday | 0 | 0 | #N/A | #N/A |  | #N/A | #N/A
5/24/2019 | 9:00 | #N/A | #N/A | Friday | 0 | 0 | #N/A | #N/A |  | #N/A | #N/A
5/24/2019 | 10:00 | #N/A | #N/A | Friday | 0 | 0 | #N/A | #N/A |  | #N/A | #N/A
5/24/2019 | 11:00 | #N/A | #N/A | Friday | 0 | 0 | #N/A | #N/A |  | #N/A | #N/A
5/24/2019 | 12:00 | #N/A | #N/A | Friday | 0 | 0 | #N/A | #N/A |  | #N/A | #N/A
5/24/2019 | 13:00 | #N/A | #N/A | Friday | 0 | 0 | #N/A | #N/A |  | #N/A | #N/A
5/24/2019 | 14:00 | #N/A | #N/A | Friday | 0 | 0 | #N/A | #N/A |  | #N/A | #N/A
5/24/2019 | 15:00 | #N/A | #N/A | Friday | 0 | 0 | #N/A | #N/A |  | #N/A | #N/A
5/24/2019 | 16:00 | #N/A | #N/A | Friday | 0 | 0 | #N/A | #N/A |  | #N/A | #N/A
5/24/2019 | 17:00 | #N/A | #N/A | Friday | 0 | 0 | #N/A | #N/A |  | #N/A | #N/A
5/24/2019 | 18:00 | #N/A | #N/A | Friday | 0 | 0 | #N/A | #N/A |  | #N/A | #N/A
5/24/2019 | 19:00 | #N/A | #N/A | Friday | 0 | 0 | #N/A | #N/A |  | #N/A | #N/A
5/24/2019 | 20:00 | #N/A | #N/A | Friday | 0 | 0 | #N/A | #N/A |  | #N/A | #N/A
5/24/2019 | 21:00 | #N/A | #N/A | Friday | 0 | 0 | #N/A | #N/A |  | #N/A | #N/A
5/24/2019 | 22:00 | #N/A | #N/A | Friday | 0 | 0 | #N/A | #N/A |  | #N/A | #N/A
5/24/2019 | 23:00 | #N/A | #N/A | Friday | 0 | 0 | #N/A | #N/A |  | #N/A | #N/A
5/24/2019 | 24:00 | #N/A | #N/A | Friday | 0 | 0 | #N/A | #N/A |  | #N/A | #N/A
5/25/2019 | 1:00 | #N/A | #N/A | Saturday | 0 | 0 | #N/A | #N/A |  | #N/A | #N/A
5/25/2019 | 2:00 | #N/A | #N/A | Saturday | 0 | 0 | #N/A | #N/A |  | #N/A | #N/A
5/25/2019 | 3:00 | #N/A | #N/A | Saturday | 0 | 0 | #N/A | #N/A |  | #N/A | #N/A
5/25/2019 | 4:00 | #N/A | #N/A | Saturday | 0 | 0 | #N/A | #N/A |  | #N/A | #N/A
5/25/2019 | 5:00 | #N/A | #N/A | Saturday | 0 | 0 | #N/A | #N/A |  | #N/A | #N/A
5/25/2019 | 6:00 | #N/A | #N/A | Saturday | 0 | 0 | #N/A | #N/A |  | #N/A | #N/A
5/25/2019 | 7:00 | #N/A | #N/A | Saturday | 0 | 0 | #N/A | #N/A |  | #N/A | #N/A
5/25/2019 | 8:00 | #N/A | #N/A | Saturday | 0 | 0 | #N/A | #N/A |  | #N/A | #N/A
5/25/2019 | 9:00 | #N/A | #N/A | Saturday | 0 | 0 | #N/A | #N/A |  | #N/A | #N/A
5/25/2019 | 10:00 | #N/A | #N/A | Saturday | 0 | 0 | #N/A | #N/A |  | #N/A | #N/A
5/25/2019 | 11:00 | #N/A | #N/A | Saturday | 0 | 0 | #N/A | #N/A |  | #N/A | #N/A
5/25/2019 | 12:00 | #N/A | #N/A | Saturday | 0 | 0 | #N/A | #N/A |  | #N/A | #N/A
5/25/2019 | 13:00 | #N/A | #N/A | Saturday | 0 | 0 | #N/A | #N/A |  | #N/A | #N/A
5/25/2019 | 14:00 | #N/A | #N/A | Saturday | 0 | 0 | #N/A | #N/A |  | #N/A | #N/A
5/25/2019 | 15:00 | #N/A | #N/A | Saturday | 0 | 0 | #N/A | #N/A |  | #N/A | #N/A
5/25/2019 | 16:00 | #N/A | #N/A | Saturday | 0 | 0 | #N/A | #N/A |  | #N/A | #N/A
5/25/2019 | 17:00 | #N/A | #N/A | Saturday | 0 | 0 | #N/A | #N/A |  | #N/A | #N/A
5/25/2019 | 18:00 | #N/A | #N/A | Saturday | 0 | 0 | #N/A | #N/A |  | #N/A | #N/A
5/25/2019 | 19:00 | #N/A | #N/A | Saturday | 0 | 0 | #N/A | #N/A |  | #N/A | #N/A
5/25/2019 | 20:00 | #N/A | #N/A | Saturday | 0 | 0 | #N/A | #N/A |  | #N/A | #N/A
5/25/2019 | 21:00 | #N/A | #N/A | Saturday | 0 | 0 | #N/A | #N/A |  | #N/A | #N/A
5/25/2019 | 22:00 | #N/A | #N/A | Saturday | 0 | 0 | #N/A | #N/A |  | #N/A | #N/A
5/25/2019 | 23:00 | #N/A | #N/A | Saturday | 0 | 0 | #N/A | #N/A |  | #N/A | #N/A
5/25/2019 | 24:00 | #N/A | #N/A | Saturday | 0 | 0 | #N/A | #N/A |  | #N/A | #N/A
5/26/2019 | 1:00 | #N/A | #N/A | Sunday | 0 | 0 | #N/A | #N/A |  | #N/A | #N/A
5/26/2019 | 2:00 | #N/A | #N/A | Sunday | 0 | 0 | #N/A | #N/A |  | #N/A | #N/A
5/26/2019 | 3:00 | #N/A | #N/A | Sunday | 0 | 0 | #N/A | #N/A |  | #N/A | #N/A
5/26/2019 | 4:00 | #N/A | #N/A | Sunday | 0 | 0 | #N/A | #N/A |  | #N/A | #N/A
5/26/2019 | 5:00 | #N/A | #N/A | Sunday | 0 | 0 | #N/A | #N/A |  | #N/A | #N/A
5/26/2019 | 6:00 | #N/A | #N/A | Sunday | 0 | 0 | #N/A | #N/A |  | #N/A | #N/A
5/26/2019 | 7:00 | #N/A | #N/A | Sunday | 0 | 0 | #N/A | #N/A |  | #N/A | #N/A
5/26/2019 | 8:00 | #N/A | #N/A | Sunday | 0 | 0 | #N/A | #N/A |  | #N/A | #N/A
5/26/2019 | 9:00 | #N/A | #N/A | Sunday | 0 | 0 | #N/A | #N/A |  | #N/A | #N/A
5/26/2019 | 10:00 | #N/A | #N/A | Sunday | 0 | 0 | #N/A | #N/A |  | #N/A | #N/A
5/26/2019 | 11:00 | #N/A | #N/A | Sunday | 0 | 0 | #N/A | #N/A |  | #N/A | #N/A
5/26/2019 | 12:00 | #N/A | #N/A | Sunday | 0 | 0 | #N/A | #N/A |  | #N/A | #N/A
5/26/2019 | 13:00 | #N/A | #N/A | Sunday | 0 | 0 | #N/A | #N/A |  | #N/A | #N/A
5/26/2019 | 14:00 | #N/A | #N/A | Sunday | 0 | 0 | #N/A | #N/A |  | #N/A | #N/A
5/26/2019 | 15:00 | #N/A | #N/A | Sunday | 0 | 0 | #N/A | #N/A |  | #N/A | #N/A
5/26/2019 | 16:00 | #N/A | #N/A | Sunday | 0 | 0 | #N/A | #N/A |  | #N/A | #N/A
5/26/2019 | 17:00 | #N/A | #N/A | Sunday | 0 | 0 | #N/A | #N/A |  | #N/A | #N/A
5/26/2019 | 18:00 | #N/A | #N/A | Sunday | 0 | 0 | #N/A | #N/A |  | #N/A | #N/A
5/26/2019 | 19:00 | #N/A | #N/A | Sunday | 0 | 0 | #N/A | #N/A |  | #N/A | #N/A
5/26/2019 | 20:00 | #N/A | #N/A | Sunday | 0 | 0 | #N/A | #N/A |  | #N/A | #N/A
5/26/2019 | 21:00 | #N/A | #N/A | Sunday | 0 | 0 | #N/A | #N/A |  | #N/A | #N/A
5/26/2019 | 22:00 | #N/A | #N/A | Sunday | 0 | 0 | #N/A | #N/A |  | #N/A | #N/A
5/26/2019 | 23:00 | #N/A | #N/A | Sunday | 0 | 0 | #N/A | #N/A |  | #N/A | #N/A
5/26/2019 | 24:00 | #N/A | #N/A | Sunday | 0 | 0 | #N/A | #N/A |  | #N/A | #N/A
5/27/2019 | 1:00 | #N/A | #N/A | Monday | 0 | 0 | #N/A | #N/A |  | #N/A | #N/A
5/27/2019 | 2:00 | #N/A | #N/A | Monday | 0 | 0 | #N/A | #N/A |  | #N/A | #N/A
5/27/2019 | 3:00 | #N/A | #N/A | Monday | 0 | 0 | #N/A | #N/A |  | #N/A | #N/A
5/27/2019 | 4:00 | #N/A | #N/A | Monday | 0 | 0 | #N/A | #N/A |  | #N/A | #N/A
5/27/2019 | 5:00 | #N/A | #N/A | Monday | 0 | 0 | #N/A | #N/A |  | #N/A | #N/A
5/27/2019 | 6:00 | #N/A | #N/A | Monday | 0 | 0 | #N/A | #N/A |  | #N/A | #N/A
5/27/2019 | 7:00 | #N/A | #N/A | Monday | 0 | 0 | #N/A | #N/A |  | #N/A | #N/A
5/27/2019 | 8:00 | #N/A | #N/A | Monday | 0 | 0 | #N/A | #N/A |  | #N/A | #N/A
5/27/2019 | 9:00 | #N/A | #N/A | Monday | 0 | 0 | #N/A | #N/A |  | #N/A | #N/A
5/27/2019 | 10:00 | #N/A | #N/A | Monday | 0 | 0 | #N/A | #N/A |  | #N/A | #N/A
5/27/2019 | 11:00 | #N/A | #N/A | Monday | 0 | 0 | #N/A | #N/A |  | #N/A | #N/A
5/27/2019 | 12:00 | #N/A | #N/A | Monday | 0 | 0 | #N/A | #N/A |  | #N/A | #N/A
5/27/2019 | 13:00 | #N/A | #N/A | Monday | 0 | 0 | #N/A | #N/A |  | #N/A | #N/A
5/27/2019 | 14:00 | #N/A | #N/A | Monday | 0 | 0 | #N/A | #N/A |  | #N/A | #N/A
5/27/2019 | 15:00 | #N/A | #N/A | Monday | 0 | 0 | #N/A | #N/A |  | #N/A | #N/A
5/27/2019 | 16:00 | #N/A | #N/A | Monday | 0 | 0 | #N/A | #N/A |  | #N/A | #N/A
5/27/2019 | 17:00 | #N/A | #N/A | Monday | 0 | 0 | #N/A | #N/A |  | #N/A | #N/A
5/27/2019 | 18:00 | #N/A | #N/A | Monday | 0 | 0 | #N/A | #N/A |  | #N/A | #N/A
5/27/2019 | 19:00 | #N/A | #N/A | Monday | 0 | 0 | #N/A | #N/A |  | #N/A | #N/A
5/27/2019 | 20:00 | #N/A | #N/A | Monday | 0 | 0 | #N/A | #N/A |  | #N/A | #N/A
5/27/2019 | 21:00 | #N/A | #N/A | Monday | 0 | 0 | #N/A | #N/A |  | #N/A | #N/A
5/27/2019 | 22:00 | #N/A | #N/A | Monday | 0 | 0 | #N/A | #N/A |  | #N/A | #N/A
5/27/2019 | 23:00 | #N/A | #N/A | Monday | 0 | 0 | #N/A | #N/A |  | #N/A | #N/A
5/27/2019 | 24:00 | #N/A | #N/A | Monday | 0 | 0 | #N/A | #N/A |  | #N/A | #N/A
5/28/2019 | 1:00 | #N/A | #N/A | Tuesday | 0 | 0 | #N/A | #N/A |  | #N/A | #N/A
5/28/2019 | 2:00 | #N/A | #N/A | Tuesday | 0 | 0 | #N/A | #N/A |  | #N/A | #N/A
5/28/2019 | 3:00 | #N/A | #N/A | Tuesday | 0 | 0 | #N/A | #N/A |  | #N/A | #N/A
5/28/2019 | 4:00 | #N/A | #N/A | Tuesday | 0 | 0 | #N/A | #N/A |  | #N/A | #N/A
5/28/2019 | 5:00 | #N/A | #N/A | Tuesday | 0 | 0 | #N/A | #N/A |  | #N/A | #N/A
5/28/2019 | 6:00 | #N/A | #N/A | Tuesday | 0 | 0 | #N/A | #N/A |  | #N/A | #N/A
5/28/2019 | 7:00 | #N/A | #N/A | Tuesday | 0 | 0 | #N/A | #N/A |  | #N/A | #N/A
5/28/2019 | 8:00 | #N/A | #N/A | Tuesday | 0 | 0 | #N/A | #N/A |  | #N/A | #N/A
5/28/2019 | 9:00 | #N/A | #N/A | Tuesday | 0 | 0 | #N/A | #N/A |  | #N/A | #N/A
5/28/2019 | 10:00 | #N/A | #N/A | Tuesday | 0 | 0 | #N/A | #N/A |  | #N/A | #N/A
5/28/2019 | 11:00 | #N/A | #N/A | Tuesday | 0 | 0 | #N/A | #N/A |  | #N/A | #N/A
5/28/2019 | 12:00 | #N/A | #N/A | Tuesday | 0 | 0 | #N/A | #N/A |  | #N/A | #N/A
5/28/2019 | 13:00 | #N/A | #N/A | Tuesday | 0 | 0 | #N/A | #N/A |  | #N/A | #N/A
5/28/2019 | 14:00 | #N/A | #N/A | Tuesday | 0 | 0 | #N/A | #N/A |  | #N/A | #N/A
5/28/2019 | 15:00 | #N/A | #N/A | Tuesday | 0 | 0 | #N/A | #N/A |  | #N/A | #N/A
5/28/2019 | 16:00 | #N/A | #N/A | Tuesday | 0 | 0 | #N/A | #N/A |  | #N/A | #N/A
5/28/2019 | 17:00 | #N/A | #N/A | Tuesday | 0 | 0 | #N/A | #N/A |  | #N/A | #N/A
5/28/2019 | 18:00 | #N/A | #N/A | Tuesday | 0 | 0 | #N/A | #N/A |  | #N/A | #N/A
5/28/2019 | 19:00 | #N/A | #N/A | Tuesday | 0 | 0 | #N/A | #N/A |  | #N/A | #N/A
5/28/2019 | 20:00 | #N/A | #N/A | Tuesday | 0 | 0 | #N/A | #N/A |  | #N/A | #N/A
5/28/2019 | 21:00 | #N/A | #N/A | Tuesday | 0 | 0 | #N/A | #N/A |  | #N/A | #N/A
5/28/2019 | 22:00 | #N/A | #N/A | Tuesday | 0 | 0 | #N/A | #N/A |  | #N/A | #N/A
5/28/2019 | 23:00 | #N/A | #N/A | Tuesday | 0 | 0 | #N/A | #N/A |  | #N/A | #N/A
5/28/2019 | 24:00 | #N/A | #N/A | Tuesday | 0 | 0 | #N/A | #N/A |  | #N/A | #N/A
5/29/2019 | 1:00 | #N/A | #N/A | Wednesday | 0 | 0 | #N/A | #N/A |  | #N/A | #N/A
5/29/2019 | 2:00 | #N/A | #N/A | Wednesday | 0 | 0 | #N/A | #N/A |  | #N/A | #N/A
5/29/2019 | 3:00 | #N/A | #N/A | Wednesday | 0 | 0 | #N/A | #N/A |  | #N/A | #N/A
5/29/2019 | 4:00 | #N/A | #N/A | Wednesday | 0 | 0 | #N/A | #N/A |  | #N/A | #N/A
5/29/2019 | 5:00 | #N/A | #N/A | Wednesday | 0 | 0 | #N/A | #N/A |  | #N/A | #N/A
5/29/2019 | 6:00 | #N/A | #N/A | Wednesday | 0 | 0 | #N/A | #N/A |  | #N/A | #N/A
5/29/2019 | 7:00 | #N/A | #N/A | Wednesday | 0 | 0 | #N/A | #N/A |  | #N/A | #N/A
5/29/2019 | 8:00 | #N/A | #N/A | Wednesday | 0 | 0 | #N/A | #N/A |  | #N/A | #N/A
5/29/2019 | 9:00 | #N/A | #N/A | Wednesday | 0 | 0 | #N/A | #N/A |  | #N/A | #N/A
5/29/2019 | 10:00 | #N/A | #N/A | Wednesday | 0 | 0 | #N/A | #N/A |  | #N/A | #N/A
5/29/2019 | 11:00 | #N/A | #N/A | Wednesday | 0 | 0 | #N/A | #N/A |  | #N/A | #N/A
5/29/2019 | 12:00 | #N/A | #N/A | Wednesday | 0 | 0 | #N/A | #N/A |  | #N/A | #N/A
5/29/2019 | 13:00 | #N/A | #N/A | Wednesday | 0 | 0 | #N/A | #N/A |  | #N/A | #N/A
5/29/2019 | 14:00 | #N/A | #N/A | Wednesday | 0 | 0 | #N/A | #N/A |  | #N/A | #N/A
5/29/2019 | 15:00 | #N/A | #N/A | Wednesday | 0 | 0 | #N/A | #N/A |  | #N/A | #N/A
5/29/2019 | 16:00 | #N/A | #N/A | Wednesday | 0 | 0 | #N/A | #N/A |  | #N/A | #N/A
5/29/2019 | 17:00 | #N/A | #N/A | Wednesday | 0 | 0 | #N/A | #N/A |  | #N/A | #N/A
5/29/2019 | 18:00 | #N/A | #N/A | Wednesday | 0 | 0 | #N/A | #N/A |  | #N/A | #N/A
5/29/2019 | 19:00 | #N/A | #N/A | Wednesday | 0 | 0 | #N/A | #N/A |  | #N/A | #N/A
5/29/2019 | 20:00 | #N/A | #N/A | Wednesday | 0 | 0 | #N/A | #N/A |  | #N/A | #N/A
5/29/2019 | 21:00 | #N/A | #N/A | Wednesday | 0 | 0 | #N/A | #N/A |  | #N/A | #N/A
5/29/2019 | 22:00 | #N/A | #N/A | Wednesday | 0 | 0 | #N/A | #N/A |  | #N/A | #N/A
5/29/2019 | 23:00 | #N/A | #N/A | Wednesday | 0 | 0 | #N/A | #N/A |  | #N/A | #N/A
5/29/2019 | 24:00 | #N/A | #N/A | Wednesday | 0 | 0 | #N/A | #N/A |  | #N/A | #N/A
5/30/2019 | 1:00 | #N/A | #N/A | Thursday | 0 | 0 | #N/A | #N/A |  | #N/A | #N/A
5/30/2019 | 2:00 | #N/A | #N/A | Thursday | 0 | 0 | #N/A | #N/A |  | #N/A | #N/A
5/30/2019 | 3:00 | #N/A | #N/A | Thursday | 0 | 0 | #N/A | #N/A |  | #N/A | #N/A
5/30/2019 | 4:00 | #N/A | #N/A | Thursday | 0 | 0 | #N/A | #N/A |  | #N/A | #N/A
5/30/2019 | 5:00 | #N/A | #N/A | Thursday | 0 | 0 | #N/A | #N/A |  | #N/A | #N/A
5/30/2019 | 6:00 | #N/A | #N/A | Thursday | 0 | 0 | #N/A | #N/A |  | #N/A | #N/A
5/30/2019 | 7:00 | #N/A | #N/A | Thursday | 0 | 0 | #N/A | #N/A |  | #N/A | #N/A
5/30/2019 | 8:00 | #N/A | #N/A | Thursday | 0 | 0 | #N/A | #N/A |  | #N/A | #N/A
5/30/2019 | 9:00 | #N/A | #N/A | Thursday | 0 | 0 | #N/A | #N/A |  | #N/A | #N/A
5/30/2019 | 10:00 | #N/A | #N/A | Thursday | 0 | 0 | #N/A | #N/A |  | #N/A | #N/A
5/30/2019 | 11:00 | #N/A | #N/A | Thursday | 0 | 0 | #N/A | #N/A |  | #N/A | #N/A
5/30/2019 | 12:00 | #N/A | #N/A | Thursday | 0 | 0 | #N/A | #N/A |  | #N/A | #N/A
5/30/2019 | 13:00 | #N/A | #N/A | Thursday | 0 | 0 | #N/A | #N/A |  | #N/A | #N/A
5/30/2019 | 14:00 | #N/A | #N/A | Thursday | 0 | 0 | #N/A | #N/A |  | #N/A | #N/A
5/30/2019 | 15:00 | #N/A | #N/A | Thursday | 0 | 0 | #N/A | #N/A |  | #N/A | #N/A
5/30/2019 | 16:00 | #N/A | #N/A | Thursday | 0 | 0 | #N/A | #N/A |  | #N/A | #N/A
5/30/2019 | 17:00 | #N/A | #N/A | Thursday | 0 | 0 | #N/A | #N/A |  | #N/A | #N/A
5/30/2019 | 18:00 | #N/A | #N/A | Thursday | 0 | 0 | #N/A | #N/A |  | #N/A | #N/A
5/30/2019 | 19:00 | #N/A | #N/A | Thursday | 0 | 0 | #N/A | #N/A |  | #N/A | #N/A
5/30/2019 | 20:00 | #N/A | #N/A | Thursday | 0 | 0 | #N/A | #N/A |  | #N/A | #N/A
5/30/2019 | 21:00 | #N/A | #N/A | Thursday | 0 | 0 | #N/A | #N/A |  | #N/A | #N/A
5/30/2019 | 22:00 | #N/A | #N/A | Thursday | 0 | 0 | #N/A | #N/A |  | #N/A | #N/A
5/30/2019 | 23:00 | #N/A | #N/A | Thursday | 0 | 0 | #N/A | #N/A |  | #N/A | #N/A
5/30/2019 | 24:00 | #N/A | #N/A | Thursday | 0 | 0 | #N/A | #N/A |  | #N/A | #N/A
5/31/2019 | 1:00 | #N/A | #N/A | Friday | 0 | 0 | #N/A | #N/A |  | #N/A | #N/A
5/31/2019 | 2:00 | #N/A | #N/A | Friday | 0 | 0 | #N/A | #N/A |  | #N/A | #N/A
5/31/2019 | 3:00 | #N/A | #N/A | Friday | 0 | 0 | #N/A | #N/A |  | #N/A | #N/A
5/31/2019 | 4:00 | #N/A | #N/A | Friday | 0 | 0 | #N/A | #N/A |  | #N/A | #N/A
5/31/2019 | 5:00 | #N/A | #N/A | Friday | 0 | 0 | #N/A | #N/A |  | #N/A | #N/A
5/31/2019 | 6:00 | #N/A | #N/A | Friday | 0 | 0 | #N/A | #N/A |  | #N/A | #N/A
5/31/2019 | 7:00 | #N/A | #N/A | Friday | 0 | 0 | #N/A | #N/A |  | #N/A | #N/A
5/31/2019 | 8:00 | #N/A | #N/A | Friday | 0 | 0 | #N/A | #N/A |  | #N/A | #N/A
5/31/2019 | 9:00 | #N/A | #N/A | Friday | 0 | 0 | #N/A | #N/A |  | #N/A | #N/A
5/31/2019 | 10:00 | #N/A | #N/A | Friday | 0 | 0 | #N/A | #N/A |  | #N/A | #N/A
5/31/2019 | 11:00 | #N/A | #N/A | Friday | 0 | 0 | #N/A | #N/A |  | #N/A | #N/A
5/31/2019 | 12:00 | #N/A | #N/A | Friday | 0 | 0 | #N/A | #N/A |  | #N/A | #N/A
5/31/2019 | 13:00 | #N/A | #N/A | Friday | 0 | 0 | #N/A | #N/A |  | #N/A | #N/A
5/31/2019 | 14:00 | #N/A | #N/A | Friday | 0 | 0 | #N/A | #N/A |  | #N/A | #N/A
5/31/2019 | 15:00 | #N/A | #N/A | Friday | 0 | 0 | #N/A | #N/A |  | #N/A | #N/A
5/31/2019 | 16:00 | #N/A | #N/A | Friday | 0 | 0 | #N/A | #N/A |  | #N/A | #N/A
5/31/2019 | 17:00 | #N/A | #N/A | Friday | 0 | 0 | #N/A | #N/A |  | #N/A | #N/A
5/31/2019 | 18:00 | #N/A | #N/A | Friday | 0 | 0 | #N/A | #N/A |  | #N/A | #N/A
5/31/2019 | 19:00 | #N/A | #N/A | Friday | 0 | 0 | #N/A | #N/A |  | #N/A | #N/A
5/31/2019 | 20:00 | #N/A | #N/A | Friday | 0 | 0 | #N/A | #N/A |  | #N/A | #N/A
5/31/2019 | 21:00 | #N/A | #N/A | Friday | 0 | 0 | #N/A | #N/A |  | #N/A | #N/A
5/31/2019 | 22:00 | #N/A | #N/A | Friday | 0 | 0 | #N/A | #N/A |  | #N/A | #N/A
5/31/2019 | 23:00 | #N/A | #N/A | Friday | 0 | 0 | #N/A | #N/A |  | #N/A | #N/A
5/31/2019 | 24:00 | #N/A | #N/A | Friday | 0 | 0 | #N/A | #N/A |  | #N/A | #N/A
6/1/2019 | 1:00 | #N/A | #N/A | Saturday | 0 | 0 | #N/A | #N/A |  | #N/A | #N/A
6/1/2019 | 2:00 | #N/A | #N/A | Saturday | 0 | 0 | #N/A | #N/A |  | #N/A | #N/A
6/1/2019 | 3:00 | #N/A | #N/A | Saturday | 0 | 0 | #N/A | #N/A |  | #N/A | #N/A
6/1/2019 | 4:00 | #N/A | #N/A | Saturday | 0 | 0 | #N/A | #N/A |  | #N/A | #N/A
6/1/2019 | 5:00 | #N/A | #N/A | Saturday | 0 | 0 | #N/A | #N/A |  | #N/A | #N/A
6/1/2019 | 6:00 | #N/A | #N/A | Saturday | 0 | 0 | #N/A | #N/A |  | #N/A | #N/A
6/1/2019 | 7:00 | #N/A | #N/A | Saturday | 0 | 0 | #N/A | #N/A |  | #N/A | #N/A
6/1/2019 | 8:00 | #N/A | #N/A | Saturday | 0 | 0 | #N/A | #N/A |  | #N/A | #N/A
6/1/2019 | 9:00 | #N/A | #N/A | Saturday | 0 | 0 | #N/A | #N/A |  | #N/A | #N/A
6/1/2019 | 10:00 | #N/A | #N/A | Saturday | 0 | 0 | #N/A | #N/A |  | #N/A | #N/A
6/1/2019 | 11:00 | #N/A | #N/A | Saturday | 0 | 0 | #N/A | #N/A |  | #N/A | #N/A
6/1/2019 | 12:00 | #N/A | #N/A | Saturday | 0 | 0 | #N/A | #N/A |  | #N/A | #N/A
6/1/2019 | 13:00 | #N/A | #N/A | Saturday | 0 | 0 | #N/A | #N/A |  | #N/A | #N/A
6/1/2019 | 14:00 | #N/A | #N/A | Saturday | 0 | 0 | #N/A | #N/A |  | #N/A | #N/A
6/1/2019 | 15:00 | #N/A | #N/A | Saturday | 0 | 0 | #N/A | #N/A |  | #N/A | #N/A
6/1/2019 | 16:00 | #N/A | #N/A | Saturday | 0 | 0 | #N/A | #N/A |  | #N/A | #N/A
6/1/2019 | 17:00 | #N/A | #N/A | Saturday | 0 | 0 | #N/A | #N/A |  | #N/A | #N/A
6/1/2019 | 18:00 | #N/A | #N/A | Saturday | 0 | 0 | #N/A | #N/A |  | #N/A | #N/A
6/1/2019 | 19:00 | #N/A | #N/A | Saturday | 0 | 0 | #N/A | #N/A |  | #N/A | #N/A
6/1/2019 | 20:00 | #N/A | #N/A | Saturday | 0 | 0 | #N/A | #N/A |  | #N/A | #N/A
6/1/2019 | 21:00 | #N/A | #N/A | Saturday | 0 | 0 | #N/A | #N/A |  | #N/A | #N/A
6/1/2019 | 22:00 | #N/A | #N/A | Saturday | 0 | 0 | #N/A | #N/A |  | #N/A | #N/A
6/1/2019 | 23:00 | #N/A | #N/A | Saturday | 0 | 0 | #N/A | #N/A |  | #N/A | #N/A
6/1/2019 | 24:00 | #N/A | #N/A | Saturday | 0 | 0 | #N/A | #N/A |  | #N/A | #N/A
6/2/2019 | 1:00 | #N/A | #N/A | Sunday | 0 | 0 | #N/A | #N/A |  | #N/A | #N/A
6/2/2019 | 2:00 | #N/A | #N/A | Sunday | 0 | 0 | #N/A | #N/A |  | #N/A | #N/A
6/2/2019 | 3:00 | #N/A | #N/A | Sunday | 0 | 0 | #N/A | #N/A |  | #N/A | #N/A
6/2/2019 | 4:00 | #N/A | #N/A | Sunday | 0 | 0 | #N/A | #N/A |  | #N/A | #N/A
6/2/2019 | 5:00 | #N/A | #N/A | Sunday | 0 | 0 | #N/A | #N/A |  | #N/A | #N/A
6/2/2019 | 6:00 | #N/A | #N/A | Sunday | 0 | 0 | #N/A | #N/A |  | #N/A | #N/A
6/2/2019 | 7:00 | #N/A | #N/A | Sunday | 0 | 0 | #N/A | #N/A |  | #N/A | #N/A
6/2/2019 | 8:00 | #N/A | #N/A | Sunday | 0 | 0 | #N/A | #N/A |  | #N/A | #N/A
6/2/2019 | 9:00 | #N/A | #N/A | Sunday | 0 | 0 | #N/A | #N/A |  | #N/A | #N/A
6/2/2019 | 10:00 | #N/A | #N/A | Sunday | 0 | 0 | #N/A | #N/A |  | #N/A | #N/A
6/2/2019 | 11:00 | #N/A | #N/A | Sunday | 0 | 0 | #N/A | #N/A |  | #N/A | #N/A
6/2/2019 | 12:00 | #N/A | #N/A | Sunday | 0 | 0 | #N/A | #N/A |  | #N/A | #N/A
6/2/2019 | 13:00 | #N/A | #N/A | Sunday | 0 | 0 | #N/A | #N/A |  | #N/A | #N/A
6/2/2019 | 14:00 | #N/A | #N/A | Sunday | 0 | 0 | #N/A | #N/A |  | #N/A | #N/A
6/2/2019 | 15:00 | #N/A | #N/A | Sunday | 0 | 0 | #N/A | #N/A |  | #N/A | #N/A
6/2/2019 | 16:00 | #N/A | #N/A | Sunday | 0 | 0 | #N/A | #N/A |  | #N/A | #N/A
6/2/2019 | 17:00 | #N/A | #N/A | Sunday | 0 | 0 | #N/A | #N/A |  | #N/A | #N/A
6/2/2019 | 18:00 | #N/A | #N/A | Sunday | 0 | 0 | #N/A | #N/A |  | #N/A | #N/A
6/2/2019 | 19:00 | #N/A | #N/A | Sunday | 0 | 0 | #N/A | #N/A |  | #N/A | #N/A
6/2/2019 | 20:00 | #N/A | #N/A | Sunday | 0 | 0 | #N/A | #N/A |  | #N/A | #N/A
6/2/2019 | 21:00 | #N/A | #N/A | Sunday | 0 | 0 | #N/A | #N/A |  | #N/A | #N/A
6/2/2019 | 22:00 | #N/A | #N/A | Sunday | 0 | 0 | #N/A | #N/A |  | #N/A | #N/A
6/2/2019 | 23:00 | #N/A | #N/A | Sunday | 0 | 0 | #N/A | #N/A |  | #N/A | #N/A
6/2/2019 | 24:00 | #N/A | #N/A | Sunday | 0 | 0 | #N/A | #N/A |  | #N/A | #N/A
6/3/2019 | 1:00 | #N/A | #N/A | Monday | 0 | 0 | #N/A | #N/A |  | #N/A | #N/A
6/3/2019 | 2:00 | #N/A | #N/A | Monday | 0 | 0 | #N/A | #N/A |  | #N/A | #N/A
6/3/2019 | 3:00 | #N/A | #N/A | Monday | 0 | 0 | #N/A | #N/A |  | #N/A | #N/A
6/3/2019 | 4:00 | #N/A | #N/A | Monday | 0 | 0 | #N/A | #N/A |  | #N/A | #N/A
6/3/2019 | 5:00 | #N/A | #N/A | Monday | 0 | 0 | #N/A | #N/A |  | #N/A | #N/A
6/3/2019 | 6:00 | #N/A | #N/A | Monday | 0 | 0 | #N/A | #N/A |  | #N/A | #N/A
6/3/2019 | 7:00 | #N/A | #N/A | Monday | 0 | 0 | #N/A | #N/A |  | #N/A | #N/A
6/3/2019 | 8:00 | #N/A | #N/A | Monday | 0 | 0 | #N/A | #N/A |  | #N/A | #N/A
6/3/2019 | 9:00 | #N/A | #N/A | Monday | 0 | 0 | #N/A | #N/A |  | #N/A | #N/A
6/3/2019 | 10:00 | #N/A | #N/A | Monday | 0 | 0 | #N/A | #N/A |  | #N/A | #N/A
6/3/2019 | 11:00 | #N/A | #N/A | Monday | 0 | 0 | #N/A | #N/A |  | #N/A | #N/A
6/3/2019 | 12:00 | #N/A | #N/A | Monday | 0 | 0 | #N/A | #N/A |  | #N/A | #N/A
6/3/2019 | 13:00 | #N/A | #N/A | Monday | 0 | 0 | #N/A | #N/A |  | #N/A | #N/A
6/3/2019 | 14:00 | #N/A | #N/A | Monday | 0 | 0 | #N/A | #N/A |  | #N/A | #N/A
6/3/2019 | 15:00 | #N/A | #N/A | Monday | 0 | 0 | #N/A | #N/A |  | #N/A | #N/A
6/3/2019 | 16:00 | #N/A | #N/A | Monday | 0 | 0 | #N/A | #N/A |  | #N/A | #N/A
6/3/2019 | 17:00 | #N/A | #N/A | Monday | 0 | 0 | #N/A | #N/A |  | #N/A | #N/A
6/3/2019 | 18:00 | #N/A | #N/A | Monday | 0 | 0 | #N/A | #N/A |  | #N/A | #N/A
6/3/2019 | 19:00 | #N/A | #N/A | Monday | 0 | 0 | #N/A | #N/A |  | #N/A | #N/A
6/3/2019 | 20:00 | #N/A | #N/A | Monday | 0 | 0 | #N/A | #N/A |  | #N/A | #N/A
6/3/2019 | 21:00 | #N/A | #N/A | Monday | 0 | 0 | #N/A | #N/A |  | #N/A | #N/A
6/3/2019 | 22:00 | #N/A | #N/A | Monday | 0 | 0 | #N/A | #N/A |  | #N/A | #N/A
6/3/2019 | 23:00 | #N/A | #N/A | Monday | 0 | 0 | #N/A | #N/A |  | #N/A | #N/A
6/3/2019 | 24:00 | #N/A | #N/A | Monday | 0 | 0 | #N/A | #N/A |  | #N/A | #N/A
6/4/2019 | 1:00 | #N/A | #N/A | Tuesday | 0 | 0 | #N/A | #N/A |  | #N/A | #N/A
6/4/2019 | 2:00 | #N/A | #N/A | Tuesday | 0 | 0 | #N/A | #N/A |  | #N/A | #N/A
6/4/2019 | 3:00 | #N/A | #N/A | Tuesday | 0 | 0 | #N/A | #N/A |  | #N/A | #N/A
6/4/2019 | 4:00 | #N/A | #N/A | Tuesday | 0 | 0 | #N/A | #N/A |  | #N/A | #N/A
6/4/2019 | 5:00 | #N/A | #N/A | Tuesday | 0 | 0 | #N/A | #N/A |  | #N/A | #N/A
6/4/2019 | 6:00 | #N/A | #N/A | Tuesday | 0 | 0 | #N/A | #N/A |  | #N/A | #N/A
6/4/2019 | 7:00 | #N/A | #N/A | Tuesday | 0 | 0 | #N/A | #N/A |  | #N/A | #N/A
6/4/2019 | 8:00 | #N/A | #N/A | Tuesday | 0 | 0 | #N/A | #N/A |  | #N/A | #N/A
6/4/2019 | 9:00 | #N/A | #N/A | Tuesday | 0 | 0 | #N/A | #N/A |  | #N/A | #N/A
6/4/2019 | 10:00 | #N/A | #N/A | Tuesday | 0 | 0 | #N/A | #N/A |  | #N/A | #N/A
6/4/2019 | 11:00 | #N/A | #N/A | Tuesday | 0 | 0 | #N/A | #N/A |  | #N/A | #N/A
6/4/2019 | 12:00 | #N/A | #N/A | Tuesday | 0 | 0 | #N/A | #N/A |  | #N/A | #N/A
6/4/2019 | 13:00 | #N/A | #N/A | Tuesday | 0 | 0 | #N/A | #N/A |  | #N/A | #N/A
6/4/2019 | 14:00 | #N/A | #N/A | Tuesday | 0 | 0 | #N/A | #N/A |  | #N/A | #N/A
6/4/2019 | 15:00 | #N/A | #N/A | Tuesday | 0 | 0 | #N/A | #N/A |  | #N/A | #N/A
6/4/2019 | 16:00 | #N/A | #N/A | Tuesday | 0 | 0 | #N/A | #N/A |  | #N/A | #N/A
6/4/2019 | 17:00 | #N/A | #N/A | Tuesday | 0 | 0 | #N/A | #N/A |  | #N/A | #N/A
6/4/2019 | 18:00 | #N/A | #N/A | Tuesday | 0 | 0 | #N/A | #N/A |  | #N/A | #N/A
6/4/2019 | 19:00 | #N/A | #N/A | Tuesday | 0 | 0 | #N/A | #N/A |  | #N/A | #N/A
6/4/2019 | 20:00 | #N/A | #N/A | Tuesday | 0 | 0 | #N/A | #N/A |  | #N/A | #N/A
6/4/2019 | 21:00 | #N/A | #N/A | Tuesday | 0 | 0 | #N/A | #N/A |  | #N/A | #N/A
6/4/2019 | 22:00 | #N/A | #N/A | Tuesday | 0 | 0 | #N/A | #N/A |  | #N/A | #N/A
6/4/2019 | 23:00 | #N/A | #N/A | Tuesday | 0 | 0 | #N/A | #N/A |  | #N/A | #N/A
6/4/2019 | 24:00 | #N/A | #N/A | Tuesday | 0 | 0 | #N/A | #N/A |  | #N/A | #N/A
6/5/2019 | 1:00 | #N/A | #N/A | Wednesday | 0 | 0 | #N/A | #N/A |  | #N/A | #N/A
6/5/2019 | 2:00 | #N/A | #N/A | Wednesday | 0 | 0 | #N/A | #N/A |  | #N/A | #N/A
6/5/2019 | 3:00 | #N/A | #N/A | Wednesday | 0 | 0 | #N/A | #N/A |  | #N/A | #N/A
6/5/2019 | 4:00 | #N/A | #N/A | Wednesday | 0 | 0 | #N/A | #N/A |  | #N/A | #N/A
6/5/2019 | 5:00 | #N/A | #N/A | Wednesday | 0 | 0 | #N/A | #N/A |  | #N/A | #N/A
6/5/2019 | 6:00 | #N/A | #N/A | Wednesday | 0 | 0 | #N/A | #N/A |  | #N/A | #N/A
6/5/2019 | 7:00 | #N/A | #N/A | Wednesday | 0 | 0 | #N/A | #N/A |  | #N/A | #N/A
6/5/2019 | 8:00 | #N/A | #N/A | Wednesday | 0 | 0 | #N/A | #N/A |  | #N/A | #N/A
6/5/2019 | 9:00 | #N/A | #N/A | Wednesday | 0 | 0 | #N/A | #N/A |  | #N/A | #N/A
6/5/2019 | 10:00 | #N/A | #N/A | Wednesday | 0 | 0 | #N/A | #N/A |  | #N/A | #N/A
6/5/2019 | 11:00 | #N/A | #N/A | Wednesday | 0 | 0 | #N/A | #N/A |  | #N/A | #N/A
6/5/2019 | 12:00 | #N/A | #N/A | Wednesday | 0 | 0 | #N/A | #N/A |  | #N/A | #N/A
6/5/2019 | 13:00 | #N/A | #N/A | Wednesday | 0 | 0 | #N/A | #N/A |  | #N/A | #N/A
6/5/2019 | 14:00 | #N/A | #N/A | Wednesday | 0 | 0 | #N/A | #N/A |  | #N/A | #N/A
6/5/2019 | 15:00 | #N/A | #N/A | Wednesday | 0 | 0 | #N/A | #N/A |  | #N/A | #N/A
6/5/2019 | 16:00 | #N/A | #N/A | Wednesday | 0 | 0 | #N/A | #N/A |  | #N/A | #N/A
6/5/2019 | 17:00 | #N/A | #N/A | Wednesday | 0 | 0 | #N/A | #N/A |  | #N/A | #N/A
6/5/2019 | 18:00 | #N/A | #N/A | Wednesday | 0 | 0 | #N/A | #N/A |  | #N/A | #N/A
6/5/2019 | 19:00 | #N/A | #N/A | Wednesday | 0 | 0 | #N/A | #N/A |  | #N/A | #N/A
6/5/2019 | 20:00 | #N/A | #N/A | Wednesday | 0 | 0 | #N/A | #N/A |  | #N/A | #N/A
6/5/2019 | 21:00 | #N/A | #N/A | Wednesday | 0 | 0 | #N/A | #N/A |  | #N/A | #N/A
6/5/2019 | 22:00 | #N/A | #N/A | Wednesday | 0 | 0 | #N/A | #N/A |  | #N/A | #N/A
6/5/2019 | 23:00 | #N/A | #N/A | Wednesday | 0 | 0 | #N/A | #N/A |  | #N/A | #N/A
6/5/2019 | 24:00 | #N/A | #N/A | Wednesday | 0 | 0 | #N/A | #N/A |  | #N/A | #N/A
6/6/2019 | 1:00 | #N/A | #N/A | Thursday | 0 | 0 | #N/A | #N/A |  | #N/A | #N/A
6/6/2019 | 2:00 | #N/A | #N/A | Thursday | 0 | 0 | #N/A | #N/A |  | #N/A | #N/A
6/6/2019 | 3:00 | #N/A | #N/A | Thursday | 0 | 0 | #N/A | #N/A |  | #N/A | #N/A
6/6/2019 | 4:00 | #N/A | #N/A | Thursday | 0 | 0 | #N/A | #N/A |  | #N/A | #N/A
6/6/2019 | 5:00 | #N/A | #N/A | Thursday | 0 | 0 | #N/A | #N/A |  | #N/A | #N/A
6/6/2019 | 6:00 | #N/A | #N/A | Thursday | 0 | 0 | #N/A | #N/A |  | #N/A | #N/A
6/6/2019 | 7:00 | #N/A | #N/A | Thursday | 0 | 0 | #N/A | #N/A |  | #N/A | #N/A
6/6/2019 | 8:00 | #N/A | #N/A | Thursday | 0 | 0 | #N/A | #N/A |  | #N/A | #N/A
6/6/2019 | 9:00 | #N/A | #N/A | Thursday | 0 | 0 | #N/A | #N/A |  | #N/A | #N/A
6/6/2019 | 10:00 | #N/A | #N/A | Thursday | 0 | 0 | #N/A | #N/A |  | #N/A | #N/A
6/6/2019 | 11:00 | #N/A | #N/A | Thursday | 0 | 0 | #N/A | #N/A |  | #N/A | #N/A
6/6/2019 | 12:00 | #N/A | #N/A | Thursday | 0 | 0 | #N/A | #N/A |  | #N/A | #N/A
6/6/2019 | 13:00 | #N/A | #N/A | Thursday | 0 | 0 | #N/A | #N/A |  | #N/A | #N/A
6/6/2019 | 14:00 | #N/A | #N/A | Thursday | 0 | 0 | #N/A | #N/A |  | #N/A | #N/A
6/6/2019 | 15:00 | #N/A | #N/A | Thursday | 0 | 0 | #N/A | #N/A |  | #N/A | #N/A
6/6/2019 | 16:00 | #N/A | #N/A | Thursday | 0 | 0 | #N/A | #N/A |  | #N/A | #N/A
6/6/2019 | 17:00 | #N/A | #N/A | Thursday | 0 | 0 | #N/A | #N/A |  | #N/A | #N/A
6/6/2019 | 18:00 | #N/A | #N/A | Thursday | 0 | 0 | #N/A | #N/A |  | #N/A | #N/A
6/6/2019 | 19:00 | #N/A | #N/A | Thursday | 0 | 0 | #N/A | #N/A |  | #N/A | #N/A
6/6/2019 | 20:00 | #N/A | #N/A | Thursday | 0 | 0 | #N/A | #N/A |  | #N/A | #N/A
6/6/2019 | 21:00 | #N/A | #N/A | Thursday | 0 | 0 | #N/A | #N/A |  | #N/A | #N/A
6/6/2019 | 22:00 | #N/A | #N/A | Thursday | 0 | 0 | #N/A | #N/A |  | #N/A | #N/A
6/6/2019 | 23:00 | #N/A | #N/A | Thursday | 0 | 0 | #N/A | #N/A |  | #N/A | #N/A
6/6/2019 | 24:00 | #N/A | #N/A | Thursday | 0 | 0 | #N/A | #N/A |  | #N/A | #N/A
6/7/2019 | 1:00 | #N/A | #N/A | Friday | 0 | 0 | #N/A | #N/A |  | #N/A | #N/A
6/7/2019 | 2:00 | #N/A | #N/A | Friday | 0 | 0 | #N/A | #N/A |  | #N/A | #N/A
6/7/2019 | 3:00 | #N/A | #N/A | Friday | 0 | 0 | #N/A | #N/A |  | #N/A | #N/A
6/7/2019 | 4:00 | #N/A | #N/A | Friday | 0 | 0 | #N/A | #N/A |  | #N/A | #N/A
6/7/2019 | 5:00 | #N/A | #N/A | Friday | 0 | 0 | #N/A | #N/A |  | #N/A | #N/A
6/7/2019 | 6:00 | #N/A | #N/A | Friday | 0 | 0 | #N/A | #N/A |  | #N/A | #N/A
6/7/2019 | 7:00 | #N/A | #N/A | Friday | 0 | 0 | #N/A | #N/A |  | #N/A | #N/A
6/7/2019 | 8:00 | #N/A | #N/A | Friday | 0 | 0 | #N/A | #N/A |  | #N/A | #N/A
6/7/2019 | 9:00 | #N/A | #N/A | Friday | 0 | 0 | #N/A | #N/A |  | #N/A | #N/A
6/7/2019 | 10:00 | #N/A | #N/A | Friday | 0 | 0 | #N/A | #N/A |  | #N/A | #N/A
6/7/2019 | 11:00 | #N/A | #N/A | Friday | 0 | 0 | #N/A | #N/A |  | #N/A | #N/A
6/7/2019 | 12:00 | #N/A | #N/A | Friday | 0 | 0 | #N/A | #N/A |  | #N/A | #N/A
6/7/2019 | 13:00 | #N/A | #N/A | Friday | 0 | 0 | #N/A | #N/A |  | #N/A | #N/A
6/7/2019 | 14:00 | #N/A | #N/A | Friday | 0 | 0 | #N/A | #N/A |  | #N/A | #N/A
6/7/2019 | 15:00 | #N/A | #N/A | Friday | 0 | 0 | #N/A | #N/A |  | #N/A | #N/A
6/7/2019 | 16:00 | #N/A | #N/A | Friday | 0 | 0 | #N/A | #N/A |  | #N/A | #N/A
6/7/2019 | 17:00 | #N/A | #N/A | Friday | 0 | 0 | #N/A | #N/A |  | #N/A | #N/A
6/7/2019 | 18:00 | #N/A | #N/A | Friday | 0 | 0 | #N/A | #N/A |  | #N/A | #N/A
6/7/2019 | 19:00 | #N/A | #N/A | Friday | 0 | 0 | #N/A | #N/A |  | #N/A | #N/A
6/7/2019 | 20:00 | #N/A | #N/A | Friday | 0 | 0 | #N/A | #N/A |  | #N/A | #N/A
6/7/2019 | 21:00 | #N/A | #N/A | Friday | 0 | 0 | #N/A | #N/A |  | #N/A | #N/A
6/7/2019 | 22:00 | #N/A | #N/A | Friday | 0 | 0 | #N/A | #N/A |  | #N/A | #N/A
6/7/2019 | 23:00 | #N/A | #N/A | Friday | 0 | 0 | #N/A | #N/A |  | #N/A | #N/A
6/7/2019 | 24:00 | #N/A | #N/A | Friday | 0 | 0 | #N/A | #N/A |  | #N/A | #N/A
6/8/2019 | 1:00 | #N/A | #N/A | Saturday | 0 | 0 | #N/A | #N/A |  | #N/A | #N/A
6/8/2019 | 2:00 | #N/A | #N/A | Saturday | 0 | 0 | #N/A | #N/A |  | #N/A | #N/A
6/8/2019 | 3:00 | #N/A | #N/A | Saturday | 0 | 0 | #N/A | #N/A |  | #N/A | #N/A
6/8/2019 | 4:00 | #N/A | #N/A | Saturday | 0 | 0 | #N/A | #N/A |  | #N/A | #N/A
6/8/2019 | 5:00 | #N/A | #N/A | Saturday | 0 | 0 | #N/A | #N/A |  | #N/A | #N/A
6/8/2019 | 6:00 | #N/A | #N/A | Saturday | 0 | 0 | #N/A | #N/A |  | #N/A | #N/A
6/8/2019 | 7:00 | #N/A | #N/A | Saturday | 0 | 0 | #N/A | #N/A |  | #N/A | #N/A
6/8/2019 | 8:00 | #N/A | #N/A | Saturday | 0 | 0 | #N/A | #N/A |  | #N/A | #N/A
6/8/2019 | 9:00 | #N/A | #N/A | Saturday | 0 | 0 | #N/A | #N/A |  | #N/A | #N/A
6/8/2019 | 10:00 | #N/A | #N/A | Saturday | 0 | 0 | #N/A | #N/A |  | #N/A | #N/A
6/8/2019 | 11:00 | #N/A | #N/A | Saturday | 0 | 0 | #N/A | #N/A |  | #N/A | #N/A
6/8/2019 | 12:00 | #N/A | #N/A | Saturday | 0 | 0 | #N/A | #N/A |  | #N/A | #N/A
6/8/2019 | 13:00 | #N/A | #N/A | Saturday | 0 | 0 | #N/A | #N/A |  | #N/A | #N/A
6/8/2019 | 14:00 | #N/A | #N/A | Saturday | 0 | 0 | #N/A | #N/A |  | #N/A | #N/A
6/8/2019 | 15:00 | #N/A | #N/A | Saturday | 0 | 0 | #N/A | #N/A |  | #N/A | #N/A
6/8/2019 | 16:00 | #N/A | #N/A | Saturday | 0 | 0 | #N/A | #N/A |  | #N/A | #N/A
6/8/2019 | 17:00 | #N/A | #N/A | Saturday | 0 | 0 | #N/A | #N/A |  | #N/A | #N/A
6/8/2019 | 18:00 | #N/A | #N/A | Saturday | 0 | 0 | #N/A | #N/A |  | #N/A | #N/A
6/8/2019 | 19:00 | #N/A | #N/A | Saturday | 0 | 0 | #N/A | #N/A |  | #N/A | #N/A
6/8/2019 | 20:00 | #N/A | #N/A | Saturday | 0 | 0 | #N/A | #N/A |  | #N/A | #N/A
6/8/2019 | 21:00 | #N/A | #N/A | Saturday | 0 | 0 | #N/A | #N/A |  | #N/A | #N/A
6/8/2019 | 22:00 | #N/A | #N/A | Saturday | 0 | 0 | #N/A | #N/A |  | #N/A | #N/A
6/8/2019 | 23:00 | #N/A | #N/A | Saturday | 0 | 0 | #N/A | #N/A |  | #N/A | #N/A
6/8/2019 | 24:00 | #N/A | #N/A | Saturday | 0 | 0 | #N/A | #N/A |  | #N/A | #N/A
6/9/2019 | 1:00 | #N/A | #N/A | Sunday | 0 | 0 | #N/A | #N/A |  | #N/A | #N/A
6/9/2019 | 2:00 | #N/A | #N/A | Sunday | 0 | 0 | #N/A | #N/A |  | #N/A | #N/A
6/9/2019 | 3:00 | #N/A | #N/A | Sunday | 0 | 0 | #N/A | #N/A |  | #N/A | #N/A
6/9/2019 | 4:00 | #N/A | #N/A | Sunday | 0 | 0 | #N/A | #N/A |  | #N/A | #N/A
6/9/2019 | 5:00 | #N/A | #N/A | Sunday | 0 | 0 | #N/A | #N/A |  | #N/A | #N/A
6/9/2019 | 6:00 | #N/A | #N/A | Sunday | 0 | 0 | #N/A | #N/A |  | #N/A | #N/A
6/9/2019 | 7:00 | #N/A | #N/A | Sunday | 0 | 0 | #N/A | #N/A |  | #N/A | #N/A
6/9/2019 | 8:00 | #N/A | #N/A | Sunday | 0 | 0 | #N/A | #N/A |  | #N/A | #N/A
6/9/2019 | 9:00 | #N/A | #N/A | Sunday | 0 | 0 | #N/A | #N/A |  | #N/A | #N/A
6/9/2019 | 10:00 | #N/A | #N/A | Sunday | 0 | 0 | #N/A | #N/A |  | #N/A | #N/A
6/9/2019 | 11:00 | #N/A | #N/A | Sunday | 0 | 0 | #N/A | #N/A |  | #N/A | #N/A
6/9/2019 | 12:00 | #N/A | #N/A | Sunday | 0 | 0 | #N/A | #N/A |  | #N/A | #N/A
6/9/2019 | 13:00 | #N/A | #N/A | Sunday | 0 | 0 | #N/A | #N/A |  | #N/A | #N/A
6/9/2019 | 14:00 | #N/A | #N/A | Sunday | 0 | 0 | #N/A | #N/A |  | #N/A | #N/A
6/9/2019 | 15:00 | #N/A | #N/A | Sunday | 0 | 0 | #N/A | #N/A |  | #N/A | #N/A
6/9/2019 | 16:00 | #N/A | #N/A | Sunday | 0 | 0 | #N/A | #N/A |  | #N/A | #N/A
6/9/2019 | 17:00 | #N/A | #N/A | Sunday | 0 | 0 | #N/A | #N/A |  | #N/A | #N/A
6/9/2019 | 18:00 | #N/A | #N/A | Sunday | 0 | 0 | #N/A | #N/A |  | #N/A | #N/A
6/9/2019 | 19:00 | #N/A | #N/A | Sunday | 0 | 0 | #N/A | #N/A |  | #N/A | #N/A
6/9/2019 | 20:00 | #N/A | #N/A | Sunday | 0 | 0 | #N/A | #N/A |  | #N/A | #N/A
6/9/2019 | 21:00 | #N/A | #N/A | Sunday | 0 | 0 | #N/A | #N/A |  | #N/A | #N/A
6/9/2019 | 22:00 | #N/A | #N/A | Sunday | 0 | 0 | #N/A | #N/A |  | #N/A | #N/A
6/9/2019 | 23:00 | #N/A | #N/A | Sunday | 0 | 0 | #N/A | #N/A |  | #N/A | #N/A
6/9/2019 | 24:00 | #N/A | #N/A | Sunday | 0 | 0 | #N/A | #N/A |  | #N/A | #N/A
6/10/2019 | 1:00 | #N/A | #N/A | Monday | 0 | 0 | #N/A | #N/A |  | #N/A | #N/A
6/10/2019 | 2:00 | #N/A | #N/A | Monday | 0 | 0 | #N/A | #N/A |  | #N/A | #N/A
6/10/2019 | 3:00 | #N/A | #N/A | Monday | 0 | 0 | #N/A | #N/A |  | #N/A | #N/A
6/10/2019 | 4:00 | #N/A | #N/A | Monday | 0 | 0 | #N/A | #N/A |  | #N/A | #N/A
6/10/2019 | 5:00 | #N/A | #N/A | Monday | 0 | 0 | #N/A | #N/A |  | #N/A | #N/A
6/10/2019 | 6:00 | #N/A | #N/A | Monday | 0 | 0 | #N/A | #N/A |  | #N/A | #N/A
6/10/2019 | 7:00 | #N/A | #N/A | Monday | 0 | 0 | #N/A | #N/A |  | #N/A | #N/A
6/10/2019 | 8:00 | #N/A | #N/A | Monday | 0 | 0 | #N/A | #N/A |  | #N/A | #N/A
6/10/2019 | 9:00 | #N/A | #N/A | Monday | 0 | 0 | #N/A | #N/A |  | #N/A | #N/A
6/10/2019 | 10:00 | #N/A | #N/A | Monday | 0 | 0 | #N/A | #N/A |  | #N/A | #N/A
6/10/2019 | 11:00 | #N/A | #N/A | Monday | 0 | 0 | #N/A | #N/A |  | #N/A | #N/A
6/10/2019 | 12:00 | #N/A | #N/A | Monday | 0 | 0 | #N/A | #N/A |  | #N/A | #N/A
6/10/2019 | 13:00 | #N/A | #N/A | Monday | 0 | 0 | #N/A | #N/A |  | #N/A | #N/A
6/10/2019 | 14:00 | #N/A | #N/A | Monday | 0 | 0 | #N/A | #N/A |  | #N/A | #N/A
6/10/2019 | 15:00 | #N/A | #N/A | Monday | 0 | 0 | #N/A | #N/A |  | #N/A | #N/A
6/10/2019 | 16:00 | #N/A | #N/A | Monday | 0 | 0 | #N/A | #N/A |  | #N/A | #N/A
6/10/2019 | 17:00 | #N/A | #N/A | Monday | 0 | 0 | #N/A | #N/A |  | #N/A | #N/A
6/10/2019 | 18:00 | #N/A | #N/A | Monday | 0 | 0 | #N/A | #N/A |  | #N/A | #N/A
6/10/2019 | 19:00 | #N/A | #N/A | Monday | 0 | 0 | #N/A | #N/A |  | #N/A | #N/A
6/10/2019 | 20:00 | #N/A | #N/A | Monday | 0 | 0 | #N/A | #N/A |  | #N/A | #N/A
6/10/2019 | 21:00 | #N/A | #N/A | Monday | 0 | 0 | #N/A | #N/A |  | #N/A | #N/A
6/10/2019 | 22:00 | #N/A | #N/A | Monday | 0 | 0 | #N/A | #N/A |  | #N/A | #N/A
6/10/2019 | 23:00 | #N/A | #N/A | Monday | 0 | 0 | #N/A | #N/A |  | #N/A | #N/A
6/10/2019 | 24:00 | #N/A | #N/A | Monday | 0 | 0 | #N/A | #N/A |  | #N/A | #N/A
6/11/2019 | 1:00 | #N/A | #N/A | Tuesday | 0 | 0 | #N/A | #N/A |  | #N/A | #N/A
6/11/2019 | 2:00 | #N/A | #N/A | Tuesday | 0 | 0 | #N/A | #N/A |  | #N/A | #N/A
6/11/2019 | 3:00 | #N/A | #N/A | Tuesday | 0 | 0 | #N/A | #N/A |  | #N/A | #N/A
6/11/2019 | 4:00 | #N/A | #N/A | Tuesday | 0 | 0 | #N/A | #N/A |  | #N/A | #N/A
6/11/2019 | 5:00 | #N/A | #N/A | Tuesday | 0 | 0 | #N/A | #N/A |  | #N/A | #N/A
6/11/2019 | 6:00 | #N/A | #N/A | Tuesday | 0 | 0 | #N/A | #N/A |  | #N/A | #N/A
6/11/2019 | 7:00 | #N/A | #N/A | Tuesday | 0 | 0 | #N/A | #N/A |  | #N/A | #N/A
6/11/2019 | 8:00 | #N/A | #N/A | Tuesday | 0 | 0 | #N/A | #N/A |  | #N/A | #N/A
6/11/2019 | 9:00 | #N/A | #N/A | Tuesday | 0 | 0 | #N/A | #N/A |  | #N/A | #N/A
6/11/2019 | 10:00 | #N/A | #N/A | Tuesday | 0 | 0 | #N/A | #N/A |  | #N/A | #N/A
6/11/2019 | 11:00 | #N/A | #N/A | Tuesday | 0 | 0 | #N/A | #N/A |  | #N/A | #N/A
6/11/2019 | 12:00 | #N/A | #N/A | Tuesday | 0 | 0 | #N/A | #N/A |  | #N/A | #N/A
6/11/2019 | 13:00 | #N/A | #N/A | Tuesday | 0 | 0 | #N/A | #N/A |  | #N/A | #N/A
6/11/2019 | 14:00 | #N/A | #N/A | Tuesday | 0 | 0 | #N/A | #N/A |  | #N/A | #N/A
6/11/2019 | 15:00 | #N/A | #N/A | Tuesday | 0 | 0 | #N/A | #N/A |  | #N/A | #N/A
6/11/2019 | 16:00 | #N/A | #N/A | Tuesday | 0 | 0 | #N/A | #N/A |  | #N/A | #N/A
6/11/2019 | 17:00 | #N/A | #N/A | Tuesday | 0 | 0 | #N/A | #N/A |  | #N/A | #N/A
6/11/2019 | 18:00 | #N/A | #N/A | Tuesday | 0 | 0 | #N/A | #N/A |  | #N/A | #N/A
6/11/2019 | 19:00 | #N/A | #N/A | Tuesday | 0 | 0 | #N/A | #N/A |  | #N/A | #N/A
6/11/2019 | 20:00 | #N/A | #N/A | Tuesday | 0 | 0 | #N/A | #N/A |  | #N/A | #N/A
6/11/2019 | 21:00 | #N/A | #N/A | Tuesday | 0 | 0 | #N/A | #N/A |  | #N/A | #N/A
6/11/2019 | 22:00 | #N/A | #N/A | Tuesday | 0 | 0 | #N/A | #N/A |  | #N/A | #N/A
6/11/2019 | 23:00 | #N/A | #N/A | Tuesday | 0 | 0 | #N/A | #N/A |  | #N/A | #N/A
6/11/2019 | 24:00 | #N/A | #N/A | Tuesday | 0 | 0 | #N/A | #N/A |  | #N/A | #N/A
6/12/2019 | 1:00 | #N/A | #N/A | Wednesday | 0 | 0 | #N/A | #N/A |  | #N/A | #N/A
6/12/2019 | 2:00 | #N/A | #N/A | Wednesday | 0 | 0 | #N/A | #N/A |  | #N/A | #N/A
6/12/2019 | 3:00 | #N/A | #N/A | Wednesday | 0 | 0 | #N/A | #N/A |  | #N/A | #N/A
6/12/2019 | 4:00 | #N/A | #N/A | Wednesday | 0 | 0 | #N/A | #N/A |  | #N/A | #N/A
6/12/2019 | 5:00 | #N/A | #N/A | Wednesday | 0 | 0 | #N/A | #N/A |  | #N/A | #N/A
6/12/2019 | 6:00 | #N/A | #N/A | Wednesday | 0 | 0 | #N/A | #N/A |  | #N/A | #N/A
6/12/2019 | 7:00 | #N/A | #N/A | Wednesday | 0 | 0 | #N/A | #N/A |  | #N/A | #N/A
6/12/2019 | 8:00 | #N/A | #N/A | Wednesday | 0 | 0 | #N/A | #N/A |  | #N/A | #N/A
6/12/2019 | 9:00 | #N/A | #N/A | Wednesday | 0 | 0 | #N/A | #N/A |  | #N/A | #N/A
6/12/2019 | 10:00 | #N/A | #N/A | Wednesday | 0 | 0 | #N/A | #N/A |  | #N/A | #N/A
6/12/2019 | 11:00 | #N/A | #N/A | Wednesday | 0 | 0 | #N/A | #N/A |  | #N/A | #N/A
6/12/2019 | 12:00 | #N/A | #N/A | Wednesday | 0 | 0 | #N/A | #N/A |  | #N/A | #N/A
6/12/2019 | 13:00 | #N/A | #N/A | Wednesday | 0 | 0 | #N/A | #N/A |  | #N/A | #N/A
6/12/2019 | 14:00 | #N/A | #N/A | Wednesday | 0 | 0 | #N/A | #N/A |  | #N/A | #N/A
6/12/2019 | 15:00 | #N/A | #N/A | Wednesday | 0 | 0 | #N/A | #N/A |  | #N/A | #N/A
6/12/2019 | 16:00 | #N/A | #N/A | Wednesday | 0 | 0 | #N/A | #N/A |  | #N/A | #N/A
6/12/2019 | 17:00 | #N/A | #N/A | Wednesday | 0 | 0 | #N/A | #N/A |  | #N/A | #N/A
6/12/2019 | 18:00 | #N/A | #N/A | Wednesday | 0 | 0 | #N/A | #N/A |  | #N/A | #N/A
6/12/2019 | 19:00 | #N/A | #N/A | Wednesday | 0 | 0 | #N/A | #N/A |  | #N/A | #N/A
6/12/2019 | 20:00 | #N/A | #N/A | Wednesday | 0 | 0 | #N/A | #N/A |  | #N/A | #N/A
6/12/2019 | 21:00 | #N/A | #N/A | Wednesday | 0 | 0 | #N/A | #N/A |  | #N/A | #N/A
6/12/2019 | 22:00 | #N/A | #N/A | Wednesday | 0 | 0 | #N/A | #N/A |  | #N/A | #N/A
6/12/2019 | 23:00 | #N/A | #N/A | Wednesday | 0 | 0 | #N/A | #N/A |  | #N/A | #N/A
6/12/2019 | 24:00 | #N/A | #N/A | Wednesday | 0 | 0 | #N/A | #N/A |  | #N/A | #N/A
6/13/2019 | 1:00 | #N/A | #N/A | Thursday | 0 | 0 | #N/A | #N/A |  | #N/A | #N/A
6/13/2019 | 2:00 | #N/A | #N/A | Thursday | 0 | 0 | #N/A | #N/A |  | #N/A | #N/A
6/13/2019 | 3:00 | #N/A | #N/A | Thursday | 0 | 0 | #N/A | #N/A |  | #N/A | #N/A
6/13/2019 | 4:00 | #N/A | #N/A | Thursday | 0 | 0 | #N/A | #N/A |  | #N/A | #N/A
6/13/2019 | 5:00 | #N/A | #N/A | Thursday | 0 | 0 | #N/A | #N/A |  | #N/A | #N/A
6/13/2019 | 6:00 | #N/A | #N/A | Thursday | 0 | 0 | #N/A | #N/A |  | #N/A | #N/A
6/13/2019 | 7:00 | #N/A | #N/A | Thursday | 0 | 0 | #N/A | #N/A |  | #N/A | #N/A
6/13/2019 | 8:00 | #N/A | #N/A | Thursday | 0 | 0 | #N/A | #N/A |  | #N/A | #N/A
6/13/2019 | 9:00 | #N/A | #N/A | Thursday | 0 | 0 | #N/A | #N/A |  | #N/A | #N/A
6/13/2019 | 10:00 | #N/A | #N/A | Thursday | 0 | 0 | #N/A | #N/A |  | #N/A | #N/A
6/13/2019 | 11:00 | #N/A | #N/A | Thursday | 0 | 0 | #N/A | #N/A |  | #N/A | #N/A
6/13/2019 | 12:00 | #N/A | #N/A | Thursday | 0 | 0 | #N/A | #N/A |  | #N/A | #N/A
6/13/2019 | 13:00 | #N/A | #N/A | Thursday | 0 | 0 | #N/A | #N/A |  | #N/A | #N/A
6/13/2019 | 14:00 | #N/A | #N/A | Thursday | 0 | 0 | #N/A | #N/A |  | #N/A | #N/A
6/13/2019 | 15:00 | #N/A | #N/A | Thursday | 0 | 0 | #N/A | #N/A |  | #N/A | #N/A
6/13/2019 | 16:00 | #N/A | #N/A | Thursday | 0 | 0 | #N/A | #N/A |  | #N/A | #N/A
6/13/2019 | 17:00 | #N/A | #N/A | Thursday | 0 | 0 | #N/A | #N/A |  | #N/A | #N/A
6/13/2019 | 18:00 | #N/A | #N/A | Thursday | 0 | 0 | #N/A | #N/A |  | #N/A | #N/A
6/13/2019 | 19:00 | #N/A | #N/A | Thursday | 0 | 0 | #N/A | #N/A |  | #N/A | #N/A
6/13/2019 | 20:00 | #N/A | #N/A | Thursday | 0 | 0 | #N/A | #N/A |  | #N/A | #N/A
6/13/2019 | 21:00 | #N/A | #N/A | Thursday | 0 | 0 | #N/A | #N/A |  | #N/A | #N/A
6/13/2019 | 22:00 | #N/A | #N/A | Thursday | 0 | 0 | #N/A | #N/A |  | #N/A | #N/A
6/13/2019 | 23:00 | #N/A | #N/A | Thursday | 0 | 0 | #N/A | #N/A |  | #N/A | #N/A
6/13/2019 | 24:00 | #N/A | #N/A | Thursday | 0 | 0 | #N/A | #N/A |  | #N/A | #N/A
6/14/2019 | 1:00 | #N/A | #N/A | Friday | 0 | 0 | #N/A | #N/A |  | #N/A | #N/A
6/14/2019 | 2:00 | #N/A | #N/A | Friday | 0 | 0 | #N/A | #N/A |  | #N/A | #N/A
6/14/2019 | 3:00 | #N/A | #N/A | Friday | 0 | 0 | #N/A | #N/A |  | #N/A | #N/A
6/14/2019 | 4:00 | #N/A | #N/A | Friday | 0 | 0 | #N/A | #N/A |  | #N/A | #N/A
6/14/2019 | 5:00 | #N/A | #N/A | Friday | 0 | 0 | #N/A | #N/A |  | #N/A | #N/A
6/14/2019 | 6:00 | #N/A | #N/A | Friday | 0 | 0 | #N/A | #N/A |  | #N/A | #N/A
6/14/2019 | 7:00 | #N/A | #N/A | Friday | 0 | 0 | #N/A | #N/A |  | #N/A | #N/A
6/14/2019 | 8:00 | #N/A | #N/A | Friday | 0 | 0 | #N/A | #N/A |  | #N/A | #N/A
6/14/2019 | 9:00 | #N/A | #N/A | Friday | 0 | 0 | #N/A | #N/A |  | #N/A | #N/A
6/14/2019 | 10:00 | #N/A | #N/A | Friday | 0 | 0 | #N/A | #N/A |  | #N/A | #N/A
6/14/2019 | 11:00 | #N/A | #N/A | Friday | 0 | 0 | #N/A | #N/A |  | #N/A | #N/A
6/14/2019 | 12:00 | #N/A | #N/A | Friday | 0 | 0 | #N/A | #N/A |  | #N/A | #N/A
6/14/2019 | 13:00 | #N/A | #N/A | Friday | 0 | 0 | #N/A | #N/A |  | #N/A | #N/A
6/14/2019 | 14:00 | #N/A | #N/A | Friday | 0 | 0 | #N/A | #N/A |  | #N/A | #N/A
6/14/2019 | 15:00 | #N/A | #N/A | Friday | 0 | 0 | #N/A | #N/A |  | #N/A | #N/A
6/14/2019 | 16:00 | #N/A | #N/A | Friday | 0 | 0 | #N/A | #N/A |  | #N/A | #N/A
6/14/2019 | 17:00 | #N/A | #N/A | Friday | 0 | 0 | #N/A | #N/A |  | #N/A | #N/A
6/14/2019 | 18:00 | #N/A | #N/A | Friday | 0 | 0 | #N/A | #N/A |  | #N/A | #N/A
6/14/2019 | 19:00 | #N/A | #N/A | Friday | 0 | 0 | #N/A | #N/A |  | #N/A | #N/A
6/14/2019 | 20:00 | #N/A | #N/A | Friday | 0 | 0 | #N/A | #N/A |  | #N/A | #N/A
6/14/2019 | 21:00 | #N/A | #N/A | Friday | 0 | 0 | #N/A | #N/A |  | #N/A | #N/A
6/14/2019 | 22:00 | #N/A | #N/A | Friday | 0 | 0 | #N/A | #N/A |  | #N/A | #N/A
6/14/2019 | 23:00 | #N/A | #N/A | Friday | 0 | 0 | #N/A | #N/A |  | #N/A | #N/A
6/14/2019 | 24:00 | #N/A | #N/A | Friday | 0 | 0 | #N/A | #N/A |  | #N/A | #N/A
6/15/2019 | 1:00 | #N/A | #N/A | Saturday | 0 | 0 | #N/A | #N/A |  | #N/A | #N/A
6/15/2019 | 2:00 | #N/A | #N/A | Saturday | 0 | 0 | #N/A | #N/A |  | #N/A | #N/A
6/15/2019 | 3:00 | #N/A | #N/A | Saturday | 0 | 0 | #N/A | #N/A |  | #N/A | #N/A
6/15/2019 | 4:00 | #N/A | #N/A | Saturday | 0 | 0 | #N/A | #N/A |  | #N/A | #N/A
6/15/2019 | 5:00 | #N/A | #N/A | Saturday | 0 | 0 | #N/A | #N/A |  | #N/A | #N/A
6/15/2019 | 6:00 | #N/A | #N/A | Saturday | 0 | 0 | #N/A | #N/A |  | #N/A | #N/A
6/15/2019 | 7:00 | #N/A | #N/A | Saturday | 0 | 0 | #N/A | #N/A |  | #N/A | #N/A
6/15/2019 | 8:00 | #N/A | #N/A | Saturday | 0 | 0 | #N/A | #N/A |  | #N/A | #N/A
6/15/2019 | 9:00 | #N/A | #N/A | Saturday | 0 | 0 | #N/A | #N/A |  | #N/A | #N/A
6/15/2019 | 10:00 | #N/A | #N/A | Saturday | 0 | 0 | #N/A | #N/A |  | #N/A | #N/A
6/15/2019 | 11:00 | #N/A | #N/A | Saturday | 0 | 0 | #N/A | #N/A |  | #N/A | #N/A
6/15/2019 | 12:00 | #N/A | #N/A | Saturday | 0 | 0 | #N/A | #N/A |  | #N/A | #N/A
6/15/2019 | 13:00 | #N/A | #N/A | Saturday | 0 | 0 | #N/A | #N/A |  | #N/A | #N/A
6/15/2019 | 14:00 | #N/A | #N/A | Saturday | 0 | 0 | #N/A | #N/A |  | #N/A | #N/A
6/15/2019 | 15:00 | #N/A | #N/A | Saturday | 0 | 0 | #N/A | #N/A |  | #N/A | #N/A
6/15/2019 | 16:00 | #N/A | #N/A | Saturday | 0 | 0 | #N/A | #N/A |  | #N/A | #N/A
6/15/2019 | 17:00 | #N/A | #N/A | Saturday | 0 | 0 | #N/A | #N/A |  | #N/A | #N/A
6/15/2019 | 18:00 | #N/A | #N/A | Saturday | 0 | 0 | #N/A | #N/A |  | #N/A | #N/A
6/15/2019 | 19:00 | #N/A | #N/A | Saturday | 0 | 0 | #N/A | #N/A |  | #N/A | #N/A
6/15/2019 | 20:00 | #N/A | #N/A | Saturday | 0 | 0 | #N/A | #N/A |  | #N/A | #N/A
6/15/2019 | 21:00 | #N/A | #N/A | Saturday | 0 | 0 | #N/A | #N/A |  | #N/A | #N/A
6/15/2019 | 22:00 | #N/A | #N/A | Saturday | 0 | 0 | #N/A | #N/A |  | #N/A | #N/A
6/15/2019 | 23:00 | #N/A | #N/A | Saturday | 0 | 0 | #N/A | #N/A |  | #N/A | #N/A
6/15/2019 | 24:00 | #N/A | #N/A | Saturday | 0 | 0 | #N/A | #N/A |  | #N/A | #N/A
6/16/2019 | 1:00 | #N/A | #N/A | Sunday | 0 | 0 | #N/A | #N/A |  | #N/A | #N/A
6/16/2019 | 2:00 | #N/A | #N/A | Sunday | 0 | 0 | #N/A | #N/A |  | #N/A | #N/A
6/16/2019 | 3:00 | #N/A | #N/A | Sunday | 0 | 0 | #N/A | #N/A |  | #N/A | #N/A
6/16/2019 | 4:00 | #N/A | #N/A | Sunday | 0 | 0 | #N/A | #N/A |  | #N/A | #N/A
6/16/2019 | 5:00 | #N/A | #N/A | Sunday | 0 | 0 | #N/A | #N/A |  | #N/A | #N/A
6/16/2019 | 6:00 | #N/A | #N/A | Sunday | 0 | 0 | #N/A | #N/A |  | #N/A | #N/A
6/16/2019 | 7:00 | #N/A | #N/A | Sunday | 0 | 0 | #N/A | #N/A |  | #N/A | #N/A
6/16/2019 | 8:00 | #N/A | #N/A | Sunday | 0 | 0 | #N/A | #N/A |  | #N/A | #N/A
6/16/2019 | 9:00 | #N/A | #N/A | Sunday | 0 | 0 | #N/A | #N/A |  | #N/A | #N/A
6/16/2019 | 10:00 | #N/A | #N/A | Sunday | 0 | 0 | #N/A | #N/A |  | #N/A | #N/A
6/16/2019 | 11:00 | #N/A | #N/A | Sunday | 0 | 0 | #N/A | #N/A |  | #N/A | #N/A
6/16/2019 | 12:00 | #N/A | #N/A | Sunday | 0 | 0 | #N/A | #N/A |  | #N/A | #N/A
6/16/2019 | 13:00 | #N/A | #N/A | Sunday | 0 | 0 | #N/A | #N/A |  | #N/A | #N/A
6/16/2019 | 14:00 | #N/A | #N/A | Sunday | 0 | 0 | #N/A | #N/A |  | #N/A | #N/A
6/16/2019 | 15:00 | #N/A | #N/A | Sunday | 0 | 0 | #N/A | #N/A |  | #N/A | #N/A
6/16/2019 | 16:00 | #N/A | #N/A | Sunday | 0 | 0 | #N/A | #N/A |  | #N/A | #N/A
6/16/2019 | 17:00 | #N/A | #N/A | Sunday | 0 | 0 | #N/A | #N/A |  | #N/A | #N/A
6/16/2019 | 18:00 | #N/A | #N/A | Sunday | 0 | 0 | #N/A | #N/A |  | #N/A | #N/A
6/16/2019 | 19:00 | #N/A | #N/A | Sunday | 0 | 0 | #N/A | #N/A |  | #N/A | #N/A
6/16/2019 | 20:00 | #N/A | #N/A | Sunday | 0 | 0 | #N/A | #N/A |  | #N/A | #N/A
6/16/2019 | 21:00 | #N/A | #N/A | Sunday | 0 | 0 | #N/A | #N/A |  | #N/A | #N/A
6/16/2019 | 22:00 | #N/A | #N/A | Sunday | 0 | 0 | #N/A | #N/A |  | #N/A | #N/A
6/16/2019 | 23:00 | #N/A | #N/A | Sunday | 0 | 0 | #N/A | #N/A |  | #N/A | #N/A
6/16/2019 | 24:00 | #N/A | #N/A | Sunday | 0 | 0 | #N/A | #N/A |  | #N/A | #N/A
6/17/2019 | 1:00 | #N/A | #N/A | Monday | 0 | 0 | #N/A | #N/A |  | #N/A | #N/A
6/17/2019 | 2:00 | #N/A | #N/A | Monday | 0 | 0 | #N/A | #N/A |  | #N/A | #N/A
6/17/2019 | 3:00 | #N/A | #N/A | Monday | 0 | 0 | #N/A | #N/A |  | #N/A | #N/A
6/17/2019 | 4:00 | #N/A | #N/A | Monday | 0 | 0 | #N/A | #N/A |  | #N/A | #N/A
6/17/2019 | 5:00 | #N/A | #N/A | Monday | 0 | 0 | #N/A | #N/A |  | #N/A | #N/A
6/17/2019 | 6:00 | #N/A | #N/A | Monday | 0 | 0 | #N/A | #N/A |  | #N/A | #N/A
6/17/2019 | 7:00 | #N/A | #N/A | Monday | 0 | 0 | #N/A | #N/A |  | #N/A | #N/A
6/17/2019 | 8:00 | #N/A | #N/A | Monday | 0 | 0 | #N/A | #N/A |  | #N/A | #N/A
6/17/2019 | 9:00 | #N/A | #N/A | Monday | 0 | 0 | #N/A | #N/A |  | #N/A | #N/A
6/17/2019 | 10:00 | #N/A | #N/A | Monday | 0 | 0 | #N/A | #N/A |  | #N/A | #N/A
6/17/2019 | 11:00 | #N/A | #N/A | Monday | 0 | 0 | #N/A | #N/A |  | #N/A | #N/A
6/17/2019 | 12:00 | #N/A | #N/A | Monday | 0 | 0 | #N/A | #N/A |  | #N/A | #N/A
6/17/2019 | 13:00 | #N/A | #N/A | Monday | 0 | 0 | #N/A | #N/A |  | #N/A | #N/A
6/17/2019 | 14:00 | #N/A | #N/A | Monday | 0 | 0 | #N/A | #N/A |  | #N/A | #N/A
6/17/2019 | 15:00 | #N/A | #N/A | Monday | 0 | 0 | #N/A | #N/A |  | #N/A | #N/A
6/17/2019 | 16:00 | #N/A | #N/A | Monday | 0 | 0 | #N/A | #N/A |  | #N/A | #N/A
6/17/2019 | 17:00 | #N/A | #N/A | Monday | 0 | 0 | #N/A | #N/A |  | #N/A | #N/A
6/17/2019 | 18:00 | #N/A | #N/A | Monday | 0 | 0 | #N/A | #N/A |  | #N/A | #N/A
6/17/2019 | 19:00 | #N/A | #N/A | Monday | 0 | 0 | #N/A | #N/A |  | #N/A | #N/A
6/17/2019 | 20:00 | #N/A | #N/A | Monday | 0 | 0 | #N/A | #N/A |  | #N/A | #N/A
6/17/2019 | 21:00 | #N/A | #N/A | Monday | 0 | 0 | #N/A | #N/A |  | #N/A | #N/A
6/17/2019 | 22:00 | #N/A | #N/A | Monday | 0 | 0 | #N/A | #N/A |  | #N/A | #N/A
6/17/2019 | 23:00 | #N/A | #N/A | Monday | 0 | 0 | #N/A | #N/A |  | #N/A | #N/A
6/17/2019 | 24:00 | #N/A | #N/A | Monday | 0 | 0 | #N/A | #N/A |  | #N/A | #N/A
6/18/2019 | 1:00 | #N/A | #N/A | Tuesday | 0 | 0 | #N/A | #N/A |  | #N/A | #N/A
6/18/2019 | 2:00 | #N/A | #N/A | Tuesday | 0 | 0 | #N/A | #N/A |  | #N/A | #N/A
6/18/2019 | 3:00 | #N/A | #N/A | Tuesday | 0 | 0 | #N/A | #N/A |  | #N/A | #N/A
6/18/2019 | 4:00 | #N/A | #N/A | Tuesday | 0 | 0 | #N/A | #N/A |  | #N/A | #N/A
6/18/2019 | 5:00 | #N/A | #N/A | Tuesday | 0 | 0 | #N/A | #N/A |  | #N/A | #N/A
6/18/2019 | 6:00 | #N/A | #N/A | Tuesday | 0 | 0 | #N/A | #N/A |  | #N/A | #N/A
6/18/2019 | 7:00 | #N/A | #N/A | Tuesday | 0 | 0 | #N/A | #N/A |  | #N/A | #N/A
6/18/2019 | 8:00 | #N/A | #N/A | Tuesday | 0 | 0 | #N/A | #N/A |  | #N/A | #N/A
6/18/2019 | 9:00 | #N/A | #N/A | Tuesday | 0 | 0 | #N/A | #N/A |  | #N/A | #N/A
6/18/2019 | 10:00 | #N/A | #N/A | Tuesday | 0 | 0 | #N/A | #N/A |  | #N/A | #N/A
6/18/2019 | 11:00 | #N/A | #N/A | Tuesday | 0 | 0 | #N/A | #N/A |  | #N/A | #N/A
6/18/2019 | 12:00 | #N/A | #N/A | Tuesday | 0 | 0 | #N/A | #N/A |  | #N/A | #N/A
6/18/2019 | 13:00 | #N/A | #N/A | Tuesday | 0 | 0 | #N/A | #N/A |  | #N/A | #N/A
6/18/2019 | 14:00 | #N/A | #N/A | Tuesday | 0 | 0 | #N/A | #N/A |  | #N/A | #N/A
6/18/2019 | 15:00 | #N/A | #N/A | Tuesday | 0 | 0 | #N/A | #N/A |  | #N/A | #N/A
6/18/2019 | 16:00 | #N/A | #N/A | Tuesday | 0 | 0 | #N/A | #N/A |  | #N/A | #N/A
6/18/2019 | 17:00 | #N/A | #N/A | Tuesday | 0 | 0 | #N/A | #N/A |  | #N/A | #N/A
6/18/2019 | 18:00 | #N/A | #N/A | Tuesday | 0 | 0 | #N/A | #N/A |  | #N/A | #N/A
6/18/2019 | 19:00 | #N/A | #N/A | Tuesday | 0 | 0 | #N/A | #N/A |  | #N/A | #N/A
6/18/2019 | 20:00 | #N/A | #N/A | Tuesday | 0 | 0 | #N/A | #N/A |  | #N/A | #N/A
6/18/2019 | 21:00 | #N/A | #N/A | Tuesday | 0 | 0 | #N/A | #N/A |  | #N/A | #N/A
6/18/2019 | 22:00 | #N/A | #N/A | Tuesday | 0 | 0 | #N/A | #N/A |  | #N/A | #N/A
6/18/2019 | 23:00 | #N/A | #N/A | Tuesday | 0 | 0 | #N/A | #N/A |  | #N/A | #N/A
6/18/2019 | 24:00 | #N/A | #N/A | Tuesday | 0 | 0 | #N/A | #N/A |  | #N/A | #N/A
6/19/2019 | 1:00 | #N/A | #N/A | Wednesday | 0 | 0 | #N/A | #N/A |  | #N/A | #N/A
6/19/2019 | 2:00 | #N/A | #N/A | Wednesday | 0 | 0 | #N/A | #N/A |  | #N/A | #N/A
6/19/2019 | 3:00 | #N/A | #N/A | Wednesday | 0 | 0 | #N/A | #N/A |  | #N/A | #N/A
6/19/2019 | 4:00 | #N/A | #N/A | Wednesday | 0 | 0 | #N/A | #N/A |  | #N/A | #N/A
6/19/2019 | 5:00 | #N/A | #N/A | Wednesday | 0 | 0 | #N/A | #N/A |  | #N/A | #N/A
6/19/2019 | 6:00 | #N/A | #N/A | Wednesday | 0 | 0 | #N/A | #N/A |  | #N/A | #N/A
6/19/2019 | 7:00 | #N/A | #N/A | Wednesday | 0 | 0 | #N/A | #N/A |  | #N/A | #N/A
6/19/2019 | 8:00 | #N/A | #N/A | Wednesday | 0 | 0 | #N/A | #N/A |  | #N/A | #N/A
6/19/2019 | 9:00 | #N/A | #N/A | Wednesday | 0 | 0 | #N/A | #N/A |  | #N/A | #N/A
6/19/2019 | 10:00 | #N/A | #N/A | Wednesday | 0 | 0 | #N/A | #N/A |  | #N/A | #N/A
6/19/2019 | 11:00 | #N/A | #N/A | Wednesday | 0 | 0 | #N/A | #N/A |  | #N/A | #N/A
6/19/2019 | 12:00 | #N/A | #N/A | Wednesday | 0 | 0 | #N/A | #N/A |  | #N/A | #N/A
6/19/2019 | 13:00 | #N/A | #N/A | Wednesday | 0 | 0 | #N/A | #N/A |  | #N/A | #N/A
6/19/2019 | 14:00 | #N/A | #N/A | Wednesday | 0 | 0 | #N/A | #N/A |  | #N/A | #N/A
6/19/2019 | 15:00 | #N/A | #N/A | Wednesday | 0 | 0 | #N/A | #N/A |  | #N/A | #N/A
6/19/2019 | 16:00 | #N/A | #N/A | Wednesday | 0 | 0 | #N/A | #N/A |  | #N/A | #N/A
6/19/2019 | 17:00 | #N/A | #N/A | Wednesday | 0 | 0 | #N/A | #N/A |  | #N/A | #N/A
6/19/2019 | 18:00 | #N/A | #N/A | Wednesday | 0 | 0 | #N/A | #N/A |  | #N/A | #N/A
6/19/2019 | 19:00 | #N/A | #N/A | Wednesday | 0 | 0 | #N/A | #N/A |  | #N/A | #N/A
6/19/2019 | 20:00 | #N/A | #N/A | Wednesday | 0 | 0 | #N/A | #N/A |  | #N/A | #N/A
6/19/2019 | 21:00 | #N/A | #N/A | Wednesday | 0 | 0 | #N/A | #N/A |  | #N/A | #N/A
6/19/2019 | 22:00 | #N/A | #N/A | Wednesday | 0 | 0 | #N/A | #N/A |  | #N/A | #N/A
6/19/2019 | 23:00 | #N/A | #N/A | Wednesday | 0 | 0 | #N/A | #N/A |  | #N/A | #N/A
6/19/2019 | 24:00 | #N/A | #N/A | Wednesday | 0 | 0 | #N/A | #N/A |  | #N/A | #N/A
6/20/2019 | 1:00 | #N/A | #N/A | Thursday | 0 | 0 | #N/A | #N/A |  | #N/A | #N/A
6/20/2019 | 2:00 | #N/A | #N/A | Thursday | 0 | 0 | #N/A | #N/A |  | #N/A | #N/A
6/20/2019 | 3:00 | #N/A | #N/A | Thursday | 0 | 0 | #N/A | #N/A |  | #N/A | #N/A
6/20/2019 | 4:00 | #N/A | #N/A | Thursday | 0 | 0 | #N/A | #N/A |  | #N/A | #N/A
6/20/2019 | 5:00 | #N/A | #N/A | Thursday | 0 | 0 | #N/A | #N/A |  | #N/A | #N/A
6/20/2019 | 6:00 | #N/A | #N/A | Thursday | 0 | 0 | #N/A | #N/A |  | #N/A | #N/A
6/20/2019 | 7:00 | #N/A | #N/A | Thursday | 0 | 0 | #N/A | #N/A |  | #N/A | #N/A
6/20/2019 | 8:00 | #N/A | #N/A | Thursday | 0 | 0 | #N/A | #N/A |  | #N/A | #N/A
6/20/2019 | 9:00 | #N/A | #N/A | Thursday | 0 | 0 | #N/A | #N/A |  | #N/A | #N/A
6/20/2019 | 10:00 | #N/A | #N/A | Thursday | 0 | 0 | #N/A | #N/A |  | #N/A | #N/A
6/20/2019 | 11:00 | #N/A | #N/A | Thursday | 0 | 0 | #N/A | #N/A |  | #N/A | #N/A
6/20/2019 | 12:00 | #N/A | #N/A | Thursday | 0 | 0 | #N/A | #N/A |  | #N/A | #N/A
6/20/2019 | 13:00 | #N/A | #N/A | Thursday | 0 | 0 | #N/A | #N/A |  | #N/A | #N/A
6/20/2019 | 14:00 | #N/A | #N/A | Thursday | 0 | 0 | #N/A | #N/A |  | #N/A | #N/A
6/20/2019 | 15:00 | #N/A | #N/A | Thursday | 0 | 0 | #N/A | #N/A |  | #N/A | #N/A
6/20/2019 | 16:00 | #N/A | #N/A | Thursday | 0 | 0 | #N/A | #N/A |  | #N/A | #N/A
6/20/2019 | 17:00 | #N/A | #N/A | Thursday | 0 | 0 | #N/A | #N/A |  | #N/A | #N/A
6/20/2019 | 18:00 | #N/A | #N/A | Thursday | 0 | 0 | #N/A | #N/A |  | #N/A | #N/A
6/20/2019 | 19:00 | #N/A | #N/A | Thursday | 0 | 0 | #N/A | #N/A |  | #N/A | #N/A
6/20/2019 | 20:00 | #N/A | #N/A | Thursday | 0 | 0 | #N/A | #N/A |  | #N/A | #N/A
6/20/2019 | 21:00 | #N/A | #N/A | Thursday | 0 | 0 | #N/A | #N/A |  | #N/A | #N/A
6/20/2019 | 22:00 | #N/A | #N/A | Thursday | 0 | 0 | #N/A | #N/A |  | #N/A | #N/A
6/20/2019 | 23:00 | #N/A | #N/A | Thursday | 0 | 0 | #N/A | #N/A |  | #N/A | #N/A
6/20/2019 | 24:00 | #N/A | #N/A | Thursday | 0 | 0 | #N/A | #N/A |  | #N/A | #N/A
6/21/2019 | 1:00 | #N/A | #N/A | Friday | 0 | 0 | #N/A | #N/A |  | #N/A | #N/A
6/21/2019 | 2:00 | #N/A | #N/A | Friday | 0 | 0 | #N/A | #N/A |  | #N/A | #N/A
6/21/2019 | 3:00 | #N/A | #N/A | Friday | 0 | 0 | #N/A | #N/A |  | #N/A | #N/A
6/21/2019 | 4:00 | #N/A | #N/A | Friday | 0 | 0 | #N/A | #N/A |  | #N/A | #N/A
6/21/2019 | 5:00 | #N/A | #N/A | Friday | 0 | 0 | #N/A | #N/A |  | #N/A | #N/A
6/21/2019 | 6:00 | #N/A | #N/A | Friday | 0 | 0 | #N/A | #N/A |  | #N/A | #N/A
6/21/2019 | 7:00 | #N/A | #N/A | Friday | 0 | 0 | #N/A | #N/A |  | #N/A | #N/A
6/21/2019 | 8:00 | #N/A | #N/A | Friday | 0 | 0 | #N/A | #N/A |  | #N/A | #N/A
6/21/2019 | 9:00 | #N/A | #N/A | Friday | 0 | 0 | #N/A | #N/A |  | #N/A | #N/A
6/21/2019 | 10:00 | #N/A | #N/A | Friday | 0 | 0 | #N/A | #N/A |  | #N/A | #N/A
6/21/2019 | 11:00 | #N/A | #N/A | Friday | 0 | 0 | #N/A | #N/A |  | #N/A | #N/A
6/21/2019 | 12:00 | #N/A | #N/A | Friday | 0 | 0 | #N/A | #N/A |  | #N/A | #N/A
6/21/2019 | 13:00 | #N/A | #N/A | Friday | 0 | 0 | #N/A | #N/A |  | #N/A | #N/A
6/21/2019 | 14:00 | #N/A | #N/A | Friday | 0 | 0 | #N/A | #N/A |  | #N/A | #N/A
6/21/2019 | 15:00 | #N/A | #N/A | Friday | 0 | 0 | #N/A | #N/A |  | #N/A | #N/A
6/21/2019 | 16:00 | #N/A | #N/A | Friday | 0 | 0 | #N/A | #N/A |  | #N/A | #N/A
6/21/2019 | 17:00 | #N/A | #N/A | Friday | 0 | 0 | #N/A | #N/A |  | #N/A | #N/A
6/21/2019 | 18:00 | #N/A | #N/A | Friday | 0 | 0 | #N/A | #N/A |  | #N/A | #N/A
6/21/2019 | 19:00 | #N/A | #N/A | Friday | 0 | 0 | #N/A | #N/A |  | #N/A | #N/A
6/21/2019 | 20:00 | #N/A | #N/A | Friday | 0 | 0 | #N/A | #N/A |  | #N/A | #N/A
6/21/2019 | 21:00 | #N/A | #N/A | Friday | 0 | 0 | #N/A | #N/A |  | #N/A | #N/A
6/21/2019 | 22:00 | #N/A | #N/A | Friday | 0 | 0 | #N/A | #N/A |  | #N/A | #N/A
6/21/2019 | 23:00 | #N/A | #N/A | Friday | 0 | 0 | #N/A | #N/A |  | #N/A | #N/A
6/21/2019 | 24:00 | #N/A | #N/A | Friday | 0 | 0 | #N/A | #N/A |  | #N/A | #N/A
6/22/2019 | 1:00 | #N/A | #N/A | Saturday | 0 | 0 | #N/A | #N/A |  | #N/A | #N/A
6/22/2019 | 2:00 | #N/A | #N/A | Saturday | 0 | 0 | #N/A | #N/A |  | #N/A | #N/A
6/22/2019 | 3:00 | #N/A | #N/A | Saturday | 0 | 0 | #N/A | #N/A |  | #N/A | #N/A
6/22/2019 | 4:00 | #N/A | #N/A | Saturday | 0 | 0 | #N/A | #N/A |  | #N/A | #N/A
6/22/2019 | 5:00 | #N/A | #N/A | Saturday | 0 | 0 | #N/A | #N/A |  | #N/A | #N/A
6/22/2019 | 6:00 | #N/A | #N/A | Saturday | 0 | 0 | #N/A | #N/A |  | #N/A | #N/A
6/22/2019 | 7:00 | #N/A | #N/A | Saturday | 0 | 0 | #N/A | #N/A |  | #N/A | #N/A
6/22/2019 | 8:00 | #N/A | #N/A | Saturday | 0 | 0 | #N/A | #N/A |  | #N/A | #N/A
6/22/2019 | 9:00 | #N/A | #N/A | Saturday | 0 | 0 | #N/A | #N/A |  | #N/A | #N/A
6/22/2019 | 10:00 | #N/A | #N/A | Saturday | 0 | 0 | #N/A | #N/A |  | #N/A | #N/A
6/22/2019 | 11:00 | #N/A | #N/A | Saturday | 0 | 0 | #N/A | #N/A |  | #N/A | #N/A
6/22/2019 | 12:00 | #N/A | #N/A | Saturday | 0 | 0 | #N/A | #N/A |  | #N/A | #N/A
6/22/2019 | 13:00 | #N/A | #N/A | Saturday | 0 | 0 | #N/A | #N/A |  | #N/A | #N/A
6/22/2019 | 14:00 | #N/A | #N/A | Saturday | 0 | 0 | #N/A | #N/A |  | #N/A | #N/A
6/22/2019 | 15:00 | #N/A | #N/A | Saturday | 0 | 0 | #N/A | #N/A |  | #N/A | #N/A
6/22/2019 | 16:00 | #N/A | #N/A | Saturday | 0 | 0 | #N/A | #N/A |  | #N/A | #N/A
6/22/2019 | 17:00 | #N/A | #N/A | Saturday | 0 | 0 | #N/A | #N/A |  | #N/A | #N/A
6/22/2019 | 18:00 | #N/A | #N/A | Saturday | 0 | 0 | #N/A | #N/A |  | #N/A | #N/A
6/22/2019 | 19:00 | #N/A | #N/A | Saturday | 0 | 0 | #N/A | #N/A |  | #N/A | #N/A
6/22/2019 | 20:00 | #N/A | #N/A | Saturday | 0 | 0 | #N/A | #N/A |  | #N/A | #N/A
6/22/2019 | 21:00 | #N/A | #N/A | Saturday | 0 | 0 | #N/A | #N/A |  | #N/A | #N/A
6/22/2019 | 22:00 | #N/A | #N/A | Saturday | 0 | 0 | #N/A | #N/A |  | #N/A | #N/A
6/22/2019 | 23:00 | #N/A | #N/A | Saturday | 0 | 0 | #N/A | #N/A |  | #N/A | #N/A
6/22/2019 | 24:00 | #N/A | #N/A | Saturday | 0 | 0 | #N/A | #N/A |  | #N/A | #N/A
6/23/2019 | 1:00 | #N/A | #N/A | Sunday | 0 | 0 | #N/A | #N/A |  | #N/A | #N/A
6/23/2019 | 2:00 | #N/A | #N/A | Sunday | 0 | 0 | #N/A | #N/A |  | #N/A | #N/A
6/23/2019 | 3:00 | #N/A | #N/A | Sunday | 0 | 0 | #N/A | #N/A |  | #N/A | #N/A
6/23/2019 | 4:00 | #N/A | #N/A | Sunday | 0 | 0 | #N/A | #N/A |  | #N/A | #N/A
6/23/2019 | 5:00 | #N/A | #N/A | Sunday | 0 | 0 | #N/A | #N/A |  | #N/A | #N/A
6/23/2019 | 6:00 | #N/A | #N/A | Sunday | 0 | 0 | #N/A | #N/A |  | #N/A | #N/A
6/23/2019 | 7:00 | #N/A | #N/A | Sunday | 0 | 0 | #N/A | #N/A |  | #N/A | #N/A
6/23/2019 | 8:00 | #N/A | #N/A | Sunday | 0 | 0 | #N/A | #N/A |  | #N/A | #N/A
6/23/2019 | 9:00 | #N/A | #N/A | Sunday | 0 | 0 | #N/A | #N/A |  | #N/A | #N/A
6/23/2019 | 10:00 | #N/A | #N/A | Sunday | 0 | 0 | #N/A | #N/A |  | #N/A | #N/A
6/23/2019 | 11:00 | #N/A | #N/A | Sunday | 0 | 0 | #N/A | #N/A |  | #N/A | #N/A
6/23/2019 | 12:00 | #N/A | #N/A | Sunday | 0 | 0 | #N/A | #N/A |  | #N/A | #N/A
6/23/2019 | 13:00 | #N/A | #N/A | Sunday | 0 | 0 | #N/A | #N/A |  | #N/A | #N/A
6/23/2019 | 14:00 | #N/A | #N/A | Sunday | 0 | 0 | #N/A | #N/A |  | #N/A | #N/A
6/23/2019 | 15:00 | #N/A | #N/A | Sunday | 0 | 0 | #N/A | #N/A |  | #N/A | #N/A
6/23/2019 | 16:00 | #N/A | #N/A | Sunday | 0 | 0 | #N/A | #N/A |  | #N/A | #N/A
6/23/2019 | 17:00 | #N/A | #N/A | Sunday | 0 | 0 | #N/A | #N/A |  | #N/A | #N/A
6/23/2019 | 18:00 | #N/A | #N/A | Sunday | 0 | 0 | #N/A | #N/A |  | #N/A | #N/A
6/23/2019 | 19:00 | #N/A | #N/A | Sunday | 0 | 0 | #N/A | #N/A |  | #N/A | #N/A
6/23/2019 | 20:00 | #N/A | #N/A | Sunday | 0 | 0 | #N/A | #N/A |  | #N/A | #N/A
6/23/2019 | 21:00 | #N/A | #N/A | Sunday | 0 | 0 | #N/A | #N/A |  | #N/A | #N/A
6/23/2019 | 22:00 | #N/A | #N/A | Sunday | 0 | 0 | #N/A | #N/A |  | #N/A | #N/A
6/23/2019 | 23:00 | #N/A | #N/A | Sunday | 0 | 0 | #N/A | #N/A |  | #N/A | #N/A
6/23/2019 | 24:00 | #N/A | #N/A | Sunday | 0 | 0 | #N/A | #N/A |  | #N/A | #N/A
6/24/2019 | 1:00 | #N/A | #N/A | Monday | 0 | 0 | #N/A | #N/A |  | #N/A | #N/A
6/24/2019 | 2:00 | #N/A | #N/A | Monday | 0 | 0 | #N/A | #N/A |  | #N/A | #N/A
6/24/2019 | 3:00 | #N/A | #N/A | Monday | 0 | 0 | #N/A | #N/A |  | #N/A | #N/A
6/24/2019 | 4:00 | #N/A | #N/A | Monday | 0 | 0 | #N/A | #N/A |  | #N/A | #N/A
6/24/2019 | 5:00 | #N/A | #N/A | Monday | 0 | 0 | #N/A | #N/A |  | #N/A | #N/A
6/24/2019 | 6:00 | #N/A | #N/A | Monday | 0 | 0 | #N/A | #N/A |  | #N/A | #N/A
6/24/2019 | 7:00 | #N/A | #N/A | Monday | 0 | 0 | #N/A | #N/A |  | #N/A | #N/A
6/24/2019 | 8:00 | #N/A | #N/A | Monday | 0 | 0 | #N/A | #N/A |  | #N/A | #N/A
6/24/2019 | 9:00 | #N/A | #N/A | Monday | 0 | 0 | #N/A | #N/A |  | #N/A | #N/A
6/24/2019 | 10:00 | #N/A | #N/A | Monday | 0 | 0 | #N/A | #N/A |  | #N/A | #N/A
6/24/2019 | 11:00 | #N/A | #N/A | Monday | 0 | 0 | #N/A | #N/A |  | #N/A | #N/A
6/24/2019 | 12:00 | #N/A | #N/A | Monday | 0 | 0 | #N/A | #N/A |  | #N/A | #N/A
6/24/2019 | 13:00 | #N/A | #N/A | Monday | 0 | 0 | #N/A | #N/A |  | #N/A | #N/A
6/24/2019 | 14:00 | #N/A | #N/A | Monday | 0 | 0 | #N/A | #N/A |  | #N/A | #N/A
6/24/2019 | 15:00 | #N/A | #N/A | Monday | 0 | 0 | #N/A | #N/A |  | #N/A | #N/A
6/24/2019 | 16:00 | #N/A | #N/A | Monday | 0 | 0 | #N/A | #N/A |  | #N/A | #N/A
6/24/2019 | 17:00 | #N/A | #N/A | Monday | 0 | 0 | #N/A | #N/A |  | #N/A | #N/A
6/24/2019 | 18:00 | #N/A | #N/A | Monday | 0 | 0 | #N/A | #N/A |  | #N/A | #N/A
6/24/2019 | 19:00 | #N/A | #N/A | Monday | 0 | 0 | #N/A | #N/A |  | #N/A | #N/A
6/24/2019 | 20:00 | #N/A | #N/A | Monday | 0 | 0 | #N/A | #N/A |  | #N/A | #N/A
6/24/2019 | 21:00 | #N/A | #N/A | Monday | 0 | 0 | #N/A | #N/A |  | #N/A | #N/A
6/24/2019 | 22:00 | #N/A | #N/A | Monday | 0 | 0 | #N/A | #N/A |  | #N/A | #N/A
6/24/2019 | 23:00 | #N/A | #N/A | Monday | 0 | 0 | #N/A | #N/A |  | #N/A | #N/A
6/24/2019 | 24:00 | #N/A | #N/A | Monday | 0 | 0 | #N/A | #N/A |  | #N/A | #N/A
6/25/2019 | 1:00 | #N/A | #N/A | Tuesday | 0 | 0 | #N/A | #N/A |  | #N/A | #N/A
6/25/2019 | 2:00 | #N/A | #N/A | Tuesday | 0 | 0 | #N/A | #N/A |  | #N/A | #N/A
6/25/2019 | 3:00 | #N/A | #N/A | Tuesday | 0 | 0 | #N/A | #N/A |  | #N/A | #N/A
6/25/2019 | 4:00 | #N/A | #N/A | Tuesday | 0 | 0 | #N/A | #N/A |  | #N/A | #N/A
6/25/2019 | 5:00 | #N/A | #N/A | Tuesday | 0 | 0 | #N/A | #N/A |  | #N/A | #N/A
6/25/2019 | 6:00 | #N/A | #N/A | Tuesday | 0 | 0 | #N/A | #N/A |  | #N/A | #N/A
6/25/2019 | 7:00 | #N/A | #N/A | Tuesday | 0 | 0 | #N/A | #N/A |  | #N/A | #N/A
6/25/2019 | 8:00 | #N/A | #N/A | Tuesday | 0 | 0 | #N/A | #N/A |  | #N/A | #N/A
6/25/2019 | 9:00 | #N/A | #N/A | Tuesday | 0 | 0 | #N/A | #N/A |  | #N/A | #N/A
6/25/2019 | 10:00 | #N/A | #N/A | Tuesday | 0 | 0 | #N/A | #N/A |  | #N/A | #N/A
6/25/2019 | 11:00 | #N/A | #N/A | Tuesday | 0 | 0 | #N/A | #N/A |  | #N/A | #N/A
6/25/2019 | 12:00 | #N/A | #N/A | Tuesday | 0 | 0 | #N/A | #N/A |  | #N/A | #N/A
6/25/2019 | 13:00 | #N/A | #N/A | Tuesday | 0 | 0 | #N/A | #N/A |  | #N/A | #N/A
6/25/2019 | 14:00 | #N/A | #N/A | Tuesday | 0 | 0 | #N/A | #N/A |  | #N/A | #N/A
6/25/2019 | 15:00 | #N/A | #N/A | Tuesday | 0 | 0 | #N/A | #N/A |  | #N/A | #N/A
6/25/2019 | 16:00 | #N/A | #N/A | Tuesday | 0 | 0 | #N/A | #N/A |  | #N/A | #N/A
6/25/2019 | 17:00 | #N/A | #N/A | Tuesday | 0 | 0 | #N/A | #N/A |  | #N/A | #N/A
6/25/2019 | 18:00 | #N/A | #N/A | Tuesday | 0 | 0 | #N/A | #N/A |  | #N/A | #N/A
6/25/2019 | 19:00 | #N/A | #N/A | Tuesday | 0 | 0 | #N/A | #N/A |  | #N/A | #N/A
6/25/2019 | 20:00 | #N/A | #N/A | Tuesday | 0 | 0 | #N/A | #N/A |  | #N/A | #N/A
6/25/2019 | 21:00 | #N/A | #N/A | Tuesday | 0 | 0 | #N/A | #N/A |  | #N/A | #N/A
6/25/2019 | 22:00 | #N/A | #N/A | Tuesday | 0 | 0 | #N/A | #N/A |  | #N/A | #N/A
6/25/2019 | 23:00 | #N/A | #N/A | Tuesday | 0 | 0 | #N/A | #N/A |  | #N/A | #N/A
6/25/2019 | 24:00 | #N/A | #N/A | Tuesday | 0 | 0 | #N/A | #N/A |  | #N/A | #N/A
6/26/2019 | 1:00 | #N/A | #N/A | Wednesday | 0 | 0 | #N/A | #N/A |  | #N/A | #N/A
6/26/2019 | 2:00 | #N/A | #N/A | Wednesday | 0 | 0 | #N/A | #N/A |  | #N/A | #N/A
6/26/2019 | 3:00 | #N/A | #N/A | Wednesday | 0 | 0 | #N/A | #N/A |  | #N/A | #N/A
6/26/2019 | 4:00 | #N/A | #N/A | Wednesday | 0 | 0 | #N/A | #N/A |  | #N/A | #N/A
6/26/2019 | 5:00 | #N/A | #N/A | Wednesday | 0 | 0 | #N/A | #N/A |  | #N/A | #N/A
6/26/2019 | 6:00 | #N/A | #N/A | Wednesday | 0 | 0 | #N/A | #N/A |  | #N/A | #N/A
6/26/2019 | 7:00 | #N/A | #N/A | Wednesday | 0 | 0 | #N/A | #N/A |  | #N/A | #N/A
6/26/2019 | 8:00 | #N/A | #N/A | Wednesday | 0 | 0 | #N/A | #N/A |  | #N/A | #N/A
6/26/2019 | 9:00 | #N/A | #N/A | Wednesday | 0 | 0 | #N/A | #N/A |  | #N/A | #N/A
6/26/2019 | 10:00 | #N/A | #N/A | Wednesday | 0 | 0 | #N/A | #N/A |  | #N/A | #N/A
6/26/2019 | 11:00 | #N/A | #N/A | Wednesday | 0 | 0 | #N/A | #N/A |  | #N/A | #N/A
6/26/2019 | 12:00 | #N/A | #N/A | Wednesday | 0 | 0 | #N/A | #N/A |  | #N/A | #N/A
6/26/2019 | 13:00 | #N/A | #N/A | Wednesday | 0 | 0 | #N/A | #N/A |  | #N/A | #N/A
6/26/2019 | 14:00 | #N/A | #N/A | Wednesday | 0 | 0 | #N/A | #N/A |  | #N/A | #N/A
6/26/2019 | 15:00 | #N/A | #N/A | Wednesday | 0 | 0 | #N/A | #N/A |  | #N/A | #N/A
6/26/2019 | 16:00 | #N/A | #N/A | Wednesday | 0 | 0 | #N/A | #N/A |  | #N/A | #N/A
6/26/2019 | 17:00 | #N/A | #N/A | Wednesday | 0 | 0 | #N/A | #N/A |  | #N/A | #N/A
6/26/2019 | 18:00 | #N/A | #N/A | Wednesday | 0 | 0 | #N/A | #N/A |  | #N/A | #N/A
6/26/2019 | 19:00 | #N/A | #N/A | Wednesday | 0 | 0 | #N/A | #N/A |  | #N/A | #N/A
6/26/2019 | 20:00 | #N/A | #N/A | Wednesday | 0 | 0 | #N/A | #N/A |  | #N/A | #N/A
6/26/2019 | 21:00 | #N/A | #N/A | Wednesday | 0 | 0 | #N/A | #N/A |  | #N/A | #N/A
6/26/2019 | 22:00 | #N/A | #N/A | Wednesday | 0 | 0 | #N/A | #N/A |  | #N/A | #N/A
6/26/2019 | 23:00 | #N/A | #N/A | Wednesday | 0 | 0 | #N/A | #N/A |  | #N/A | #N/A
6/26/2019 | 24:00 | #N/A | #N/A | Wednesday | 0 | 0 | #N/A | #N/A |  | #N/A | #N/A
6/27/2019 | 1:00 | #N/A | #N/A | Thursday | 0 | 0 | #N/A | #N/A |  | #N/A | #N/A
6/27/2019 | 2:00 | #N/A | #N/A | Thursday | 0 | 0 | #N/A | #N/A |  | #N/A | #N/A
6/27/2019 | 3:00 | #N/A | #N/A | Thursday | 0 | 0 | #N/A | #N/A |  | #N/A | #N/A
6/27/2019 | 4:00 | #N/A | #N/A | Thursday | 0 | 0 | #N/A | #N/A |  | #N/A | #N/A
6/27/2019 | 5:00 | #N/A | #N/A | Thursday | 0 | 0 | #N/A | #N/A |  | #N/A | #N/A
6/27/2019 | 6:00 | #N/A | #N/A | Thursday | 0 | 0 | #N/A | #N/A |  | #N/A | #N/A
6/27/2019 | 7:00 | #N/A | #N/A | Thursday | 0 | 0 | #N/A | #N/A |  | #N/A | #N/A
6/27/2019 | 8:00 | #N/A | #N/A | Thursday | 0 | 0 | #N/A | #N/A |  | #N/A | #N/A
6/27/2019 | 9:00 | #N/A | #N/A | Thursday | 0 | 0 | #N/A | #N/A |  | #N/A | #N/A
6/27/2019 | 10:00 | #N/A | #N/A | Thursday | 0 | 0 | #N/A | #N/A |  | #N/A | #N/A
6/27/2019 | 11:00 | #N/A | #N/A | Thursday | 0 | 0 | #N/A | #N/A |  | #N/A | #N/A
6/27/2019 | 12:00 | #N/A | #N/A | Thursday | 0 | 0 | #N/A | #N/A |  | #N/A | #N/A
6/27/2019 | 13:00 | #N/A | #N/A | Thursday | 0 | 0 | #N/A | #N/A |  | #N/A | #N/A
6/27/2019 | 14:00 | #N/A | #N/A | Thursday | 0 | 0 | #N/A | #N/A |  | #N/A | #N/A
6/27/2019 | 15:00 | #N/A | #N/A | Thursday | 0 | 0 | #N/A | #N/A |  | #N/A | #N/A
6/27/2019 | 16:00 | #N/A | #N/A | Thursday | 0 | 0 | #N/A | #N/A |  | #N/A | #N/A
6/27/2019 | 17:00 | #N/A | #N/A | Thursday | 0 | 0 | #N/A | #N/A |  | #N/A | #N/A
6/27/2019 | 18:00 | #N/A | #N/A | Thursday | 0 | 0 | #N/A | #N/A |  | #N/A | #N/A
6/27/2019 | 19:00 | #N/A | #N/A | Thursday | 0 | 0 | #N/A | #N/A |  | #N/A | #N/A
6/27/2019 | 20:00 | #N/A | #N/A | Thursday | 0 | 0 | #N/A | #N/A |  | #N/A | #N/A
6/27/2019 | 21:00 | #N/A | #N/A | Thursday | 0 | 0 | #N/A | #N/A |  | #N/A | #N/A
6/27/2019 | 22:00 | #N/A | #N/A | Thursday | 0 | 0 | #N/A | #N/A |  | #N/A | #N/A
6/27/2019 | 23:00 | #N/A | #N/A | Thursday | 0 | 0 | #N/A | #N/A |  | #N/A | #N/A
6/27/2019 | 24:00 | #N/A | #N/A | Thursday | 0 | 0 | #N/A | #N/A |  | #N/A | #N/A
6/28/2019 | 1:00 | #N/A | #N/A | Friday | 0 | 0 | #N/A | #N/A |  | #N/A | #N/A
6/28/2019 | 2:00 | #N/A | #N/A | Friday | 0 | 0 | #N/A | #N/A |  | #N/A | #N/A
6/28/2019 | 3:00 | #N/A | #N/A | Friday | 0 | 0 | #N/A | #N/A |  | #N/A | #N/A
6/28/2019 | 4:00 | #N/A | #N/A | Friday | 0 | 0 | #N/A | #N/A |  | #N/A | #N/A
6/28/2019 | 5:00 | #N/A | #N/A | Friday | 0 | 0 | #N/A | #N/A |  | #N/A | #N/A
6/28/2019 | 6:00 | #N/A | #N/A | Friday | 0 | 0 | #N/A | #N/A |  | #N/A | #N/A
6/28/2019 | 7:00 | #N/A | #N/A | Friday | 0 | 0 | #N/A | #N/A |  | #N/A | #N/A
6/28/2019 | 8:00 | #N/A | #N/A | Friday | 0 | 0 | #N/A | #N/A |  | #N/A | #N/A
6/28/2019 | 9:00 | #N/A | #N/A | Friday | 0 | 0 | #N/A | #N/A |  | #N/A | #N/A
6/28/2019 | 10:00 | #N/A | #N/A | Friday | 0 | 0 | #N/A | #N/A |  | #N/A | #N/A
6/28/2019 | 11:00 | #N/A | #N/A | Friday | 0 | 0 | #N/A | #N/A |  | #N/A | #N/A
6/28/2019 | 12:00 | #N/A | #N/A | Friday | 0 | 0 | #N/A | #N/A |  | #N/A | #N/A
6/28/2019 | 13:00 | #N/A | #N/A | Friday | 0 | 0 | #N/A | #N/A |  | #N/A | #N/A
6/28/2019 | 14:00 | #N/A | #N/A | Friday | 0 | 0 | #N/A | #N/A |  | #N/A | #N/A
6/28/2019 | 15:00 | #N/A | #N/A | Friday | 0 | 0 | #N/A | #N/A |  | #N/A | #N/A
6/28/2019 | 16:00 | #N/A | #N/A | Friday | 0 | 0 | #N/A | #N/A |  | #N/A | #N/A
6/28/2019 | 17:00 | #N/A | #N/A | Friday | 0 | 0 | #N/A | #N/A |  | #N/A | #N/A
6/28/2019 | 18:00 | #N/A | #N/A | Friday | 0 | 0 | #N/A | #N/A |  | #N/A | #N/A
6/28/2019 | 19:00 | #N/A | #N/A | Friday | 0 | 0 | #N/A | #N/A |  | #N/A | #N/A
6/28/2019 | 20:00 | #N/A | #N/A | Friday | 0 | 0 | #N/A | #N/A |  | #N/A | #N/A
6/28/2019 | 21:00 | #N/A | #N/A | Friday | 0 | 0 | #N/A | #N/A |  | #N/A | #N/A
6/28/2019 | 22:00 | #N/A | #N/A | Friday | 0 | 0 | #N/A | #N/A |  | #N/A | #N/A
6/28/2019 | 23:00 | #N/A | #N/A | Friday | 0 | 0 | #N/A | #N/A |  | #N/A | #N/A
6/28/2019 | 24:00 | #N/A | #N/A | Friday | 0 | 0 | #N/A | #N/A |  | #N/A | #N/A
6/29/2019 | 1:00 | #N/A | #N/A | Saturday | 0 | 0 | #N/A | #N/A |  | #N/A | #N/A
6/29/2019 | 2:00 | #N/A | #N/A | Saturday | 0 | 0 | #N/A | #N/A |  | #N/A | #N/A
6/29/2019 | 3:00 | #N/A | #N/A | Saturday | 0 | 0 | #N/A | #N/A |  | #N/A | #N/A
6/29/2019 | 4:00 | #N/A | #N/A | Saturday | 0 | 0 | #N/A | #N/A |  | #N/A | #N/A
6/29/2019 | 5:00 | #N/A | #N/A | Saturday | 0 | 0 | #N/A | #N/A |  | #N/A | #N/A
6/29/2019 | 6:00 | #N/A | #N/A | Saturday | 0 | 0 | #N/A | #N/A |  | #N/A | #N/A
6/29/2019 | 7:00 | #N/A | #N/A | Saturday | 0 | 0 | #N/A | #N/A |  | #N/A | #N/A
6/29/2019 | 8:00 | #N/A | #N/A | Saturday | 0 | 0 | #N/A | #N/A |  | #N/A | #N/A
6/29/2019 | 9:00 | #N/A | #N/A | Saturday | 0 | 0 | #N/A | #N/A |  | #N/A | #N/A
6/29/2019 | 10:00 | #N/A | #N/A | Saturday | 0 | 0 | #N/A | #N/A |  | #N/A | #N/A
6/29/2019 | 11:00 | #N/A | #N/A | Saturday | 0 | 0 | #N/A | #N/A |  | #N/A | #N/A
6/29/2019 | 12:00 | #N/A | #N/A | Saturday | 0 | 0 | #N/A | #N/A |  | #N/A | #N/A
6/29/2019 | 13:00 | #N/A | #N/A | Saturday | 0 | 0 | #N/A | #N/A |  | #N/A | #N/A
6/29/2019 | 14:00 | #N/A | #N/A | Saturday | 0 | 0 | #N/A | #N/A |  | #N/A | #N/A
6/29/2019 | 15:00 | #N/A | #N/A | Saturday | 0 | 0 | #N/A | #N/A |  | #N/A | #N/A
6/29/2019 | 16:00 | #N/A | #N/A | Saturday | 0 | 0 | #N/A | #N/A |  | #N/A | #N/A
6/29/2019 | 17:00 | #N/A | #N/A | Saturday | 0 | 0 | #N/A | #N/A |  | #N/A | #N/A
6/29/2019 | 18:00 | #N/A | #N/A | Saturday | 0 | 0 | #N/A | #N/A |  | #N/A | #N/A
6/29/2019 | 19:00 | #N/A | #N/A | Saturday | 0 | 0 | #N/A | #N/A |  | #N/A | #N/A
6/29/2019 | 20:00 | #N/A | #N/A | Saturday | 0 | 0 | #N/A | #N/A |  | #N/A | #N/A
6/29/2019 | 21:00 | #N/A | #N/A | Saturday | 0 | 0 | #N/A | #N/A |  | #N/A | #N/A
6/29/2019 | 22:00 | #N/A | #N/A | Saturday | 0 | 0 | #N/A | #N/A |  | #N/A | #N/A
6/29/2019 | 23:00 | #N/A | #N/A | Saturday | 0 | 0 | #N/A | #N/A |  | #N/A | #N/A
6/29/2019 | 24:00 | #N/A | #N/A | Saturday | 0 | 0 | #N/A | #N/A |  | #N/A | #N/A
6/30/2019 | 1:00 | #N/A | #N/A | Sunday | 0 | 0 | #N/A | #N/A |  | #N/A | #N/A
6/30/2019 | 2:00 | #N/A | #N/A | Sunday | 0 | 0 | #N/A | #N/A |  | #N/A | #N/A
6/30/2019 | 3:00 | #N/A | #N/A | Sunday | 0 | 0 | #N/A | #N/A |  | #N/A | #N/A
6/30/2019 | 4:00 | #N/A | #N/A | Sunday | 0 | 0 | #N/A | #N/A |  | #N/A | #N/A
6/30/2019 | 5:00 | #N/A | #N/A | Sunday | 0 | 0 | #N/A | #N/A |  | #N/A | #N/A
6/30/2019 | 6:00 | #N/A | #N/A | Sunday | 0 | 0 | #N/A | #N/A |  | #N/A | #N/A
6/30/2019 | 7:00 | #N/A | #N/A | Sunday | 0 | 0 | #N/A | #N/A |  | #N/A | #N/A
6/30/2019 | 8:00 | #N/A | #N/A | Sunday | 0 | 0 | #N/A | #N/A |  | #N/A | #N/A
6/30/2019 | 9:00 | #N/A | #N/A | Sunday | 0 | 0 | #N/A | #N/A |  | #N/A | #N/A
6/30/2019 | 10:00 | #N/A | #N/A | Sunday | 0 | 0 | #N/A | #N/A |  | #N/A | #N/A
6/30/2019 | 11:00 | #N/A | #N/A | Sunday | 0 | 0 | #N/A | #N/A |  | #N/A | #N/A
6/30/2019 | 12:00 | #N/A | #N/A | Sunday | 0 | 0 | #N/A | #N/A |  | #N/A | #N/A
6/30/2019 | 13:00 | #N/A | #N/A | Sunday | 0 | 0 | #N/A | #N/A |  | #N/A | #N/A
6/30/2019 | 14:00 | #N/A | #N/A | Sunday | 0 | 0 | #N/A | #N/A |  | #N/A | #N/A
6/30/2019 | 15:00 | #N/A | #N/A | Sunday | 0 | 0 | #N/A | #N/A |  | #N/A | #N/A
6/30/2019 | 16:00 | #N/A | #N/A | Sunday | 0 | 0 | #N/A | #N/A |  | #N/A | #N/A
6/30/2019 | 17:00 | #N/A | #N/A | Sunday | 0 | 0 | #N/A | #N/A |  | #N/A | #N/A
6/30/2019 | 18:00 | #N/A | #N/A | Sunday | 0 | 0 | #N/A | #N/A |  | #N/A | #N/A
6/30/2019 | 19:00 | #N/A | #N/A | Sunday | 0 | 0 | #N/A | #N/A |  | #N/A | #N/A
6/30/2019 | 20:00 | #N/A | #N/A | Sunday | 0 | 0 | #N/A | #N/A |  | #N/A | #N/A
6/30/2019 | 21:00 | #N/A | #N/A | Sunday | 0 | 0 | #N/A | #N/A |  | #N/A | #N/A
6/30/2019 | 22:00 | #N/A | #N/A | Sunday | 0 | 0 | #N/A | #N/A |  | #N/A | #N/A
6/30/2019 | 23:00 | #N/A | #N/A | Sunday | 0 | 0 | #N/A | #N/A |  | #N/A | #N/A
6/30/2019 | 24:00 | #N/A | #N/A | Sunday | 0 | 0 | #N/A | #N/A |  | #N/A | #N/A
7/1/2019 | 1:00 | #N/A | #N/A | Monday | 0 | 0 | #N/A | #N/A |  | #N/A | #N/A
7/1/2019 | 2:00 | #N/A | #N/A | Monday | 0 | 0 | #N/A | #N/A |  | #N/A | #N/A
7/1/2019 | 3:00 | #N/A | #N/A | Monday | 0 | 0 | #N/A | #N/A |  | #N/A | #N/A
7/1/2019 | 4:00 | #N/A | #N/A | Monday | 0 | 0 | #N/A | #N/A |  | #N/A | #N/A
7/1/2019 | 5:00 | #N/A | #N/A | Monday | 0 | 0 | #N/A | #N/A |  | #N/A | #N/A
7/1/2019 | 6:00 | #N/A | #N/A | Monday | 0 | 0 | #N/A | #N/A |  | #N/A | #N/A
7/1/2019 | 7:00 | #N/A | #N/A | Monday | 0 | 0 | #N/A | #N/A |  | #N/A | #N/A
7/1/2019 | 8:00 | #N/A | #N/A | Monday | 0 | 0 | #N/A | #N/A |  | #N/A | #N/A
7/1/2019 | 9:00 | #N/A | #N/A | Monday | 0 | 0 | #N/A | #N/A |  | #N/A | #N/A
7/1/2019 | 10:00 | #N/A | #N/A | Monday | 0 | 0 | #N/A | #N/A |  | #N/A | #N/A
7/1/2019 | 11:00 | #N/A | #N/A | Monday | 0 | 0 | #N/A | #N/A |  | #N/A | #N/A
7/1/2019 | 12:00 | #N/A | #N/A | Monday | 0 | 0 | #N/A | #N/A |  | #N/A | #N/A
7/1/2019 | 13:00 | #N/A | #N/A | Monday | 0 | 0 | #N/A | #N/A |  | #N/A | #N/A
7/1/2019 | 14:00 | #N/A | #N/A | Monday | 0 | 0 | #N/A | #N/A |  | #N/A | #N/A
7/1/2019 | 15:00 | #N/A | #N/A | Monday | 0 | 0 | #N/A | #N/A |  | #N/A | #N/A
7/1/2019 | 16:00 | #N/A | #N/A | Monday | 0 | 0 | #N/A | #N/A |  | #N/A | #N/A
7/1/2019 | 17:00 | #N/A | #N/A | Monday | 0 | 0 | #N/A | #N/A |  | #N/A | #N/A
7/1/2019 | 18:00 | #N/A | #N/A | Monday | 0 | 0 | #N/A | #N/A |  | #N/A | #N/A
7/1/2019 | 19:00 | #N/A | #N/A | Monday | 0 | 0 | #N/A | #N/A |  | #N/A | #N/A
7/1/2019 | 20:00 | #N/A | #N/A | Monday | 0 | 0 | #N/A | #N/A |  | #N/A | #N/A
7/1/2019 | 21:00 | #N/A | #N/A | Monday | 0 | 0 | #N/A | #N/A |  | #N/A | #N/A
7/1/2019 | 22:00 | #N/A | #N/A | Monday | 0 | 0 | #N/A | #N/A |  | #N/A | #N/A
7/1/2019 | 23:00 | #N/A | #N/A | Monday | 0 | 0 | #N/A | #N/A |  | #N/A | #N/A
7/1/2019 | 24:00 | #N/A | #N/A | Monday | 0 | 0 | #N/A | #N/A |  | #N/A | #N/A
7/2/2019 | 1:00 | #N/A | #N/A | Tuesday | 0 | 0 | #N/A | #N/A |  | #N/A | #N/A
7/2/2019 | 2:00 | #N/A | #N/A | Tuesday | 0 | 0 | #N/A | #N/A |  | #N/A | #N/A
7/2/2019 | 3:00 | #N/A | #N/A | Tuesday | 0 | 0 | #N/A | #N/A |  | #N/A | #N/A
7/2/2019 | 4:00 | #N/A | #N/A | Tuesday | 0 | 0 | #N/A | #N/A |  | #N/A | #N/A
7/2/2019 | 5:00 | #N/A | #N/A | Tuesday | 0 | 0 | #N/A | #N/A |  | #N/A | #N/A
7/2/2019 | 6:00 | #N/A | #N/A | Tuesday | 0 | 0 | #N/A | #N/A |  | #N/A | #N/A
7/2/2019 | 7:00 | #N/A | #N/A | Tuesday | 0 | 0 | #N/A | #N/A |  | #N/A | #N/A
7/2/2019 | 8:00 | #N/A | #N/A | Tuesday | 0 | 0 | #N/A | #N/A |  | #N/A | #N/A
7/2/2019 | 9:00 | #N/A | #N/A | Tuesday | 0 | 0 | #N/A | #N/A |  | #N/A | #N/A
7/2/2019 | 10:00 | #N/A | #N/A | Tuesday | 0 | 0 | #N/A | #N/A |  | #N/A | #N/A
7/2/2019 | 11:00 | #N/A | #N/A | Tuesday | 0 | 0 | #N/A | #N/A |  | #N/A | #N/A
7/2/2019 | 12:00 | #N/A | #N/A | Tuesday | 0 | 0 | #N/A | #N/A |  | #N/A | #N/A
7/2/2019 | 13:00 | #N/A | #N/A | Tuesday | 0 | 0 | #N/A | #N/A |  | #N/A | #N/A
7/2/2019 | 14:00 | #N/A | #N/A | Tuesday | 0 | 0 | #N/A | #N/A |  | #N/A | #N/A
7/2/2019 | 15:00 | #N/A | #N/A | Tuesday | 0 | 0 | #N/A | #N/A |  | #N/A | #N/A
7/2/2019 | 16:00 | #N/A | #N/A | Tuesday | 0 | 0 | #N/A | #N/A |  | #N/A | #N/A
7/2/2019 | 17:00 | #N/A | #N/A | Tuesday | 0 | 0 | #N/A | #N/A |  | #N/A | #N/A
7/2/2019 | 18:00 | #N/A | #N/A | Tuesday | 0 | 0 | #N/A | #N/A |  | #N/A | #N/A
7/2/2019 | 19:00 | #N/A | #N/A | Tuesday | 0 | 0 | #N/A | #N/A |  | #N/A | #N/A
7/2/2019 | 20:00 | #N/A | #N/A | Tuesday | 0 | 0 | #N/A | #N/A |  | #N/A | #N/A
7/2/2019 | 21:00 | #N/A | #N/A | Tuesday | 0 | 0 | #N/A | #N/A |  | #N/A | #N/A
7/2/2019 | 22:00 | #N/A | #N/A | Tuesday | 0 | 0 | #N/A | #N/A |  | #N/A | #N/A
7/2/2019 | 23:00 | #N/A | #N/A | Tuesday | 0 | 0 | #N/A | #N/A |  | #N/A | #N/A
7/2/2019 | 24:00 | #N/A | #N/A | Tuesday | 0 | 0 | #N/A | #N/A |  | #N/A | #N/A
7/3/2019 | 1:00 | #N/A | #N/A | Wednesday | 0 | 0 | #N/A | #N/A |  | #N/A | #N/A
7/3/2019 | 2:00 | #N/A | #N/A | Wednesday | 0 | 0 | #N/A | #N/A |  | #N/A | #N/A
7/3/2019 | 3:00 | #N/A | #N/A | Wednesday | 0 | 0 | #N/A | #N/A |  | #N/A | #N/A
7/3/2019 | 4:00 | #N/A | #N/A | Wednesday | 0 | 0 | #N/A | #N/A |  | #N/A | #N/A
7/3/2019 | 5:00 | #N/A | #N/A | Wednesday | 0 | 0 | #N/A | #N/A |  | #N/A | #N/A
7/3/2019 | 6:00 | #N/A | #N/A | Wednesday | 0 | 0 | #N/A | #N/A |  | #N/A | #N/A
7/3/2019 | 7:00 | #N/A | #N/A | Wednesday | 0 | 0 | #N/A | #N/A |  | #N/A | #N/A
7/3/2019 | 8:00 | #N/A | #N/A | Wednesday | 0 | 0 | #N/A | #N/A |  | #N/A | #N/A
7/3/2019 | 9:00 | #N/A | #N/A | Wednesday | 0 | 0 | #N/A | #N/A |  | #N/A | #N/A
7/3/2019 | 10:00 | #N/A | #N/A | Wednesday | 0 | 0 | #N/A | #N/A |  | #N/A | #N/A
7/3/2019 | 11:00 | #N/A | #N/A | Wednesday | 0 | 0 | #N/A | #N/A |  | #N/A | #N/A
7/3/2019 | 12:00 | #N/A | #N/A | Wednesday | 0 | 0 | #N/A | #N/A |  | #N/A | #N/A
7/3/2019 | 13:00 | #N/A | #N/A | Wednesday | 0 | 0 | #N/A | #N/A |  | #N/A | #N/A
7/3/2019 | 14:00 | #N/A | #N/A | Wednesday | 0 | 0 | #N/A | #N/A |  | #N/A | #N/A
7/3/2019 | 15:00 | #N/A | #N/A | Wednesday | 0 | 0 | #N/A | #N/A |  | #N/A | #N/A
7/3/2019 | 16:00 | #N/A | #N/A | Wednesday | 0 | 0 | #N/A | #N/A |  | #N/A | #N/A
7/3/2019 | 17:00 | #N/A | #N/A | Wednesday | 0 | 0 | #N/A | #N/A |  | #N/A | #N/A
7/3/2019 | 18:00 | #N/A | #N/A | Wednesday | 0 | 0 | #N/A | #N/A |  | #N/A | #N/A
7/3/2019 | 19:00 | #N/A | #N/A | Wednesday | 0 | 0 | #N/A | #N/A |  | #N/A | #N/A
7/3/2019 | 20:00 | #N/A | #N/A | Wednesday | 0 | 0 | #N/A | #N/A |  | #N/A | #N/A
7/3/2019 | 21:00 | #N/A | #N/A | Wednesday | 0 | 0 | #N/A | #N/A |  | #N/A | #N/A
7/3/2019 | 22:00 | #N/A | #N/A | Wednesday | 0 | 0 | #N/A | #N/A |  | #N/A | #N/A
7/3/2019 | 23:00 | #N/A | #N/A | Wednesday | 0 | 0 | #N/A | #N/A |  | #N/A | #N/A
7/3/2019 | 24:00 | #N/A | #N/A | Wednesday | 0 | 0 | #N/A | #N/A |  | #N/A | #N/A
7/4/2019 | 1:00 | #N/A | #N/A | Thursday | 0 | 0 | #N/A | #N/A |  | #N/A | #N/A
7/4/2019 | 2:00 | #N/A | #N/A | Thursday | 0 | 0 | #N/A | #N/A |  | #N/A | #N/A
7/4/2019 | 3:00 | #N/A | #N/A | Thursday | 0 | 0 | #N/A | #N/A |  | #N/A | #N/A
7/4/2019 | 4:00 | #N/A | #N/A | Thursday | 0 | 0 | #N/A | #N/A |  | #N/A | #N/A
7/4/2019 | 5:00 | #N/A | #N/A | Thursday | 0 | 0 | #N/A | #N/A |  | #N/A | #N/A
7/4/2019 | 6:00 | #N/A | #N/A | Thursday | 0 | 0 | #N/A | #N/A |  | #N/A | #N/A
7/4/2019 | 7:00 | #N/A | #N/A | Thursday | 0 | 0 | #N/A | #N/A |  | #N/A | #N/A
7/4/2019 | 8:00 | #N/A | #N/A | Thursday | 0 | 0 | #N/A | #N/A |  | #N/A | #N/A
7/4/2019 | 9:00 | #N/A | #N/A | Thursday | 0 | 0 | #N/A | #N/A |  | #N/A | #N/A
7/4/2019 | 10:00 | #N/A | #N/A | Thursday | 0 | 0 | #N/A | #N/A |  | #N/A | #N/A
7/4/2019 | 11:00 | #N/A | #N/A | Thursday | 0 | 0 | #N/A | #N/A |  | #N/A | #N/A
7/4/2019 | 12:00 | #N/A | #N/A | Thursday | 0 | 0 | #N/A | #N/A |  | #N/A | #N/A
7/4/2019 | 13:00 | #N/A | #N/A | Thursday | 0 | 0 | #N/A | #N/A |  | #N/A | #N/A
7/4/2019 | 14:00 | #N/A | #N/A | Thursday | 0 | 0 | #N/A | #N/A |  | #N/A | #N/A
7/4/2019 | 15:00 | #N/A | #N/A | Thursday | 0 | 0 | #N/A | #N/A |  | #N/A | #N/A
7/4/2019 | 16:00 | #N/A | #N/A | Thursday | 0 | 0 | #N/A | #N/A |  | #N/A | #N/A
7/4/2019 | 17:00 | #N/A | #N/A | Thursday | 0 | 0 | #N/A | #N/A |  | #N/A | #N/A
7/4/2019 | 18:00 | #N/A | #N/A | Thursday | 0 | 0 | #N/A | #N/A |  | #N/A | #N/A
7/4/2019 | 19:00 | #N/A | #N/A | Thursday | 0 | 0 | #N/A | #N/A |  | #N/A | #N/A
7/4/2019 | 20:00 | #N/A | #N/A | Thursday | 0 | 0 | #N/A | #N/A |  | #N/A | #N/A
7/4/2019 | 21:00 | #N/A | #N/A | Thursday | 0 | 0 | #N/A | #N/A |  | #N/A | #N/A
7/4/2019 | 22:00 | #N/A | #N/A | Thursday | 0 | 0 | #N/A | #N/A |  | #N/A | #N/A
7/4/2019 | 23:00 | #N/A | #N/A | Thursday | 0 | 0 | #N/A | #N/A |  | #N/A | #N/A
7/4/2019 | 24:00 | #N/A | #N/A | Thursday | 0 | 0 | #N/A | #N/A |  | #N/A | #N/A
7/5/2019 | 1:00 | #N/A | #N/A | Friday | 0 | 0 | #N/A | #N/A |  | #N/A | #N/A
7/5/2019 | 2:00 | #N/A | #N/A | Friday | 0 | 0 | #N/A | #N/A |  | #N/A | #N/A
7/5/2019 | 3:00 | #N/A | #N/A | Friday | 0 | 0 | #N/A | #N/A |  | #N/A | #N/A
7/5/2019 | 4:00 | #N/A | #N/A | Friday | 0 | 0 | #N/A | #N/A |  | #N/A | #N/A
7/5/2019 | 5:00 | #N/A | #N/A | Friday | 0 | 0 | #N/A | #N/A |  | #N/A | #N/A
7/5/2019 | 6:00 | #N/A | #N/A | Friday | 0 | 0 | #N/A | #N/A |  | #N/A | #N/A
7/5/2019 | 7:00 | #N/A | #N/A | Friday | 0 | 0 | #N/A | #N/A |  | #N/A | #N/A
7/5/2019 | 8:00 | #N/A | #N/A | Friday | 0 | 0 | #N/A | #N/A |  | #N/A | #N/A
7/5/2019 | 9:00 | #N/A | #N/A | Friday | 0 | 0 | #N/A | #N/A |  | #N/A | #N/A
7/5/2019 | 10:00 | #N/A | #N/A | Friday | 0 | 0 | #N/A | #N/A |  | #N/A | #N/A
7/5/2019 | 11:00 | #N/A | #N/A | Friday | 0 | 0 | #N/A | #N/A |  | #N/A | #N/A
7/5/2019 | 12:00 | #N/A | #N/A | Friday | 0 | 0 | #N/A | #N/A |  | #N/A | #N/A
7/5/2019 | 13:00 | #N/A | #N/A | Friday | 0 | 0 | #N/A | #N/A |  | #N/A | #N/A
7/5/2019 | 14:00 | #N/A | #N/A | Friday | 0 | 0 | #N/A | #N/A |  | #N/A | #N/A
7/5/2019 | 15:00 | #N/A | #N/A | Friday | 0 | 0 | #N/A | #N/A |  | #N/A | #N/A
7/5/2019 | 16:00 | #N/A | #N/A | Friday | 0 | 0 | #N/A | #N/A |  | #N/A | #N/A
7/5/2019 | 17:00 | #N/A | #N/A | Friday | 0 | 0 | #N/A | #N/A |  | #N/A | #N/A
7/5/2019 | 18:00 | #N/A | #N/A | Friday | 0 | 0 | #N/A | #N/A |  | #N/A | #N/A
7/5/2019 | 19:00 | #N/A | #N/A | Friday | 0 | 0 | #N/A | #N/A |  | #N/A | #N/A
7/5/2019 | 20:00 | #N/A | #N/A | Friday | 0 | 0 | #N/A | #N/A |  | #N/A | #N/A
7/5/2019 | 21:00 | #N/A | #N/A | Friday | 0 | 0 | #N/A | #N/A |  | #N/A | #N/A
7/5/2019 | 22:00 | #N/A | #N/A | Friday | 0 | 0 | #N/A | #N/A |  | #N/A | #N/A
7/5/2019 | 23:00 | #N/A | #N/A | Friday | 0 | 0 | #N/A | #N/A |  | #N/A | #N/A
7/5/2019 | 24:00 | #N/A | #N/A | Friday | 0 | 0 | #N/A | #N/A |  | #N/A | #N/A
7/6/2019 | 1:00 | #N/A | #N/A | Saturday | 0 | 0 | #N/A | #N/A |  | #N/A | #N/A
7/6/2019 | 2:00 | #N/A | #N/A | Saturday | 0 | 0 | #N/A | #N/A |  | #N/A | #N/A
7/6/2019 | 3:00 | #N/A | #N/A | Saturday | 0 | 0 | #N/A | #N/A |  | #N/A | #N/A
7/6/2019 | 4:00 | #N/A | #N/A | Saturday | 0 | 0 | #N/A | #N/A |  | #N/A | #N/A
7/6/2019 | 5:00 | #N/A | #N/A | Saturday | 0 | 0 | #N/A | #N/A |  | #N/A | #N/A
7/6/2019 | 6:00 | #N/A | #N/A | Saturday | 0 | 0 | #N/A | #N/A |  | #N/A | #N/A
7/6/2019 | 7:00 | #N/A | #N/A | Saturday | 0 | 0 | #N/A | #N/A |  | #N/A | #N/A
7/6/2019 | 8:00 | #N/A | #N/A | Saturday | 0 | 0 | #N/A | #N/A |  | #N/A | #N/A
7/6/2019 | 9:00 | #N/A | #N/A | Saturday | 0 | 0 | #N/A | #N/A |  | #N/A | #N/A
7/6/2019 | 10:00 | #N/A | #N/A | Saturday | 0 | 0 | #N/A | #N/A |  | #N/A | #N/A
7/6/2019 | 11:00 | #N/A | #N/A | Saturday | 0 | 0 | #N/A | #N/A |  | #N/A | #N/A
7/6/2019 | 12:00 | #N/A | #N/A | Saturday | 0 | 0 | #N/A | #N/A |  | #N/A | #N/A
7/6/2019 | 13:00 | #N/A | #N/A | Saturday | 0 | 0 | #N/A | #N/A |  | #N/A | #N/A
7/6/2019 | 14:00 | #N/A | #N/A | Saturday | 0 | 0 | #N/A | #N/A |  | #N/A | #N/A
7/6/2019 | 15:00 | #N/A | #N/A | Saturday | 0 | 0 | #N/A | #N/A |  | #N/A | #N/A
7/6/2019 | 16:00 | #N/A | #N/A | Saturday | 0 | 0 | #N/A | #N/A |  | #N/A | #N/A
7/6/2019 | 17:00 | #N/A | #N/A | Saturday | 0 | 0 | #N/A | #N/A |  | #N/A | #N/A
7/6/2019 | 18:00 | #N/A | #N/A | Saturday | 0 | 0 | #N/A | #N/A |  | #N/A | #N/A
7/6/2019 | 19:00 | #N/A | #N/A | Saturday | 0 | 0 | #N/A | #N/A |  | #N/A | #N/A
7/6/2019 | 20:00 | #N/A | #N/A | Saturday | 0 | 0 | #N/A | #N/A |  | #N/A | #N/A
7/6/2019 | 21:00 | #N/A | #N/A | Saturday | 0 | 0 | #N/A | #N/A |  | #N/A | #N/A
7/6/2019 | 22:00 | #N/A | #N/A | Saturday | 0 | 0 | #N/A | #N/A |  | #N/A | #N/A
7/6/2019 | 23:00 | #N/A | #N/A | Saturday | 0 | 0 | #N/A | #N/A |  | #N/A | #N/A
7/6/2019 | 24:00 | #N/A | #N/A | Saturday | 0 | 0 | #N/A | #N/A |  | #N/A | #N/A
7/7/2019 | 1:00 | #N/A | #N/A | Sunday | 0 | 0 | #N/A | #N/A |  | #N/A | #N/A
7/7/2019 | 2:00 | #N/A | #N/A | Sunday | 0 | 0 | #N/A | #N/A |  | #N/A | #N/A
7/7/2019 | 3:00 | #N/A | #N/A | Sunday | 0 | 0 | #N/A | #N/A |  | #N/A | #N/A
7/7/2019 | 4:00 | #N/A | #N/A | Sunday | 0 | 0 | #N/A | #N/A |  | #N/A | #N/A
7/7/2019 | 5:00 | #N/A | #N/A | Sunday | 0 | 0 | #N/A | #N/A |  | #N/A | #N/A
7/7/2019 | 6:00 | #N/A | #N/A | Sunday | 0 | 0 | #N/A | #N/A |  | #N/A | #N/A
7/7/2019 | 7:00 | #N/A | #N/A | Sunday | 0 | 0 | #N/A | #N/A |  | #N/A | #N/A
7/7/2019 | 8:00 | #N/A | #N/A | Sunday | 0 | 0 | #N/A | #N/A |  | #N/A | #N/A
7/7/2019 | 9:00 | #N/A | #N/A | Sunday | 0 | 0 | #N/A | #N/A |  | #N/A | #N/A
7/7/2019 | 10:00 | #N/A | #N/A | Sunday | 0 | 0 | #N/A | #N/A |  | #N/A | #N/A
7/7/2019 | 11:00 | #N/A | #N/A | Sunday | 0 | 0 | #N/A | #N/A |  | #N/A | #N/A
7/7/2019 | 12:00 | #N/A | #N/A | Sunday | 0 | 0 | #N/A | #N/A |  | #N/A | #N/A
7/7/2019 | 13:00 | #N/A | #N/A | Sunday | 0 | 0 | #N/A | #N/A |  | #N/A | #N/A
7/7/2019 | 14:00 | #N/A | #N/A | Sunday | 0 | 0 | #N/A | #N/A |  | #N/A | #N/A
7/7/2019 | 15:00 | #N/A | #N/A | Sunday | 0 | 0 | #N/A | #N/A |  | #N/A | #N/A
7/7/2019 | 16:00 | #N/A | #N/A | Sunday | 0 | 0 | #N/A | #N/A |  | #N/A | #N/A
7/7/2019 | 17:00 | #N/A | #N/A | Sunday | 0 | 0 | #N/A | #N/A |  | #N/A | #N/A
7/7/2019 | 18:00 | #N/A | #N/A | Sunday | 0 | 0 | #N/A | #N/A |  | #N/A | #N/A
7/7/2019 | 19:00 | #N/A | #N/A | Sunday | 0 | 0 | #N/A | #N/A |  | #N/A | #N/A
7/7/2019 | 20:00 | #N/A | #N/A | Sunday | 0 | 0 | #N/A | #N/A |  | #N/A | #N/A
7/7/2019 | 21:00 | #N/A | #N/A | Sunday | 0 | 0 | #N/A | #N/A |  | #N/A | #N/A
7/7/2019 | 22:00 | #N/A | #N/A | Sunday | 0 | 0 | #N/A | #N/A |  | #N/A | #N/A
7/7/2019 | 23:00 | #N/A | #N/A | Sunday | 0 | 0 | #N/A | #N/A |  | #N/A | #N/A
7/7/2019 | 24:00 | #N/A | #N/A | Sunday | 0 | 0 | #N/A | #N/A |  | #N/A | #N/A
7/8/2019 | 1:00 | #N/A | #N/A | Monday | 0 | 0 | #N/A | #N/A |  | #N/A | #N/A
7/8/2019 | 2:00 | #N/A | #N/A | Monday | 0 | 0 | #N/A | #N/A |  | #N/A | #N/A
7/8/2019 | 3:00 | #N/A | #N/A | Monday | 0 | 0 | #N/A | #N/A |  | #N/A | #N/A
7/8/2019 | 4:00 | #N/A | #N/A | Monday | 0 | 0 | #N/A | #N/A |  | #N/A | #N/A
7/8/2019 | 5:00 | #N/A | #N/A | Monday | 0 | 0 | #N/A | #N/A |  | #N/A | #N/A
7/8/2019 | 6:00 | #N/A | #N/A | Monday | 0 | 0 | #N/A | #N/A |  | #N/A | #N/A
7/8/2019 | 7:00 | #N/A | #N/A | Monday | 0 | 0 | #N/A | #N/A |  | #N/A | #N/A
7/8/2019 | 8:00 | #N/A | #N/A | Monday | 0 | 0 | #N/A | #N/A |  | #N/A | #N/A
7/8/2019 | 9:00 | #N/A | #N/A | Monday | 0 | 0 | #N/A | #N/A |  | #N/A | #N/A
7/8/2019 | 10:00 | #N/A | #N/A | Monday | 0 | 0 | #N/A | #N/A |  | #N/A | #N/A
7/8/2019 | 11:00 | #N/A | #N/A | Monday | 0 | 0 | #N/A | #N/A |  | #N/A | #N/A
7/8/2019 | 12:00 | #N/A | #N/A | Monday | 0 | 0 | #N/A | #N/A |  | #N/A | #N/A
7/8/2019 | 13:00 | #N/A | #N/A | Monday | 0 | 0 | #N/A | #N/A |  | #N/A | #N/A
7/8/2019 | 14:00 | #N/A | #N/A | Monday | 0 | 0 | #N/A | #N/A |  | #N/A | #N/A
7/8/2019 | 15:00 | #N/A | #N/A | Monday | 0 | 0 | #N/A | #N/A |  | #N/A | #N/A
7/8/2019 | 16:00 | #N/A | #N/A | Monday | 0 | 0 | #N/A | #N/A |  | #N/A | #N/A
7/8/2019 | 17:00 | #N/A | #N/A | Monday | 0 | 0 | #N/A | #N/A |  | #N/A | #N/A
7/8/2019 | 18:00 | #N/A | #N/A | Monday | 0 | 0 | #N/A | #N/A |  | #N/A | #N/A
7/8/2019 | 19:00 | #N/A | #N/A | Monday | 0 | 0 | #N/A | #N/A |  | #N/A | #N/A
7/8/2019 | 20:00 | #N/A | #N/A | Monday | 0 | 0 | #N/A | #N/A |  | #N/A | #N/A
7/8/2019 | 21:00 | #N/A | #N/A | Monday | 0 | 0 | #N/A | #N/A |  | #N/A | #N/A
7/8/2019 | 22:00 | #N/A | #N/A | Monday | 0 | 0 | #N/A | #N/A |  | #N/A | #N/A
7/8/2019 | 23:00 | #N/A | #N/A | Monday | 0 | 0 | #N/A | #N/A |  | #N/A | #N/A
7/8/2019 | 24:00 | #N/A | #N/A | Monday | 0 | 0 | #N/A | #N/A |  | #N/A | #N/A
7/9/2019 | 1:00 | #N/A | #N/A | Tuesday | 0 | 0 | #N/A | #N/A |  | #N/A | #N/A
7/9/2019 | 2:00 | #N/A | #N/A | Tuesday | 0 | 0 | #N/A | #N/A |  | #N/A | #N/A
7/9/2019 | 3:00 | #N/A | #N/A | Tuesday | 0 | 0 | #N/A | #N/A |  | #N/A | #N/A
7/9/2019 | 4:00 | #N/A | #N/A | Tuesday | 0 | 0 | #N/A | #N/A |  | #N/A | #N/A
7/9/2019 | 5:00 | #N/A | #N/A | Tuesday | 0 | 0 | #N/A | #N/A |  | #N/A | #N/A
7/9/2019 | 6:00 | #N/A | #N/A | Tuesday | 0 | 0 | #N/A | #N/A |  | #N/A | #N/A
7/9/2019 | 7:00 | #N/A | #N/A | Tuesday | 0 | 0 | #N/A | #N/A |  | #N/A | #N/A
7/9/2019 | 8:00 | #N/A | #N/A | Tuesday | 0 | 0 | #N/A | #N/A |  | #N/A | #N/A
7/9/2019 | 9:00 | #N/A | #N/A | Tuesday | 0 | 0 | #N/A | #N/A |  | #N/A | #N/A
7/9/2019 | 10:00 | #N/A | #N/A | Tuesday | 0 | 0 | #N/A | #N/A |  | #N/A | #N/A
7/9/2019 | 11:00 | #N/A | #N/A | Tuesday | 0 | 0 | #N/A | #N/A |  | #N/A | #N/A
7/9/2019 | 12:00 | #N/A | #N/A | Tuesday | 0 | 0 | #N/A | #N/A |  | #N/A | #N/A
7/9/2019 | 13:00 | #N/A | #N/A | Tuesday | 0 | 0 | #N/A | #N/A |  | #N/A | #N/A
7/9/2019 | 14:00 | #N/A | #N/A | Tuesday | 0 | 0 | #N/A | #N/A |  | #N/A | #N/A
7/9/2019 | 15:00 | #N/A | #N/A | Tuesday | 0 | 0 | #N/A | #N/A |  | #N/A | #N/A
7/9/2019 | 16:00 | #N/A | #N/A | Tuesday | 0 | 0 | #N/A | #N/A |  | #N/A | #N/A
7/9/2019 | 17:00 | #N/A | #N/A | Tuesday | 0 | 0 | #N/A | #N/A |  | #N/A | #N/A
7/9/2019 | 18:00 | #N/A | #N/A | Tuesday | 0 | 0 | #N/A | #N/A |  | #N/A | #N/A
7/9/2019 | 19:00 | #N/A | #N/A | Tuesday | 0 | 0 | #N/A | #N/A |  | #N/A | #N/A
7/9/2019 | 20:00 | #N/A | #N/A | Tuesday | 0 | 0 | #N/A | #N/A |  | #N/A | #N/A
7/9/2019 | 21:00 | #N/A | #N/A | Tuesday | 0 | 0 | #N/A | #N/A |  | #N/A | #N/A
7/9/2019 | 22:00 | #N/A | #N/A | Tuesday | 0 | 0 | #N/A | #N/A |  | #N/A | #N/A
7/9/2019 | 23:00 | #N/A | #N/A | Tuesday | 0 | 0 | #N/A | #N/A |  | #N/A | #N/A
7/9/2019 | 24:00 | #N/A | #N/A | Tuesday | 0 | 0 | #N/A | #N/A |  | #N/A | #N/A
7/10/2019 | 1:00 | #N/A | #N/A | Wednesday | 0 | 0 | #N/A | #N/A |  | #N/A | #N/A
7/10/2019 | 2:00 | #N/A | #N/A | Wednesday | 0 | 0 | #N/A | #N/A |  | #N/A | #N/A
7/10/2019 | 3:00 | #N/A | #N/A | Wednesday | 0 | 0 | #N/A | #N/A |  | #N/A | #N/A
7/10/2019 | 4:00 | #N/A | #N/A | Wednesday | 0 | 0 | #N/A | #N/A |  | #N/A | #N/A
7/10/2019 | 5:00 | #N/A | #N/A | Wednesday | 0 | 0 | #N/A | #N/A |  | #N/A | #N/A
7/10/2019 | 6:00 | #N/A | #N/A | Wednesday | 0 | 0 | #N/A | #N/A |  | #N/A | #N/A
7/10/2019 | 7:00 | #N/A | #N/A | Wednesday | 0 | 0 | #N/A | #N/A |  | #N/A | #N/A
7/10/2019 | 8:00 | #N/A | #N/A | Wednesday | 0 | 0 | #N/A | #N/A |  | #N/A | #N/A
7/10/2019 | 9:00 | #N/A | #N/A | Wednesday | 0 | 0 | #N/A | #N/A |  | #N/A | #N/A
7/10/2019 | 10:00 | #N/A | #N/A | Wednesday | 0 | 0 | #N/A | #N/A |  | #N/A | #N/A
7/10/2019 | 11:00 | #N/A | #N/A | Wednesday | 0 | 0 | #N/A | #N/A |  | #N/A | #N/A
7/10/2019 | 12:00 | #N/A | #N/A | Wednesday | 0 | 0 | #N/A | #N/A |  | #N/A | #N/A
7/10/2019 | 13:00 | #N/A | #N/A | Wednesday | 0 | 0 | #N/A | #N/A |  | #N/A | #N/A
7/10/2019 | 14:00 | #N/A | #N/A | Wednesday | 0 | 0 | #N/A | #N/A |  | #N/A | #N/A
7/10/2019 | 15:00 | #N/A | #N/A | Wednesday | 0 | 0 | #N/A | #N/A |  | #N/A | #N/A
7/10/2019 | 16:00 | #N/A | #N/A | Wednesday | 0 | 0 | #N/A | #N/A |  | #N/A | #N/A
7/10/2019 | 17:00 | #N/A | #N/A | Wednesday | 0 | 0 | #N/A | #N/A |  | #N/A | #N/A
7/10/2019 | 18:00 | #N/A | #N/A | Wednesday | 0 | 0 | #N/A | #N/A |  | #N/A | #N/A
7/10/2019 | 19:00 | #N/A | #N/A | Wednesday | 0 | 0 | #N/A | #N/A |  | #N/A | #N/A
7/10/2019 | 20:00 | #N/A | #N/A | Wednesday | 0 | 0 | #N/A | #N/A |  | #N/A | #N/A
7/10/2019 | 21:00 | #N/A | #N/A | Wednesday | 0 | 0 | #N/A | #N/A |  | #N/A | #N/A
7/10/2019 | 22:00 | #N/A | #N/A | Wednesday | 0 | 0 | #N/A | #N/A |  | #N/A | #N/A
7/10/2019 | 23:00 | #N/A | #N/A | Wednesday | 0 | 0 | #N/A | #N/A |  | #N/A | #N/A
7/10/2019 | 24:00 | #N/A | #N/A | Wednesday | 0 | 0 | #N/A | #N/A |  | #N/A | #N/A
7/11/2019 | 1:00 | #N/A | #N/A | Thursday | 0 | 0 | #N/A | #N/A |  | #N/A | #N/A
7/11/2019 | 2:00 | #N/A | #N/A | Thursday | 0 | 0 | #N/A | #N/A |  | #N/A | #N/A
7/11/2019 | 3:00 | #N/A | #N/A | Thursday | 0 | 0 | #N/A | #N/A |  | #N/A | #N/A
7/11/2019 | 4:00 | #N/A | #N/A | Thursday | 0 | 0 | #N/A | #N/A |  | #N/A | #N/A
7/11/2019 | 5:00 | #N/A | #N/A | Thursday | 0 | 0 | #N/A | #N/A |  | #N/A | #N/A
7/11/2019 | 6:00 | #N/A | #N/A | Thursday | 0 | 0 | #N/A | #N/A |  | #N/A | #N/A
7/11/2019 | 7:00 | #N/A | #N/A | Thursday | 0 | 0 | #N/A | #N/A |  | #N/A | #N/A
7/11/2019 | 8:00 | #N/A | #N/A | Thursday | 0 | 0 | #N/A | #N/A |  | #N/A | #N/A
7/11/2019 | 9:00 | #N/A | #N/A | Thursday | 0 | 0 | #N/A | #N/A |  | #N/A | #N/A
7/11/2019 | 10:00 | #N/A | #N/A | Thursday | 0 | 0 | #N/A | #N/A |  | #N/A | #N/A
7/11/2019 | 11:00 | #N/A | #N/A | Thursday | 0 | 0 | #N/A | #N/A |  | #N/A | #N/A
7/11/2019 | 12:00 | #N/A | #N/A | Thursday | 0 | 0 | #N/A | #N/A |  | #N/A | #N/A
7/11/2019 | 13:00 | #N/A | #N/A | Thursday | 0 | 0 | #N/A | #N/A |  | #N/A | #N/A
7/11/2019 | 14:00 | #N/A | #N/A | Thursday | 0 | 0 | #N/A | #N/A |  | #N/A | #N/A
7/11/2019 | 15:00 | #N/A | #N/A | Thursday | 0 | 0 | #N/A | #N/A |  | #N/A | #N/A
7/11/2019 | 16:00 | #N/A | #N/A | Thursday | 0 | 0 | #N/A | #N/A |  | #N/A | #N/A
7/11/2019 | 17:00 | #N/A | #N/A | Thursday | 0 | 0 | #N/A | #N/A |  | #N/A | #N/A
7/11/2019 | 18:00 | #N/A | #N/A | Thursday | 0 | 0 | #N/A | #N/A |  | #N/A | #N/A
7/11/2019 | 19:00 | #N/A | #N/A | Thursday | 0 | 0 | #N/A | #N/A |  | #N/A | #N/A
7/11/2019 | 20:00 | #N/A | #N/A | Thursday | 0 | 0 | #N/A | #N/A |  | #N/A | #N/A
7/11/2019 | 21:00 | #N/A | #N/A | Thursday | 0 | 0 | #N/A | #N/A |  | #N/A | #N/A
7/11/2019 | 22:00 | #N/A | #N/A | Thursday | 0 | 0 | #N/A | #N/A |  | #N/A | #N/A
7/11/2019 | 23:00 | #N/A | #N/A | Thursday | 0 | 0 | #N/A | #N/A |  | #N/A | #N/A
7/11/2019 | 24:00 | #N/A | #N/A | Thursday | 0 | 0 | #N/A | #N/A |  | #N/A | #N/A
7/12/2019 | 1:00 | #N/A | #N/A | Friday | 0 | 0 | #N/A | #N/A |  | #N/A | #N/A
7/12/2019 | 2:00 | #N/A | #N/A | Friday | 0 | 0 | #N/A | #N/A |  | #N/A | #N/A
7/12/2019 | 3:00 | #N/A | #N/A | Friday | 0 | 0 | #N/A | #N/A |  | #N/A | #N/A
7/12/2019 | 4:00 | #N/A | #N/A | Friday | 0 | 0 | #N/A | #N/A |  | #N/A | #N/A
7/12/2019 | 5:00 | #N/A | #N/A | Friday | 0 | 0 | #N/A | #N/A |  | #N/A | #N/A
7/12/2019 | 6:00 | #N/A | #N/A | Friday | 0 | 0 | #N/A | #N/A |  | #N/A | #N/A
7/12/2019 | 7:00 | #N/A | #N/A | Friday | 0 | 0 | #N/A | #N/A |  | #N/A | #N/A
7/12/2019 | 8:00 | #N/A | #N/A | Friday | 0 | 0 | #N/A | #N/A |  | #N/A | #N/A
7/12/2019 | 9:00 | #N/A | #N/A | Friday | 0 | 0 | #N/A | #N/A |  | #N/A | #N/A
7/12/2019 | 10:00 | #N/A | #N/A | Friday | 0 | 0 | #N/A | #N/A |  | #N/A | #N/A
7/12/2019 | 11:00 | #N/A | #N/A | Friday | 0 | 0 | #N/A | #N/A |  | #N/A | #N/A
7/12/2019 | 12:00 | #N/A | #N/A | Friday | 0 | 0 | #N/A | #N/A |  | #N/A | #N/A
7/12/2019 | 13:00 | #N/A | #N/A | Friday | 0 | 0 | #N/A | #N/A |  | #N/A | #N/A
7/12/2019 | 14:00 | #N/A | #N/A | Friday | 0 | 0 | #N/A | #N/A |  | #N/A | #N/A
7/12/2019 | 15:00 | #N/A | #N/A | Friday | 0 | 0 | #N/A | #N/A |  | #N/A | #N/A
7/12/2019 | 16:00 | #N/A | #N/A | Friday | 0 | 0 | #N/A | #N/A |  | #N/A | #N/A
7/12/2019 | 17:00 | #N/A | #N/A | Friday | 0 | 0 | #N/A | #N/A |  | #N/A | #N/A
7/12/2019 | 18:00 | #N/A | #N/A | Friday | 0 | 0 | #N/A | #N/A |  | #N/A | #N/A
7/12/2019 | 19:00 | #N/A | #N/A | Friday | 0 | 0 | #N/A | #N/A |  | #N/A | #N/A
7/12/2019 | 20:00 | #N/A | #N/A | Friday | 0 | 0 | #N/A | #N/A |  | #N/A | #N/A
7/12/2019 | 21:00 | #N/A | #N/A | Friday | 0 | 0 | #N/A | #N/A |  | #N/A | #N/A
7/12/2019 | 22:00 | #N/A | #N/A | Friday | 0 | 0 | #N/A | #N/A |  | #N/A | #N/A
7/12/2019 | 23:00 | #N/A | #N/A | Friday | 0 | 0 | #N/A | #N/A |  | #N/A | #N/A
7/12/2019 | 24:00 | #N/A | #N/A | Friday | 0 | 0 | #N/A | #N/A |  | #N/A | #N/A
7/13/2019 | 1:00 | #N/A | #N/A | Saturday | 0 | 0 | #N/A | #N/A |  | #N/A | #N/A
7/13/2019 | 2:00 | #N/A | #N/A | Saturday | 0 | 0 | #N/A | #N/A |  | #N/A | #N/A
7/13/2019 | 3:00 | #N/A | #N/A | Saturday | 0 | 0 | #N/A | #N/A |  | #N/A | #N/A
7/13/2019 | 4:00 | #N/A | #N/A | Saturday | 0 | 0 | #N/A | #N/A |  | #N/A | #N/A
7/13/2019 | 5:00 | #N/A | #N/A | Saturday | 0 | 0 | #N/A | #N/A |  | #N/A | #N/A
7/13/2019 | 6:00 | #N/A | #N/A | Saturday | 0 | 0 | #N/A | #N/A |  | #N/A | #N/A
7/13/2019 | 7:00 | #N/A | #N/A | Saturday | 0 | 0 | #N/A | #N/A |  | #N/A | #N/A
7/13/2019 | 8:00 | #N/A | #N/A | Saturday | 0 | 0 | #N/A | #N/A |  | #N/A | #N/A
7/13/2019 | 9:00 | #N/A | #N/A | Saturday | 0 | 0 | #N/A | #N/A |  | #N/A | #N/A
7/13/2019 | 10:00 | #N/A | #N/A | Saturday | 0 | 0 | #N/A | #N/A |  | #N/A | #N/A
7/13/2019 | 11:00 | #N/A | #N/A | Saturday | 0 | 0 | #N/A | #N/A |  | #N/A | #N/A
7/13/2019 | 12:00 | #N/A | #N/A | Saturday | 0 | 0 | #N/A | #N/A |  | #N/A | #N/A
7/13/2019 | 13:00 | #N/A | #N/A | Saturday | 0 | 0 | #N/A | #N/A |  | #N/A | #N/A
7/13/2019 | 14:00 | #N/A | #N/A | Saturday | 0 | 0 | #N/A | #N/A |  | #N/A | #N/A
7/13/2019 | 15:00 | #N/A | #N/A | Saturday | 0 | 0 | #N/A | #N/A |  | #N/A | #N/A
7/13/2019 | 16:00 | #N/A | #N/A | Saturday | 0 | 0 | #N/A | #N/A |  | #N/A | #N/A
7/13/2019 | 17:00 | #N/A | #N/A | Saturday | 0 | 0 | #N/A | #N/A |  | #N/A | #N/A
7/13/2019 | 18:00 | #N/A | #N/A | Saturday | 0 | 0 | #N/A | #N/A |  | #N/A | #N/A
7/13/2019 | 19:00 | #N/A | #N/A | Saturday | 0 | 0 | #N/A | #N/A |  | #N/A | #N/A
7/13/2019 | 20:00 | #N/A | #N/A | Saturday | 0 | 0 | #N/A | #N/A |  | #N/A | #N/A
7/13/2019 | 21:00 | #N/A | #N/A | Saturday | 0 | 0 | #N/A | #N/A |  | #N/A | #N/A
7/13/2019 | 22:00 | #N/A | #N/A | Saturday | 0 | 0 | #N/A | #N/A |  | #N/A | #N/A
7/13/2019 | 23:00 | #N/A | #N/A | Saturday | 0 | 0 | #N/A | #N/A |  | #N/A | #N/A
7/13/2019 | 24:00 | #N/A | #N/A | Saturday | 0 | 0 | #N/A | #N/A |  | #N/A | #N/A
7/14/2019 | 1:00 | #N/A | #N/A | Sunday | 0 | 0 | #N/A | #N/A |  | #N/A | #N/A
7/14/2019 | 2:00 | #N/A | #N/A | Sunday | 0 | 0 | #N/A | #N/A |  | #N/A | #N/A
7/14/2019 | 3:00 | #N/A | #N/A | Sunday | 0 | 0 | #N/A | #N/A |  | #N/A | #N/A
7/14/2019 | 4:00 | #N/A | #N/A | Sunday | 0 | 0 | #N/A | #N/A |  | #N/A | #N/A
7/14/2019 | 5:00 | #N/A | #N/A | Sunday | 0 | 0 | #N/A | #N/A |  | #N/A | #N/A
7/14/2019 | 6:00 | #N/A | #N/A | Sunday | 0 | 0 | #N/A | #N/A |  | #N/A | #N/A
7/14/2019 | 7:00 | #N/A | #N/A | Sunday | 0 | 0 | #N/A | #N/A |  | #N/A | #N/A
7/14/2019 | 8:00 | #N/A | #N/A | Sunday | 0 | 0 | #N/A | #N/A |  | #N/A | #N/A
7/14/2019 | 9:00 | #N/A | #N/A | Sunday | 0 | 0 | #N/A | #N/A |  | #N/A | #N/A
7/14/2019 | 10:00 | #N/A | #N/A | Sunday | 0 | 0 | #N/A | #N/A |  | #N/A | #N/A
7/14/2019 | 11:00 | #N/A | #N/A | Sunday | 0 | 0 | #N/A | #N/A |  | #N/A | #N/A
7/14/2019 | 12:00 | #N/A | #N/A | Sunday | 0 | 0 | #N/A | #N/A |  | #N/A | #N/A
7/14/2019 | 13:00 | #N/A | #N/A | Sunday | 0 | 0 | #N/A | #N/A |  | #N/A | #N/A
7/14/2019 | 14:00 | #N/A | #N/A | Sunday | 0 | 0 | #N/A | #N/A |  | #N/A | #N/A
7/14/2019 | 15:00 | #N/A | #N/A | Sunday | 0 | 0 | #N/A | #N/A |  | #N/A | #N/A
7/14/2019 | 16:00 | #N/A | #N/A | Sunday | 0 | 0 | #N/A | #N/A |  | #N/A | #N/A
7/14/2019 | 17:00 | #N/A | #N/A | Sunday | 0 | 0 | #N/A | #N/A |  | #N/A | #N/A
7/14/2019 | 18:00 | #N/A | #N/A | Sunday | 0 | 0 | #N/A | #N/A |  | #N/A | #N/A
7/14/2019 | 19:00 | #N/A | #N/A | Sunday | 0 | 0 | #N/A | #N/A |  | #N/A | #N/A
7/14/2019 | 20:00 | #N/A | #N/A | Sunday | 0 | 0 | #N/A | #N/A |  | #N/A | #N/A
7/14/2019 | 21:00 | #N/A | #N/A | Sunday | 0 | 0 | #N/A | #N/A |  | #N/A | #N/A
7/14/2019 | 22:00 | #N/A | #N/A | Sunday | 0 | 0 | #N/A | #N/A |  | #N/A | #N/A
7/14/2019 | 23:00 | #N/A | #N/A | Sunday | 0 | 0 | #N/A | #N/A |  | #N/A | #N/A
7/14/2019 | 24:00 | #N/A | #N/A | Sunday | 0 | 0 | #N/A | #N/A |  | #N/A | #N/A
7/15/2019 | 1:00 | #N/A | #N/A | Monday | 0 | 0 | #N/A | #N/A |  | #N/A | #N/A
7/15/2019 | 2:00 | #N/A | #N/A | Monday | 0 | 0 | #N/A | #N/A |  | #N/A | #N/A
7/15/2019 | 3:00 | #N/A | #N/A | Monday | 0 | 0 | #N/A | #N/A |  | #N/A | #N/A
7/15/2019 | 4:00 | #N/A | #N/A | Monday | 0 | 0 | #N/A | #N/A |  | #N/A | #N/A
7/15/2019 | 5:00 | #N/A | #N/A | Monday | 0 | 0 | #N/A | #N/A |  | #N/A | #N/A
7/15/2019 | 6:00 | #N/A | #N/A | Monday | 0 | 0 | #N/A | #N/A |  | #N/A | #N/A
7/15/2019 | 7:00 | #N/A | #N/A | Monday | 0 | 0 | #N/A | #N/A |  | #N/A | #N/A
7/15/2019 | 8:00 | #N/A | #N/A | Monday | 0 | 0 | #N/A | #N/A |  | #N/A | #N/A
7/15/2019 | 9:00 | #N/A | #N/A | Monday | 0 | 0 | #N/A | #N/A |  | #N/A | #N/A
7/15/2019 | 10:00 | #N/A | #N/A | Monday | 0 | 0 | #N/A | #N/A |  | #N/A | #N/A
7/15/2019 | 11:00 | #N/A | #N/A | Monday | 0 | 0 | #N/A | #N/A |  | #N/A | #N/A
7/15/2019 | 12:00 | #N/A | #N/A | Monday | 0 | 0 | #N/A | #N/A |  | #N/A | #N/A
7/15/2019 | 13:00 | #N/A | #N/A | Monday | 0 | 0 | #N/A | #N/A |  | #N/A | #N/A
7/15/2019 | 14:00 | #N/A | #N/A | Monday | 0 | 0 | #N/A | #N/A |  | #N/A | #N/A
7/15/2019 | 15:00 | #N/A | #N/A | Monday | 0 | 0 | #N/A | #N/A |  | #N/A | #N/A
7/15/2019 | 16:00 | #N/A | #N/A | Monday | 0 | 0 | #N/A | #N/A |  | #N/A | #N/A
7/15/2019 | 17:00 | #N/A | #N/A | Monday | 0 | 0 | #N/A | #N/A |  | #N/A | #N/A
7/15/2019 | 18:00 | #N/A | #N/A | Monday | 0 | 0 | #N/A | #N/A |  | #N/A | #N/A
7/15/2019 | 19:00 | #N/A | #N/A | Monday | 0 | 0 | #N/A | #N/A |  | #N/A | #N/A
7/15/2019 | 20:00 | #N/A | #N/A | Monday | 0 | 0 | #N/A | #N/A |  | #N/A | #N/A
7/15/2019 | 21:00 | #N/A | #N/A | Monday | 0 | 0 | #N/A | #N/A |  | #N/A | #N/A
7/15/2019 | 22:00 | #N/A | #N/A | Monday | 0 | 0 | #N/A | #N/A |  | #N/A | #N/A
7/15/2019 | 23:00 | #N/A | #N/A | Monday | 0 | 0 | #N/A | #N/A |  | #N/A | #N/A
7/15/2019 | 24:00 | #N/A | #N/A | Monday | 0 | 0 | #N/A | #N/A |  | #N/A | #N/A
7/16/2019 | 1:00 | #N/A | #N/A | Tuesday | 0 | 0 | #N/A | #N/A |  | #N/A | #N/A
7/16/2019 | 2:00 | #N/A | #N/A | Tuesday | 0 | 0 | #N/A | #N/A |  | #N/A | #N/A
7/16/2019 | 3:00 | #N/A | #N/A | Tuesday | 0 | 0 | #N/A | #N/A |  | #N/A | #N/A
7/16/2019 | 4:00 | #N/A | #N/A | Tuesday | 0 | 0 | #N/A | #N/A |  | #N/A | #N/A
7/16/2019 | 5:00 | #N/A | #N/A | Tuesday | 0 | 0 | #N/A | #N/A |  | #N/A | #N/A
7/16/2019 | 6:00 | #N/A | #N/A | Tuesday | 0 | 0 | #N/A | #N/A |  | #N/A | #N/A
7/16/2019 | 7:00 | #N/A | #N/A | Tuesday | 0 | 0 | #N/A | #N/A |  | #N/A | #N/A
7/16/2019 | 8:00 | #N/A | #N/A | Tuesday | 0 | 0 | #N/A | #N/A |  | #N/A | #N/A
7/16/2019 | 9:00 | #N/A | #N/A | Tuesday | 0 | 0 | #N/A | #N/A |  | #N/A | #N/A
7/16/2019 | 10:00 | #N/A | #N/A | Tuesday | 0 | 0 | #N/A | #N/A |  | #N/A | #N/A
7/16/2019 | 11:00 | #N/A | #N/A | Tuesday | 0 | 0 | #N/A | #N/A |  | #N/A | #N/A
7/16/2019 | 12:00 | #N/A | #N/A | Tuesday | 0 | 0 | #N/A | #N/A |  | #N/A | #N/A
7/16/2019 | 13:00 | #N/A | #N/A | Tuesday | 0 | 0 | #N/A | #N/A |  | #N/A | #N/A
7/16/2019 | 14:00 | #N/A | #N/A | Tuesday | 0 | 0 | #N/A | #N/A |  | #N/A | #N/A
7/16/2019 | 15:00 | #N/A | #N/A | Tuesday | 0 | 0 | #N/A | #N/A |  | #N/A | #N/A
7/16/2019 | 16:00 | #N/A | #N/A | Tuesday | 0 | 0 | #N/A | #N/A |  | #N/A | #N/A
7/16/2019 | 17:00 | #N/A | #N/A | Tuesday | 0 | 0 | #N/A | #N/A |  | #N/A | #N/A
7/16/2019 | 18:00 | #N/A | #N/A | Tuesday | 0 | 0 | #N/A | #N/A |  | #N/A | #N/A
7/16/2019 | 19:00 | #N/A | #N/A | Tuesday | 0 | 0 | #N/A | #N/A |  | #N/A | #N/A
7/16/2019 | 20:00 | #N/A | #N/A | Tuesday | 0 | 0 | #N/A | #N/A |  | #N/A | #N/A
7/16/2019 | 21:00 | #N/A | #N/A | Tuesday | 0 | 0 | #N/A | #N/A |  | #N/A | #N/A
7/16/2019 | 22:00 | #N/A | #N/A | Tuesday | 0 | 0 | #N/A | #N/A |  | #N/A | #N/A
7/16/2019 | 23:00 | #N/A | #N/A | Tuesday | 0 | 0 | #N/A | #N/A |  | #N/A | #N/A
7/16/2019 | 24:00 | #N/A | #N/A | Tuesday | 0 | 0 | #N/A | #N/A |  | #N/A | #N/A
7/17/2019 | 1:00 | #N/A | #N/A | Wednesday | 0 | 0 | #N/A | #N/A |  | #N/A | #N/A
7/17/2019 | 2:00 | #N/A | #N/A | Wednesday | 0 | 0 | #N/A | #N/A |  | #N/A | #N/A
7/17/2019 | 3:00 | #N/A | #N/A | Wednesday | 0 | 0 | #N/A | #N/A |  | #N/A | #N/A
7/17/2019 | 4:00 | #N/A | #N/A | Wednesday | 0 | 0 | #N/A | #N/A |  | #N/A | #N/A
7/17/2019 | 5:00 | #N/A | #N/A | Wednesday | 0 | 0 | #N/A | #N/A |  | #N/A | #N/A
7/17/2019 | 6:00 | #N/A | #N/A | Wednesday | 0 | 0 | #N/A | #N/A |  | #N/A | #N/A
7/17/2019 | 7:00 | #N/A | #N/A | Wednesday | 0 | 0 | #N/A | #N/A |  | #N/A | #N/A
7/17/2019 | 8:00 | #N/A | #N/A | Wednesday | 0 | 0 | #N/A | #N/A |  | #N/A | #N/A
7/17/2019 | 9:00 | #N/A | #N/A | Wednesday | 0 | 0 | #N/A | #N/A |  | #N/A | #N/A
7/17/2019 | 10:00 | #N/A | #N/A | Wednesday | 0 | 0 | #N/A | #N/A |  | #N/A | #N/A
7/17/2019 | 11:00 | #N/A | #N/A | Wednesday | 0 | 0 | #N/A | #N/A |  | #N/A | #N/A
7/17/2019 | 12:00 | #N/A | #N/A | Wednesday | 0 | 0 | #N/A | #N/A |  | #N/A | #N/A
7/17/2019 | 13:00 | #N/A | #N/A | Wednesday | 0 | 0 | #N/A | #N/A |  | #N/A | #N/A
7/17/2019 | 14:00 | #N/A | #N/A | Wednesday | 0 | 0 | #N/A | #N/A |  | #N/A | #N/A
7/17/2019 | 15:00 | #N/A | #N/A | Wednesday | 0 | 0 | #N/A | #N/A |  | #N/A | #N/A
7/17/2019 | 16:00 | #N/A | #N/A | Wednesday | 0 | 0 | #N/A | #N/A |  | #N/A | #N/A
7/17/2019 | 17:00 | #N/A | #N/A | Wednesday | 0 | 0 | #N/A | #N/A |  | #N/A | #N/A
7/17/2019 | 18:00 | #N/A | #N/A | Wednesday | 0 | 0 | #N/A | #N/A |  | #N/A | #N/A
7/17/2019 | 19:00 | #N/A | #N/A | Wednesday | 0 | 0 | #N/A | #N/A |  | #N/A | #N/A
7/17/2019 | 20:00 | #N/A | #N/A | Wednesday | 0 | 0 | #N/A | #N/A |  | #N/A | #N/A
7/17/2019 | 21:00 | #N/A | #N/A | Wednesday | 0 | 0 | #N/A | #N/A |  | #N/A | #N/A
7/17/2019 | 22:00 | #N/A | #N/A | Wednesday | 0 | 0 | #N/A | #N/A |  | #N/A | #N/A
7/17/2019 | 23:00 | #N/A | #N/A | Wednesday | 0 | 0 | #N/A | #N/A |  | #N/A | #N/A
7/17/2019 | 24:00 | #N/A | #N/A | Wednesday | 0 | 0 | #N/A | #N/A |  | #N/A | #N/A
7/18/2019 | 1:00 | #N/A | #N/A | Thursday | 0 | 0 | #N/A | #N/A |  | #N/A | #N/A
7/18/2019 | 2:00 | #N/A | #N/A | Thursday | 0 | 0 | #N/A | #N/A |  | #N/A | #N/A
7/18/2019 | 3:00 | #N/A | #N/A | Thursday | 0 | 0 | #N/A | #N/A |  | #N/A | #N/A
7/18/2019 | 4:00 | #N/A | #N/A | Thursday | 0 | 0 | #N/A | #N/A |  | #N/A | #N/A
7/18/2019 | 5:00 | #N/A | #N/A | Thursday | 0 | 0 | #N/A | #N/A |  | #N/A | #N/A
7/18/2019 | 6:00 | #N/A | #N/A | Thursday | 0 | 0 | #N/A | #N/A |  | #N/A | #N/A
7/18/2019 | 7:00 | #N/A | #N/A | Thursday | 0 | 0 | #N/A | #N/A |  | #N/A | #N/A
7/18/2019 | 8:00 | #N/A | #N/A | Thursday | 0 | 0 | #N/A | #N/A |  | #N/A | #N/A
7/18/2019 | 9:00 | #N/A | #N/A | Thursday | 0 | 0 | #N/A | #N/A |  | #N/A | #N/A
7/18/2019 | 10:00 | #N/A | #N/A | Thursday | 0 | 0 | #N/A | #N/A |  | #N/A | #N/A
7/18/2019 | 11:00 | #N/A | #N/A | Thursday | 0 | 0 | #N/A | #N/A |  | #N/A | #N/A
7/18/2019 | 12:00 | #N/A | #N/A | Thursday | 0 | 0 | #N/A | #N/A |  | #N/A | #N/A
7/18/2019 | 13:00 | #N/A | #N/A | Thursday | 0 | 0 | #N/A | #N/A |  | #N/A | #N/A
7/18/2019 | 14:00 | #N/A | #N/A | Thursday | 0 | 0 | #N/A | #N/A |  | #N/A | #N/A
7/18/2019 | 15:00 | #N/A | #N/A | Thursday | 0 | 0 | #N/A | #N/A |  | #N/A | #N/A
7/18/2019 | 16:00 | #N/A | #N/A | Thursday | 0 | 0 | #N/A | #N/A |  | #N/A | #N/A
7/18/2019 | 17:00 | #N/A | #N/A | Thursday | 0 | 0 | #N/A | #N/A |  | #N/A | #N/A
7/18/2019 | 18:00 | #N/A | #N/A | Thursday | 0 | 0 | #N/A | #N/A |  | #N/A | #N/A
7/18/2019 | 19:00 | #N/A | #N/A | Thursday | 0 | 0 | #N/A | #N/A |  | #N/A | #N/A
7/18/2019 | 20:00 | #N/A | #N/A | Thursday | 0 | 0 | #N/A | #N/A |  | #N/A | #N/A
7/18/2019 | 21:00 | #N/A | #N/A | Thursday | 0 | 0 | #N/A | #N/A |  | #N/A | #N/A
7/18/2019 | 22:00 | #N/A | #N/A | Thursday | 0 | 0 | #N/A | #N/A |  | #N/A | #N/A
7/18/2019 | 23:00 | #N/A | #N/A | Thursday | 0 | 0 | #N/A | #N/A |  | #N/A | #N/A
7/18/2019 | 24:00 | #N/A | #N/A | Thursday | 0 | 0 | #N/A | #N/A |  | #N/A | #N/A
7/19/2019 | 1:00 | #N/A | #N/A | Friday | 0 | 0 | #N/A | #N/A |  | #N/A | #N/A
7/19/2019 | 2:00 | #N/A | #N/A | Friday | 0 | 0 | #N/A | #N/A |  | #N/A | #N/A
7/19/2019 | 3:00 | #N/A | #N/A | Friday | 0 | 0 | #N/A | #N/A |  | #N/A | #N/A
7/19/2019 | 4:00 | #N/A | #N/A | Friday | 0 | 0 | #N/A | #N/A |  | #N/A | #N/A
7/19/2019 | 5:00 | #N/A | #N/A | Friday | 0 | 0 | #N/A | #N/A |  | #N/A | #N/A
7/19/2019 | 6:00 | #N/A | #N/A | Friday | 0 | 0 | #N/A | #N/A |  | #N/A | #N/A
7/19/2019 | 7:00 | #N/A | #N/A | Friday | 0 | 0 | #N/A | #N/A |  | #N/A | #N/A
7/19/2019 | 8:00 | #N/A | #N/A | Friday | 0 | 0 | #N/A | #N/A |  | #N/A | #N/A
7/19/2019 | 9:00 | #N/A | #N/A | Friday | 0 | 0 | #N/A | #N/A |  | #N/A | #N/A
7/19/2019 | 10:00 | #N/A | #N/A | Friday | 0 | 0 | #N/A | #N/A |  | #N/A | #N/A
7/19/2019 | 11:00 | #N/A | #N/A | Friday | 0 | 0 | #N/A | #N/A |  | #N/A | #N/A
7/19/2019 | 12:00 | #N/A | #N/A | Friday | 0 | 0 | #N/A | #N/A |  | #N/A | #N/A
7/19/2019 | 13:00 | #N/A | #N/A | Friday | 0 | 0 | #N/A | #N/A |  | #N/A | #N/A
7/19/2019 | 14:00 | #N/A | #N/A | Friday | 0 | 0 | #N/A | #N/A |  | #N/A | #N/A
7/19/2019 | 15:00 | #N/A | #N/A | Friday | 0 | 0 | #N/A | #N/A |  | #N/A | #N/A
7/19/2019 | 16:00 | #N/A | #N/A | Friday | 0 | 0 | #N/A | #N/A |  | #N/A | #N/A
7/19/2019 | 17:00 | #N/A | #N/A | Friday | 0 | 0 | #N/A | #N/A |  | #N/A | #N/A
7/19/2019 | 18:00 | #N/A | #N/A | Friday | 0 | 0 | #N/A | #N/A |  | #N/A | #N/A
7/19/2019 | 19:00 | #N/A | #N/A | Friday | 0 | 0 | #N/A | #N/A |  | #N/A | #N/A
7/19/2019 | 20:00 | #N/A | #N/A | Friday | 0 | 0 | #N/A | #N/A |  | #N/A | #N/A
7/19/2019 | 21:00 | #N/A | #N/A | Friday | 0 | 0 | #N/A | #N/A |  | #N/A | #N/A
7/19/2019 | 22:00 | #N/A | #N/A | Friday | 0 | 0 | #N/A | #N/A |  | #N/A | #N/A
7/19/2019 | 23:00 | #N/A | #N/A | Friday | 0 | 0 | #N/A | #N/A |  | #N/A | #N/A
7/19/2019 | 24:00 | #N/A | #N/A | Friday | 0 | 0 | #N/A | #N/A |  | #N/A | #N/A
7/20/2019 | 1:00 | #N/A | #N/A | Saturday | 0 | 0 | #N/A | #N/A |  | #N/A | #N/A
7/20/2019 | 2:00 | #N/A | #N/A | Saturday | 0 | 0 | #N/A | #N/A |  | #N/A | #N/A
7/20/2019 | 3:00 | #N/A | #N/A | Saturday | 0 | 0 | #N/A | #N/A |  | #N/A | #N/A
7/20/2019 | 4:00 | #N/A | #N/A | Saturday | 0 | 0 | #N/A | #N/A |  | #N/A | #N/A
7/20/2019 | 5:00 | #N/A | #N/A | Saturday | 0 | 0 | #N/A | #N/A |  | #N/A | #N/A
7/20/2019 | 6:00 | #N/A | #N/A | Saturday | 0 | 0 | #N/A | #N/A |  | #N/A | #N/A
7/20/2019 | 7:00 | #N/A | #N/A | Saturday | 0 | 0 | #N/A | #N/A |  | #N/A | #N/A
7/20/2019 | 8:00 | #N/A | #N/A | Saturday | 0 | 0 | #N/A | #N/A |  | #N/A | #N/A
7/20/2019 | 9:00 | #N/A | #N/A | Saturday | 0 | 0 | #N/A | #N/A |  | #N/A | #N/A
7/20/2019 | 10:00 | #N/A | #N/A | Saturday | 0 | 0 | #N/A | #N/A |  | #N/A | #N/A
7/20/2019 | 11:00 | #N/A | #N/A | Saturday | 0 | 0 | #N/A | #N/A |  | #N/A | #N/A
7/20/2019 | 12:00 | #N/A | #N/A | Saturday | 0 | 0 | #N/A | #N/A |  | #N/A | #N/A
7/20/2019 | 13:00 | #N/A | #N/A | Saturday | 0 | 0 | #N/A | #N/A |  | #N/A | #N/A
7/20/2019 | 14:00 | #N/A | #N/A | Saturday | 0 | 0 | #N/A | #N/A |  | #N/A | #N/A
7/20/2019 | 15:00 | #N/A | #N/A | Saturday | 0 | 0 | #N/A | #N/A |  | #N/A | #N/A
7/20/2019 | 16:00 | #N/A | #N/A | Saturday | 0 | 0 | #N/A | #N/A |  | #N/A | #N/A
7/20/2019 | 17:00 | #N/A | #N/A | Saturday | 0 | 0 | #N/A | #N/A |  | #N/A | #N/A
7/20/2019 | 18:00 | #N/A | #N/A | Saturday | 0 | 0 | #N/A | #N/A |  | #N/A | #N/A
7/20/2019 | 19:00 | #N/A | #N/A | Saturday | 0 | 0 | #N/A | #N/A |  | #N/A | #N/A
7/20/2019 | 20:00 | #N/A | #N/A | Saturday | 0 | 0 | #N/A | #N/A |  | #N/A | #N/A
7/20/2019 | 21:00 | #N/A | #N/A | Saturday | 0 | 0 | #N/A | #N/A |  | #N/A | #N/A
7/20/2019 | 22:00 | #N/A | #N/A | Saturday | 0 | 0 | #N/A | #N/A |  | #N/A | #N/A
7/20/2019 | 23:00 | #N/A | #N/A | Saturday | 0 | 0 | #N/A | #N/A |  | #N/A | #N/A
7/20/2019 | 24:00 | #N/A | #N/A | Saturday | 0 | 0 | #N/A | #N/A |  | #N/A | #N/A
7/21/2019 | 1:00 | #N/A | #N/A | Sunday | 0 | 0 | #N/A | #N/A |  | #N/A | #N/A
7/21/2019 | 2:00 | #N/A | #N/A | Sunday | 0 | 0 | #N/A | #N/A |  | #N/A | #N/A
7/21/2019 | 3:00 | #N/A | #N/A | Sunday | 0 | 0 | #N/A | #N/A |  | #N/A | #N/A
7/21/2019 | 4:00 | #N/A | #N/A | Sunday | 0 | 0 | #N/A | #N/A |  | #N/A | #N/A
7/21/2019 | 5:00 | #N/A | #N/A | Sunday | 0 | 0 | #N/A | #N/A |  | #N/A | #N/A
7/21/2019 | 6:00 | #N/A | #N/A | Sunday | 0 | 0 | #N/A | #N/A |  | #N/A | #N/A
7/21/2019 | 7:00 | #N/A | #N/A | Sunday | 0 | 0 | #N/A | #N/A |  | #N/A | #N/A
7/21/2019 | 8:00 | #N/A | #N/A | Sunday | 0 | 0 | #N/A | #N/A |  | #N/A | #N/A
7/21/2019 | 9:00 | #N/A | #N/A | Sunday | 0 | 0 | #N/A | #N/A |  | #N/A | #N/A
7/21/2019 | 10:00 | #N/A | #N/A | Sunday | 0 | 0 | #N/A | #N/A |  | #N/A | #N/A
7/21/2019 | 11:00 | #N/A | #N/A | Sunday | 0 | 0 | #N/A | #N/A |  | #N/A | #N/A
7/21/2019 | 12:00 | #N/A | #N/A | Sunday | 0 | 0 | #N/A | #N/A |  | #N/A | #N/A
7/21/2019 | 13:00 | #N/A | #N/A | Sunday | 0 | 0 | #N/A | #N/A |  | #N/A | #N/A
7/21/2019 | 14:00 | #N/A | #N/A | Sunday | 0 | 0 | #N/A | #N/A |  | #N/A | #N/A
7/21/2019 | 15:00 | #N/A | #N/A | Sunday | 0 | 0 | #N/A | #N/A |  | #N/A | #N/A
7/21/2019 | 16:00 | #N/A | #N/A | Sunday | 0 | 0 | #N/A | #N/A |  | #N/A | #N/A
7/21/2019 | 17:00 | #N/A | #N/A | Sunday | 0 | 0 | #N/A | #N/A |  | #N/A | #N/A
7/21/2019 | 18:00 | #N/A | #N/A | Sunday | 0 | 0 | #N/A | #N/A |  | #N/A | #N/A
7/21/2019 | 19:00 | #N/A | #N/A | Sunday | 0 | 0 | #N/A | #N/A |  | #N/A | #N/A
7/21/2019 | 20:00 | #N/A | #N/A | Sunday | 0 | 0 | #N/A | #N/A |  | #N/A | #N/A
7/21/2019 | 21:00 | #N/A | #N/A | Sunday | 0 | 0 | #N/A | #N/A |  | #N/A | #N/A
7/21/2019 | 22:00 | #N/A | #N/A | Sunday | 0 | 0 | #N/A | #N/A |  | #N/A | #N/A
7/21/2019 | 23:00 | #N/A | #N/A | Sunday | 0 | 0 | #N/A | #N/A |  | #N/A | #N/A
7/21/2019 | 24:00 | #N/A | #N/A | Sunday | 0 | 0 | #N/A | #N/A |  | #N/A | #N/A
7/22/2019 | 1:00 | #N/A | #N/A | Monday | 0 | 0 | #N/A | #N/A |  | #N/A | #N/A
7/22/2019 | 2:00 | #N/A | #N/A | Monday | 0 | 0 | #N/A | #N/A |  | #N/A | #N/A
7/22/2019 | 3:00 | #N/A | #N/A | Monday | 0 | 0 | #N/A | #N/A |  | #N/A | #N/A
7/22/2019 | 4:00 | #N/A | #N/A | Monday | 0 | 0 | #N/A | #N/A |  | #N/A | #N/A
7/22/2019 | 5:00 | #N/A | #N/A | Monday | 0 | 0 | #N/A | #N/A |  | #N/A | #N/A
7/22/2019 | 6:00 | #N/A | #N/A | Monday | 0 | 0 | #N/A | #N/A |  | #N/A | #N/A
7/22/2019 | 7:00 | #N/A | #N/A | Monday | 0 | 0 | #N/A | #N/A |  | #N/A | #N/A
7/22/2019 | 8:00 | #N/A | #N/A | Monday | 0 | 0 | #N/A | #N/A |  | #N/A | #N/A
7/22/2019 | 9:00 | #N/A | #N/A | Monday | 0 | 0 | #N/A | #N/A |  | #N/A | #N/A
7/22/2019 | 10:00 | #N/A | #N/A | Monday | 0 | 0 | #N/A | #N/A |  | #N/A | #N/A
7/22/2019 | 11:00 | #N/A | #N/A | Monday | 0 | 0 | #N/A | #N/A |  | #N/A | #N/A
7/22/2019 | 12:00 | #N/A | #N/A | Monday | 0 | 0 | #N/A | #N/A |  | #N/A | #N/A
7/22/2019 | 13:00 | #N/A | #N/A | Monday | 0 | 0 | #N/A | #N/A |  | #N/A | #N/A
7/22/2019 | 14:00 | #N/A | #N/A | Monday | 0 | 0 | #N/A | #N/A |  | #N/A | #N/A
7/22/2019 | 15:00 | #N/A | #N/A | Monday | 0 | 0 | #N/A | #N/A |  | #N/A | #N/A
7/22/2019 | 16:00 | #N/A | #N/A | Monday | 0 | 0 | #N/A | #N/A |  | #N/A | #N/A
7/22/2019 | 17:00 | #N/A | #N/A | Monday | 0 | 0 | #N/A | #N/A |  | #N/A | #N/A
7/22/2019 | 18:00 | #N/A | #N/A | Monday | 0 | 0 | #N/A | #N/A |  | #N/A | #N/A
7/22/2019 | 19:00 | #N/A | #N/A | Monday | 0 | 0 | #N/A | #N/A |  | #N/A | #N/A
7/22/2019 | 20:00 | #N/A | #N/A | Monday | 0 | 0 | #N/A | #N/A |  | #N/A | #N/A
7/22/2019 | 21:00 | #N/A | #N/A | Monday | 0 | 0 | #N/A | #N/A |  | #N/A | #N/A
7/22/2019 | 22:00 | #N/A | #N/A | Monday | 0 | 0 | #N/A | #N/A |  | #N/A | #N/A
7/22/2019 | 23:00 | #N/A | #N/A | Monday | 0 | 0 | #N/A | #N/A |  | #N/A | #N/A
7/22/2019 | 24:00 | #N/A | #N/A | Monday | 0 | 0 | #N/A | #N/A |  | #N/A | #N/A
7/23/2019 | 1:00 | #N/A | #N/A | Tuesday | 0 | 0 | #N/A | #N/A |  | #N/A | #N/A
7/23/2019 | 2:00 | #N/A | #N/A | Tuesday | 0 | 0 | #N/A | #N/A |  | #N/A | #N/A
7/23/2019 | 3:00 | #N/A | #N/A | Tuesday | 0 | 0 | #N/A | #N/A |  | #N/A | #N/A
7/23/2019 | 4:00 | #N/A | #N/A | Tuesday | 0 | 0 | #N/A | #N/A |  | #N/A | #N/A
7/23/2019 | 5:00 | #N/A | #N/A | Tuesday | 0 | 0 | #N/A | #N/A |  | #N/A | #N/A
7/23/2019 | 6:00 | #N/A | #N/A | Tuesday | 0 | 0 | #N/A | #N/A |  | #N/A | #N/A
7/23/2019 | 7:00 | #N/A | #N/A | Tuesday | 0 | 0 | #N/A | #N/A |  | #N/A | #N/A
7/23/2019 | 8:00 | #N/A | #N/A | Tuesday | 0 | 0 | #N/A | #N/A |  | #N/A | #N/A
7/23/2019 | 9:00 | #N/A | #N/A | Tuesday | 0 | 0 | #N/A | #N/A |  | #N/A | #N/A
7/23/2019 | 10:00 | #N/A | #N/A | Tuesday | 0 | 0 | #N/A | #N/A |  | #N/A | #N/A
7/23/2019 | 11:00 | #N/A | #N/A | Tuesday | 0 | 0 | #N/A | #N/A |  | #N/A | #N/A
7/23/2019 | 12:00 | #N/A | #N/A | Tuesday | 0 | 0 | #N/A | #N/A |  | #N/A | #N/A
7/23/2019 | 13:00 | #N/A | #N/A | Tuesday | 0 | 0 | #N/A | #N/A |  | #N/A | #N/A
7/23/2019 | 14:00 | #N/A | #N/A | Tuesday | 0 | 0 | #N/A | #N/A |  | #N/A | #N/A
7/23/2019 | 15:00 | #N/A | #N/A | Tuesday | 0 | 0 | #N/A | #N/A |  | #N/A | #N/A
7/23/2019 | 16:00 | #N/A | #N/A | Tuesday | 0 | 0 | #N/A | #N/A |  | #N/A | #N/A
7/23/2019 | 17:00 | #N/A | #N/A | Tuesday | 0 | 0 | #N/A | #N/A |  | #N/A | #N/A
7/23/2019 | 18:00 | #N/A | #N/A | Tuesday | 0 | 0 | #N/A | #N/A |  | #N/A | #N/A
7/23/2019 | 19:00 | #N/A | #N/A | Tuesday | 0 | 0 | #N/A | #N/A |  | #N/A | #N/A
7/23/2019 | 20:00 | #N/A | #N/A | Tuesday | 0 | 0 | #N/A | #N/A |  | #N/A | #N/A
7/23/2019 | 21:00 | #N/A | #N/A | Tuesday | 0 | 0 | #N/A | #N/A |  | #N/A | #N/A
7/23/2019 | 22:00 | #N/A | #N/A | Tuesday | 0 | 0 | #N/A | #N/A |  | #N/A | #N/A
7/23/2019 | 23:00 | #N/A | #N/A | Tuesday | 0 | 0 | #N/A | #N/A |  | #N/A | #N/A
7/23/2019 | 24:00 | #N/A | #N/A | Tuesday | 0 | 0 | #N/A | #N/A |  | #N/A | #N/A
7/24/2019 | 1:00 | #N/A | #N/A | Wednesday | 0 | 0 | #N/A | #N/A |  | #N/A | #N/A
7/24/2019 | 2:00 | #N/A | #N/A | Wednesday | 0 | 0 | #N/A | #N/A |  | #N/A | #N/A
7/24/2019 | 3:00 | #N/A | #N/A | Wednesday | 0 | 0 | #N/A | #N/A |  | #N/A | #N/A
7/24/2019 | 4:00 | #N/A | #N/A | Wednesday | 0 | 0 | #N/A | #N/A |  | #N/A | #N/A
7/24/2019 | 5:00 | #N/A | #N/A | Wednesday | 0 | 0 | #N/A | #N/A |  | #N/A | #N/A
7/24/2019 | 6:00 | #N/A | #N/A | Wednesday | 0 | 0 | #N/A | #N/A |  | #N/A | #N/A
7/24/2019 | 7:00 | #N/A | #N/A | Wednesday | 0 | 0 | #N/A | #N/A |  | #N/A | #N/A
7/24/2019 | 8:00 | #N/A | #N/A | Wednesday | 0 | 0 | #N/A | #N/A |  | #N/A | #N/A
7/24/2019 | 9:00 | #N/A | #N/A | Wednesday | 0 | 0 | #N/A | #N/A |  | #N/A | #N/A
7/24/2019 | 10:00 | #N/A | #N/A | Wednesday | 0 | 0 | #N/A | #N/A |  | #N/A | #N/A
7/24/2019 | 11:00 | #N/A | #N/A | Wednesday | 0 | 0 | #N/A | #N/A |  | #N/A | #N/A
7/24/2019 | 12:00 | #N/A | #N/A | Wednesday | 0 | 0 | #N/A | #N/A |  | #N/A | #N/A
7/24/2019 | 13:00 | #N/A | #N/A | Wednesday | 0 | 0 | #N/A | #N/A |  | #N/A | #N/A
7/24/2019 | 14:00 | #N/A | #N/A | Wednesday | 0 | 0 | #N/A | #N/A |  | #N/A | #N/A
7/24/2019 | 15:00 | #N/A | #N/A | Wednesday | 0 | 0 | #N/A | #N/A |  | #N/A | #N/A
7/24/2019 | 16:00 | #N/A | #N/A | Wednesday | 0 | 0 | #N/A | #N/A |  | #N/A | #N/A
7/24/2019 | 17:00 | #N/A | #N/A | Wednesday | 0 | 0 | #N/A | #N/A |  | #N/A | #N/A
7/24/2019 | 18:00 | #N/A | #N/A | Wednesday | 0 | 0 | #N/A | #N/A |  | #N/A | #N/A
7/24/2019 | 19:00 | #N/A | #N/A | Wednesday | 0 | 0 | #N/A | #N/A |  | #N/A | #N/A
7/24/2019 | 20:00 | #N/A | #N/A | Wednesday | 0 | 0 | #N/A | #N/A |  | #N/A | #N/A
7/24/2019 | 21:00 | #N/A | #N/A | Wednesday | 0 | 0 | #N/A | #N/A |  | #N/A | #N/A
7/24/2019 | 22:00 | #N/A | #N/A | Wednesday | 0 | 0 | #N/A | #N/A |  | #N/A | #N/A
7/24/2019 | 23:00 | #N/A | #N/A | Wednesday | 0 | 0 | #N/A | #N/A |  | #N/A | #N/A
7/24/2019 | 24:00 | #N/A | #N/A | Wednesday | 0 | 0 | #N/A | #N/A |  | #N/A | #N/A
7/25/2019 | 1:00 | #N/A | #N/A | Thursday | 0 | 0 | #N/A | #N/A |  | #N/A | #N/A
7/25/2019 | 2:00 | #N/A | #N/A | Thursday | 0 | 0 | #N/A | #N/A |  | #N/A | #N/A
7/25/2019 | 3:00 | #N/A | #N/A | Thursday | 0 | 0 | #N/A | #N/A |  | #N/A | #N/A
7/25/2019 | 4:00 | #N/A | #N/A | Thursday | 0 | 0 | #N/A | #N/A |  | #N/A | #N/A
7/25/2019 | 5:00 | #N/A | #N/A | Thursday | 0 | 0 | #N/A | #N/A |  | #N/A | #N/A
7/25/2019 | 6:00 | #N/A | #N/A | Thursday | 0 | 0 | #N/A | #N/A |  | #N/A | #N/A
7/25/2019 | 7:00 | #N/A | #N/A | Thursday | 0 | 0 | #N/A | #N/A |  | #N/A | #N/A
7/25/2019 | 8:00 | #N/A | #N/A | Thursday | 0 | 0 | #N/A | #N/A |  | #N/A | #N/A
7/25/2019 | 9:00 | #N/A | #N/A | Thursday | 0 | 0 | #N/A | #N/A |  | #N/A | #N/A
7/25/2019 | 10:00 | #N/A | #N/A | Thursday | 0 | 0 | #N/A | #N/A |  | #N/A | #N/A
7/25/2019 | 11:00 | #N/A | #N/A | Thursday | 0 | 0 | #N/A | #N/A |  | #N/A | #N/A
7/25/2019 | 12:00 | #N/A | #N/A | Thursday | 0 | 0 | #N/A | #N/A |  | #N/A | #N/A
7/25/2019 | 13:00 | #N/A | #N/A | Thursday | 0 | 0 | #N/A | #N/A |  | #N/A | #N/A
7/25/2019 | 14:00 | #N/A | #N/A | Thursday | 0 | 0 | #N/A | #N/A |  | #N/A | #N/A
7/25/2019 | 15:00 | #N/A | #N/A | Thursday | 0 | 0 | #N/A | #N/A |  | #N/A | #N/A
7/25/2019 | 16:00 | #N/A | #N/A | Thursday | 0 | 0 | #N/A | #N/A |  | #N/A | #N/A
7/25/2019 | 17:00 | #N/A | #N/A | Thursday | 0 | 0 | #N/A | #N/A |  | #N/A | #N/A
7/25/2019 | 18:00 | #N/A | #N/A | Thursday | 0 | 0 | #N/A | #N/A |  | #N/A | #N/A
7/25/2019 | 19:00 | #N/A | #N/A | Thursday | 0 | 0 | #N/A | #N/A |  | #N/A | #N/A
7/25/2019 | 20:00 | #N/A | #N/A | Thursday | 0 | 0 | #N/A | #N/A |  | #N/A | #N/A
7/25/2019 | 21:00 | #N/A | #N/A | Thursday | 0 | 0 | #N/A | #N/A |  | #N/A | #N/A
7/25/2019 | 22:00 | #N/A | #N/A | Thursday | 0 | 0 | #N/A | #N/A |  | #N/A | #N/A
7/25/2019 | 23:00 | #N/A | #N/A | Thursday | 0 | 0 | #N/A | #N/A |  | #N/A | #N/A
7/25/2019 | 24:00 | #N/A | #N/A | Thursday | 0 | 0 | #N/A | #N/A |  | #N/A | #N/A
7/26/2019 | 1:00 | #N/A | #N/A | Friday | 0 | 0 | #N/A | #N/A |  | #N/A | #N/A
7/26/2019 | 2:00 | #N/A | #N/A | Friday | 0 | 0 | #N/A | #N/A |  | #N/A | #N/A
7/26/2019 | 3:00 | #N/A | #N/A | Friday | 0 | 0 | #N/A | #N/A |  | #N/A | #N/A
7/26/2019 | 4:00 | #N/A | #N/A | Friday | 0 | 0 | #N/A | #N/A |  | #N/A | #N/A
7/26/2019 | 5:00 | #N/A | #N/A | Friday | 0 | 0 | #N/A | #N/A |  | #N/A | #N/A
7/26/2019 | 6:00 | #N/A | #N/A | Friday | 0 | 0 | #N/A | #N/A |  | #N/A | #N/A
7/26/2019 | 7:00 | #N/A | #N/A | Friday | 0 | 0 | #N/A | #N/A |  | #N/A | #N/A
7/26/2019 | 8:00 | #N/A | #N/A | Friday | 0 | 0 | #N/A | #N/A |  | #N/A | #N/A
7/26/2019 | 9:00 | #N/A | #N/A | Friday | 0 | 0 | #N/A | #N/A |  | #N/A | #N/A
7/26/2019 | 10:00 | #N/A | #N/A | Friday | 0 | 0 | #N/A | #N/A |  | #N/A | #N/A
7/26/2019 | 11:00 | #N/A | #N/A | Friday | 0 | 0 | #N/A | #N/A |  | #N/A | #N/A
7/26/2019 | 12:00 | #N/A | #N/A | Friday | 0 | 0 | #N/A | #N/A |  | #N/A | #N/A
7/26/2019 | 13:00 | #N/A | #N/A | Friday | 0 | 0 | #N/A | #N/A |  | #N/A | #N/A
7/26/2019 | 14:00 | #N/A | #N/A | Friday | 0 | 0 | #N/A | #N/A |  | #N/A | #N/A
7/26/2019 | 15:00 | #N/A | #N/A | Friday | 0 | 0 | #N/A | #N/A |  | #N/A | #N/A
7/26/2019 | 16:00 | #N/A | #N/A | Friday | 0 | 0 | #N/A | #N/A |  | #N/A | #N/A
7/26/2019 | 17:00 | #N/A | #N/A | Friday | 0 | 0 | #N/A | #N/A |  | #N/A | #N/A
7/26/2019 | 18:00 | #N/A | #N/A | Friday | 0 | 0 | #N/A | #N/A |  | #N/A | #N/A
7/26/2019 | 19:00 | #N/A | #N/A | Friday | 0 | 0 | #N/A | #N/A |  | #N/A | #N/A
7/26/2019 | 20:00 | #N/A | #N/A | Friday | 0 | 0 | #N/A | #N/A |  | #N/A | #N/A
7/26/2019 | 21:00 | #N/A | #N/A | Friday | 0 | 0 | #N/A | #N/A |  | #N/A | #N/A
7/26/2019 | 22:00 | #N/A | #N/A | Friday | 0 | 0 | #N/A | #N/A |  | #N/A | #N/A
7/26/2019 | 23:00 | #N/A | #N/A | Friday | 0 | 0 | #N/A | #N/A |  | #N/A | #N/A
7/26/2019 | 24:00 | #N/A | #N/A | Friday | 0 | 0 | #N/A | #N/A |  | #N/A | #N/A
7/27/2019 | 1:00 | #N/A | #N/A | Saturday | 0 | 0 | #N/A | #N/A |  | #N/A | #N/A
7/27/2019 | 2:00 | #N/A | #N/A | Saturday | 0 | 0 | #N/A | #N/A |  | #N/A | #N/A
7/27/2019 | 3:00 | #N/A | #N/A | Saturday | 0 | 0 | #N/A | #N/A |  | #N/A | #N/A
7/27/2019 | 4:00 | #N/A | #N/A | Saturday | 0 | 0 | #N/A | #N/A |  | #N/A | #N/A
7/27/2019 | 5:00 | #N/A | #N/A | Saturday | 0 | 0 | #N/A | #N/A |  | #N/A | #N/A
7/27/2019 | 6:00 | #N/A | #N/A | Saturday | 0 | 0 | #N/A | #N/A |  | #N/A | #N/A
7/27/2019 | 7:00 | #N/A | #N/A | Saturday | 0 | 0 | #N/A | #N/A |  | #N/A | #N/A
7/27/2019 | 8:00 | #N/A | #N/A | Saturday | 0 | 0 | #N/A | #N/A |  | #N/A | #N/A
7/27/2019 | 9:00 | #N/A | #N/A | Saturday | 0 | 0 | #N/A | #N/A |  | #N/A | #N/A
7/27/2019 | 10:00 | #N/A | #N/A | Saturday | 0 | 0 | #N/A | #N/A |  | #N/A | #N/A
7/27/2019 | 11:00 | #N/A | #N/A | Saturday | 0 | 0 | #N/A | #N/A |  | #N/A | #N/A
7/27/2019 | 12:00 | #N/A | #N/A | Saturday | 0 | 0 | #N/A | #N/A |  | #N/A | #N/A
7/27/2019 | 13:00 | #N/A | #N/A | Saturday | 0 | 0 | #N/A | #N/A |  | #N/A | #N/A
7/27/2019 | 14:00 | #N/A | #N/A | Saturday | 0 | 0 | #N/A | #N/A |  | #N/A | #N/A
7/27/2019 | 15:00 | #N/A | #N/A | Saturday | 0 | 0 | #N/A | #N/A |  | #N/A | #N/A
7/27/2019 | 16:00 | #N/A | #N/A | Saturday | 0 | 0 | #N/A | #N/A |  | #N/A | #N/A
7/27/2019 | 17:00 | #N/A | #N/A | Saturday | 0 | 0 | #N/A | #N/A |  | #N/A | #N/A
7/27/2019 | 18:00 | #N/A | #N/A | Saturday | 0 | 0 | #N/A | #N/A |  | #N/A | #N/A
7/27/2019 | 19:00 | #N/A | #N/A | Saturday | 0 | 0 | #N/A | #N/A |  | #N/A | #N/A
7/27/2019 | 20:00 | #N/A | #N/A | Saturday | 0 | 0 | #N/A | #N/A |  | #N/A | #N/A
7/27/2019 | 21:00 | #N/A | #N/A | Saturday | 0 | 0 | #N/A | #N/A |  | #N/A | #N/A
7/27/2019 | 22:00 | #N/A | #N/A | Saturday | 0 | 0 | #N/A | #N/A |  | #N/A | #N/A
7/27/2019 | 23:00 | #N/A | #N/A | Saturday | 0 | 0 | #N/A | #N/A |  | #N/A | #N/A
7/27/2019 | 24:00 | #N/A | #N/A | Saturday | 0 | 0 | #N/A | #N/A |  | #N/A | #N/A
7/28/2019 | 1:00 | #N/A | #N/A | Sunday | 0 | 0 | #N/A | #N/A |  | #N/A | #N/A
7/28/2019 | 2:00 | #N/A | #N/A | Sunday | 0 | 0 | #N/A | #N/A |  | #N/A | #N/A
7/28/2019 | 3:00 | #N/A | #N/A | Sunday | 0 | 0 | #N/A | #N/A |  | #N/A | #N/A
7/28/2019 | 4:00 | #N/A | #N/A | Sunday | 0 | 0 | #N/A | #N/A |  | #N/A | #N/A
7/28/2019 | 5:00 | #N/A | #N/A | Sunday | 0 | 0 | #N/A | #N/A |  | #N/A | #N/A
7/28/2019 | 6:00 | #N/A | #N/A | Sunday | 0 | 0 | #N/A | #N/A |  | #N/A | #N/A
7/28/2019 | 7:00 | #N/A | #N/A | Sunday | 0 | 0 | #N/A | #N/A |  | #N/A | #N/A
7/28/2019 | 8:00 | #N/A | #N/A | Sunday | 0 | 0 | #N/A | #N/A |  | #N/A | #N/A
7/28/2019 | 9:00 | #N/A | #N/A | Sunday | 0 | 0 | #N/A | #N/A |  | #N/A | #N/A
7/28/2019 | 10:00 | #N/A | #N/A | Sunday | 0 | 0 | #N/A | #N/A |  | #N/A | #N/A
7/28/2019 | 11:00 | #N/A | #N/A | Sunday | 0 | 0 | #N/A | #N/A |  | #N/A | #N/A
7/28/2019 | 12:00 | #N/A | #N/A | Sunday | 0 | 0 | #N/A | #N/A |  | #N/A | #N/A
7/28/2019 | 13:00 | #N/A | #N/A | Sunday | 0 | 0 | #N/A | #N/A |  | #N/A | #N/A
7/28/2019 | 14:00 | #N/A | #N/A | Sunday | 0 | 0 | #N/A | #N/A |  | #N/A | #N/A
7/28/2019 | 15:00 | #N/A | #N/A | Sunday | 0 | 0 | #N/A | #N/A |  | #N/A | #N/A
7/28/2019 | 16:00 | #N/A | #N/A | Sunday | 0 | 0 | #N/A | #N/A |  | #N/A | #N/A
7/28/2019 | 17:00 | #N/A | #N/A | Sunday | 0 | 0 | #N/A | #N/A |  | #N/A | #N/A
7/28/2019 | 18:00 | #N/A | #N/A | Sunday | 0 | 0 | #N/A | #N/A |  | #N/A | #N/A
7/28/2019 | 19:00 | #N/A | #N/A | Sunday | 0 | 0 | #N/A | #N/A |  | #N/A | #N/A
7/28/2019 | 20:00 | #N/A | #N/A | Sunday | 0 | 0 | #N/A | #N/A |  | #N/A | #N/A
7/28/2019 | 21:00 | #N/A | #N/A | Sunday | 0 | 0 | #N/A | #N/A |  | #N/A | #N/A
7/28/2019 | 22:00 | #N/A | #N/A | Sunday | 0 | 0 | #N/A | #N/A |  | #N/A | #N/A
7/28/2019 | 23:00 | #N/A | #N/A | Sunday | 0 | 0 | #N/A | #N/A |  | #N/A | #N/A
7/28/2019 | 24:00 | #N/A | #N/A | Sunday | 0 | 0 | #N/A | #N/A |  | #N/A | #N/A
7/29/2019 | 1:00 | #N/A | #N/A | Monday | 0 | 0 | #N/A | #N/A |  | #N/A | #N/A
7/29/2019 | 2:00 | #N/A | #N/A | Monday | 0 | 0 | #N/A | #N/A |  | #N/A | #N/A
7/29/2019 | 3:00 | #N/A | #N/A | Monday | 0 | 0 | #N/A | #N/A |  | #N/A | #N/A
7/29/2019 | 4:00 | #N/A | #N/A | Monday | 0 | 0 | #N/A | #N/A |  | #N/A | #N/A
7/29/2019 | 5:00 | #N/A | #N/A | Monday | 0 | 0 | #N/A | #N/A |  | #N/A | #N/A
7/29/2019 | 6:00 | #N/A | #N/A | Monday | 0 | 0 | #N/A | #N/A |  | #N/A | #N/A
7/29/2019 | 7:00 | #N/A | #N/A | Monday | 0 | 0 | #N/A | #N/A |  | #N/A | #N/A
7/29/2019 | 8:00 | #N/A | #N/A | Monday | 0 | 0 | #N/A | #N/A |  | #N/A | #N/A
7/29/2019 | 9:00 | #N/A | #N/A | Monday | 0 | 0 | #N/A | #N/A |  | #N/A | #N/A
7/29/2019 | 10:00 | #N/A | #N/A | Monday | 0 | 0 | #N/A | #N/A |  | #N/A | #N/A
7/29/2019 | 11:00 | #N/A | #N/A | Monday | 0 | 0 | #N/A | #N/A |  | #N/A | #N/A
7/29/2019 | 12:00 | #N/A | #N/A | Monday | 0 | 0 | #N/A | #N/A |  | #N/A | #N/A
7/29/2019 | 13:00 | #N/A | #N/A | Monday | 0 | 0 | #N/A | #N/A |  | #N/A | #N/A
7/29/2019 | 14:00 | #N/A | #N/A | Monday | 0 | 0 | #N/A | #N/A |  | #N/A | #N/A
7/29/2019 | 15:00 | #N/A | #N/A | Monday | 0 | 0 | #N/A | #N/A |  | #N/A | #N/A
7/29/2019 | 16:00 | #N/A | #N/A | Monday | 0 | 0 | #N/A | #N/A |  | #N/A | #N/A
7/29/2019 | 17:00 | #N/A | #N/A | Monday | 0 | 0 | #N/A | #N/A |  | #N/A | #N/A
7/29/2019 | 18:00 | #N/A | #N/A | Monday | 0 | 0 | #N/A | #N/A |  | #N/A | #N/A
7/29/2019 | 19:00 | #N/A | #N/A | Monday | 0 | 0 | #N/A | #N/A |  | #N/A | #N/A
7/29/2019 | 20:00 | #N/A | #N/A | Monday | 0 | 0 | #N/A | #N/A |  | #N/A | #N/A
7/29/2019 | 21:00 | #N/A | #N/A | Monday | 0 | 0 | #N/A | #N/A |  | #N/A | #N/A
7/29/2019 | 22:00 | #N/A | #N/A | Monday | 0 | 0 | #N/A | #N/A |  | #N/A | #N/A
7/29/2019 | 23:00 | #N/A | #N/A | Monday | 0 | 0 | #N/A | #N/A |  | #N/A | #N/A
7/29/2019 | 24:00 | #N/A | #N/A | Monday | 0 | 0 | #N/A | #N/A |  | #N/A | #N/A
7/30/2019 | 1:00 | #N/A | #N/A | Tuesday | 0 | 0 | #N/A | #N/A |  | #N/A | #N/A
7/30/2019 | 2:00 | #N/A | #N/A | Tuesday | 0 | 0 | #N/A | #N/A |  | #N/A | #N/A
7/30/2019 | 3:00 | #N/A | #N/A | Tuesday | 0 | 0 | #N/A | #N/A |  | #N/A | #N/A
7/30/2019 | 4:00 | #N/A | #N/A | Tuesday | 0 | 0 | #N/A | #N/A |  | #N/A | #N/A
7/30/2019 | 5:00 | #N/A | #N/A | Tuesday | 0 | 0 | #N/A | #N/A |  | #N/A | #N/A
7/30/2019 | 6:00 | #N/A | #N/A | Tuesday | 0 | 0 | #N/A | #N/A |  | #N/A | #N/A
7/30/2019 | 7:00 | #N/A | #N/A | Tuesday | 0 | 0 | #N/A | #N/A |  | #N/A | #N/A
7/30/2019 | 8:00 | #N/A | #N/A | Tuesday | 0 | 0 | #N/A | #N/A |  | #N/A | #N/A
7/30/2019 | 9:00 | #N/A | #N/A | Tuesday | 0 | 0 | #N/A | #N/A |  | #N/A | #N/A
7/30/2019 | 10:00 | #N/A | #N/A | Tuesday | 0 | 0 | #N/A | #N/A |  | #N/A | #N/A
7/30/2019 | 11:00 | #N/A | #N/A | Tuesday | 0 | 0 | #N/A | #N/A |  | #N/A | #N/A
7/30/2019 | 12:00 | #N/A | #N/A | Tuesday | 0 | 0 | #N/A | #N/A |  | #N/A | #N/A
7/30/2019 | 13:00 | #N/A | #N/A | Tuesday | 0 | 0 | #N/A | #N/A |  | #N/A | #N/A
7/30/2019 | 14:00 | #N/A | #N/A | Tuesday | 0 | 0 | #N/A | #N/A |  | #N/A | #N/A
7/30/2019 | 15:00 | #N/A | #N/A | Tuesday | 0 | 0 | #N/A | #N/A |  | #N/A | #N/A
7/30/2019 | 16:00 | #N/A | #N/A | Tuesday | 0 | 0 | #N/A | #N/A |  | #N/A | #N/A
7/30/2019 | 17:00 | #N/A | #N/A | Tuesday | 0 | 0 | #N/A | #N/A |  | #N/A | #N/A
7/30/2019 | 18:00 | #N/A | #N/A | Tuesday | 0 | 0 | #N/A | #N/A |  | #N/A | #N/A
7/30/2019 | 19:00 | #N/A | #N/A | Tuesday | 0 | 0 | #N/A | #N/A |  | #N/A | #N/A
7/30/2019 | 20:00 | #N/A | #N/A | Tuesday | 0 | 0 | #N/A | #N/A |  | #N/A | #N/A
7/30/2019 | 21:00 | #N/A | #N/A | Tuesday | 0 | 0 | #N/A | #N/A |  | #N/A | #N/A
7/30/2019 | 22:00 | #N/A | #N/A | Tuesday | 0 | 0 | #N/A | #N/A |  | #N/A | #N/A
7/30/2019 | 23:00 | #N/A | #N/A | Tuesday | 0 | 0 | #N/A | #N/A |  | #N/A | #N/A
7/30/2019 | 24:00 | #N/A | #N/A | Tuesday | 0 | 0 | #N/A | #N/A |  | #N/A | #N/A
7/31/2019 | 1:00 | #N/A | #N/A | Wednesday | 0 | 0 | #N/A | #N/A |  | #N/A | #N/A
7/31/2019 | 2:00 | #N/A | #N/A | Wednesday | 0 | 0 | #N/A | #N/A |  | #N/A | #N/A
7/31/2019 | 3:00 | #N/A | #N/A | Wednesday | 0 | 0 | #N/A | #N/A |  | #N/A | #N/A
7/31/2019 | 4:00 | #N/A | #N/A | Wednesday | 0 | 0 | #N/A | #N/A |  | #N/A | #N/A
7/31/2019 | 5:00 | #N/A | #N/A | Wednesday | 0 | 0 | #N/A | #N/A |  | #N/A | #N/A
7/31/2019 | 6:00 | #N/A | #N/A | Wednesday | 0 | 0 | #N/A | #N/A |  | #N/A | #N/A
7/31/2019 | 7:00 | #N/A | #N/A | Wednesday | 0 | 0 | #N/A | #N/A |  | #N/A | #N/A
7/31/2019 | 8:00 | #N/A | #N/A | Wednesday | 0 | 0 | #N/A | #N/A |  | #N/A | #N/A
7/31/2019 | 9:00 | #N/A | #N/A | Wednesday | 0 | 0 | #N/A | #N/A |  | #N/A | #N/A
7/31/2019 | 10:00 | #N/A | #N/A | Wednesday | 0 | 0 | #N/A | #N/A |  | #N/A | #N/A
7/31/2019 | 11:00 | #N/A | #N/A | Wednesday | 0 | 0 | #N/A | #N/A |  | #N/A | #N/A
7/31/2019 | 12:00 | #N/A | #N/A | Wednesday | 0 | 0 | #N/A | #N/A |  | #N/A | #N/A
7/31/2019 | 13:00 | #N/A | #N/A | Wednesday | 0 | 0 | #N/A | #N/A |  | #N/A | #N/A
7/31/2019 | 14:00 | #N/A | #N/A | Wednesday | 0 | 0 | #N/A | #N/A |  | #N/A | #N/A
7/31/2019 | 15:00 | #N/A | #N/A | Wednesday | 0 | 0 | #N/A | #N/A |  | #N/A | #N/A
7/31/2019 | 16:00 | #N/A | #N/A | Wednesday | 0 | 0 | #N/A | #N/A |  | #N/A | #N/A
7/31/2019 | 17:00 | #N/A | #N/A | Wednesday | 0 | 0 | #N/A | #N/A |  | #N/A | #N/A
7/31/2019 | 18:00 | #N/A | #N/A | Wednesday | 0 | 0 | #N/A | #N/A |  | #N/A | #N/A
7/31/2019 | 19:00 | #N/A | #N/A | Wednesday | 0 | 0 | #N/A | #N/A |  | #N/A | #N/A
7/31/2019 | 20:00 | #N/A | #N/A | Wednesday | 0 | 0 | #N/A | #N/A |  | #N/A | #N/A
7/31/2019 | 21:00 | #N/A | #N/A | Wednesday | 0 | 0 | #N/A | #N/A |  | #N/A | #N/A
7/31/2019 | 22:00 | #N/A | #N/A | Wednesday | 0 | 0 | #N/A | #N/A |  | #N/A | #N/A
7/31/2019 | 23:00 | #N/A | #N/A | Wednesday | 0 | 0 | #N/A | #N/A |  | #N/A | #N/A
7/31/2019 | 24:00 | #N/A | #N/A | Wednesday | 0 | 0 | #N/A | #N/A |  | #N/A | #N/A
8/1/2019 | 1:00 | #N/A | #N/A | Thursday | 0 | 0 | #N/A | #N/A |  | #N/A | #N/A
8/1/2019 | 2:00 | #N/A | #N/A | Thursday | 0 | 0 | #N/A | #N/A |  | #N/A | #N/A
8/1/2019 | 3:00 | #N/A | #N/A | Thursday | 0 | 0 | #N/A | #N/A |  | #N/A | #N/A
8/1/2019 | 4:00 | #N/A | #N/A | Thursday | 0 | 0 | #N/A | #N/A |  | #N/A | #N/A
8/1/2019 | 5:00 | #N/A | #N/A | Thursday | 0 | 0 | #N/A | #N/A |  | #N/A | #N/A
8/1/2019 | 6:00 | #N/A | #N/A | Thursday | 0 | 0 | #N/A | #N/A |  | #N/A | #N/A
8/1/2019 | 7:00 | #N/A | #N/A | Thursday | 0 | 0 | #N/A | #N/A |  | #N/A | #N/A
8/1/2019 | 8:00 | #N/A | #N/A | Thursday | 0 | 0 | #N/A | #N/A |  | #N/A | #N/A
8/1/2019 | 9:00 | #N/A | #N/A | Thursday | 0 | 0 | #N/A | #N/A |  | #N/A | #N/A
8/1/2019 | 10:00 | #N/A | #N/A | Thursday | 0 | 0 | #N/A | #N/A |  | #N/A | #N/A
8/1/2019 | 11:00 | #N/A | #N/A | Thursday | 0 | 0 | #N/A | #N/A |  | #N/A | #N/A
8/1/2019 | 12:00 | #N/A | #N/A | Thursday | 0 | 0 | #N/A | #N/A |  | #N/A | #N/A
8/1/2019 | 13:00 | #N/A | #N/A | Thursday | 0 | 0 | #N/A | #N/A |  | #N/A | #N/A
8/1/2019 | 14:00 | #N/A | #N/A | Thursday | 0 | 0 | #N/A | #N/A |  | #N/A | #N/A
8/1/2019 | 15:00 | #N/A | #N/A | Thursday | 0 | 0 | #N/A | #N/A |  | #N/A | #N/A
8/1/2019 | 16:00 | #N/A | #N/A | Thursday | 0 | 0 | #N/A | #N/A |  | #N/A | #N/A
8/1/2019 | 17:00 | #N/A | #N/A | Thursday | 0 | 0 | #N/A | #N/A |  | #N/A | #N/A
8/1/2019 | 18:00 | #N/A | #N/A | Thursday | 0 | 0 | #N/A | #N/A |  | #N/A | #N/A
8/1/2019 | 19:00 | #N/A | #N/A | Thursday | 0 | 0 | #N/A | #N/A |  | #N/A | #N/A
8/1/2019 | 20:00 | #N/A | #N/A | Thursday | 0 | 0 | #N/A | #N/A |  | #N/A | #N/A
8/1/2019 | 21:00 | #N/A | #N/A | Thursday | 0 | 0 | #N/A | #N/A |  | #N/A | #N/A
8/1/2019 | 22:00 | #N/A | #N/A | Thursday | 0 | 0 | #N/A | #N/A |  | #N/A | #N/A
8/1/2019 | 23:00 | #N/A | #N/A | Thursday | 0 | 0 | #N/A | #N/A |  | #N/A | #N/A
8/1/2019 | 24:00 | #N/A | #N/A | Thursday | 0 | 0 | #N/A | #N/A |  | #N/A | #N/A
8/2/2019 | 1:00 | #N/A | #N/A | Friday | 0 | 0 | #N/A | #N/A |  | #N/A | #N/A
8/2/2019 | 2:00 | #N/A | #N/A | Friday | 0 | 0 | #N/A | #N/A |  | #N/A | #N/A
8/2/2019 | 3:00 | #N/A | #N/A | Friday | 0 | 0 | #N/A | #N/A |  | #N/A | #N/A
8/2/2019 | 4:00 | #N/A | #N/A | Friday | 0 | 0 | #N/A | #N/A |  | #N/A | #N/A
8/2/2019 | 5:00 | #N/A | #N/A | Friday | 0 | 0 | #N/A | #N/A |  | #N/A | #N/A
8/2/2019 | 6:00 | #N/A | #N/A | Friday | 0 | 0 | #N/A | #N/A |  | #N/A | #N/A
8/2/2019 | 7:00 | #N/A | #N/A | Friday | 0 | 0 | #N/A | #N/A |  | #N/A | #N/A
8/2/2019 | 8:00 | #N/A | #N/A | Friday | 0 | 0 | #N/A | #N/A |  | #N/A | #N/A
8/2/2019 | 9:00 | #N/A | #N/A | Friday | 0 | 0 | #N/A | #N/A |  | #N/A | #N/A
8/2/2019 | 10:00 | #N/A | #N/A | Friday | 0 | 0 | #N/A | #N/A |  | #N/A | #N/A
8/2/2019 | 11:00 | #N/A | #N/A | Friday | 0 | 0 | #N/A | #N/A |  | #N/A | #N/A
8/2/2019 | 12:00 | #N/A | #N/A | Friday | 0 | 0 | #N/A | #N/A |  | #N/A | #N/A
8/2/2019 | 13:00 | #N/A | #N/A | Friday | 0 | 0 | #N/A | #N/A |  | #N/A | #N/A
8/2/2019 | 14:00 | #N/A | #N/A | Friday | 0 | 0 | #N/A | #N/A |  | #N/A | #N/A
8/2/2019 | 15:00 | #N/A | #N/A | Friday | 0 | 0 | #N/A | #N/A |  | #N/A | #N/A
8/2/2019 | 16:00 | #N/A | #N/A | Friday | 0 | 0 | #N/A | #N/A |  | #N/A | #N/A
8/2/2019 | 17:00 | #N/A | #N/A | Friday | 0 | 0 | #N/A | #N/A |  | #N/A | #N/A
8/2/2019 | 18:00 | #N/A | #N/A | Friday | 0 | 0 | #N/A | #N/A |  | #N/A | #N/A
8/2/2019 | 19:00 | #N/A | #N/A | Friday | 0 | 0 | #N/A | #N/A |  | #N/A | #N/A
8/2/2019 | 20:00 | #N/A | #N/A | Friday | 0 | 0 | #N/A | #N/A |  | #N/A | #N/A
8/2/2019 | 21:00 | #N/A | #N/A | Friday | 0 | 0 | #N/A | #N/A |  | #N/A | #N/A
8/2/2019 | 22:00 | #N/A | #N/A | Friday | 0 | 0 | #N/A | #N/A |  | #N/A | #N/A
8/2/2019 | 23:00 | #N/A | #N/A | Friday | 0 | 0 | #N/A | #N/A |  | #N/A | #N/A
8/2/2019 | 24:00 | #N/A | #N/A | Friday | 0 | 0 | #N/A | #N/A |  | #N/A | #N/A
8/3/2019 | 1:00 | #N/A | #N/A | Saturday | 0 | 0 | #N/A | #N/A |  | #N/A | #N/A
8/3/2019 | 2:00 | #N/A | #N/A | Saturday | 0 | 0 | #N/A | #N/A |  | #N/A | #N/A
8/3/2019 | 3:00 | #N/A | #N/A | Saturday | 0 | 0 | #N/A | #N/A |  | #N/A | #N/A
8/3/2019 | 4:00 | #N/A | #N/A | Saturday | 0 | 0 | #N/A | #N/A |  | #N/A | #N/A
8/3/2019 | 5:00 | #N/A | #N/A | Saturday | 0 | 0 | #N/A | #N/A |  | #N/A | #N/A
8/3/2019 | 6:00 | #N/A | #N/A | Saturday | 0 | 0 | #N/A | #N/A |  | #N/A | #N/A
8/3/2019 | 7:00 | #N/A | #N/A | Saturday | 0 | 0 | #N/A | #N/A |  | #N/A | #N/A
8/3/2019 | 8:00 | #N/A | #N/A | Saturday | 0 | 0 | #N/A | #N/A |  | #N/A | #N/A
8/3/2019 | 9:00 | #N/A | #N/A | Saturday | 0 | 0 | #N/A | #N/A |  | #N/A | #N/A
8/3/2019 | 10:00 | #N/A | #N/A | Saturday | 0 | 0 | #N/A | #N/A |  | #N/A | #N/A
8/3/2019 | 11:00 | #N/A | #N/A | Saturday | 0 | 0 | #N/A | #N/A |  | #N/A | #N/A
8/3/2019 | 12:00 | #N/A | #N/A | Saturday | 0 | 0 | #N/A | #N/A |  | #N/A | #N/A
8/3/2019 | 13:00 | #N/A | #N/A | Saturday | 0 | 0 | #N/A | #N/A |  | #N/A | #N/A
8/3/2019 | 14:00 | #N/A | #N/A | Saturday | 0 | 0 | #N/A | #N/A |  | #N/A | #N/A
8/3/2019 | 15:00 | #N/A | #N/A | Saturday | 0 | 0 | #N/A | #N/A |  | #N/A | #N/A
8/3/2019 | 16:00 | #N/A | #N/A | Saturday | 0 | 0 | #N/A | #N/A |  | #N/A | #N/A
8/3/2019 | 17:00 | #N/A | #N/A | Saturday | 0 | 0 | #N/A | #N/A |  | #N/A | #N/A
8/3/2019 | 18:00 | #N/A | #N/A | Saturday | 0 | 0 | #N/A | #N/A |  | #N/A | #N/A
8/3/2019 | 19:00 | #N/A | #N/A | Saturday | 0 | 0 | #N/A | #N/A |  | #N/A | #N/A
8/3/2019 | 20:00 | #N/A | #N/A | Saturday | 0 | 0 | #N/A | #N/A |  | #N/A | #N/A
8/3/2019 | 21:00 | #N/A | #N/A | Saturday | 0 | 0 | #N/A | #N/A |  | #N/A | #N/A
8/3/2019 | 22:00 | #N/A | #N/A | Saturday | 0 | 0 | #N/A | #N/A |  | #N/A | #N/A
8/3/2019 | 23:00 | #N/A | #N/A | Saturday | 0 | 0 | #N/A | #N/A |  | #N/A | #N/A
8/3/2019 | 24:00 | #N/A | #N/A | Saturday | 0 | 0 | #N/A | #N/A |  | #N/A | #N/A
8/4/2019 | 1:00 | #N/A | #N/A | Sunday | 0 | 0 | #N/A | #N/A |  | #N/A | #N/A
8/4/2019 | 2:00 | #N/A | #N/A | Sunday | 0 | 0 | #N/A | #N/A |  | #N/A | #N/A
8/4/2019 | 3:00 | #N/A | #N/A | Sunday | 0 | 0 | #N/A | #N/A |  | #N/A | #N/A
8/4/2019 | 4:00 | #N/A | #N/A | Sunday | 0 | 0 | #N/A | #N/A |  | #N/A | #N/A
8/4/2019 | 5:00 | #N/A | #N/A | Sunday | 0 | 0 | #N/A | #N/A |  | #N/A | #N/A
8/4/2019 | 6:00 | #N/A | #N/A | Sunday | 0 | 0 | #N/A | #N/A |  | #N/A | #N/A
8/4/2019 | 7:00 | #N/A | #N/A | Sunday | 0 | 0 | #N/A | #N/A |  | #N/A | #N/A
8/4/2019 | 8:00 | #N/A | #N/A | Sunday | 0 | 0 | #N/A | #N/A |  | #N/A | #N/A
8/4/2019 | 9:00 | #N/A | #N/A | Sunday | 0 | 0 | #N/A | #N/A |  | #N/A | #N/A
8/4/2019 | 10:00 | #N/A | #N/A | Sunday | 0 | 0 | #N/A | #N/A |  | #N/A | #N/A
8/4/2019 | 11:00 | #N/A | #N/A | Sunday | 0 | 0 | #N/A | #N/A |  | #N/A | #N/A
8/4/2019 | 12:00 | #N/A | #N/A | Sunday | 0 | 0 | #N/A | #N/A |  | #N/A | #N/A
8/4/2019 | 13:00 | #N/A | #N/A | Sunday | 0 | 0 | #N/A | #N/A |  | #N/A | #N/A
8/4/2019 | 14:00 | #N/A | #N/A | Sunday | 0 | 0 | #N/A | #N/A |  | #N/A | #N/A
8/4/2019 | 15:00 | #N/A | #N/A | Sunday | 0 | 0 | #N/A | #N/A |  | #N/A | #N/A
8/4/2019 | 16:00 | #N/A | #N/A | Sunday | 0 | 0 | #N/A | #N/A |  | #N/A | #N/A
8/4/2019 | 17:00 | #N/A | #N/A | Sunday | 0 | 0 | #N/A | #N/A |  | #N/A | #N/A
8/4/2019 | 18:00 | #N/A | #N/A | Sunday | 0 | 0 | #N/A | #N/A |  | #N/A | #N/A
8/4/2019 | 19:00 | #N/A | #N/A | Sunday | 0 | 0 | #N/A | #N/A |  | #N/A | #N/A
8/4/2019 | 20:00 | #N/A | #N/A | Sunday | 0 | 0 | #N/A | #N/A |  | #N/A | #N/A
8/4/2019 | 21:00 | #N/A | #N/A | Sunday | 0 | 0 | #N/A | #N/A |  | #N/A | #N/A
8/4/2019 | 22:00 | #N/A | #N/A | Sunday | 0 | 0 | #N/A | #N/A |  | #N/A | #N/A
8/4/2019 | 23:00 | #N/A | #N/A | Sunday | 0 | 0 | #N/A | #N/A |  | #N/A | #N/A
8/4/2019 | 24:00 | #N/A | #N/A | Sunday | 0 | 0 | #N/A | #N/A |  | #N/A | #N/A
8/5/2019 | 1:00 | #N/A | #N/A | Monday | 0 | 0 | #N/A | #N/A |  | #N/A | #N/A
8/5/2019 | 2:00 | #N/A | #N/A | Monday | 0 | 0 | #N/A | #N/A |  | #N/A | #N/A
8/5/2019 | 3:00 | #N/A | #N/A | Monday | 0 | 0 | #N/A | #N/A |  | #N/A | #N/A
8/5/2019 | 4:00 | #N/A | #N/A | Monday | 0 | 0 | #N/A | #N/A |  | #N/A | #N/A
8/5/2019 | 5:00 | #N/A | #N/A | Monday | 0 | 0 | #N/A | #N/A |  | #N/A | #N/A
8/5/2019 | 6:00 | #N/A | #N/A | Monday | 0 | 0 | #N/A | #N/A |  | #N/A | #N/A
8/5/2019 | 7:00 | #N/A | #N/A | Monday | 0 | 0 | #N/A | #N/A |  | #N/A | #N/A
8/5/2019 | 8:00 | #N/A | #N/A | Monday | 0 | 0 | #N/A | #N/A |  | #N/A | #N/A
8/5/2019 | 9:00 | #N/A | #N/A | Monday | 0 | 0 | #N/A | #N/A |  | #N/A | #N/A
8/5/2019 | 10:00 | #N/A | #N/A | Monday | 0 | 0 | #N/A | #N/A |  | #N/A | #N/A
8/5/2019 | 11:00 | #N/A | #N/A | Monday | 0 | 0 | #N/A | #N/A |  | #N/A | #N/A
8/5/2019 | 12:00 | #N/A | #N/A | Monday | 0 | 0 | #N/A | #N/A |  | #N/A | #N/A
8/5/2019 | 13:00 | #N/A | #N/A | Monday | 0 | 0 | #N/A | #N/A |  | #N/A | #N/A
8/5/2019 | 14:00 | #N/A | #N/A | Monday | 0 | 0 | #N/A | #N/A |  | #N/A | #N/A
8/5/2019 | 15:00 | #N/A | #N/A | Monday | 0 | 0 | #N/A | #N/A |  | #N/A | #N/A
8/5/2019 | 16:00 | #N/A | #N/A | Monday | 0 | 0 | #N/A | #N/A |  | #N/A | #N/A
8/5/2019 | 17:00 | #N/A | #N/A | Monday | 0 | 0 | #N/A | #N/A |  | #N/A | #N/A
8/5/2019 | 18:00 | #N/A | #N/A | Monday | 0 | 0 | #N/A | #N/A |  | #N/A | #N/A
8/5/2019 | 19:00 | #N/A | #N/A | Monday | 0 | 0 | #N/A | #N/A |  | #N/A | #N/A
8/5/2019 | 20:00 | #N/A | #N/A | Monday | 0 | 0 | #N/A | #N/A |  | #N/A | #N/A
8/5/2019 | 21:00 | #N/A | #N/A | Monday | 0 | 0 | #N/A | #N/A |  | #N/A | #N/A
8/5/2019 | 22:00 | #N/A | #N/A | Monday | 0 | 0 | #N/A | #N/A |  | #N/A | #N/A
8/5/2019 | 23:00 | #N/A | #N/A | Monday | 0 | 0 | #N/A | #N/A |  | #N/A | #N/A
8/5/2019 | 24:00 | #N/A | #N/A | Monday | 0 | 0 | #N/A | #N/A |  | #N/A | #N/A
8/6/2019 | 1:00 | #N/A | #N/A | Tuesday | 0 | 0 | #N/A | #N/A |  | #N/A | #N/A
8/6/2019 | 2:00 | #N/A | #N/A | Tuesday | 0 | 0 | #N/A | #N/A |  | #N/A | #N/A
8/6/2019 | 3:00 | #N/A | #N/A | Tuesday | 0 | 0 | #N/A | #N/A |  | #N/A | #N/A
8/6/2019 | 4:00 | #N/A | #N/A | Tuesday | 0 | 0 | #N/A | #N/A |  | #N/A | #N/A
8/6/2019 | 5:00 | #N/A | #N/A | Tuesday | 0 | 0 | #N/A | #N/A |  | #N/A | #N/A
8/6/2019 | 6:00 | #N/A | #N/A | Tuesday | 0 | 0 | #N/A | #N/A |  | #N/A | #N/A
8/6/2019 | 7:00 | #N/A | #N/A | Tuesday | 0 | 0 | #N/A | #N/A |  | #N/A | #N/A
8/6/2019 | 8:00 | #N/A | #N/A | Tuesday | 0 | 0 | #N/A | #N/A |  | #N/A | #N/A
8/6/2019 | 9:00 | #N/A | #N/A | Tuesday | 0 | 0 | #N/A | #N/A |  | #N/A | #N/A
8/6/2019 | 10:00 | #N/A | #N/A | Tuesday | 0 | 0 | #N/A | #N/A |  | #N/A | #N/A
8/6/2019 | 11:00 | #N/A | #N/A | Tuesday | 0 | 0 | #N/A | #N/A |  | #N/A | #N/A
8/6/2019 | 12:00 | #N/A | #N/A | Tuesday | 0 | 0 | #N/A | #N/A |  | #N/A | #N/A
8/6/2019 | 13:00 | #N/A | #N/A | Tuesday | 0 | 0 | #N/A | #N/A |  | #N/A | #N/A
8/6/2019 | 14:00 | #N/A | #N/A | Tuesday | 0 | 0 | #N/A | #N/A |  | #N/A | #N/A
8/6/2019 | 15:00 | #N/A | #N/A | Tuesday | 0 | 0 | #N/A | #N/A |  | #N/A | #N/A
8/6/2019 | 16:00 | #N/A | #N/A | Tuesday | 0 | 0 | #N/A | #N/A |  | #N/A | #N/A
8/6/2019 | 17:00 | #N/A | #N/A | Tuesday | 0 | 0 | #N/A | #N/A |  | #N/A | #N/A
8/6/2019 | 18:00 | #N/A | #N/A | Tuesday | 0 | 0 | #N/A | #N/A |  | #N/A | #N/A
8/6/2019 | 19:00 | #N/A | #N/A | Tuesday | 0 | 0 | #N/A | #N/A |  | #N/A | #N/A
8/6/2019 | 20:00 | #N/A | #N/A | Tuesday | 0 | 0 | #N/A | #N/A |  | #N/A | #N/A
8/6/2019 | 21:00 | #N/A | #N/A | Tuesday | 0 | 0 | #N/A | #N/A |  | #N/A | #N/A
8/6/2019 | 22:00 | #N/A | #N/A | Tuesday | 0 | 0 | #N/A | #N/A |  | #N/A | #N/A
8/6/2019 | 23:00 | #N/A | #N/A | Tuesday | 0 | 0 | #N/A | #N/A |  | #N/A | #N/A
8/6/2019 | 24:00 | #N/A | #N/A | Tuesday | 0 | 0 | #N/A | #N/A |  | #N/A | #N/A
8/7/2019 | 1:00 | #N/A | #N/A | Wednesday | 0 | 0 | #N/A | #N/A |  | #N/A | #N/A
8/7/2019 | 2:00 | #N/A | #N/A | Wednesday | 0 | 0 | #N/A | #N/A |  | #N/A | #N/A
8/7/2019 | 3:00 | #N/A | #N/A | Wednesday | 0 | 0 | #N/A | #N/A |  | #N/A | #N/A
8/7/2019 | 4:00 | #N/A | #N/A | Wednesday | 0 | 0 | #N/A | #N/A |  | #N/A | #N/A
8/7/2019 | 5:00 | #N/A | #N/A | Wednesday | 0 | 0 | #N/A | #N/A |  | #N/A | #N/A
8/7/2019 | 6:00 | #N/A | #N/A | Wednesday | 0 | 0 | #N/A | #N/A |  | #N/A | #N/A
8/7/2019 | 7:00 | #N/A | #N/A | Wednesday | 0 | 0 | #N/A | #N/A |  | #N/A | #N/A
8/7/2019 | 8:00 | #N/A | #N/A | Wednesday | 0 | 0 | #N/A | #N/A |  | #N/A | #N/A
8/7/2019 | 9:00 | #N/A | #N/A | Wednesday | 0 | 0 | #N/A | #N/A |  | #N/A | #N/A
8/7/2019 | 10:00 | #N/A | #N/A | Wednesday | 0 | 0 | #N/A | #N/A |  | #N/A | #N/A
8/7/2019 | 11:00 | #N/A | #N/A | Wednesday | 0 | 0 | #N/A | #N/A |  | #N/A | #N/A
8/7/2019 | 12:00 | #N/A | #N/A | Wednesday | 0 | 0 | #N/A | #N/A |  | #N/A | #N/A
8/7/2019 | 13:00 | #N/A | #N/A | Wednesday | 0 | 0 | #N/A | #N/A |  | #N/A | #N/A
8/7/2019 | 14:00 | #N/A | #N/A | Wednesday | 0 | 0 | #N/A | #N/A |  | #N/A | #N/A
8/7/2019 | 15:00 | #N/A | #N/A | Wednesday | 0 | 0 | #N/A | #N/A |  | #N/A | #N/A
8/7/2019 | 16:00 | #N/A | #N/A | Wednesday | 0 | 0 | #N/A | #N/A |  | #N/A | #N/A
8/7/2019 | 17:00 | #N/A | #N/A | Wednesday | 0 | 0 | #N/A | #N/A |  | #N/A | #N/A
8/7/2019 | 18:00 | #N/A | #N/A | Wednesday | 0 | 0 | #N/A | #N/A |  | #N/A | #N/A
8/7/2019 | 19:00 | #N/A | #N/A | Wednesday | 0 | 0 | #N/A | #N/A |  | #N/A | #N/A
8/7/2019 | 20:00 | #N/A | #N/A | Wednesday | 0 | 0 | #N/A | #N/A |  | #N/A | #N/A
8/7/2019 | 21:00 | #N/A | #N/A | Wednesday | 0 | 0 | #N/A | #N/A |  | #N/A | #N/A
8/7/2019 | 22:00 | #N/A | #N/A | Wednesday | 0 | 0 | #N/A | #N/A |  | #N/A | #N/A
8/7/2019 | 23:00 | #N/A | #N/A | Wednesday | 0 | 0 | #N/A | #N/A |  | #N/A | #N/A
8/7/2019 | 24:00 | #N/A | #N/A | Wednesday | 0 | 0 | #N/A | #N/A |  | #N/A | #N/A
8/8/2019 | 1:00 | #N/A | #N/A | Thursday | 0 | 0 | #N/A | #N/A |  | #N/A | #N/A
8/8/2019 | 2:00 | #N/A | #N/A | Thursday | 0 | 0 | #N/A | #N/A |  | #N/A | #N/A
8/8/2019 | 3:00 | #N/A | #N/A | Thursday | 0 | 0 | #N/A | #N/A |  | #N/A | #N/A
8/8/2019 | 4:00 | #N/A | #N/A | Thursday | 0 | 0 | #N/A | #N/A |  | #N/A | #N/A
8/8/2019 | 5:00 | #N/A | #N/A | Thursday | 0 | 0 | #N/A | #N/A |  | #N/A | #N/A
8/8/2019 | 6:00 | #N/A | #N/A | Thursday | 0 | 0 | #N/A | #N/A |  | #N/A | #N/A
8/8/2019 | 7:00 | #N/A | #N/A | Thursday | 0 | 0 | #N/A | #N/A |  | #N/A | #N/A
8/8/2019 | 8:00 | #N/A | #N/A | Thursday | 0 | 0 | #N/A | #N/A |  | #N/A | #N/A
8/8/2019 | 9:00 | #N/A | #N/A | Thursday | 0 | 0 | #N/A | #N/A |  | #N/A | #N/A
8/8/2019 | 10:00 | #N/A | #N/A | Thursday | 0 | 0 | #N/A | #N/A |  | #N/A | #N/A
8/8/2019 | 11:00 | #N/A | #N/A | Thursday | 0 | 0 | #N/A | #N/A |  | #N/A | #N/A
8/8/2019 | 12:00 | #N/A | #N/A | Thursday | 0 | 0 | #N/A | #N/A |  | #N/A | #N/A
8/8/2019 | 13:00 | #N/A | #N/A | Thursday | 0 | 0 | #N/A | #N/A |  | #N/A | #N/A
8/8/2019 | 14:00 | #N/A | #N/A | Thursday | 0 | 0 | #N/A | #N/A |  | #N/A | #N/A
8/8/2019 | 15:00 | #N/A | #N/A | Thursday | 0 | 0 | #N/A | #N/A |  | #N/A | #N/A
8/8/2019 | 16:00 | #N/A | #N/A | Thursday | 0 | 0 | #N/A | #N/A |  | #N/A | #N/A
8/8/2019 | 17:00 | #N/A | #N/A | Thursday | 0 | 0 | #N/A | #N/A |  | #N/A | #N/A
8/8/2019 | 18:00 | #N/A | #N/A | Thursday | 0 | 0 | #N/A | #N/A |  | #N/A | #N/A
8/8/2019 | 19:00 | #N/A | #N/A | Thursday | 0 | 0 | #N/A | #N/A |  | #N/A | #N/A
8/8/2019 | 20:00 | #N/A | #N/A | Thursday | 0 | 0 | #N/A | #N/A |  | #N/A | #N/A
8/8/2019 | 21:00 | #N/A | #N/A | Thursday | 0 | 0 | #N/A | #N/A |  | #N/A | #N/A
8/8/2019 | 22:00 | #N/A | #N/A | Thursday | 0 | 0 | #N/A | #N/A |  | #N/A | #N/A
8/8/2019 | 23:00 | #N/A | #N/A | Thursday | 0 | 0 | #N/A | #N/A |  | #N/A | #N/A
8/8/2019 | 24:00 | #N/A | #N/A | Thursday | 0 | 0 | #N/A | #N/A |  | #N/A | #N/A
8/9/2019 | 1:00 | #N/A | #N/A | Friday | 0 | 0 | #N/A | #N/A |  | #N/A | #N/A
8/9/2019 | 2:00 | #N/A | #N/A | Friday | 0 | 0 | #N/A | #N/A |  | #N/A | #N/A
8/9/2019 | 3:00 | #N/A | #N/A | Friday | 0 | 0 | #N/A | #N/A |  | #N/A | #N/A
8/9/2019 | 4:00 | #N/A | #N/A | Friday | 0 | 0 | #N/A | #N/A |  | #N/A | #N/A
8/9/2019 | 5:00 | #N/A | #N/A | Friday | 0 | 0 | #N/A | #N/A |  | #N/A | #N/A
8/9/2019 | 6:00 | #N/A | #N/A | Friday | 0 | 0 | #N/A | #N/A |  | #N/A | #N/A
8/9/2019 | 7:00 | #N/A | #N/A | Friday | 0 | 0 | #N/A | #N/A |  | #N/A | #N/A
8/9/2019 | 8:00 | #N/A | #N/A | Friday | 0 | 0 | #N/A | #N/A |  | #N/A | #N/A
8/9/2019 | 9:00 | #N/A | #N/A | Friday | 0 | 0 | #N/A | #N/A |  | #N/A | #N/A
8/9/2019 | 10:00 | #N/A | #N/A | Friday | 0 | 0 | #N/A | #N/A |  | #N/A | #N/A
8/9/2019 | 11:00 | #N/A | #N/A | Friday | 0 | 0 | #N/A | #N/A |  | #N/A | #N/A
8/9/2019 | 12:00 | #N/A | #N/A | Friday | 0 | 0 | #N/A | #N/A |  | #N/A | #N/A
8/9/2019 | 13:00 | #N/A | #N/A | Friday | 0 | 0 | #N/A | #N/A |  | #N/A | #N/A
8/9/2019 | 14:00 | #N/A | #N/A | Friday | 0 | 0 | #N/A | #N/A |  | #N/A | #N/A
8/9/2019 | 15:00 | #N/A | #N/A | Friday | 0 | 0 | #N/A | #N/A |  | #N/A | #N/A
8/9/2019 | 16:00 | #N/A | #N/A | Friday | 0 | 0 | #N/A | #N/A |  | #N/A | #N/A
8/9/2019 | 17:00 | #N/A | #N/A | Friday | 0 | 0 | #N/A | #N/A |  | #N/A | #N/A
8/9/2019 | 18:00 | #N/A | #N/A | Friday | 0 | 0 | #N/A | #N/A |  | #N/A | #N/A
8/9/2019 | 19:00 | #N/A | #N/A | Friday | 0 | 0 | #N/A | #N/A |  | #N/A | #N/A
8/9/2019 | 20:00 | #N/A | #N/A | Friday | 0 | 0 | #N/A | #N/A |  | #N/A | #N/A
8/9/2019 | 21:00 | #N/A | #N/A | Friday | 0 | 0 | #N/A | #N/A |  | #N/A | #N/A
8/9/2019 | 22:00 | #N/A | #N/A | Friday | 0 | 0 | #N/A | #N/A |  | #N/A | #N/A
8/9/2019 | 23:00 | #N/A | #N/A | Friday | 0 | 0 | #N/A | #N/A |  | #N/A | #N/A
8/9/2019 | 24:00 | #N/A | #N/A | Friday | 0 | 0 | #N/A | #N/A |  | #N/A | #N/A
8/10/2019 | 1:00 | #N/A | #N/A | Saturday | 0 | 0 | #N/A | #N/A |  | #N/A | #N/A
8/10/2019 | 2:00 | #N/A | #N/A | Saturday | 0 | 0 | #N/A | #N/A |  | #N/A | #N/A
8/10/2019 | 3:00 | #N/A | #N/A | Saturday | 0 | 0 | #N/A | #N/A |  | #N/A | #N/A
8/10/2019 | 4:00 | #N/A | #N/A | Saturday | 0 | 0 | #N/A | #N/A |  | #N/A | #N/A
8/10/2019 | 5:00 | #N/A | #N/A | Saturday | 0 | 0 | #N/A | #N/A |  | #N/A | #N/A
8/10/2019 | 6:00 | #N/A | #N/A | Saturday | 0 | 0 | #N/A | #N/A |  | #N/A | #N/A
8/10/2019 | 7:00 | #N/A | #N/A | Saturday | 0 | 0 | #N/A | #N/A |  | #N/A | #N/A
8/10/2019 | 8:00 | #N/A | #N/A | Saturday | 0 | 0 | #N/A | #N/A |  | #N/A | #N/A
8/10/2019 | 9:00 | #N/A | #N/A | Saturday | 0 | 0 | #N/A | #N/A |  | #N/A | #N/A
8/10/2019 | 10:00 | #N/A | #N/A | Saturday | 0 | 0 | #N/A | #N/A |  | #N/A | #N/A
8/10/2019 | 11:00 | #N/A | #N/A | Saturday | 0 | 0 | #N/A | #N/A |  | #N/A | #N/A
8/10/2019 | 12:00 | #N/A | #N/A | Saturday | 0 | 0 | #N/A | #N/A |  | #N/A | #N/A
8/10/2019 | 13:00 | #N/A | #N/A | Saturday | 0 | 0 | #N/A | #N/A |  | #N/A | #N/A
8/10/2019 | 14:00 | #N/A | #N/A | Saturday | 0 | 0 | #N/A | #N/A |  | #N/A | #N/A
8/10/2019 | 15:00 | #N/A | #N/A | Saturday | 0 | 0 | #N/A | #N/A |  | #N/A | #N/A
8/10/2019 | 16:00 | #N/A | #N/A | Saturday | 0 | 0 | #N/A | #N/A |  | #N/A | #N/A
8/10/2019 | 17:00 | #N/A | #N/A | Saturday | 0 | 0 | #N/A | #N/A |  | #N/A | #N/A
8/10/2019 | 18:00 | #N/A | #N/A | Saturday | 0 | 0 | #N/A | #N/A |  | #N/A | #N/A
8/10/2019 | 19:00 | #N/A | #N/A | Saturday | 0 | 0 | #N/A | #N/A |  | #N/A | #N/A
8/10/2019 | 20:00 | #N/A | #N/A | Saturday | 0 | 0 | #N/A | #N/A |  | #N/A | #N/A
8/10/2019 | 21:00 | #N/A | #N/A | Saturday | 0 | 0 | #N/A | #N/A |  | #N/A | #N/A
8/10/2019 | 22:00 | #N/A | #N/A | Saturday | 0 | 0 | #N/A | #N/A |  | #N/A | #N/A
8/10/2019 | 23:00 | #N/A | #N/A | Saturday | 0 | 0 | #N/A | #N/A |  | #N/A | #N/A
8/10/2019 | 24:00 | #N/A | #N/A | Saturday | 0 | 0 | #N/A | #N/A |  | #N/A | #N/A
8/11/2019 | 1:00 | #N/A | #N/A | Sunday | 0 | 0 | #N/A | #N/A |  | #N/A | #N/A
8/11/2019 | 2:00 | #N/A | #N/A | Sunday | 0 | 0 | #N/A | #N/A |  | #N/A | #N/A
8/11/2019 | 3:00 | #N/A | #N/A | Sunday | 0 | 0 | #N/A | #N/A |  | #N/A | #N/A
8/11/2019 | 4:00 | #N/A | #N/A | Sunday | 0 | 0 | #N/A | #N/A |  | #N/A | #N/A
8/11/2019 | 5:00 | #N/A | #N/A | Sunday | 0 | 0 | #N/A | #N/A |  | #N/A | #N/A
8/11/2019 | 6:00 | #N/A | #N/A | Sunday | 0 | 0 | #N/A | #N/A |  | #N/A | #N/A
8/11/2019 | 7:00 | #N/A | #N/A | Sunday | 0 | 0 | #N/A | #N/A |  | #N/A | #N/A
8/11/2019 | 8:00 | #N/A | #N/A | Sunday | 0 | 0 | #N/A | #N/A |  | #N/A | #N/A
8/11/2019 | 9:00 | #N/A | #N/A | Sunday | 0 | 0 | #N/A | #N/A |  | #N/A | #N/A
8/11/2019 | 10:00 | #N/A | #N/A | Sunday | 0 | 0 | #N/A | #N/A |  | #N/A | #N/A
8/11/2019 | 11:00 | #N/A | #N/A | Sunday | 0 | 0 | #N/A | #N/A |  | #N/A | #N/A
8/11/2019 | 12:00 | #N/A | #N/A | Sunday | 0 | 0 | #N/A | #N/A |  | #N/A | #N/A
8/11/2019 | 13:00 | #N/A | #N/A | Sunday | 0 | 0 | #N/A | #N/A |  | #N/A | #N/A
8/11/2019 | 14:00 | #N/A | #N/A | Sunday | 0 | 0 | #N/A | #N/A |  | #N/A | #N/A
8/11/2019 | 15:00 | #N/A | #N/A | Sunday | 0 | 0 | #N/A | #N/A |  | #N/A | #N/A
8/11/2019 | 16:00 | #N/A | #N/A | Sunday | 0 | 0 | #N/A | #N/A |  | #N/A | #N/A
8/11/2019 | 17:00 | #N/A | #N/A | Sunday | 0 | 0 | #N/A | #N/A |  | #N/A | #N/A
8/11/2019 | 18:00 | #N/A | #N/A | Sunday | 0 | 0 | #N/A | #N/A |  | #N/A | #N/A
8/11/2019 | 19:00 | #N/A | #N/A | Sunday | 0 | 0 | #N/A | #N/A |  | #N/A | #N/A
8/11/2019 | 20:00 | #N/A | #N/A | Sunday | 0 | 0 | #N/A | #N/A |  | #N/A | #N/A
8/11/2019 | 21:00 | #N/A | #N/A | Sunday | 0 | 0 | #N/A | #N/A |  | #N/A | #N/A
8/11/2019 | 22:00 | #N/A | #N/A | Sunday | 0 | 0 | #N/A | #N/A |  | #N/A | #N/A
8/11/2019 | 23:00 | #N/A | #N/A | Sunday | 0 | 0 | #N/A | #N/A |  | #N/A | #N/A
8/11/2019 | 24:00 | #N/A | #N/A | Sunday | 0 | 0 | #N/A | #N/A |  | #N/A | #N/A
8/12/2019 | 1:00 | #N/A | #N/A | Monday | 0 | 0 | #N/A | #N/A |  | #N/A | #N/A
8/12/2019 | 2:00 | #N/A | #N/A | Monday | 0 | 0 | #N/A | #N/A |  | #N/A | #N/A
8/12/2019 | 3:00 | #N/A | #N/A | Monday | 0 | 0 | #N/A | #N/A |  | #N/A | #N/A
8/12/2019 | 4:00 | #N/A | #N/A | Monday | 0 | 0 | #N/A | #N/A |  | #N/A | #N/A
8/12/2019 | 5:00 | #N/A | #N/A | Monday | 0 | 0 | #N/A | #N/A |  | #N/A | #N/A
8/12/2019 | 6:00 | #N/A | #N/A | Monday | 0 | 0 | #N/A | #N/A |  | #N/A | #N/A
8/12/2019 | 7:00 | #N/A | #N/A | Monday | 0 | 0 | #N/A | #N/A |  | #N/A | #N/A
8/12/2019 | 8:00 | #N/A | #N/A | Monday | 0 | 0 | #N/A | #N/A |  | #N/A | #N/A
8/12/2019 | 9:00 | #N/A | #N/A | Monday | 0 | 0 | #N/A | #N/A |  | #N/A | #N/A
8/12/2019 | 10:00 | #N/A | #N/A | Monday | 0 | 0 | #N/A | #N/A |  | #N/A | #N/A
8/12/2019 | 11:00 | #N/A | #N/A | Monday | 0 | 0 | #N/A | #N/A |  | #N/A | #N/A
8/12/2019 | 12:00 | #N/A | #N/A | Monday | 0 | 0 | #N/A | #N/A |  | #N/A | #N/A
8/12/2019 | 13:00 | #N/A | #N/A | Monday | 0 | 0 | #N/A | #N/A |  | #N/A | #N/A
8/12/2019 | 14:00 | #N/A | #N/A | Monday | 0 | 0 | #N/A | #N/A |  | #N/A | #N/A
8/12/2019 | 15:00 | #N/A | #N/A | Monday | 0 | 0 | #N/A | #N/A |  | #N/A | #N/A
8/12/2019 | 16:00 | #N/A | #N/A | Monday | 0 | 0 | #N/A | #N/A |  | #N/A | #N/A
8/12/2019 | 17:00 | #N/A | #N/A | Monday | 0 | 0 | #N/A | #N/A |  | #N/A | #N/A
8/12/2019 | 18:00 | #N/A | #N/A | Monday | 0 | 0 | #N/A | #N/A |  | #N/A | #N/A
8/12/2019 | 19:00 | #N/A | #N/A | Monday | 0 | 0 | #N/A | #N/A |  | #N/A | #N/A
8/12/2019 | 20:00 | #N/A | #N/A | Monday | 0 | 0 | #N/A | #N/A |  | #N/A | #N/A
8/12/2019 | 21:00 | #N/A | #N/A | Monday | 0 | 0 | #N/A | #N/A |  | #N/A | #N/A
8/12/2019 | 22:00 | #N/A | #N/A | Monday | 0 | 0 | #N/A | #N/A |  | #N/A | #N/A
8/12/2019 | 23:00 | #N/A | #N/A | Monday | 0 | 0 | #N/A | #N/A |  | #N/A | #N/A
8/12/2019 | 24:00 | #N/A | #N/A | Monday | 0 | 0 | #N/A | #N/A |  | #N/A | #N/A
8/13/2019 | 1:00 | #N/A | #N/A | Tuesday | 0 | 0 | #N/A | #N/A |  | #N/A | #N/A
8/13/2019 | 2:00 | #N/A | #N/A | Tuesday | 0 | 0 | #N/A | #N/A |  | #N/A | #N/A
8/13/2019 | 3:00 | #N/A | #N/A | Tuesday | 0 | 0 | #N/A | #N/A |  | #N/A | #N/A
8/13/2019 | 4:00 | #N/A | #N/A | Tuesday | 0 | 0 | #N/A | #N/A |  | #N/A | #N/A
8/13/2019 | 5:00 | #N/A | #N/A | Tuesday | 0 | 0 | #N/A | #N/A |  | #N/A | #N/A
8/13/2019 | 6:00 | #N/A | #N/A | Tuesday | 0 | 0 | #N/A | #N/A |  | #N/A | #N/A
8/13/2019 | 7:00 | #N/A | #N/A | Tuesday | 0 | 0 | #N/A | #N/A |  | #N/A | #N/A
8/13/2019 | 8:00 | #N/A | #N/A | Tuesday | 0 | 0 | #N/A | #N/A |  | #N/A | #N/A
8/13/2019 | 9:00 | #N/A | #N/A | Tuesday | 0 | 0 | #N/A | #N/A |  | #N/A | #N/A
8/13/2019 | 10:00 | #N/A | #N/A | Tuesday | 0 | 0 | #N/A | #N/A |  | #N/A | #N/A
8/13/2019 | 11:00 | #N/A | #N/A | Tuesday | 0 | 0 | #N/A | #N/A |  | #N/A | #N/A
8/13/2019 | 12:00 | #N/A | #N/A | Tuesday | 0 | 0 | #N/A | #N/A |  | #N/A | #N/A
8/13/2019 | 13:00 | #N/A | #N/A | Tuesday | 0 | 0 | #N/A | #N/A |  | #N/A | #N/A
8/13/2019 | 14:00 | #N/A | #N/A | Tuesday | 0 | 0 | #N/A | #N/A |  | #N/A | #N/A
8/13/2019 | 15:00 | #N/A | #N/A | Tuesday | 0 | 0 | #N/A | #N/A |  | #N/A | #N/A
8/13/2019 | 16:00 | #N/A | #N/A | Tuesday | 0 | 0 | #N/A | #N/A |  | #N/A | #N/A
8/13/2019 | 17:00 | #N/A | #N/A | Tuesday | 0 | 0 | #N/A | #N/A |  | #N/A | #N/A
8/13/2019 | 18:00 | #N/A | #N/A | Tuesday | 0 | 0 | #N/A | #N/A |  | #N/A | #N/A
8/13/2019 | 19:00 | #N/A | #N/A | Tuesday | 0 | 0 | #N/A | #N/A |  | #N/A | #N/A
8/13/2019 | 20:00 | #N/A | #N/A | Tuesday | 0 | 0 | #N/A | #N/A |  | #N/A | #N/A
8/13/2019 | 21:00 | #N/A | #N/A | Tuesday | 0 | 0 | #N/A | #N/A |  | #N/A | #N/A
8/13/2019 | 22:00 | #N/A | #N/A | Tuesday | 0 | 0 | #N/A | #N/A |  | #N/A | #N/A
8/13/2019 | 23:00 | #N/A | #N/A | Tuesday | 0 | 0 | #N/A | #N/A |  | #N/A | #N/A
8/13/2019 | 24:00 | #N/A | #N/A | Tuesday | 0 | 0 | #N/A | #N/A |  | #N/A | #N/A
8/14/2019 | 1:00 | #N/A | #N/A | Wednesday | 0 | 0 | #N/A | #N/A |  | #N/A | #N/A
8/14/2019 | 2:00 | #N/A | #N/A | Wednesday | 0 | 0 | #N/A | #N/A |  | #N/A | #N/A
8/14/2019 | 3:00 | #N/A | #N/A | Wednesday | 0 | 0 | #N/A | #N/A |  | #N/A | #N/A
8/14/2019 | 4:00 | #N/A | #N/A | Wednesday | 0 | 0 | #N/A | #N/A |  | #N/A | #N/A
8/14/2019 | 5:00 | #N/A | #N/A | Wednesday | 0 | 0 | #N/A | #N/A |  | #N/A | #N/A
8/14/2019 | 6:00 | #N/A | #N/A | Wednesday | 0 | 0 | #N/A | #N/A |  | #N/A | #N/A
8/14/2019 | 7:00 | #N/A | #N/A | Wednesday | 0 | 0 | #N/A | #N/A |  | #N/A | #N/A
8/14/2019 | 8:00 | #N/A | #N/A | Wednesday | 0 | 0 | #N/A | #N/A |  | #N/A | #N/A
8/14/2019 | 9:00 | #N/A | #N/A | Wednesday | 0 | 0 | #N/A | #N/A |  | #N/A | #N/A
8/14/2019 | 10:00 | #N/A | #N/A | Wednesday | 0 | 0 | #N/A | #N/A |  | #N/A | #N/A
8/14/2019 | 11:00 | #N/A | #N/A | Wednesday | 0 | 0 | #N/A | #N/A |  | #N/A | #N/A
8/14/2019 | 12:00 | #N/A | #N/A | Wednesday | 0 | 0 | #N/A | #N/A |  | #N/A | #N/A
8/14/2019 | 13:00 | #N/A | #N/A | Wednesday | 0 | 0 | #N/A | #N/A |  | #N/A | #N/A
8/14/2019 | 14:00 | #N/A | #N/A | Wednesday | 0 | 0 | #N/A | #N/A |  | #N/A | #N/A
8/14/2019 | 15:00 | #N/A | #N/A | Wednesday | 0 | 0 | #N/A | #N/A |  | #N/A | #N/A
8/14/2019 | 16:00 | #N/A | #N/A | Wednesday | 0 | 0 | #N/A | #N/A |  | #N/A | #N/A
8/14/2019 | 17:00 | #N/A | #N/A | Wednesday | 0 | 0 | #N/A | #N/A |  | #N/A | #N/A
8/14/2019 | 18:00 | #N/A | #N/A | Wednesday | 0 | 0 | #N/A | #N/A |  | #N/A | #N/A
8/14/2019 | 19:00 | #N/A | #N/A | Wednesday | 0 | 0 | #N/A | #N/A |  | #N/A | #N/A
8/14/2019 | 20:00 | #N/A | #N/A | Wednesday | 0 | 0 | #N/A | #N/A |  | #N/A | #N/A
8/14/2019 | 21:00 | #N/A | #N/A | Wednesday | 0 | 0 | #N/A | #N/A |  | #N/A | #N/A
8/14/2019 | 22:00 | #N/A | #N/A | Wednesday | 0 | 0 | #N/A | #N/A |  | #N/A | #N/A
8/14/2019 | 23:00 | #N/A | #N/A | Wednesday | 0 | 0 | #N/A | #N/A |  | #N/A | #N/A
8/14/2019 | 24:00 | #N/A | #N/A | Wednesday | 0 | 0 | #N/A | #N/A |  | #N/A | #N/A
8/15/2019 | 1:00 | #N/A | #N/A | Thursday | 0 | 0 | #N/A | #N/A |  | #N/A | #N/A
8/15/2019 | 2:00 | #N/A | #N/A | Thursday | 0 | 0 | #N/A | #N/A |  | #N/A | #N/A
8/15/2019 | 3:00 | #N/A | #N/A | Thursday | 0 | 0 | #N/A | #N/A |  | #N/A | #N/A
8/15/2019 | 4:00 | #N/A | #N/A | Thursday | 0 | 0 | #N/A | #N/A |  | #N/A | #N/A
8/15/2019 | 5:00 | #N/A | #N/A | Thursday | 0 | 0 | #N/A | #N/A |  | #N/A | #N/A
8/15/2019 | 6:00 | #N/A | #N/A | Thursday | 0 | 0 | #N/A | #N/A |  | #N/A | #N/A
8/15/2019 | 7:00 | #N/A | #N/A | Thursday | 0 | 0 | #N/A | #N/A |  | #N/A | #N/A
8/15/2019 | 8:00 | #N/A | #N/A | Thursday | 0 | 0 | #N/A | #N/A |  | #N/A | #N/A
8/15/2019 | 9:00 | #N/A | #N/A | Thursday | 0 | 0 | #N/A | #N/A |  | #N/A | #N/A
8/15/2019 | 10:00 | #N/A | #N/A | Thursday | 0 | 0 | #N/A | #N/A |  | #N/A | #N/A
8/15/2019 | 11:00 | #N/A | #N/A | Thursday | 0 | 0 | #N/A | #N/A |  | #N/A | #N/A
8/15/2019 | 12:00 | #N/A | #N/A | Thursday | 0 | 0 | #N/A | #N/A |  | #N/A | #N/A
8/15/2019 | 13:00 | #N/A | #N/A | Thursday | 0 | 0 | #N/A | #N/A |  | #N/A | #N/A
8/15/2019 | 14:00 | #N/A | #N/A | Thursday | 0 | 0 | #N/A | #N/A |  | #N/A | #N/A
8/15/2019 | 15:00 | #N/A | #N/A | Thursday | 0 | 0 | #N/A | #N/A |  | #N/A | #N/A
8/15/2019 | 16:00 | #N/A | #N/A | Thursday | 0 | 0 | #N/A | #N/A |  | #N/A | #N/A
8/15/2019 | 17:00 | #N/A | #N/A | Thursday | 0 | 0 | #N/A | #N/A |  | #N/A | #N/A
8/15/2019 | 18:00 | #N/A | #N/A | Thursday | 0 | 0 | #N/A | #N/A |  | #N/A | #N/A
8/15/2019 | 19:00 | #N/A | #N/A | Thursday | 0 | 0 | #N/A | #N/A |  | #N/A | #N/A
8/15/2019 | 20:00 | #N/A | #N/A | Thursday | 0 | 0 | #N/A | #N/A |  | #N/A | #N/A
8/15/2019 | 21:00 | #N/A | #N/A | Thursday | 0 | 0 | #N/A | #N/A |  | #N/A | #N/A
8/15/2019 | 22:00 | #N/A | #N/A | Thursday | 0 | 0 | #N/A | #N/A |  | #N/A | #N/A
8/15/2019 | 23:00 | #N/A | #N/A | Thursday | 0 | 0 | #N/A | #N/A |  | #N/A | #N/A
8/15/2019 | 24:00 | #N/A | #N/A | Thursday | 0 | 0 | #N/A | #N/A |  | #N/A | #N/A
8/16/2019 | 1:00 | #N/A | #N/A | Friday | 0 | 0 | #N/A | #N/A |  | #N/A | #N/A
8/16/2019 | 2:00 | #N/A | #N/A | Friday | 0 | 0 | #N/A | #N/A |  | #N/A | #N/A
8/16/2019 | 3:00 | #N/A | #N/A | Friday | 0 | 0 | #N/A | #N/A |  | #N/A | #N/A
8/16/2019 | 4:00 | #N/A | #N/A | Friday | 0 | 0 | #N/A | #N/A |  | #N/A | #N/A
8/16/2019 | 5:00 | #N/A | #N/A | Friday | 0 | 0 | #N/A | #N/A |  | #N/A | #N/A
8/16/2019 | 6:00 | #N/A | #N/A | Friday | 0 | 0 | #N/A | #N/A |  | #N/A | #N/A
8/16/2019 | 7:00 | #N/A | #N/A | Friday | 0 | 0 | #N/A | #N/A |  | #N/A | #N/A
8/16/2019 | 8:00 | #N/A | #N/A | Friday | 0 | 0 | #N/A | #N/A |  | #N/A | #N/A
8/16/2019 | 9:00 | #N/A | #N/A | Friday | 0 | 0 | #N/A | #N/A |  | #N/A | #N/A
8/16/2019 | 10:00 | #N/A | #N/A | Friday | 0 | 0 | #N/A | #N/A |  | #N/A | #N/A
8/16/2019 | 11:00 | #N/A | #N/A | Friday | 0 | 0 | #N/A | #N/A |  | #N/A | #N/A
8/16/2019 | 12:00 | #N/A | #N/A | Friday | 0 | 0 | #N/A | #N/A |  | #N/A | #N/A
8/16/2019 | 13:00 | #N/A | #N/A | Friday | 0 | 0 | #N/A | #N/A |  | #N/A | #N/A
8/16/2019 | 14:00 | #N/A | #N/A | Friday | 0 | 0 | #N/A | #N/A |  | #N/A | #N/A
8/16/2019 | 15:00 | #N/A | #N/A | Friday | 0 | 0 | #N/A | #N/A |  | #N/A | #N/A
8/16/2019 | 16:00 | #N/A | #N/A | Friday | 0 | 0 | #N/A | #N/A |  | #N/A | #N/A
8/16/2019 | 17:00 | #N/A | #N/A | Friday | 0 | 0 | #N/A | #N/A |  | #N/A | #N/A
8/16/2019 | 18:00 | #N/A | #N/A | Friday | 0 | 0 | #N/A | #N/A |  | #N/A | #N/A
8/16/2019 | 19:00 | #N/A | #N/A | Friday | 0 | 0 | #N/A | #N/A |  | #N/A | #N/A
8/16/2019 | 20:00 | #N/A | #N/A | Friday | 0 | 0 | #N/A | #N/A |  | #N/A | #N/A
8/16/2019 | 21:00 | #N/A | #N/A | Friday | 0 | 0 | #N/A | #N/A |  | #N/A | #N/A
8/16/2019 | 22:00 | #N/A | #N/A | Friday | 0 | 0 | #N/A | #N/A |  | #N/A | #N/A
8/16/2019 | 23:00 | #N/A | #N/A | Friday | 0 | 0 | #N/A | #N/A |  | #N/A | #N/A
8/16/2019 | 24:00 | #N/A | #N/A | Friday | 0 | 0 | #N/A | #N/A |  | #N/A | #N/A
8/17/2019 | 1:00 | #N/A | #N/A | Saturday | 0 | 0 | #N/A | #N/A |  | #N/A | #N/A
8/17/2019 | 2:00 | #N/A | #N/A | Saturday | 0 | 0 | #N/A | #N/A |  | #N/A | #N/A
8/17/2019 | 3:00 | #N/A | #N/A | Saturday | 0 | 0 | #N/A | #N/A |  | #N/A | #N/A
8/17/2019 | 4:00 | #N/A | #N/A | Saturday | 0 | 0 | #N/A | #N/A |  | #N/A | #N/A
8/17/2019 | 5:00 | #N/A | #N/A | Saturday | 0 | 0 | #N/A | #N/A |  | #N/A | #N/A
8/17/2019 | 6:00 | #N/A | #N/A | Saturday | 0 | 0 | #N/A | #N/A |  | #N/A | #N/A
8/17/2019 | 7:00 | #N/A | #N/A | Saturday | 0 | 0 | #N/A | #N/A |  | #N/A | #N/A
8/17/2019 | 8:00 | #N/A | #N/A | Saturday | 0 | 0 | #N/A | #N/A |  | #N/A | #N/A
8/17/2019 | 9:00 | #N/A | #N/A | Saturday | 0 | 0 | #N/A | #N/A |  | #N/A | #N/A
8/17/2019 | 10:00 | #N/A | #N/A | Saturday | 0 | 0 | #N/A | #N/A |  | #N/A | #N/A
8/17/2019 | 11:00 | #N/A | #N/A | Saturday | 0 | 0 | #N/A | #N/A |  | #N/A | #N/A
8/17/2019 | 12:00 | #N/A | #N/A | Saturday | 0 | 0 | #N/A | #N/A |  | #N/A | #N/A
8/17/2019 | 13:00 | #N/A | #N/A | Saturday | 0 | 0 | #N/A | #N/A |  | #N/A | #N/A
8/17/2019 | 14:00 | #N/A | #N/A | Saturday | 0 | 0 | #N/A | #N/A |  | #N/A | #N/A
8/17/2019 | 15:00 | #N/A | #N/A | Saturday | 0 | 0 | #N/A | #N/A |  | #N/A | #N/A
8/17/2019 | 16:00 | #N/A | #N/A | Saturday | 0 | 0 | #N/A | #N/A |  | #N/A | #N/A
8/17/2019 | 17:00 | #N/A | #N/A | Saturday | 0 | 0 | #N/A | #N/A |  | #N/A | #N/A
8/17/2019 | 18:00 | #N/A | #N/A | Saturday | 0 | 0 | #N/A | #N/A |  | #N/A | #N/A
8/17/2019 | 19:00 | #N/A | #N/A | Saturday | 0 | 0 | #N/A | #N/A |  | #N/A | #N/A
8/17/2019 | 20:00 | #N/A | #N/A | Saturday | 0 | 0 | #N/A | #N/A |  | #N/A | #N/A
8/17/2019 | 21:00 | #N/A | #N/A | Saturday | 0 | 0 | #N/A | #N/A |  | #N/A | #N/A
8/17/2019 | 22:00 | #N/A | #N/A | Saturday | 0 | 0 | #N/A | #N/A |  | #N/A | #N/A
8/17/2019 | 23:00 | #N/A | #N/A | Saturday | 0 | 0 | #N/A | #N/A |  | #N/A | #N/A
8/17/2019 | 24:00 | #N/A | #N/A | Saturday | 0 | 0 | #N/A | #N/A |  | #N/A | #N/A
8/18/2019 | 1:00 | #N/A | #N/A | Sunday | 0 | 0 | #N/A | #N/A |  | #N/A | #N/A
8/18/2019 | 2:00 | #N/A | #N/A | Sunday | 0 | 0 | #N/A | #N/A |  | #N/A | #N/A
8/18/2019 | 3:00 | #N/A | #N/A | Sunday | 0 | 0 | #N/A | #N/A |  | #N/A | #N/A
8/18/2019 | 4:00 | #N/A | #N/A | Sunday | 0 | 0 | #N/A | #N/A |  | #N/A | #N/A
8/18/2019 | 5:00 | #N/A | #N/A | Sunday | 0 | 0 | #N/A | #N/A |  | #N/A | #N/A
8/18/2019 | 6:00 | #N/A | #N/A | Sunday | 0 | 0 | #N/A | #N/A |  | #N/A | #N/A
8/18/2019 | 7:00 | #N/A | #N/A | Sunday | 0 | 0 | #N/A | #N/A |  | #N/A | #N/A
8/18/2019 | 8:00 | #N/A | #N/A | Sunday | 0 | 0 | #N/A | #N/A |  | #N/A | #N/A
8/18/2019 | 9:00 | #N/A | #N/A | Sunday | 0 | 0 | #N/A | #N/A |  | #N/A | #N/A
8/18/2019 | 10:00 | #N/A | #N/A | Sunday | 0 | 0 | #N/A | #N/A |  | #N/A | #N/A
8/18/2019 | 11:00 | #N/A | #N/A | Sunday | 0 | 0 | #N/A | #N/A |  | #N/A | #N/A
8/18/2019 | 12:00 | #N/A | #N/A | Sunday | 0 | 0 | #N/A | #N/A |  | #N/A | #N/A
8/18/2019 | 13:00 | #N/A | #N/A | Sunday | 0 | 0 | #N/A | #N/A |  | #N/A | #N/A
8/18/2019 | 14:00 | #N/A | #N/A | Sunday | 0 | 0 | #N/A | #N/A |  | #N/A | #N/A
8/18/2019 | 15:00 | #N/A | #N/A | Sunday | 0 | 0 | #N/A | #N/A |  | #N/A | #N/A
8/18/2019 | 16:00 | #N/A | #N/A | Sunday | 0 | 0 | #N/A | #N/A |  | #N/A | #N/A
8/18/2019 | 17:00 | #N/A | #N/A | Sunday | 0 | 0 | #N/A | #N/A |  | #N/A | #N/A
8/18/2019 | 18:00 | #N/A | #N/A | Sunday | 0 | 0 | #N/A | #N/A |  | #N/A | #N/A
8/18/2019 | 19:00 | #N/A | #N/A | Sunday | 0 | 0 | #N/A | #N/A |  | #N/A | #N/A
8/18/2019 | 20:00 | #N/A | #N/A | Sunday | 0 | 0 | #N/A | #N/A |  | #N/A | #N/A
8/18/2019 | 21:00 | #N/A | #N/A | Sunday | 0 | 0 | #N/A | #N/A |  | #N/A | #N/A
8/18/2019 | 22:00 | #N/A | #N/A | Sunday | 0 | 0 | #N/A | #N/A |  | #N/A | #N/A
8/18/2019 | 23:00 | #N/A | #N/A | Sunday | 0 | 0 | #N/A | #N/A |  | #N/A | #N/A
8/18/2019 | 24:00 | #N/A | #N/A | Sunday | 0 | 0 | #N/A | #N/A |  | #N/A | #N/A
8/19/2019 | 1:00 | #N/A | #N/A | Monday | 0 | 0 | #N/A | #N/A |  | #N/A | #N/A
8/19/2019 | 2:00 | #N/A | #N/A | Monday | 0 | 0 | #N/A | #N/A |  | #N/A | #N/A
8/19/2019 | 3:00 | #N/A | #N/A | Monday | 0 | 0 | #N/A | #N/A |  | #N/A | #N/A
8/19/2019 | 4:00 | #N/A | #N/A | Monday | 0 | 0 | #N/A | #N/A |  | #N/A | #N/A
8/19/2019 | 5:00 | #N/A | #N/A | Monday | 0 | 0 | #N/A | #N/A |  | #N/A | #N/A
8/19/2019 | 6:00 | #N/A | #N/A | Monday | 0 | 0 | #N/A | #N/A |  | #N/A | #N/A
8/19/2019 | 7:00 | #N/A | #N/A | Monday | 0 | 0 | #N/A | #N/A |  | #N/A | #N/A
8/19/2019 | 8:00 | #N/A | #N/A | Monday | 0 | 0 | #N/A | #N/A |  | #N/A | #N/A
8/19/2019 | 9:00 | #N/A | #N/A | Monday | 0 | 0 | #N/A | #N/A |  | #N/A | #N/A
8/19/2019 | 10:00 | #N/A | #N/A | Monday | 0 | 0 | #N/A | #N/A |  | #N/A | #N/A
8/19/2019 | 11:00 | #N/A | #N/A | Monday | 0 | 0 | #N/A | #N/A |  | #N/A | #N/A
8/19/2019 | 12:00 | #N/A | #N/A | Monday | 0 | 0 | #N/A | #N/A |  | #N/A | #N/A
8/19/2019 | 13:00 | #N/A | #N/A | Monday | 0 | 0 | #N/A | #N/A |  | #N/A | #N/A
8/19/2019 | 14:00 | #N/A | #N/A | Monday | 0 | 0 | #N/A | #N/A |  | #N/A | #N/A
8/19/2019 | 15:00 | #N/A | #N/A | Monday | 0 | 0 | #N/A | #N/A |  | #N/A | #N/A
8/19/2019 | 16:00 | #N/A | #N/A | Monday | 0 | 0 | #N/A | #N/A |  | #N/A | #N/A
8/19/2019 | 17:00 | #N/A | #N/A | Monday | 0 | 0 | #N/A | #N/A |  | #N/A | #N/A
8/19/2019 | 18:00 | #N/A | #N/A | Monday | 0 | 0 | #N/A | #N/A |  | #N/A | #N/A
8/19/2019 | 19:00 | #N/A | #N/A | Monday | 0 | 0 | #N/A | #N/A |  | #N/A | #N/A
8/19/2019 | 20:00 | #N/A | #N/A | Monday | 0 | 0 | #N/A | #N/A |  | #N/A | #N/A
8/19/2019 | 21:00 | #N/A | #N/A | Monday | 0 | 0 | #N/A | #N/A |  | #N/A | #N/A
8/19/2019 | 22:00 | #N/A | #N/A | Monday | 0 | 0 | #N/A | #N/A |  | #N/A | #N/A
8/19/2019 | 23:00 | #N/A | #N/A | Monday | 0 | 0 | #N/A | #N/A |  | #N/A | #N/A
8/19/2019 | 24:00 | #N/A | #N/A | Monday | 0 | 0 | #N/A | #N/A |  | #N/A | #N/A
8/20/2019 | 1:00 | #N/A | #N/A | Tuesday | 0 | 0 | #N/A | #N/A |  | #N/A | #N/A
8/20/2019 | 2:00 | #N/A | #N/A | Tuesday | 0 | 0 | #N/A | #N/A |  | #N/A | #N/A
8/20/2019 | 3:00 | #N/A | #N/A | Tuesday | 0 | 0 | #N/A | #N/A |  | #N/A | #N/A
8/20/2019 | 4:00 | #N/A | #N/A | Tuesday | 0 | 0 | #N/A | #N/A |  | #N/A | #N/A
8/20/2019 | 5:00 | #N/A | #N/A | Tuesday | 0 | 0 | #N/A | #N/A |  | #N/A | #N/A
8/20/2019 | 6:00 | #N/A | #N/A | Tuesday | 0 | 0 | #N/A | #N/A |  | #N/A | #N/A
8/20/2019 | 7:00 | #N/A | #N/A | Tuesday | 0 | 0 | #N/A | #N/A |  | #N/A | #N/A
8/20/2019 | 8:00 | #N/A | #N/A | Tuesday | 0 | 0 | #N/A | #N/A |  | #N/A | #N/A
8/20/2019 | 9:00 | #N/A | #N/A | Tuesday | 0 | 0 | #N/A | #N/A |  | #N/A | #N/A
8/20/2019 | 10:00 | #N/A | #N/A | Tuesday | 0 | 0 | #N/A | #N/A |  | #N/A | #N/A
8/20/2019 | 11:00 | #N/A | #N/A | Tuesday | 0 | 0 | #N/A | #N/A |  | #N/A | #N/A
8/20/2019 | 12:00 | #N/A | #N/A | Tuesday | 0 | 0 | #N/A | #N/A |  | #N/A | #N/A
8/20/2019 | 13:00 | #N/A | #N/A | Tuesday | 0 | 0 | #N/A | #N/A |  | #N/A | #N/A
8/20/2019 | 14:00 | #N/A | #N/A | Tuesday | 0 | 0 | #N/A | #N/A |  | #N/A | #N/A
8/20/2019 | 15:00 | #N/A | #N/A | Tuesday | 0 | 0 | #N/A | #N/A |  | #N/A | #N/A
8/20/2019 | 16:00 | #N/A | #N/A | Tuesday | 0 | 0 | #N/A | #N/A |  | #N/A | #N/A
8/20/2019 | 17:00 | #N/A | #N/A | Tuesday | 0 | 0 | #N/A | #N/A |  | #N/A | #N/A
8/20/2019 | 18:00 | #N/A | #N/A | Tuesday | 0 | 0 | #N/A | #N/A |  | #N/A | #N/A
8/20/2019 | 19:00 | #N/A | #N/A | Tuesday | 0 | 0 | #N/A | #N/A |  | #N/A | #N/A
8/20/2019 | 20:00 | #N/A | #N/A | Tuesday | 0 | 0 | #N/A | #N/A |  | #N/A | #N/A
8/20/2019 | 21:00 | #N/A | #N/A | Tuesday | 0 | 0 | #N/A | #N/A |  | #N/A | #N/A
8/20/2019 | 22:00 | #N/A | #N/A | Tuesday | 0 | 0 | #N/A | #N/A |  | #N/A | #N/A
8/20/2019 | 23:00 | #N/A | #N/A | Tuesday | 0 | 0 | #N/A | #N/A |  | #N/A | #N/A
8/20/2019 | 24:00 | #N/A | #N/A | Tuesday | 0 | 0 | #N/A | #N/A |  | #N/A | #N/A
8/21/2019 | 1:00 | #N/A | #N/A | Wednesday | 0 | 0 | #N/A | #N/A |  | #N/A | #N/A
8/21/2019 | 2:00 | #N/A | #N/A | Wednesday | 0 | 0 | #N/A | #N/A |  | #N/A | #N/A
8/21/2019 | 3:00 | #N/A | #N/A | Wednesday | 0 | 0 | #N/A | #N/A |  | #N/A | #N/A
8/21/2019 | 4:00 | #N/A | #N/A | Wednesday | 0 | 0 | #N/A | #N/A |  | #N/A | #N/A
8/21/2019 | 5:00 | #N/A | #N/A | Wednesday | 0 | 0 | #N/A | #N/A |  | #N/A | #N/A
8/21/2019 | 6:00 | #N/A | #N/A | Wednesday | 0 | 0 | #N/A | #N/A |  | #N/A | #N/A
8/21/2019 | 7:00 | #N/A | #N/A | Wednesday | 0 | 0 | #N/A | #N/A |  | #N/A | #N/A
8/21/2019 | 8:00 | #N/A | #N/A | Wednesday | 0 | 0 | #N/A | #N/A |  | #N/A | #N/A
8/21/2019 | 9:00 | #N/A | #N/A | Wednesday | 0 | 0 | #N/A | #N/A |  | #N/A | #N/A
8/21/2019 | 10:00 | #N/A | #N/A | Wednesday | 0 | 0 | #N/A | #N/A |  | #N/A | #N/A
8/21/2019 | 11:00 | #N/A | #N/A | Wednesday | 0 | 0 | #N/A | #N/A |  | #N/A | #N/A
8/21/2019 | 12:00 | #N/A | #N/A | Wednesday | 0 | 0 | #N/A | #N/A |  | #N/A | #N/A
8/21/2019 | 13:00 | #N/A | #N/A | Wednesday | 0 | 0 | #N/A | #N/A |  | #N/A | #N/A
8/21/2019 | 14:00 | #N/A | #N/A | Wednesday | 0 | 0 | #N/A | #N/A |  | #N/A | #N/A
8/21/2019 | 15:00 | #N/A | #N/A | Wednesday | 0 | 0 | #N/A | #N/A |  | #N/A | #N/A
8/21/2019 | 16:00 | #N/A | #N/A | Wednesday | 0 | 0 | #N/A | #N/A |  | #N/A | #N/A
8/21/2019 | 17:00 | #N/A | #N/A | Wednesday | 0 | 0 | #N/A | #N/A |  | #N/A | #N/A
8/21/2019 | 18:00 | #N/A | #N/A | Wednesday | 0 | 0 | #N/A | #N/A |  | #N/A | #N/A
8/21/2019 | 19:00 | #N/A | #N/A | Wednesday | 0 | 0 | #N/A | #N/A |  | #N/A | #N/A
8/21/2019 | 20:00 | #N/A | #N/A | Wednesday | 0 | 0 | #N/A | #N/A |  | #N/A | #N/A
8/21/2019 | 21:00 | #N/A | #N/A | Wednesday | 0 | 0 | #N/A | #N/A |  | #N/A | #N/A
8/21/2019 | 22:00 | #N/A | #N/A | Wednesday | 0 | 0 | #N/A | #N/A |  | #N/A | #N/A
8/21/2019 | 23:00 | #N/A | #N/A | Wednesday | 0 | 0 | #N/A | #N/A |  | #N/A | #N/A
8/21/2019 | 24:00 | #N/A | #N/A | Wednesday | 0 | 0 | #N/A | #N/A |  | #N/A | #N/A
8/22/2019 | 1:00 | #N/A | #N/A | Thursday | 0 | 0 | #N/A | #N/A |  | #N/A | #N/A
8/22/2019 | 2:00 | #N/A | #N/A | Thursday | 0 | 0 | #N/A | #N/A |  | #N/A | #N/A
8/22/2019 | 3:00 | #N/A | #N/A | Thursday | 0 | 0 | #N/A | #N/A |  | #N/A | #N/A
8/22/2019 | 4:00 | #N/A | #N/A | Thursday | 0 | 0 | #N/A | #N/A |  | #N/A | #N/A
8/22/2019 | 5:00 | #N/A | #N/A | Thursday | 0 | 0 | #N/A | #N/A |  | #N/A | #N/A
8/22/2019 | 6:00 | #N/A | #N/A | Thursday | 0 | 0 | #N/A | #N/A |  | #N/A | #N/A
8/22/2019 | 7:00 | #N/A | #N/A | Thursday | 0 | 0 | #N/A | #N/A |  | #N/A | #N/A
8/22/2019 | 8:00 | #N/A | #N/A | Thursday | 0 | 0 | #N/A | #N/A |  | #N/A | #N/A
8/22/2019 | 9:00 | #N/A | #N/A | Thursday | 0 | 0 | #N/A | #N/A |  | #N/A | #N/A
8/22/2019 | 10:00 | #N/A | #N/A | Thursday | 0 | 0 | #N/A | #N/A |  | #N/A | #N/A
8/22/2019 | 11:00 | #N/A | #N/A | Thursday | 0 | 0 | #N/A | #N/A |  | #N/A | #N/A
8/22/2019 | 12:00 | #N/A | #N/A | Thursday | 0 | 0 | #N/A | #N/A |  | #N/A | #N/A
8/22/2019 | 13:00 | #N/A | #N/A | Thursday | 0 | 0 | #N/A | #N/A |  | #N/A | #N/A
8/22/2019 | 14:00 | #N/A | #N/A | Thursday | 0 | 0 | #N/A | #N/A |  | #N/A | #N/A
8/22/2019 | 15:00 | #N/A | #N/A | Thursday | 0 | 0 | #N/A | #N/A |  | #N/A | #N/A
8/22/2019 | 16:00 | #N/A | #N/A | Thursday | 0 | 0 | #N/A | #N/A |  | #N/A | #N/A
8/22/2019 | 17:00 | #N/A | #N/A | Thursday | 0 | 0 | #N/A | #N/A |  | #N/A | #N/A
8/22/2019 | 18:00 | #N/A | #N/A | Thursday | 0 | 0 | #N/A | #N/A |  | #N/A | #N/A
8/22/2019 | 19:00 | #N/A | #N/A | Thursday | 0 | 0 | #N/A | #N/A |  | #N/A | #N/A
8/22/2019 | 20:00 | #N/A | #N/A | Thursday | 0 | 0 | #N/A | #N/A |  | #N/A | #N/A
8/22/2019 | 21:00 | #N/A | #N/A | Thursday | 0 | 0 | #N/A | #N/A |  | #N/A | #N/A
8/22/2019 | 22:00 | #N/A | #N/A | Thursday | 0 | 0 | #N/A | #N/A |  | #N/A | #N/A
8/22/2019 | 23:00 | #N/A | #N/A | Thursday | 0 | 0 | #N/A | #N/A |  | #N/A | #N/A
8/22/2019 | 24:00 | #N/A | #N/A | Thursday | 0 | 0 | #N/A | #N/A |  | #N/A | #N/A
8/23/2019 | 1:00 | #N/A | #N/A | Friday | 0 | 0 | #N/A | #N/A |  | #N/A | #N/A
8/23/2019 | 2:00 | #N/A | #N/A | Friday | 0 | 0 | #N/A | #N/A |  | #N/A | #N/A
8/23/2019 | 3:00 | #N/A | #N/A | Friday | 0 | 0 | #N/A | #N/A |  | #N/A | #N/A
8/23/2019 | 4:00 | #N/A | #N/A | Friday | 0 | 0 | #N/A | #N/A |  | #N/A | #N/A
8/23/2019 | 5:00 | #N/A | #N/A | Friday | 0 | 0 | #N/A | #N/A |  | #N/A | #N/A
8/23/2019 | 6:00 | #N/A | #N/A | Friday | 0 | 0 | #N/A | #N/A |  | #N/A | #N/A
8/23/2019 | 7:00 | #N/A | #N/A | Friday | 0 | 0 | #N/A | #N/A |  | #N/A | #N/A
8/23/2019 | 8:00 | #N/A | #N/A | Friday | 0 | 0 | #N/A | #N/A |  | #N/A | #N/A
8/23/2019 | 9:00 | #N/A | #N/A | Friday | 0 | 0 | #N/A | #N/A |  | #N/A | #N/A
8/23/2019 | 10:00 | #N/A | #N/A | Friday | 0 | 0 | #N/A | #N/A |  | #N/A | #N/A
8/23/2019 | 11:00 | #N/A | #N/A | Friday | 0 | 0 | #N/A | #N/A |  | #N/A | #N/A
8/23/2019 | 12:00 | #N/A | #N/A | Friday | 0 | 0 | #N/A | #N/A |  | #N/A | #N/A
8/23/2019 | 13:00 | #N/A | #N/A | Friday | 0 | 0 | #N/A | #N/A |  | #N/A | #N/A
8/23/2019 | 14:00 | #N/A | #N/A | Friday | 0 | 0 | #N/A | #N/A |  | #N/A | #N/A
8/23/2019 | 15:00 | #N/A | #N/A | Friday | 0 | 0 | #N/A | #N/A |  | #N/A | #N/A
8/23/2019 | 16:00 | #N/A | #N/A | Friday | 0 | 0 | #N/A | #N/A |  | #N/A | #N/A
8/23/2019 | 17:00 | #N/A | #N/A | Friday | 0 | 0 | #N/A | #N/A |  | #N/A | #N/A
8/23/2019 | 18:00 | #N/A | #N/A | Friday | 0 | 0 | #N/A | #N/A |  | #N/A | #N/A
8/23/2019 | 19:00 | #N/A | #N/A | Friday | 0 | 0 | #N/A | #N/A |  | #N/A | #N/A
8/23/2019 | 20:00 | #N/A | #N/A | Friday | 0 | 0 | #N/A | #N/A |  | #N/A | #N/A
8/23/2019 | 21:00 | #N/A | #N/A | Friday | 0 | 0 | #N/A | #N/A |  | #N/A | #N/A
8/23/2019 | 22:00 | #N/A | #N/A | Friday | 0 | 0 | #N/A | #N/A |  | #N/A | #N/A
8/23/2019 | 23:00 | #N/A | #N/A | Friday | 0 | 0 | #N/A | #N/A |  | #N/A | #N/A
8/23/2019 | 24:00 | #N/A | #N/A | Friday | 0 | 0 | #N/A | #N/A |  | #N/A | #N/A
8/24/2019 | 1:00 | #N/A | #N/A | Saturday | 0 | 0 | #N/A | #N/A |  | #N/A | #N/A
8/24/2019 | 2:00 | #N/A | #N/A | Saturday | 0 | 0 | #N/A | #N/A |  | #N/A | #N/A
8/24/2019 | 3:00 | #N/A | #N/A | Saturday | 0 | 0 | #N/A | #N/A |  | #N/A | #N/A
8/24/2019 | 4:00 | #N/A | #N/A | Saturday | 0 | 0 | #N/A | #N/A |  | #N/A | #N/A
8/24/2019 | 5:00 | #N/A | #N/A | Saturday | 0 | 0 | #N/A | #N/A |  | #N/A | #N/A
8/24/2019 | 6:00 | #N/A | #N/A | Saturday | 0 | 0 | #N/A | #N/A |  | #N/A | #N/A
8/24/2019 | 7:00 | #N/A | #N/A | Saturday | 0 | 0 | #N/A | #N/A |  | #N/A | #N/A
8/24/2019 | 8:00 | #N/A | #N/A | Saturday | 0 | 0 | #N/A | #N/A |  | #N/A | #N/A
8/24/2019 | 9:00 | #N/A | #N/A | Saturday | 0 | 0 | #N/A | #N/A |  | #N/A | #N/A
8/24/2019 | 10:00 | #N/A | #N/A | Saturday | 0 | 0 | #N/A | #N/A |  | #N/A | #N/A
8/24/2019 | 11:00 | #N/A | #N/A | Saturday | 0 | 0 | #N/A | #N/A |  | #N/A | #N/A
8/24/2019 | 12:00 | #N/A | #N/A | Saturday | 0 | 0 | #N/A | #N/A |  | #N/A | #N/A
8/24/2019 | 13:00 | #N/A | #N/A | Saturday | 0 | 0 | #N/A | #N/A |  | #N/A | #N/A
8/24/2019 | 14:00 | #N/A | #N/A | Saturday | 0 | 0 | #N/A | #N/A |  | #N/A | #N/A
8/24/2019 | 15:00 | #N/A | #N/A | Saturday | 0 | 0 | #N/A | #N/A |  | #N/A | #N/A
8/24/2019 | 16:00 | #N/A | #N/A | Saturday | 0 | 0 | #N/A | #N/A |  | #N/A | #N/A
8/24/2019 | 17:00 | #N/A | #N/A | Saturday | 0 | 0 | #N/A | #N/A |  | #N/A | #N/A
8/24/2019 | 18:00 | #N/A | #N/A | Saturday | 0 | 0 | #N/A | #N/A |  | #N/A | #N/A
8/24/2019 | 19:00 | #N/A | #N/A | Saturday | 0 | 0 | #N/A | #N/A |  | #N/A | #N/A
8/24/2019 | 20:00 | #N/A | #N/A | Saturday | 0 | 0 | #N/A | #N/A |  | #N/A | #N/A
8/24/2019 | 21:00 | #N/A | #N/A | Saturday | 0 | 0 | #N/A | #N/A |  | #N/A | #N/A
8/24/2019 | 22:00 | #N/A | #N/A | Saturday | 0 | 0 | #N/A | #N/A |  | #N/A | #N/A
8/24/2019 | 23:00 | #N/A | #N/A | Saturday | 0 | 0 | #N/A | #N/A |  | #N/A | #N/A
8/24/2019 | 24:00 | #N/A | #N/A | Saturday | 0 | 0 | #N/A | #N/A |  | #N/A | #N/A
8/25/2019 | 1:00 | #N/A | #N/A | Sunday | 0 | 0 | #N/A | #N/A |  | #N/A | #N/A
8/25/2019 | 2:00 | #N/A | #N/A | Sunday | 0 | 0 | #N/A | #N/A |  | #N/A | #N/A
8/25/2019 | 3:00 | #N/A | #N/A | Sunday | 0 | 0 | #N/A | #N/A |  | #N/A | #N/A
8/25/2019 | 4:00 | #N/A | #N/A | Sunday | 0 | 0 | #N/A | #N/A |  | #N/A | #N/A
8/25/2019 | 5:00 | #N/A | #N/A | Sunday | 0 | 0 | #N/A | #N/A |  | #N/A | #N/A
8/25/2019 | 6:00 | #N/A | #N/A | Sunday | 0 | 0 | #N/A | #N/A |  | #N/A | #N/A
8/25/2019 | 7:00 | #N/A | #N/A | Sunday | 0 | 0 | #N/A | #N/A |  | #N/A | #N/A
8/25/2019 | 8:00 | #N/A | #N/A | Sunday | 0 | 0 | #N/A | #N/A |  | #N/A | #N/A
8/25/2019 | 9:00 | #N/A | #N/A | Sunday | 0 | 0 | #N/A | #N/A |  | #N/A | #N/A
8/25/2019 | 10:00 | #N/A | #N/A | Sunday | 0 | 0 | #N/A | #N/A |  | #N/A | #N/A
8/25/2019 | 11:00 | #N/A | #N/A | Sunday | 0 | 0 | #N/A | #N/A |  | #N/A | #N/A
8/25/2019 | 12:00 | #N/A | #N/A | Sunday | 0 | 0 | #N/A | #N/A |  | #N/A | #N/A
8/25/2019 | 13:00 | #N/A | #N/A | Sunday | 0 | 0 | #N/A | #N/A |  | #N/A | #N/A
8/25/2019 | 14:00 | #N/A | #N/A | Sunday | 0 | 0 | #N/A | #N/A |  | #N/A | #N/A
8/25/2019 | 15:00 | #N/A | #N/A | Sunday | 0 | 0 | #N/A | #N/A |  | #N/A | #N/A
8/25/2019 | 16:00 | #N/A | #N/A | Sunday | 0 | 0 | #N/A | #N/A |  | #N/A | #N/A
8/25/2019 | 17:00 | #N/A | #N/A | Sunday | 0 | 0 | #N/A | #N/A |  | #N/A | #N/A
8/25/2019 | 18:00 | #N/A | #N/A | Sunday | 0 | 0 | #N/A | #N/A |  | #N/A | #N/A
8/25/2019 | 19:00 | #N/A | #N/A | Sunday | 0 | 0 | #N/A | #N/A |  | #N/A | #N/A
8/25/2019 | 20:00 | #N/A | #N/A | Sunday | 0 | 0 | #N/A | #N/A |  | #N/A | #N/A
8/25/2019 | 21:00 | #N/A | #N/A | Sunday | 0 | 0 | #N/A | #N/A |  | #N/A | #N/A
8/25/2019 | 22:00 | #N/A | #N/A | Sunday | 0 | 0 | #N/A | #N/A |  | #N/A | #N/A
8/25/2019 | 23:00 | #N/A | #N/A | Sunday | 0 | 0 | #N/A | #N/A |  | #N/A | #N/A
8/25/2019 | 24:00 | #N/A | #N/A | Sunday | 0 | 0 | #N/A | #N/A |  | #N/A | #N/A
8/26/2019 | 1:00 | #N/A | #N/A | Monday | 0 | 0 | #N/A | #N/A |  | #N/A | #N/A
8/26/2019 | 2:00 | #N/A | #N/A | Monday | 0 | 0 | #N/A | #N/A |  | #N/A | #N/A
8/26/2019 | 3:00 | #N/A | #N/A | Monday | 0 | 0 | #N/A | #N/A |  | #N/A | #N/A
8/26/2019 | 4:00 | #N/A | #N/A | Monday | 0 | 0 | #N/A | #N/A |  | #N/A | #N/A
8/26/2019 | 5:00 | #N/A | #N/A | Monday | 0 | 0 | #N/A | #N/A |  | #N/A | #N/A
8/26/2019 | 6:00 | #N/A | #N/A | Monday | 0 | 0 | #N/A | #N/A |  | #N/A | #N/A
8/26/2019 | 7:00 | #N/A | #N/A | Monday | 0 | 0 | #N/A | #N/A |  | #N/A | #N/A
8/26/2019 | 8:00 | #N/A | #N/A | Monday | 0 | 0 | #N/A | #N/A |  | #N/A | #N/A
8/26/2019 | 9:00 | #N/A | #N/A | Monday | 0 | 0 | #N/A | #N/A |  | #N/A | #N/A
8/26/2019 | 10:00 | #N/A | #N/A | Monday | 0 | 0 | #N/A | #N/A |  | #N/A | #N/A
8/26/2019 | 11:00 | #N/A | #N/A | Monday | 0 | 0 | #N/A | #N/A |  | #N/A | #N/A
8/26/2019 | 12:00 | #N/A | #N/A | Monday | 0 | 0 | #N/A | #N/A |  | #N/A | #N/A
8/26/2019 | 13:00 | #N/A | #N/A | Monday | 0 | 0 | #N/A | #N/A |  | #N/A | #N/A
8/26/2019 | 14:00 | #N/A | #N/A | Monday | 0 | 0 | #N/A | #N/A |  | #N/A | #N/A
8/26/2019 | 15:00 | #N/A | #N/A | Monday | 0 | 0 | #N/A | #N/A |  | #N/A | #N/A
8/26/2019 | 16:00 | #N/A | #N/A | Monday | 0 | 0 | #N/A | #N/A |  | #N/A | #N/A
8/26/2019 | 17:00 | #N/A | #N/A | Monday | 0 | 0 | #N/A | #N/A |  | #N/A | #N/A
8/26/2019 | 18:00 | #N/A | #N/A | Monday | 0 | 0 | #N/A | #N/A |  | #N/A | #N/A
8/26/2019 | 19:00 | #N/A | #N/A | Monday | 0 | 0 | #N/A | #N/A |  | #N/A | #N/A
8/26/2019 | 20:00 | #N/A | #N/A | Monday | 0 | 0 | #N/A | #N/A |  | #N/A | #N/A
8/26/2019 | 21:00 | #N/A | #N/A | Monday | 0 | 0 | #N/A | #N/A |  | #N/A | #N/A
8/26/2019 | 22:00 | #N/A | #N/A | Monday | 0 | 0 | #N/A | #N/A |  | #N/A | #N/A
8/26/2019 | 23:00 | #N/A | #N/A | Monday | 0 | 0 | #N/A | #N/A |  | #N/A | #N/A
8/26/2019 | 24:00 | #N/A | #N/A | Monday | 0 | 0 | #N/A | #N/A |  | #N/A | #N/A
8/27/2019 | 1:00 | #N/A | #N/A | Tuesday | 0 | 0 | #N/A | #N/A |  | #N/A | #N/A
8/27/2019 | 2:00 | #N/A | #N/A | Tuesday | 0 | 0 | #N/A | #N/A |  | #N/A | #N/A
8/27/2019 | 3:00 | #N/A | #N/A | Tuesday | 0 | 0 | #N/A | #N/A |  | #N/A | #N/A
8/27/2019 | 4:00 | #N/A | #N/A | Tuesday | 0 | 0 | #N/A | #N/A |  | #N/A | #N/A
8/27/2019 | 5:00 | #N/A | #N/A | Tuesday | 0 | 0 | #N/A | #N/A |  | #N/A | #N/A
8/27/2019 | 6:00 | #N/A | #N/A | Tuesday | 0 | 0 | #N/A | #N/A |  | #N/A | #N/A
8/27/2019 | 7:00 | #N/A | #N/A | Tuesday | 0 | 0 | #N/A | #N/A |  | #N/A | #N/A
8/27/2019 | 8:00 | #N/A | #N/A | Tuesday | 0 | 0 | #N/A | #N/A |  | #N/A | #N/A
8/27/2019 | 9:00 | #N/A | #N/A | Tuesday | 0 | 0 | #N/A | #N/A |  | #N/A | #N/A
8/27/2019 | 10:00 | #N/A | #N/A | Tuesday | 0 | 0 | #N/A | #N/A |  | #N/A | #N/A
8/27/2019 | 11:00 | #N/A | #N/A | Tuesday | 0 | 0 | #N/A | #N/A |  | #N/A | #N/A
8/27/2019 | 12:00 | #N/A | #N/A | Tuesday | 0 | 0 | #N/A | #N/A |  | #N/A | #N/A
8/27/2019 | 13:00 | #N/A | #N/A | Tuesday | 0 | 0 | #N/A | #N/A |  | #N/A | #N/A
8/27/2019 | 14:00 | #N/A | #N/A | Tuesday | 0 | 0 | #N/A | #N/A |  | #N/A | #N/A
8/27/2019 | 15:00 | #N/A | #N/A | Tuesday | 0 | 0 | #N/A | #N/A |  | #N/A | #N/A
8/27/2019 | 16:00 | #N/A | #N/A | Tuesday | 0 | 0 | #N/A | #N/A |  | #N/A | #N/A
8/27/2019 | 17:00 | #N/A | #N/A | Tuesday | 0 | 0 | #N/A | #N/A |  | #N/A | #N/A
8/27/2019 | 18:00 | #N/A | #N/A | Tuesday | 0 | 0 | #N/A | #N/A |  | #N/A | #N/A
8/27/2019 | 19:00 | #N/A | #N/A | Tuesday | 0 | 0 | #N/A | #N/A |  | #N/A | #N/A
8/27/2019 | 20:00 | #N/A | #N/A | Tuesday | 0 | 0 | #N/A | #N/A |  | #N/A | #N/A
8/27/2019 | 21:00 | #N/A | #N/A | Tuesday | 0 | 0 | #N/A | #N/A |  | #N/A | #N/A
8/27/2019 | 22:00 | #N/A | #N/A | Tuesday | 0 | 0 | #N/A | #N/A |  | #N/A | #N/A
8/27/2019 | 23:00 | #N/A | #N/A | Tuesday | 0 | 0 | #N/A | #N/A |  | #N/A | #N/A
8/27/2019 | 24:00 | #N/A | #N/A | Tuesday | 0 | 0 | #N/A | #N/A |  | #N/A | #N/A
8/28/2019 | 1:00 | #N/A | #N/A | Wednesday | 0 | 0 | #N/A | #N/A |  | #N/A | #N/A
8/28/2019 | 2:00 | #N/A | #N/A | Wednesday | 0 | 0 | #N/A | #N/A |  | #N/A | #N/A
8/28/2019 | 3:00 | #N/A | #N/A | Wednesday | 0 | 0 | #N/A | #N/A |  | #N/A | #N/A
8/28/2019 | 4:00 | #N/A | #N/A | Wednesday | 0 | 0 | #N/A | #N/A |  | #N/A | #N/A
8/28/2019 | 5:00 | #N/A | #N/A | Wednesday | 0 | 0 | #N/A | #N/A |  | #N/A | #N/A
8/28/2019 | 6:00 | #N/A | #N/A | Wednesday | 0 | 0 | #N/A | #N/A |  | #N/A | #N/A
8/28/2019 | 7:00 | #N/A | #N/A | Wednesday | 0 | 0 | #N/A | #N/A |  | #N/A | #N/A
8/28/2019 | 8:00 | #N/A | #N/A | Wednesday | 0 | 0 | #N/A | #N/A |  | #N/A | #N/A
8/28/2019 | 9:00 | #N/A | #N/A | Wednesday | 0 | 0 | #N/A | #N/A |  | #N/A | #N/A
8/28/2019 | 10:00 | #N/A | #N/A | Wednesday | 0 | 0 | #N/A | #N/A |  | #N/A | #N/A
8/28/2019 | 11:00 | #N/A | #N/A | Wednesday | 0 | 0 | #N/A | #N/A |  | #N/A | #N/A
8/28/2019 | 12:00 | #N/A | #N/A | Wednesday | 0 | 0 | #N/A | #N/A |  | #N/A | #N/A
8/28/2019 | 13:00 | #N/A | #N/A | Wednesday | 0 | 0 | #N/A | #N/A |  | #N/A | #N/A
8/28/2019 | 14:00 | #N/A | #N/A | Wednesday | 0 | 0 | #N/A | #N/A |  | #N/A | #N/A
8/28/2019 | 15:00 | #N/A | #N/A | Wednesday | 0 | 0 | #N/A | #N/A |  | #N/A | #N/A
8/28/2019 | 16:00 | #N/A | #N/A | Wednesday | 0 | 0 | #N/A | #N/A |  | #N/A | #N/A
8/28/2019 | 17:00 | #N/A | #N/A | Wednesday | 0 | 0 | #N/A | #N/A |  | #N/A | #N/A
8/28/2019 | 18:00 | #N/A | #N/A | Wednesday | 0 | 0 | #N/A | #N/A |  | #N/A | #N/A
8/28/2019 | 19:00 | #N/A | #N/A | Wednesday | 0 | 0 | #N/A | #N/A |  | #N/A | #N/A
8/28/2019 | 20:00 | #N/A | #N/A | Wednesday | 0 | 0 | #N/A | #N/A |  | #N/A | #N/A
8/28/2019 | 21:00 | #N/A | #N/A | Wednesday | 0 | 0 | #N/A | #N/A |  | #N/A | #N/A
8/28/2019 | 22:00 | #N/A | #N/A | Wednesday | 0 | 0 | #N/A | #N/A |  | #N/A | #N/A
8/28/2019 | 23:00 | #N/A | #N/A | Wednesday | 0 | 0 | #N/A | #N/A |  | #N/A | #N/A
8/28/2019 | 24:00 | #N/A | #N/A | Wednesday | 0 | 0 | #N/A | #N/A |  | #N/A | #N/A
8/29/2019 | 1:00 | #N/A | #N/A | Thursday | 0 | 0 | #N/A | #N/A |  | #N/A | #N/A
8/29/2019 | 2:00 | #N/A | #N/A | Thursday | 0 | 0 | #N/A | #N/A |  | #N/A | #N/A
8/29/2019 | 3:00 | #N/A | #N/A | Thursday | 0 | 0 | #N/A | #N/A |  | #N/A | #N/A
8/29/2019 | 4:00 | #N/A | #N/A | Thursday | 0 | 0 | #N/A | #N/A |  | #N/A | #N/A
8/29/2019 | 5:00 | #N/A | #N/A | Thursday | 0 | 0 | #N/A | #N/A |  | #N/A | #N/A
8/29/2019 | 6:00 | #N/A | #N/A | Thursday | 0 | 0 | #N/A | #N/A |  | #N/A | #N/A
8/29/2019 | 7:00 | #N/A | #N/A | Thursday | 0 | 0 | #N/A | #N/A |  | #N/A | #N/A
8/29/2019 | 8:00 | #N/A | #N/A | Thursday | 0 | 0 | #N/A | #N/A |  | #N/A | #N/A
8/29/2019 | 9:00 | #N/A | #N/A | Thursday | 0 | 0 | #N/A | #N/A |  | #N/A | #N/A
8/29/2019 | 10:00 | #N/A | #N/A | Thursday | 0 | 0 | #N/A | #N/A |  | #N/A | #N/A
8/29/2019 | 11:00 | #N/A | #N/A | Thursday | 0 | 0 | #N/A | #N/A |  | #N/A | #N/A
8/29/2019 | 12:00 | #N/A | #N/A | Thursday | 0 | 0 | #N/A | #N/A |  | #N/A | #N/A
8/29/2019 | 13:00 | #N/A | #N/A | Thursday | 0 | 0 | #N/A | #N/A |  | #N/A | #N/A
8/29/2019 | 14:00 | #N/A | #N/A | Thursday | 0 | 0 | #N/A | #N/A |  | #N/A | #N/A
8/29/2019 | 15:00 | #N/A | #N/A | Thursday | 0 | 0 | #N/A | #N/A |  | #N/A | #N/A
8/29/2019 | 16:00 | #N/A | #N/A | Thursday | 0 | 0 | #N/A | #N/A |  | #N/A | #N/A
8/29/2019 | 17:00 | #N/A | #N/A | Thursday | 0 | 0 | #N/A | #N/A |  | #N/A | #N/A
8/29/2019 | 18:00 | #N/A | #N/A | Thursday | 0 | 0 | #N/A | #N/A |  | #N/A | #N/A
8/29/2019 | 19:00 | #N/A | #N/A | Thursday | 0 | 0 | #N/A | #N/A |  | #N/A | #N/A
8/29/2019 | 20:00 | #N/A | #N/A | Thursday | 0 | 0 | #N/A | #N/A |  | #N/A | #N/A
8/29/2019 | 21:00 | #N/A | #N/A | Thursday | 0 | 0 | #N/A | #N/A |  | #N/A | #N/A
8/29/2019 | 22:00 | #N/A | #N/A | Thursday | 0 | 0 | #N/A | #N/A |  | #N/A | #N/A
8/29/2019 | 23:00 | #N/A | #N/A | Thursday | 0 | 0 | #N/A | #N/A |  | #N/A | #N/A
8/29/2019 | 24:00 | #N/A | #N/A | Thursday | 0 | 0 | #N/A | #N/A |  | #N/A | #N/A
8/30/2019 | 1:00 | #N/A | #N/A | Friday | 0 | 0 | #N/A | #N/A |  | #N/A | #N/A
8/30/2019 | 2:00 | #N/A | #N/A | Friday | 0 | 0 | #N/A | #N/A |  | #N/A | #N/A
8/30/2019 | 3:00 | #N/A | #N/A | Friday | 0 | 0 | #N/A | #N/A |  | #N/A | #N/A
8/30/2019 | 4:00 | #N/A | #N/A | Friday | 0 | 0 | #N/A | #N/A |  | #N/A | #N/A
8/30/2019 | 5:00 | #N/A | #N/A | Friday | 0 | 0 | #N/A | #N/A |  | #N/A | #N/A
8/30/2019 | 6:00 | #N/A | #N/A | Friday | 0 | 0 | #N/A | #N/A |  | #N/A | #N/A
8/30/2019 | 7:00 | #N/A | #N/A | Friday | 0 | 0 | #N/A | #N/A |  | #N/A | #N/A
8/30/2019 | 8:00 | #N/A | #N/A | Friday | 0 | 0 | #N/A | #N/A |  | #N/A | #N/A
8/30/2019 | 9:00 | #N/A | #N/A | Friday | 0 | 0 | #N/A | #N/A |  | #N/A | #N/A
8/30/2019 | 10:00 | #N/A | #N/A | Friday | 0 | 0 | #N/A | #N/A |  | #N/A | #N/A
8/30/2019 | 11:00 | #N/A | #N/A | Friday | 0 | 0 | #N/A | #N/A |  | #N/A | #N/A
8/30/2019 | 12:00 | #N/A | #N/A | Friday | 0 | 0 | #N/A | #N/A |  | #N/A | #N/A
8/30/2019 | 13:00 | #N/A | #N/A | Friday | 0 | 0 | #N/A | #N/A |  | #N/A | #N/A
8/30/2019 | 14:00 | #N/A | #N/A | Friday | 0 | 0 | #N/A | #N/A |  | #N/A | #N/A
8/30/2019 | 15:00 | #N/A | #N/A | Friday | 0 | 0 | #N/A | #N/A |  | #N/A | #N/A
8/30/2019 | 16:00 | #N/A | #N/A | Friday | 0 | 0 | #N/A | #N/A |  | #N/A | #N/A
8/30/2019 | 17:00 | #N/A | #N/A | Friday | 0 | 0 | #N/A | #N/A |  | #N/A | #N/A
8/30/2019 | 18:00 | #N/A | #N/A | Friday | 0 | 0 | #N/A | #N/A |  | #N/A | #N/A
8/30/2019 | 19:00 | #N/A | #N/A | Friday | 0 | 0 | #N/A | #N/A |  | #N/A | #N/A
8/30/2019 | 20:00 | #N/A | #N/A | Friday | 0 | 0 | #N/A | #N/A |  | #N/A | #N/A
8/30/2019 | 21:00 | #N/A | #N/A | Friday | 0 | 0 | #N/A | #N/A |  | #N/A | #N/A
8/30/2019 | 22:00 | #N/A | #N/A | Friday | 0 | 0 | #N/A | #N/A |  | #N/A | #N/A
8/30/2019 | 23:00 | #N/A | #N/A | Friday | 0 | 0 | #N/A | #N/A |  | #N/A | #N/A
8/30/2019 | 24:00 | #N/A | #N/A | Friday | 0 | 0 | #N/A | #N/A |  | #N/A | #N/A
8/31/2019 | 1:00 | #N/A | #N/A | Saturday | 0 | 0 | #N/A | #N/A |  | #N/A | #N/A
8/31/2019 | 2:00 | #N/A | #N/A | Saturday | 0 | 0 | #N/A | #N/A |  | #N/A | #N/A
8/31/2019 | 3:00 | #N/A | #N/A | Saturday | 0 | 0 | #N/A | #N/A |  | #N/A | #N/A
8/31/2019 | 4:00 | #N/A | #N/A | Saturday | 0 | 0 | #N/A | #N/A |  | #N/A | #N/A
8/31/2019 | 5:00 | #N/A | #N/A | Saturday | 0 | 0 | #N/A | #N/A |  | #N/A | #N/A
8/31/2019 | 6:00 | #N/A | #N/A | Saturday | 0 | 0 | #N/A | #N/A |  | #N/A | #N/A
8/31/2019 | 7:00 | #N/A | #N/A | Saturday | 0 | 0 | #N/A | #N/A |  | #N/A | #N/A
8/31/2019 | 8:00 | #N/A | #N/A | Saturday | 0 | 0 | #N/A | #N/A |  | #N/A | #N/A
8/31/2019 | 9:00 | #N/A | #N/A | Saturday | 0 | 0 | #N/A | #N/A |  | #N/A | #N/A
8/31/2019 | 10:00 | #N/A | #N/A | Saturday | 0 | 0 | #N/A | #N/A |  | #N/A | #N/A
8/31/2019 | 11:00 | #N/A | #N/A | Saturday | 0 | 0 | #N/A | #N/A |  | #N/A | #N/A
8/31/2019 | 12:00 | #N/A | #N/A | Saturday | 0 | 0 | #N/A | #N/A |  | #N/A | #N/A
8/31/2019 | 13:00 | #N/A | #N/A | Saturday | 0 | 0 | #N/A | #N/A |  | #N/A | #N/A
8/31/2019 | 14:00 | #N/A | #N/A | Saturday | 0 | 0 | #N/A | #N/A |  | #N/A | #N/A
8/31/2019 | 15:00 | #N/A | #N/A | Saturday | 0 | 0 | #N/A | #N/A |  | #N/A | #N/A
8/31/2019 | 16:00 | #N/A | #N/A | Saturday | 0 | 0 | #N/A | #N/A |  | #N/A | #N/A
8/31/2019 | 17:00 | #N/A | #N/A | Saturday | 0 | 0 | #N/A | #N/A |  | #N/A | #N/A
8/31/2019 | 18:00 | #N/A | #N/A | Saturday | 0 | 0 | #N/A | #N/A |  | #N/A | #N/A
8/31/2019 | 19:00 | #N/A | #N/A | Saturday | 0 | 0 | #N/A | #N/A |  | #N/A | #N/A
8/31/2019 | 20:00 | #N/A | #N/A | Saturday | 0 | 0 | #N/A | #N/A |  | #N/A | #N/A
8/31/2019 | 21:00 | #N/A | #N/A | Saturday | 0 | 0 | #N/A | #N/A |  | #N/A | #N/A
8/31/2019 | 22:00 | #N/A | #N/A | Saturday | 0 | 0 | #N/A | #N/A |  | #N/A | #N/A
8/31/2019 | 23:00 | #N/A | #N/A | Saturday | 0 | 0 | #N/A | #N/A |  | #N/A | #N/A
8/31/2019 | 24:00 | #N/A | #N/A | Saturday | 0 | 0 | #N/A | #N/A |  | #N/A | #N/A
9/1/2019 | 1:00 | #N/A | #N/A | Sunday | 0 | 0 | #N/A | #N/A |  | #N/A | #N/A
9/1/2019 | 2:00 | #N/A | #N/A | Sunday | 0 | 0 | #N/A | #N/A |  | #N/A | #N/A
9/1/2019 | 3:00 | #N/A | #N/A | Sunday | 0 | 0 | #N/A | #N/A |  | #N/A | #N/A
9/1/2019 | 4:00 | #N/A | #N/A | Sunday | 0 | 0 | #N/A | #N/A |  | #N/A | #N/A
9/1/2019 | 5:00 | #N/A | #N/A | Sunday | 0 | 0 | #N/A | #N/A |  | #N/A | #N/A
9/1/2019 | 6:00 | #N/A | #N/A | Sunday | 0 | 0 | #N/A | #N/A |  | #N/A | #N/A
9/1/2019 | 7:00 | #N/A | #N/A | Sunday | 0 | 0 | #N/A | #N/A |  | #N/A | #N/A
9/1/2019 | 8:00 | #N/A | #N/A | Sunday | 0 | 0 | #N/A | #N/A |  | #N/A | #N/A
9/1/2019 | 9:00 | #N/A | #N/A | Sunday | 0 | 0 | #N/A | #N/A |  | #N/A | #N/A
9/1/2019 | 10:00 | #N/A | #N/A | Sunday | 0 | 0 | #N/A | #N/A |  | #N/A | #N/A
9/1/2019 | 11:00 | #N/A | #N/A | Sunday | 0 | 0 | #N/A | #N/A |  | #N/A | #N/A
9/1/2019 | 12:00 | #N/A | #N/A | Sunday | 0 | 0 | #N/A | #N/A |  | #N/A | #N/A
9/1/2019 | 13:00 | #N/A | #N/A | Sunday | 0 | 0 | #N/A | #N/A |  | #N/A | #N/A
9/1/2019 | 14:00 | #N/A | #N/A | Sunday | 0 | 0 | #N/A | #N/A |  | #N/A | #N/A
9/1/2019 | 15:00 | #N/A | #N/A | Sunday | 0 | 0 | #N/A | #N/A |  | #N/A | #N/A
9/1/2019 | 16:00 | #N/A | #N/A | Sunday | 0 | 0 | #N/A | #N/A |  | #N/A | #N/A
9/1/2019 | 17:00 | #N/A | #N/A | Sunday | 0 | 0 | #N/A | #N/A |  | #N/A | #N/A
9/1/2019 | 18:00 | #N/A | #N/A | Sunday | 0 | 0 | #N/A | #N/A |  | #N/A | #N/A
9/1/2019 | 19:00 | #N/A | #N/A | Sunday | 0 | 0 | #N/A | #N/A |  | #N/A | #N/A
9/1/2019 | 20:00 | #N/A | #N/A | Sunday | 0 | 0 | #N/A | #N/A |  | #N/A | #N/A
9/1/2019 | 21:00 | #N/A | #N/A | Sunday | 0 | 0 | #N/A | #N/A |  | #N/A | #N/A
9/1/2019 | 22:00 | #N/A | #N/A | Sunday | 0 | 0 | #N/A | #N/A |  | #N/A | #N/A
9/1/2019 | 23:00 | #N/A | #N/A | Sunday | 0 | 0 | #N/A | #N/A |  | #N/A | #N/A
9/1/2019 | 24:00 | #N/A | #N/A | Sunday | 0 | 0 | #N/A | #N/A |  | #N/A | #N/A
9/2/2019 | 1:00 | #N/A | #N/A | Monday | 0 | 0 | #N/A | #N/A |  | #N/A | #N/A
9/2/2019 | 2:00 | #N/A | #N/A | Monday | 0 | 0 | #N/A | #N/A |  | #N/A | #N/A
9/2/2019 | 3:00 | #N/A | #N/A | Monday | 0 | 0 | #N/A | #N/A |  | #N/A | #N/A
9/2/2019 | 4:00 | #N/A | #N/A | Monday | 0 | 0 | #N/A | #N/A |  | #N/A | #N/A
9/2/2019 | 5:00 | #N/A | #N/A | Monday | 0 | 0 | #N/A | #N/A |  | #N/A | #N/A
9/2/2019 | 6:00 | #N/A | #N/A | Monday | 0 | 0 | #N/A | #N/A |  | #N/A | #N/A
9/2/2019 | 7:00 | #N/A | #N/A | Monday | 0 | 0 | #N/A | #N/A |  | #N/A | #N/A
9/2/2019 | 8:00 | #N/A | #N/A | Monday | 0 | 0 | #N/A | #N/A |  | #N/A | #N/A
9/2/2019 | 9:00 | #N/A | #N/A | Monday | 0 | 0 | #N/A | #N/A |  | #N/A | #N/A
9/2/2019 | 10:00 | #N/A | #N/A | Monday | 0 | 0 | #N/A | #N/A |  | #N/A | #N/A
9/2/2019 | 11:00 | #N/A | #N/A | Monday | 0 | 0 | #N/A | #N/A |  | #N/A | #N/A
9/2/2019 | 12:00 | #N/A | #N/A | Monday | 0 | 0 | #N/A | #N/A |  | #N/A | #N/A
9/2/2019 | 13:00 | #N/A | #N/A | Monday | 0 | 0 | #N/A | #N/A |  | #N/A | #N/A
9/2/2019 | 14:00 | #N/A | #N/A | Monday | 0 | 0 | #N/A | #N/A |  | #N/A | #N/A
9/2/2019 | 15:00 | #N/A | #N/A | Monday | 0 | 0 | #N/A | #N/A |  | #N/A | #N/A
9/2/2019 | 16:00 | #N/A | #N/A | Monday | 0 | 0 | #N/A | #N/A |  | #N/A | #N/A
9/2/2019 | 17:00 | #N/A | #N/A | Monday | 0 | 0 | #N/A | #N/A |  | #N/A | #N/A
9/2/2019 | 18:00 | #N/A | #N/A | Monday | 0 | 0 | #N/A | #N/A |  | #N/A | #N/A
9/2/2019 | 19:00 | #N/A | #N/A | Monday | 0 | 0 | #N/A | #N/A |  | #N/A | #N/A
9/2/2019 | 20:00 | #N/A | #N/A | Monday | 0 | 0 | #N/A | #N/A |  | #N/A | #N/A
9/2/2019 | 21:00 | #N/A | #N/A | Monday | 0 | 0 | #N/A | #N/A |  | #N/A | #N/A
9/2/2019 | 22:00 | #N/A | #N/A | Monday | 0 | 0 | #N/A | #N/A |  | #N/A | #N/A
9/2/2019 | 23:00 | #N/A | #N/A | Monday | 0 | 0 | #N/A | #N/A |  | #N/A | #N/A
9/2/2019 | 24:00 | #N/A | #N/A | Monday | 0 | 0 | #N/A | #N/A |  | #N/A | #N/A
9/3/2019 | 1:00 | #N/A | #N/A | Tuesday | 0 | 0 | #N/A | #N/A |  | #N/A | #N/A
9/3/2019 | 2:00 | #N/A | #N/A | Tuesday | 0 | 0 | #N/A | #N/A |  | #N/A | #N/A
9/3/2019 | 3:00 | #N/A | #N/A | Tuesday | 0 | 0 | #N/A | #N/A |  | #N/A | #N/A
9/3/2019 | 4:00 | #N/A | #N/A | Tuesday | 0 | 0 | #N/A | #N/A |  | #N/A | #N/A
9/3/2019 | 5:00 | #N/A | #N/A | Tuesday | 0 | 0 | #N/A | #N/A |  | #N/A | #N/A
9/3/2019 | 6:00 | #N/A | #N/A | Tuesday | 0 | 0 | #N/A | #N/A |  | #N/A | #N/A
9/3/2019 | 7:00 | #N/A | #N/A | Tuesday | 0 | 0 | #N/A | #N/A |  | #N/A | #N/A
9/3/2019 | 8:00 | #N/A | #N/A | Tuesday | 0 | 0 | #N/A | #N/A |  | #N/A | #N/A
9/3/2019 | 9:00 | #N/A | #N/A | Tuesday | 0 | 0 | #N/A | #N/A |  | #N/A | #N/A
9/3/2019 | 10:00 | #N/A | #N/A | Tuesday | 0 | 0 | #N/A | #N/A |  | #N/A | #N/A
9/3/2019 | 11:00 | #N/A | #N/A | Tuesday | 0 | 0 | #N/A | #N/A |  | #N/A | #N/A
9/3/2019 | 12:00 | #N/A | #N/A | Tuesday | 0 | 0 | #N/A | #N/A |  | #N/A | #N/A
9/3/2019 | 13:00 | #N/A | #N/A | Tuesday | 0 | 0 | #N/A | #N/A |  | #N/A | #N/A
9/3/2019 | 14:00 | #N/A | #N/A | Tuesday | 0 | 0 | #N/A | #N/A |  | #N/A | #N/A
9/3/2019 | 15:00 | #N/A | #N/A | Tuesday | 0 | 0 | #N/A | #N/A |  | #N/A | #N/A
9/3/2019 | 16:00 | #N/A | #N/A | Tuesday | 0 | 0 | #N/A | #N/A |  | #N/A | #N/A
9/3/2019 | 17:00 | #N/A | #N/A | Tuesday | 0 | 0 | #N/A | #N/A |  | #N/A | #N/A
9/3/2019 | 18:00 | #N/A | #N/A | Tuesday | 0 | 0 | #N/A | #N/A |  | #N/A | #N/A
9/3/2019 | 19:00 | #N/A | #N/A | Tuesday | 0 | 0 | #N/A | #N/A |  | #N/A | #N/A
9/3/2019 | 20:00 | #N/A | #N/A | Tuesday | 0 | 0 | #N/A | #N/A |  | #N/A | #N/A
9/3/2019 | 21:00 | #N/A | #N/A | Tuesday | 0 | 0 | #N/A | #N/A |  | #N/A | #N/A
9/3/2019 | 22:00 | #N/A | #N/A | Tuesday | 0 | 0 | #N/A | #N/A |  | #N/A | #N/A
9/3/2019 | 23:00 | #N/A | #N/A | Tuesday | 0 | 0 | #N/A | #N/A |  | #N/A | #N/A
9/3/2019 | 24:00 | #N/A | #N/A | Tuesday | 0 | 0 | #N/A | #N/A |  | #N/A | #N/A
9/4/2019 | 1:00 | #N/A | #N/A | Wednesday | 0 | 0 | #N/A | #N/A |  | #N/A | #N/A
9/4/2019 | 2:00 | #N/A | #N/A | Wednesday | 0 | 0 | #N/A | #N/A |  | #N/A | #N/A
9/4/2019 | 3:00 | #N/A | #N/A | Wednesday | 0 | 0 | #N/A | #N/A |  | #N/A | #N/A
9/4/2019 | 4:00 | #N/A | #N/A | Wednesday | 0 | 0 | #N/A | #N/A |  | #N/A | #N/A
9/4/2019 | 5:00 | #N/A | #N/A | Wednesday | 0 | 0 | #N/A | #N/A |  | #N/A | #N/A
9/4/2019 | 6:00 | #N/A | #N/A | Wednesday | 0 | 0 | #N/A | #N/A |  | #N/A | #N/A
9/4/2019 | 7:00 | #N/A | #N/A | Wednesday | 0 | 0 | #N/A | #N/A |  | #N/A | #N/A
9/4/2019 | 8:00 | #N/A | #N/A | Wednesday | 0 | 0 | #N/A | #N/A |  | #N/A | #N/A
9/4/2019 | 9:00 | #N/A | #N/A | Wednesday | 0 | 0 | #N/A | #N/A |  | #N/A | #N/A
9/4/2019 | 10:00 | #N/A | #N/A | Wednesday | 0 | 0 | #N/A | #N/A |  | #N/A | #N/A
9/4/2019 | 11:00 | #N/A | #N/A | Wednesday | 0 | 0 | #N/A | #N/A |  | #N/A | #N/A
9/4/2019 | 12:00 | #N/A | #N/A | Wednesday | 0 | 0 | #N/A | #N/A |  | #N/A | #N/A
9/4/2019 | 13:00 | #N/A | #N/A | Wednesday | 0 | 0 | #N/A | #N/A |  | #N/A | #N/A
9/4/2019 | 14:00 | #N/A | #N/A | Wednesday | 0 | 0 | #N/A | #N/A |  | #N/A | #N/A
9/4/2019 | 15:00 | #N/A | #N/A | Wednesday | 0 | 0 | #N/A | #N/A |  | #N/A | #N/A
9/4/2019 | 16:00 | #N/A | #N/A | Wednesday | 0 | 0 | #N/A | #N/A |  | #N/A | #N/A
9/4/2019 | 17:00 | #N/A | #N/A | Wednesday | 0 | 0 | #N/A | #N/A |  | #N/A | #N/A
9/4/2019 | 18:00 | #N/A | #N/A | Wednesday | 0 | 0 | #N/A | #N/A |  | #N/A | #N/A
9/4/2019 | 19:00 | #N/A | #N/A | Wednesday | 0 | 0 | #N/A | #N/A |  | #N/A | #N/A
9/4/2019 | 20:00 | #N/A | #N/A | Wednesday | 0 | 0 | #N/A | #N/A |  | #N/A | #N/A
9/4/2019 | 21:00 | #N/A | #N/A | Wednesday | 0 | 0 | #N/A | #N/A |  | #N/A | #N/A
9/4/2019 | 22:00 | #N/A | #N/A | Wednesday | 0 | 0 | #N/A | #N/A |  | #N/A | #N/A
9/4/2019 | 23:00 | #N/A | #N/A | Wednesday | 0 | 0 | #N/A | #N/A |  | #N/A | #N/A
9/4/2019 | 24:00 | #N/A | #N/A | Wednesday | 0 | 0 | #N/A | #N/A |  | #N/A | #N/A
9/5/2019 | 1:00 | #N/A | #N/A | Thursday | 0 | 0 | #N/A | #N/A |  | #N/A | #N/A
9/5/2019 | 2:00 | #N/A | #N/A | Thursday | 0 | 0 | #N/A | #N/A |  | #N/A | #N/A
9/5/2019 | 3:00 | #N/A | #N/A | Thursday | 0 | 0 | #N/A | #N/A |  | #N/A | #N/A
9/5/2019 | 4:00 | #N/A | #N/A | Thursday | 0 | 0 | #N/A | #N/A |  | #N/A | #N/A
9/5/2019 | 5:00 | #N/A | #N/A | Thursday | 0 | 0 | #N/A | #N/A |  | #N/A | #N/A
9/5/2019 | 6:00 | #N/A | #N/A | Thursday | 0 | 0 | #N/A | #N/A |  | #N/A | #N/A
9/5/2019 | 7:00 | #N/A | #N/A | Thursday | 0 | 0 | #N/A | #N/A |  | #N/A | #N/A
9/5/2019 | 8:00 | #N/A | #N/A | Thursday | 0 | 0 | #N/A | #N/A |  | #N/A | #N/A
9/5/2019 | 9:00 | #N/A | #N/A | Thursday | 0 | 0 | #N/A | #N/A |  | #N/A | #N/A
9/5/2019 | 10:00 | #N/A | #N/A | Thursday | 0 | 0 | #N/A | #N/A |  | #N/A | #N/A
9/5/2019 | 11:00 | #N/A | #N/A | Thursday | 0 | 0 | #N/A | #N/A |  | #N/A | #N/A
9/5/2019 | 12:00 | #N/A | #N/A | Thursday | 0 | 0 | #N/A | #N/A |  | #N/A | #N/A
9/5/2019 | 13:00 | #N/A | #N/A | Thursday | 0 | 0 | #N/A | #N/A |  | #N/A | #N/A
9/5/2019 | 14:00 | #N/A | #N/A | Thursday | 0 | 0 | #N/A | #N/A |  | #N/A | #N/A
9/5/2019 | 15:00 | #N/A | #N/A | Thursday | 0 | 0 | #N/A | #N/A |  | #N/A | #N/A
9/5/2019 | 16:00 | #N/A | #N/A | Thursday | 0 | 0 | #N/A | #N/A |  | #N/A | #N/A
9/5/2019 | 17:00 | #N/A | #N/A | Thursday | 0 | 0 | #N/A | #N/A |  | #N/A | #N/A
9/5/2019 | 18:00 | #N/A | #N/A | Thursday | 0 | 0 | #N/A | #N/A |  | #N/A | #N/A
9/5/2019 | 19:00 | #N/A | #N/A | Thursday | 0 | 0 | #N/A | #N/A |  | #N/A | #N/A
9/5/2019 | 20:00 | #N/A | #N/A | Thursday | 0 | 0 | #N/A | #N/A |  | #N/A | #N/A
9/5/2019 | 21:00 | #N/A | #N/A | Thursday | 0 | 0 | #N/A | #N/A |  | #N/A | #N/A
9/5/2019 | 22:00 | #N/A | #N/A | Thursday | 0 | 0 | #N/A | #N/A |  | #N/A | #N/A
9/5/2019 | 23:00 | #N/A | #N/A | Thursday | 0 | 0 | #N/A | #N/A |  | #N/A | #N/A
9/5/2019 | 24:00 | #N/A | #N/A | Thursday | 0 | 0 | #N/A | #N/A |  | #N/A | #N/A
9/6/2019 | 1:00 | #N/A | #N/A | Friday | 0 | 0 | #N/A | #N/A |  | #N/A | #N/A
9/6/2019 | 2:00 | #N/A | #N/A | Friday | 0 | 0 | #N/A | #N/A |  | #N/A | #N/A
9/6/2019 | 3:00 | #N/A | #N/A | Friday | 0 | 0 | #N/A | #N/A |  | #N/A | #N/A
9/6/2019 | 4:00 | #N/A | #N/A | Friday | 0 | 0 | #N/A | #N/A |  | #N/A | #N/A
9/6/2019 | 5:00 | #N/A | #N/A | Friday | 0 | 0 | #N/A | #N/A |  | #N/A | #N/A
9/6/2019 | 6:00 | #N/A | #N/A | Friday | 0 | 0 | #N/A | #N/A |  | #N/A | #N/A
9/6/2019 | 7:00 | #N/A | #N/A | Friday | 0 | 0 | #N/A | #N/A |  | #N/A | #N/A
9/6/2019 | 8:00 | #N/A | #N/A | Friday | 0 | 0 | #N/A | #N/A |  | #N/A | #N/A
9/6/2019 | 9:00 | #N/A | #N/A | Friday | 0 | 0 | #N/A | #N/A |  | #N/A | #N/A
9/6/2019 | 10:00 | #N/A | #N/A | Friday | 0 | 0 | #N/A | #N/A |  | #N/A | #N/A
9/6/2019 | 11:00 | #N/A | #N/A | Friday | 0 | 0 | #N/A | #N/A |  | #N/A | #N/A
9/6/2019 | 12:00 | #N/A | #N/A | Friday | 0 | 0 | #N/A | #N/A |  | #N/A | #N/A
9/6/2019 | 13:00 | #N/A | #N/A | Friday | 0 | 0 | #N/A | #N/A |  | #N/A | #N/A
9/6/2019 | 14:00 | #N/A | #N/A | Friday | 0 | 0 | #N/A | #N/A |  | #N/A | #N/A
9/6/2019 | 15:00 | #N/A | #N/A | Friday | 0 | 0 | #N/A | #N/A |  | #N/A | #N/A
9/6/2019 | 16:00 | #N/A | #N/A | Friday | 0 | 0 | #N/A | #N/A |  | #N/A | #N/A
9/6/2019 | 17:00 | #N/A | #N/A | Friday | 0 | 0 | #N/A | #N/A |  | #N/A | #N/A
9/6/2019 | 18:00 | #N/A | #N/A | Friday | 0 | 0 | #N/A | #N/A |  | #N/A | #N/A
9/6/2019 | 19:00 | #N/A | #N/A | Friday | 0 | 0 | #N/A | #N/A |  | #N/A | #N/A
9/6/2019 | 20:00 | #N/A | #N/A | Friday | 0 | 0 | #N/A | #N/A |  | #N/A | #N/A
9/6/2019 | 21:00 | #N/A | #N/A | Friday | 0 | 0 | #N/A | #N/A |  | #N/A | #N/A
9/6/2019 | 22:00 | #N/A | #N/A | Friday | 0 | 0 | #N/A | #N/A |  | #N/A | #N/A
9/6/2019 | 23:00 | #N/A | #N/A | Friday | 0 | 0 | #N/A | #N/A |  | #N/A | #N/A
9/6/2019 | 24:00 | #N/A | #N/A | Friday | 0 | 0 | #N/A | #N/A |  | #N/A | #N/A
9/7/2019 | 1:00 | #N/A | #N/A | Saturday | 0 | 0 | #N/A | #N/A |  | #N/A | #N/A
9/7/2019 | 2:00 | #N/A | #N/A | Saturday | 0 | 0 | #N/A | #N/A |  | #N/A | #N/A
9/7/2019 | 3:00 | #N/A | #N/A | Saturday | 0 | 0 | #N/A | #N/A |  | #N/A | #N/A
9/7/2019 | 4:00 | #N/A | #N/A | Saturday | 0 | 0 | #N/A | #N/A |  | #N/A | #N/A
9/7/2019 | 5:00 | #N/A | #N/A | Saturday | 0 | 0 | #N/A | #N/A |  | #N/A | #N/A
9/7/2019 | 6:00 | #N/A | #N/A | Saturday | 0 | 0 | #N/A | #N/A |  | #N/A | #N/A
9/7/2019 | 7:00 | #N/A | #N/A | Saturday | 0 | 0 | #N/A | #N/A |  | #N/A | #N/A
9/7/2019 | 8:00 | #N/A | #N/A | Saturday | 0 | 0 | #N/A | #N/A |  | #N/A | #N/A
9/7/2019 | 9:00 | #N/A | #N/A | Saturday | 0 | 0 | #N/A | #N/A |  | #N/A | #N/A
9/7/2019 | 10:00 | #N/A | #N/A | Saturday | 0 | 0 | #N/A | #N/A |  | #N/A | #N/A
9/7/2019 | 11:00 | #N/A | #N/A | Saturday | 0 | 0 | #N/A | #N/A |  | #N/A | #N/A
9/7/2019 | 12:00 | #N/A | #N/A | Saturday | 0 | 0 | #N/A | #N/A |  | #N/A | #N/A
9/7/2019 | 13:00 | #N/A | #N/A | Saturday | 0 | 0 | #N/A | #N/A |  | #N/A | #N/A
9/7/2019 | 14:00 | #N/A | #N/A | Saturday | 0 | 0 | #N/A | #N/A |  | #N/A | #N/A
9/7/2019 | 15:00 | #N/A | #N/A | Saturday | 0 | 0 | #N/A | #N/A |  | #N/A | #N/A
9/7/2019 | 16:00 | #N/A | #N/A | Saturday | 0 | 0 | #N/A | #N/A |  | #N/A | #N/A
9/7/2019 | 17:00 | #N/A | #N/A | Saturday | 0 | 0 | #N/A | #N/A |  | #N/A | #N/A
9/7/2019 | 18:00 | #N/A | #N/A | Saturday | 0 | 0 | #N/A | #N/A |  | #N/A | #N/A
9/7/2019 | 19:00 | #N/A | #N/A | Saturday | 0 | 0 | #N/A | #N/A |  | #N/A | #N/A
9/7/2019 | 20:00 | #N/A | #N/A | Saturday | 0 | 0 | #N/A | #N/A |  | #N/A | #N/A
9/7/2019 | 21:00 | #N/A | #N/A | Saturday | 0 | 0 | #N/A | #N/A |  | #N/A | #N/A
9/7/2019 | 22:00 | #N/A | #N/A | Saturday | 0 | 0 | #N/A | #N/A |  | #N/A | #N/A
9/7/2019 | 23:00 | #N/A | #N/A | Saturday | 0 | 0 | #N/A | #N/A |  | #N/A | #N/A
9/7/2019 | 24:00 | #N/A | #N/A | Saturday | 0 | 0 | #N/A | #N/A |  | #N/A | #N/A
9/8/2019 | 1:00 | #N/A | #N/A | Sunday | 0 | 0 | #N/A | #N/A |  | #N/A | #N/A
9/8/2019 | 2:00 | #N/A | #N/A | Sunday | 0 | 0 | #N/A | #N/A |  | #N/A | #N/A
9/8/2019 | 3:00 | #N/A | #N/A | Sunday | 0 | 0 | #N/A | #N/A |  | #N/A | #N/A
9/8/2019 | 4:00 | #N/A | #N/A | Sunday | 0 | 0 | #N/A | #N/A |  | #N/A | #N/A
9/8/2019 | 5:00 | #N/A | #N/A | Sunday | 0 | 0 | #N/A | #N/A |  | #N/A | #N/A
9/8/2019 | 6:00 | #N/A | #N/A | Sunday | 0 | 0 | #N/A | #N/A |  | #N/A | #N/A
9/8/2019 | 7:00 | #N/A | #N/A | Sunday | 0 | 0 | #N/A | #N/A |  | #N/A | #N/A
9/8/2019 | 8:00 | #N/A | #N/A | Sunday | 0 | 0 | #N/A | #N/A |  | #N/A | #N/A
9/8/2019 | 9:00 | #N/A | #N/A | Sunday | 0 | 0 | #N/A | #N/A |  | #N/A | #N/A
9/8/2019 | 10:00 | #N/A | #N/A | Sunday | 0 | 0 | #N/A | #N/A |  | #N/A | #N/A
9/8/2019 | 11:00 | #N/A | #N/A | Sunday | 0 | 0 | #N/A | #N/A |  | #N/A | #N/A
9/8/2019 | 12:00 | #N/A | #N/A | Sunday | 0 | 0 | #N/A | #N/A |  | #N/A | #N/A
9/8/2019 | 13:00 | #N/A | #N/A | Sunday | 0 | 0 | #N/A | #N/A |  | #N/A | #N/A
9/8/2019 | 14:00 | #N/A | #N/A | Sunday | 0 | 0 | #N/A | #N/A |  | #N/A | #N/A
9/8/2019 | 15:00 | #N/A | #N/A | Sunday | 0 | 0 | #N/A | #N/A |  | #N/A | #N/A
9/8/2019 | 16:00 | #N/A | #N/A | Sunday | 0 | 0 | #N/A | #N/A |  | #N/A | #N/A
9/8/2019 | 17:00 | #N/A | #N/A | Sunday | 0 | 0 | #N/A | #N/A |  | #N/A | #N/A
9/8/2019 | 18:00 | #N/A | #N/A | Sunday | 0 | 0 | #N/A | #N/A |  | #N/A | #N/A
9/8/2019 | 19:00 | #N/A | #N/A | Sunday | 0 | 0 | #N/A | #N/A |  | #N/A | #N/A
9/8/2019 | 20:00 | #N/A | #N/A | Sunday | 0 | 0 | #N/A | #N/A |  | #N/A | #N/A
9/8/2019 | 21:00 | #N/A | #N/A | Sunday | 0 | 0 | #N/A | #N/A |  | #N/A | #N/A
9/8/2019 | 22:00 | #N/A | #N/A | Sunday | 0 | 0 | #N/A | #N/A |  | #N/A | #N/A
9/8/2019 | 23:00 | #N/A | #N/A | Sunday | 0 | 0 | #N/A | #N/A |  | #N/A | #N/A
9/8/2019 | 24:00 | #N/A | #N/A | Sunday | 0 | 0 | #N/A | #N/A |  | #N/A | #N/A
9/9/2019 | 1:00 | #N/A | #N/A | Monday | 0 | 0 | #N/A | #N/A |  | #N/A | #N/A
9/9/2019 | 2:00 | #N/A | #N/A | Monday | 0 | 0 | #N/A | #N/A |  | #N/A | #N/A
9/9/2019 | 3:00 | #N/A | #N/A | Monday | 0 | 0 | #N/A | #N/A |  | #N/A | #N/A
9/9/2019 | 4:00 | #N/A | #N/A | Monday | 0 | 0 | #N/A | #N/A |  | #N/A | #N/A
9/9/2019 | 5:00 | #N/A | #N/A | Monday | 0 | 0 | #N/A | #N/A |  | #N/A | #N/A
9/9/2019 | 6:00 | #N/A | #N/A | Monday | 0 | 0 | #N/A | #N/A |  | #N/A | #N/A
9/9/2019 | 7:00 | #N/A | #N/A | Monday | 0 | 0 | #N/A | #N/A |  | #N/A | #N/A
9/9/2019 | 8:00 | #N/A | #N/A | Monday | 0 | 0 | #N/A | #N/A |  | #N/A | #N/A
9/9/2019 | 9:00 | #N/A | #N/A | Monday | 0 | 0 | #N/A | #N/A |  | #N/A | #N/A
9/9/2019 | 10:00 | #N/A | #N/A | Monday | 0 | 0 | #N/A | #N/A |  | #N/A | #N/A
9/9/2019 | 11:00 | #N/A | #N/A | Monday | 0 | 0 | #N/A | #N/A |  | #N/A | #N/A
9/9/2019 | 12:00 | #N/A | #N/A | Monday | 0 | 0 | #N/A | #N/A |  | #N/A | #N/A
9/9/2019 | 13:00 | #N/A | #N/A | Monday | 0 | 0 | #N/A | #N/A |  | #N/A | #N/A
9/9/2019 | 14:00 | #N/A | #N/A | Monday | 0 | 0 | #N/A | #N/A |  | #N/A | #N/A
9/9/2019 | 15:00 | #N/A | #N/A | Monday | 0 | 0 | #N/A | #N/A |  | #N/A | #N/A
9/9/2019 | 16:00 | #N/A | #N/A | Monday | 0 | 0 | #N/A | #N/A |  | #N/A | #N/A
9/9/2019 | 17:00 | #N/A | #N/A | Monday | 0 | 0 | #N/A | #N/A |  | #N/A | #N/A
9/9/2019 | 18:00 | #N/A | #N/A | Monday | 0 | 0 | #N/A | #N/A |  | #N/A | #N/A
9/9/2019 | 19:00 | #N/A | #N/A | Monday | 0 | 0 | #N/A | #N/A |  | #N/A | #N/A
9/9/2019 | 20:00 | #N/A | #N/A | Monday | 0 | 0 | #N/A | #N/A |  | #N/A | #N/A
9/9/2019 | 21:00 | #N/A | #N/A | Monday | 0 | 0 | #N/A | #N/A |  | #N/A | #N/A
9/9/2019 | 22:00 | #N/A | #N/A | Monday | 0 | 0 | #N/A | #N/A |  | #N/A | #N/A
9/9/2019 | 23:00 | #N/A | #N/A | Monday | 0 | 0 | #N/A | #N/A |  | #N/A | #N/A
9/9/2019 | 24:00 | #N/A | #N/A | Monday | 0 | 0 | #N/A | #N/A |  | #N/A | #N/A
9/10/2019 | 1:00 | #N/A | #N/A | Tuesday | 0 | 0 | #N/A | #N/A |  | #N/A | #N/A
9/10/2019 | 2:00 | #N/A | #N/A | Tuesday | 0 | 0 | #N/A | #N/A |  | #N/A | #N/A
9/10/2019 | 3:00 | #N/A | #N/A | Tuesday | 0 | 0 | #N/A | #N/A |  | #N/A | #N/A
9/10/2019 | 4:00 | #N/A | #N/A | Tuesday | 0 | 0 | #N/A | #N/A |  | #N/A | #N/A
9/10/2019 | 5:00 | #N/A | #N/A | Tuesday | 0 | 0 | #N/A | #N/A |  | #N/A | #N/A
9/10/2019 | 6:00 | #N/A | #N/A | Tuesday | 0 | 0 | #N/A | #N/A |  | #N/A | #N/A
9/10/2019 | 7:00 | #N/A | #N/A | Tuesday | 0 | 0 | #N/A | #N/A |  | #N/A | #N/A
9/10/2019 | 8:00 | #N/A | #N/A | Tuesday | 0 | 0 | #N/A | #N/A |  | #N/A | #N/A
9/10/2019 | 9:00 | #N/A | #N/A | Tuesday | 0 | 0 | #N/A | #N/A |  | #N/A | #N/A
9/10/2019 | 10:00 | #N/A | #N/A | Tuesday | 0 | 0 | #N/A | #N/A |  | #N/A | #N/A
9/10/2019 | 11:00 | #N/A | #N/A | Tuesday | 0 | 0 | #N/A | #N/A |  | #N/A | #N/A
9/10/2019 | 12:00 | #N/A | #N/A | Tuesday | 0 | 0 | #N/A | #N/A |  | #N/A | #N/A
9/10/2019 | 13:00 | #N/A | #N/A | Tuesday | 0 | 0 | #N/A | #N/A |  | #N/A | #N/A
9/10/2019 | 14:00 | #N/A | #N/A | Tuesday | 0 | 0 | #N/A | #N/A |  | #N/A | #N/A
9/10/2019 | 15:00 | #N/A | #N/A | Tuesday | 0 | 0 | #N/A | #N/A |  | #N/A | #N/A
9/10/2019 | 16:00 | #N/A | #N/A | Tuesday | 0 | 0 | #N/A | #N/A |  | #N/A | #N/A
9/10/2019 | 17:00 | #N/A | #N/A | Tuesday | 0 | 0 | #N/A | #N/A |  | #N/A | #N/A
9/10/2019 | 18:00 | #N/A | #N/A | Tuesday | 0 | 0 | #N/A | #N/A |  | #N/A | #N/A
9/10/2019 | 19:00 | #N/A | #N/A | Tuesday | 0 | 0 | #N/A | #N/A |  | #N/A | #N/A
9/10/2019 | 20:00 | #N/A | #N/A | Tuesday | 0 | 0 | #N/A | #N/A |  | #N/A | #N/A
9/10/2019 | 21:00 | #N/A | #N/A | Tuesday | 0 | 0 | #N/A | #N/A |  | #N/A | #N/A
9/10/2019 | 22:00 | #N/A | #N/A | Tuesday | 0 | 0 | #N/A | #N/A |  | #N/A | #N/A
9/10/2019 | 23:00 | #N/A | #N/A | Tuesday | 0 | 0 | #N/A | #N/A |  | #N/A | #N/A
9/10/2019 | 24:00 | #N/A | #N/A | Tuesday | 0 | 0 | #N/A | #N/A |  | #N/A | #N/A
9/11/2019 | 1:00 | #N/A | #N/A | Wednesday | 0 | 0 | #N/A | #N/A |  | #N/A | #N/A
9/11/2019 | 2:00 | #N/A | #N/A | Wednesday | 0 | 0 | #N/A | #N/A |  | #N/A | #N/A
9/11/2019 | 3:00 | #N/A | #N/A | Wednesday | 0 | 0 | #N/A | #N/A |  | #N/A | #N/A
9/11/2019 | 4:00 | #N/A | #N/A | Wednesday | 0 | 0 | #N/A | #N/A |  | #N/A | #N/A
9/11/2019 | 5:00 | #N/A | #N/A | Wednesday | 0 | 0 | #N/A | #N/A |  | #N/A | #N/A
9/11/2019 | 6:00 | #N/A | #N/A | Wednesday | 0 | 0 | #N/A | #N/A |  | #N/A | #N/A
9/11/2019 | 7:00 | #N/A | #N/A | Wednesday | 0 | 0 | #N/A | #N/A |  | #N/A | #N/A
9/11/2019 | 8:00 | #N/A | #N/A | Wednesday | 0 | 0 | #N/A | #N/A |  | #N/A | #N/A
9/11/2019 | 9:00 | #N/A | #N/A | Wednesday | 0 | 0 | #N/A | #N/A |  | #N/A | #N/A
9/11/2019 | 10:00 | #N/A | #N/A | Wednesday | 0 | 0 | #N/A | #N/A |  | #N/A | #N/A
9/11/2019 | 11:00 | #N/A | #N/A | Wednesday | 0 | 0 | #N/A | #N/A |  | #N/A | #N/A
9/11/2019 | 12:00 | #N/A | #N/A | Wednesday | 0 | 0 | #N/A | #N/A |  | #N/A | #N/A
9/11/2019 | 13:00 | #N/A | #N/A | Wednesday | 0 | 0 | #N/A | #N/A |  | #N/A | #N/A
9/11/2019 | 14:00 | #N/A | #N/A | Wednesday | 0 | 0 | #N/A | #N/A |  | #N/A | #N/A
9/11/2019 | 15:00 | #N/A | #N/A | Wednesday | 0 | 0 | #N/A | #N/A |  | #N/A | #N/A
9/11/2019 | 16:00 | #N/A | #N/A | Wednesday | 0 | 0 | #N/A | #N/A |  | #N/A | #N/A
9/11/2019 | 17:00 | #N/A | #N/A | Wednesday | 0 | 0 | #N/A | #N/A |  | #N/A | #N/A
9/11/2019 | 18:00 | #N/A | #N/A | Wednesday | 0 | 0 | #N/A | #N/A |  | #N/A | #N/A
9/11/2019 | 19:00 | #N/A | #N/A | Wednesday | 0 | 0 | #N/A | #N/A |  | #N/A | #N/A
9/11/2019 | 20:00 | #N/A | #N/A | Wednesday | 0 | 0 | #N/A | #N/A |  | #N/A | #N/A
9/11/2019 | 21:00 | #N/A | #N/A | Wednesday | 0 | 0 | #N/A | #N/A |  | #N/A | #N/A
9/11/2019 | 22:00 | #N/A | #N/A | Wednesday | 0 | 0 | #N/A | #N/A |  | #N/A | #N/A
9/11/2019 | 23:00 | #N/A | #N/A | Wednesday | 0 | 0 | #N/A | #N/A |  | #N/A | #N/A
9/11/2019 | 24:00 | #N/A | #N/A | Wednesday | 0 | 0 | #N/A | #N/A |  | #N/A | #N/A
9/12/2019 | 1:00 | #N/A | #N/A | Thursday | 0 | 0 | #N/A | #N/A |  | #N/A | #N/A
9/12/2019 | 2:00 | #N/A | #N/A | Thursday | 0 | 0 | #N/A | #N/A |  | #N/A | #N/A
9/12/2019 | 3:00 | #N/A | #N/A | Thursday | 0 | 0 | #N/A | #N/A |  | #N/A | #N/A
9/12/2019 | 4:00 | #N/A | #N/A | Thursday | 0 | 0 | #N/A | #N/A |  | #N/A | #N/A
9/12/2019 | 5:00 | #N/A | #N/A | Thursday | 0 | 0 | #N/A | #N/A |  | #N/A | #N/A
9/12/2019 | 6:00 | #N/A | #N/A | Thursday | 0 | 0 | #N/A | #N/A |  | #N/A | #N/A
9/12/2019 | 7:00 | #N/A | #N/A | Thursday | 0 | 0 | #N/A | #N/A |  | #N/A | #N/A
9/12/2019 | 8:00 | #N/A | #N/A | Thursday | 0 | 0 | #N/A | #N/A |  | #N/A | #N/A
9/12/2019 | 9:00 | #N/A | #N/A | Thursday | 0 | 0 | #N/A | #N/A |  | #N/A | #N/A
9/12/2019 | 10:00 | #N/A | #N/A | Thursday | 0 | 0 | #N/A | #N/A |  | #N/A | #N/A
9/12/2019 | 11:00 | #N/A | #N/A | Thursday | 0 | 0 | #N/A | #N/A |  | #N/A | #N/A
9/12/2019 | 12:00 | #N/A | #N/A | Thursday | 0 | 0 | #N/A | #N/A |  | #N/A | #N/A
9/12/2019 | 13:00 | #N/A | #N/A | Thursday | 0 | 0 | #N/A | #N/A |  | #N/A | #N/A
9/12/2019 | 14:00 | #N/A | #N/A | Thursday | 0 | 0 | #N/A | #N/A |  | #N/A | #N/A
9/12/2019 | 15:00 | #N/A | #N/A | Thursday | 0 | 0 | #N/A | #N/A |  | #N/A | #N/A
9/12/2019 | 16:00 | #N/A | #N/A | Thursday | 0 | 0 | #N/A | #N/A |  | #N/A | #N/A
9/12/2019 | 17:00 | #N/A | #N/A | Thursday | 0 | 0 | #N/A | #N/A |  | #N/A | #N/A
9/12/2019 | 18:00 | #N/A | #N/A | Thursday | 0 | 0 | #N/A | #N/A |  | #N/A | #N/A
9/12/2019 | 19:00 | #N/A | #N/A | Thursday | 0 | 0 | #N/A | #N/A |  | #N/A | #N/A
9/12/2019 | 20:00 | #N/A | #N/A | Thursday | 0 | 0 | #N/A | #N/A |  | #N/A | #N/A
9/12/2019 | 21:00 | #N/A | #N/A | Thursday | 0 | 0 | #N/A | #N/A |  | #N/A | #N/A
9/12/2019 | 22:00 | #N/A | #N/A | Thursday | 0 | 0 | #N/A | #N/A |  | #N/A | #N/A
9/12/2019 | 23:00 | #N/A | #N/A | Thursday | 0 | 0 | #N/A | #N/A |  | #N/A | #N/A
9/12/2019 | 24:00 | #N/A | #N/A | Thursday | 0 | 0 | #N/A | #N/A |  | #N/A | #N/A
9/13/2019 | 1:00 | #N/A | #N/A | Friday | 0 | 0 | #N/A | #N/A |  | #N/A | #N/A
9/13/2019 | 2:00 | #N/A | #N/A | Friday | 0 | 0 | #N/A | #N/A |  | #N/A | #N/A
9/13/2019 | 3:00 | #N/A | #N/A | Friday | 0 | 0 | #N/A | #N/A |  | #N/A | #N/A
9/13/2019 | 4:00 | #N/A | #N/A | Friday | 0 | 0 | #N/A | #N/A |  | #N/A | #N/A
9/13/2019 | 5:00 | #N/A | #N/A | Friday | 0 | 0 | #N/A | #N/A |  | #N/A | #N/A
9/13/2019 | 6:00 | #N/A | #N/A | Friday | 0 | 0 | #N/A | #N/A |  | #N/A | #N/A
9/13/2019 | 7:00 | #N/A | #N/A | Friday | 0 | 0 | #N/A | #N/A |  | #N/A | #N/A
9/13/2019 | 8:00 | #N/A | #N/A | Friday | 0 | 0 | #N/A | #N/A |  | #N/A | #N/A
9/13/2019 | 9:00 | #N/A | #N/A | Friday | 0 | 0 | #N/A | #N/A |  | #N/A | #N/A
9/13/2019 | 10:00 | #N/A | #N/A | Friday | 0 | 0 | #N/A | #N/A |  | #N/A | #N/A
9/13/2019 | 11:00 | #N/A | #N/A | Friday | 0 | 0 | #N/A | #N/A |  | #N/A | #N/A
9/13/2019 | 12:00 | #N/A | #N/A | Friday | 0 | 0 | #N/A | #N/A |  | #N/A | #N/A
9/13/2019 | 13:00 | #N/A | #N/A | Friday | 0 | 0 | #N/A | #N/A |  | #N/A | #N/A
9/13/2019 | 14:00 | #N/A | #N/A | Friday | 0 | 0 | #N/A | #N/A |  | #N/A | #N/A
9/13/2019 | 15:00 | #N/A | #N/A | Friday | 0 | 0 | #N/A | #N/A |  | #N/A | #N/A
9/13/2019 | 16:00 | #N/A | #N/A | Friday | 0 | 0 | #N/A | #N/A |  | #N/A | #N/A
9/13/2019 | 17:00 | #N/A | #N/A | Friday | 0 | 0 | #N/A | #N/A |  | #N/A | #N/A
9/13/2019 | 18:00 | #N/A | #N/A | Friday | 0 | 0 | #N/A | #N/A |  | #N/A | #N/A
9/13/2019 | 19:00 | #N/A | #N/A | Friday | 0 | 0 | #N/A | #N/A |  | #N/A | #N/A
9/13/2019 | 20:00 | #N/A | #N/A | Friday | 0 | 0 | #N/A | #N/A |  | #N/A | #N/A
9/13/2019 | 21:00 | #N/A | #N/A | Friday | 0 | 0 | #N/A | #N/A |  | #N/A | #N/A
9/13/2019 | 22:00 | #N/A | #N/A | Friday | 0 | 0 | #N/A | #N/A |  | #N/A | #N/A
9/13/2019 | 23:00 | #N/A | #N/A | Friday | 0 | 0 | #N/A | #N/A |  | #N/A | #N/A
9/13/2019 | 24:00 | #N/A | #N/A | Friday | 0 | 0 | #N/A | #N/A |  | #N/A | #N/A
9/14/2019 | 1:00 | #N/A | #N/A | Saturday | 0 | 0 | #N/A | #N/A |  | #N/A | #N/A
9/14/2019 | 2:00 | #N/A | #N/A | Saturday | 0 | 0 | #N/A | #N/A |  | #N/A | #N/A
9/14/2019 | 3:00 | #N/A | #N/A | Saturday | 0 | 0 | #N/A | #N/A |  | #N/A | #N/A
9/14/2019 | 4:00 | #N/A | #N/A | Saturday | 0 | 0 | #N/A | #N/A |  | #N/A | #N/A
9/14/2019 | 5:00 | #N/A | #N/A | Saturday | 0 | 0 | #N/A | #N/A |  | #N/A | #N/A
9/14/2019 | 6:00 | #N/A | #N/A | Saturday | 0 | 0 | #N/A | #N/A |  | #N/A | #N/A
9/14/2019 | 7:00 | #N/A | #N/A | Saturday | 0 | 0 | #N/A | #N/A |  | #N/A | #N/A
9/14/2019 | 8:00 | #N/A | #N/A | Saturday | 0 | 0 | #N/A | #N/A |  | #N/A | #N/A
9/14/2019 | 9:00 | #N/A | #N/A | Saturday | 0 | 0 | #N/A | #N/A |  | #N/A | #N/A
9/14/2019 | 10:00 | #N/A | #N/A | Saturday | 0 | 0 | #N/A | #N/A |  | #N/A | #N/A
9/14/2019 | 11:00 | #N/A | #N/A | Saturday | 0 | 0 | #N/A | #N/A |  | #N/A | #N/A
9/14/2019 | 12:00 | #N/A | #N/A | Saturday | 0 | 0 | #N/A | #N/A |  | #N/A | #N/A
9/14/2019 | 13:00 | #N/A | #N/A | Saturday | 0 | 0 | #N/A | #N/A |  | #N/A | #N/A
9/14/2019 | 14:00 | #N/A | #N/A | Saturday | 0 | 0 | #N/A | #N/A |  | #N/A | #N/A
9/14/2019 | 15:00 | #N/A | #N/A | Saturday | 0 | 0 | #N/A | #N/A |  | #N/A | #N/A
9/14/2019 | 16:00 | #N/A | #N/A | Saturday | 0 | 0 | #N/A | #N/A |  | #N/A | #N/A
9/14/2019 | 17:00 | #N/A | #N/A | Saturday | 0 | 0 | #N/A | #N/A |  | #N/A | #N/A
9/14/2019 | 18:00 | #N/A | #N/A | Saturday | 0 | 0 | #N/A | #N/A |  | #N/A | #N/A
9/14/2019 | 19:00 | #N/A | #N/A | Saturday | 0 | 0 | #N/A | #N/A |  | #N/A | #N/A
9/14/2019 | 20:00 | #N/A | #N/A | Saturday | 0 | 0 | #N/A | #N/A |  | #N/A | #N/A
9/14/2019 | 21:00 | #N/A | #N/A | Saturday | 0 | 0 | #N/A | #N/A |  | #N/A | #N/A
9/14/2019 | 22:00 | #N/A | #N/A | Saturday | 0 | 0 | #N/A | #N/A |  | #N/A | #N/A
9/14/2019 | 23:00 | #N/A | #N/A | Saturday | 0 | 0 | #N/A | #N/A |  | #N/A | #N/A
9/14/2019 | 24:00 | #N/A | #N/A | Saturday | 0 | 0 | #N/A | #N/A |  | #N/A | #N/A
9/15/2019 | 1:00 | #N/A | #N/A | Sunday | 0 | 0 | #N/A | #N/A |  | #N/A | #N/A
9/15/2019 | 2:00 | #N/A | #N/A | Sunday | 0 | 0 | #N/A | #N/A |  | #N/A | #N/A
9/15/2019 | 3:00 | #N/A | #N/A | Sunday | 0 | 0 | #N/A | #N/A |  | #N/A | #N/A
9/15/2019 | 4:00 | #N/A | #N/A | Sunday | 0 | 0 | #N/A | #N/A |  | #N/A | #N/A
9/15/2019 | 5:00 | #N/A | #N/A | Sunday | 0 | 0 | #N/A | #N/A |  | #N/A | #N/A
9/15/2019 | 6:00 | #N/A | #N/A | Sunday | 0 | 0 | #N/A | #N/A |  | #N/A | #N/A
9/15/2019 | 7:00 | #N/A | #N/A | Sunday | 0 | 0 | #N/A | #N/A |  | #N/A | #N/A
9/15/2019 | 8:00 | #N/A | #N/A | Sunday | 0 | 0 | #N/A | #N/A |  | #N/A | #N/A
9/15/2019 | 9:00 | #N/A | #N/A | Sunday | 0 | 0 | #N/A | #N/A |  | #N/A | #N/A
9/15/2019 | 10:00 | #N/A | #N/A | Sunday | 0 | 0 | #N/A | #N/A |  | #N/A | #N/A
9/15/2019 | 11:00 | #N/A | #N/A | Sunday | 0 | 0 | #N/A | #N/A |  | #N/A | #N/A
9/15/2019 | 12:00 | #N/A | #N/A | Sunday | 0 | 0 | #N/A | #N/A |  | #N/A | #N/A
9/15/2019 | 13:00 | #N/A | #N/A | Sunday | 0 | 0 | #N/A | #N/A |  | #N/A | #N/A
9/15/2019 | 14:00 | #N/A | #N/A | Sunday | 0 | 0 | #N/A | #N/A |  | #N/A | #N/A
9/15/2019 | 15:00 | #N/A | #N/A | Sunday | 0 | 0 | #N/A | #N/A |  | #N/A | #N/A
9/15/2019 | 16:00 | #N/A | #N/A | Sunday | 0 | 0 | #N/A | #N/A |  | #N/A | #N/A
9/15/2019 | 17:00 | #N/A | #N/A | Sunday | 0 | 0 | #N/A | #N/A |  | #N/A | #N/A
9/15/2019 | 18:00 | #N/A | #N/A | Sunday | 0 | 0 | #N/A | #N/A |  | #N/A | #N/A
9/15/2019 | 19:00 | #N/A | #N/A | Sunday | 0 | 0 | #N/A | #N/A |  | #N/A | #N/A
9/15/2019 | 20:00 | #N/A | #N/A | Sunday | 0 | 0 | #N/A | #N/A |  | #N/A | #N/A
9/15/2019 | 21:00 | #N/A | #N/A | Sunday | 0 | 0 | #N/A | #N/A |  | #N/A | #N/A
9/15/2019 | 22:00 | #N/A | #N/A | Sunday | 0 | 0 | #N/A | #N/A |  | #N/A | #N/A
9/15/2019 | 23:00 | #N/A | #N/A | Sunday | 0 | 0 | #N/A | #N/A |  | #N/A | #N/A
9/15/2019 | 24:00 | #N/A | #N/A | Sunday | 0 | 0 | #N/A | #N/A |  | #N/A | #N/A
9/16/2019 | 1:00 | #N/A | #N/A | Monday | 0 | 0 | #N/A | #N/A |  | #N/A | #N/A
9/16/2019 | 2:00 | #N/A | #N/A | Monday | 0 | 0 | #N/A | #N/A |  | #N/A | #N/A
9/16/2019 | 3:00 | #N/A | #N/A | Monday | 0 | 0 | #N/A | #N/A |  | #N/A | #N/A
9/16/2019 | 4:00 | #N/A | #N/A | Monday | 0 | 0 | #N/A | #N/A |  | #N/A | #N/A
9/16/2019 | 5:00 | #N/A | #N/A | Monday | 0 | 0 | #N/A | #N/A |  | #N/A | #N/A
9/16/2019 | 6:00 | #N/A | #N/A | Monday | 0 | 0 | #N/A | #N/A |  | #N/A | #N/A
9/16/2019 | 7:00 | #N/A | #N/A | Monday | 0 | 0 | #N/A | #N/A |  | #N/A | #N/A
9/16/2019 | 8:00 | #N/A | #N/A | Monday | 0 | 0 | #N/A | #N/A |  | #N/A | #N/A
9/16/2019 | 9:00 | #N/A | #N/A | Monday | 0 | 0 | #N/A | #N/A |  | #N/A | #N/A
9/16/2019 | 10:00 | #N/A | #N/A | Monday | 0 | 0 | #N/A | #N/A |  | #N/A | #N/A
9/16/2019 | 11:00 | #N/A | #N/A | Monday | 0 | 0 | #N/A | #N/A |  | #N/A | #N/A
9/16/2019 | 12:00 | #N/A | #N/A | Monday | 0 | 0 | #N/A | #N/A |  | #N/A | #N/A
9/16/2019 | 13:00 | #N/A | #N/A | Monday | 0 | 0 | #N/A | #N/A |  | #N/A | #N/A
9/16/2019 | 14:00 | #N/A | #N/A | Monday | 0 | 0 | #N/A | #N/A |  | #N/A | #N/A
9/16/2019 | 15:00 | #N/A | #N/A | Monday | 0 | 0 | #N/A | #N/A |  | #N/A | #N/A
9/16/2019 | 16:00 | #N/A | #N/A | Monday | 0 | 0 | #N/A | #N/A |  | #N/A | #N/A
9/16/2019 | 17:00 | #N/A | #N/A | Monday | 0 | 0 | #N/A | #N/A |  | #N/A | #N/A
9/16/2019 | 18:00 | #N/A | #N/A | Monday | 0 | 0 | #N/A | #N/A |  | #N/A | #N/A
9/16/2019 | 19:00 | #N/A | #N/A | Monday | 0 | 0 | #N/A | #N/A |  | #N/A | #N/A
9/16/2019 | 20:00 | #N/A | #N/A | Monday | 0 | 0 | #N/A | #N/A |  | #N/A | #N/A
9/16/2019 | 21:00 | #N/A | #N/A | Monday | 0 | 0 | #N/A | #N/A |  | #N/A | #N/A
9/16/2019 | 22:00 | #N/A | #N/A | Monday | 0 | 0 | #N/A | #N/A |  | #N/A | #N/A
9/16/2019 | 23:00 | #N/A | #N/A | Monday | 0 | 0 | #N/A | #N/A |  | #N/A | #N/A
9/16/2019 | 24:00 | #N/A | #N/A | Monday | 0 | 0 | #N/A | #N/A |  | #N/A | #N/A
9/17/2019 | 1:00 | #N/A | #N/A | Tuesday | 0 | 0 | #N/A | #N/A |  | #N/A | #N/A
9/17/2019 | 2:00 | #N/A | #N/A | Tuesday | 0 | 0 | #N/A | #N/A |  | #N/A | #N/A
9/17/2019 | 3:00 | #N/A | #N/A | Tuesday | 0 | 0 | #N/A | #N/A |  | #N/A | #N/A
9/17/2019 | 4:00 | #N/A | #N/A | Tuesday | 0 | 0 | #N/A | #N/A |  | #N/A | #N/A
9/17/2019 | 5:00 | #N/A | #N/A | Tuesday | 0 | 0 | #N/A | #N/A |  | #N/A | #N/A
9/17/2019 | 6:00 | #N/A | #N/A | Tuesday | 0 | 0 | #N/A | #N/A |  | #N/A | #N/A
9/17/2019 | 7:00 | #N/A | #N/A | Tuesday | 0 | 0 | #N/A | #N/A |  | #N/A | #N/A
9/17/2019 | 8:00 | #N/A | #N/A | Tuesday | 0 | 0 | #N/A | #N/A |  | #N/A | #N/A
9/17/2019 | 9:00 | #N/A | #N/A | Tuesday | 0 | 0 | #N/A | #N/A |  | #N/A | #N/A
9/17/2019 | 10:00 | #N/A | #N/A | Tuesday | 0 | 0 | #N/A | #N/A |  | #N/A | #N/A
9/17/2019 | 11:00 | #N/A | #N/A | Tuesday | 0 | 0 | #N/A | #N/A |  | #N/A | #N/A
9/17/2019 | 12:00 | #N/A | #N/A | Tuesday | 0 | 0 | #N/A | #N/A |  | #N/A | #N/A
9/17/2019 | 13:00 | #N/A | #N/A | Tuesday | 0 | 0 | #N/A | #N/A |  | #N/A | #N/A
9/17/2019 | 14:00 | #N/A | #N/A | Tuesday | 0 | 0 | #N/A | #N/A |  | #N/A | #N/A
9/17/2019 | 15:00 | #N/A | #N/A | Tuesday | 0 | 0 | #N/A | #N/A |  | #N/A | #N/A
9/17/2019 | 16:00 | #N/A | #N/A | Tuesday | 0 | 0 | #N/A | #N/A |  | #N/A | #N/A
9/17/2019 | 17:00 | #N/A | #N/A | Tuesday | 0 | 0 | #N/A | #N/A |  | #N/A | #N/A
9/17/2019 | 18:00 | #N/A | #N/A | Tuesday | 0 | 0 | #N/A | #N/A |  | #N/A | #N/A
9/17/2019 | 19:00 | #N/A | #N/A | Tuesday | 0 | 0 | #N/A | #N/A |  | #N/A | #N/A
9/17/2019 | 20:00 | #N/A | #N/A | Tuesday | 0 | 0 | #N/A | #N/A |  | #N/A | #N/A
9/17/2019 | 21:00 | #N/A | #N/A | Tuesday | 0 | 0 | #N/A | #N/A |  | #N/A | #N/A
9/17/2019 | 22:00 | #N/A | #N/A | Tuesday | 0 | 0 | #N/A | #N/A |  | #N/A | #N/A
9/17/2019 | 23:00 | #N/A | #N/A | Tuesday | 0 | 0 | #N/A | #N/A |  | #N/A | #N/A
9/17/2019 | 24:00 | #N/A | #N/A | Tuesday | 0 | 0 | #N/A | #N/A |  | #N/A | #N/A
9/18/2019 | 1:00 | #N/A | #N/A | Wednesday | 0 | 0 | #N/A | #N/A |  | #N/A | #N/A
9/18/2019 | 2:00 | #N/A | #N/A | Wednesday | 0 | 0 | #N/A | #N/A |  | #N/A | #N/A
9/18/2019 | 3:00 | #N/A | #N/A | Wednesday | 0 | 0 | #N/A | #N/A |  | #N/A | #N/A
9/18/2019 | 4:00 | #N/A | #N/A | Wednesday | 0 | 0 | #N/A | #N/A |  | #N/A | #N/A
9/18/2019 | 5:00 | #N/A | #N/A | Wednesday | 0 | 0 | #N/A | #N/A |  | #N/A | #N/A
9/18/2019 | 6:00 | #N/A | #N/A | Wednesday | 0 | 0 | #N/A | #N/A |  | #N/A | #N/A
9/18/2019 | 7:00 | #N/A | #N/A | Wednesday | 0 | 0 | #N/A | #N/A |  | #N/A | #N/A
9/18/2019 | 8:00 | #N/A | #N/A | Wednesday | 0 | 0 | #N/A | #N/A |  | #N/A | #N/A
9/18/2019 | 9:00 | #N/A | #N/A | Wednesday | 0 | 0 | #N/A | #N/A |  | #N/A | #N/A
9/18/2019 | 10:00 | #N/A | #N/A | Wednesday | 0 | 0 | #N/A | #N/A |  | #N/A | #N/A
9/18/2019 | 11:00 | #N/A | #N/A | Wednesday | 0 | 0 | #N/A | #N/A |  | #N/A | #N/A
9/18/2019 | 12:00 | #N/A | #N/A | Wednesday | 0 | 0 | #N/A | #N/A |  | #N/A | #N/A
9/18/2019 | 13:00 | #N/A | #N/A | Wednesday | 0 | 0 | #N/A | #N/A |  | #N/A | #N/A
9/18/2019 | 14:00 | #N/A | #N/A | Wednesday | 0 | 0 | #N/A | #N/A |  | #N/A | #N/A
9/18/2019 | 15:00 | #N/A | #N/A | Wednesday | 0 | 0 | #N/A | #N/A |  | #N/A | #N/A
9/18/2019 | 16:00 | #N/A | #N/A | Wednesday | 0 | 0 | #N/A | #N/A |  | #N/A | #N/A
9/18/2019 | 17:00 | #N/A | #N/A | Wednesday | 0 | 0 | #N/A | #N/A |  | #N/A | #N/A
9/18/2019 | 18:00 | #N/A | #N/A | Wednesday | 0 | 0 | #N/A | #N/A |  | #N/A | #N/A
9/18/2019 | 19:00 | #N/A | #N/A | Wednesday | 0 | 0 | #N/A | #N/A |  | #N/A | #N/A
9/18/2019 | 20:00 | #N/A | #N/A | Wednesday | 0 | 0 | #N/A | #N/A |  | #N/A | #N/A
9/18/2019 | 21:00 | #N/A | #N/A | Wednesday | 0 | 0 | #N/A | #N/A |  | #N/A | #N/A
9/18/2019 | 22:00 | #N/A | #N/A | Wednesday | 0 | 0 | #N/A | #N/A |  | #N/A | #N/A
9/18/2019 | 23:00 | #N/A | #N/A | Wednesday | 0 | 0 | #N/A | #N/A |  | #N/A | #N/A
9/18/2019 | 24:00 | #N/A | #N/A | Wednesday | 0 | 0 | #N/A | #N/A |  | #N/A | #N/A
9/19/2019 | 1:00 | #N/A | #N/A | Thursday | 0 | 0 | #N/A | #N/A |  | #N/A | #N/A
9/19/2019 | 2:00 | #N/A | #N/A | Thursday | 0 | 0 | #N/A | #N/A |  | #N/A | #N/A
9/19/2019 | 3:00 | #N/A | #N/A | Thursday | 0 | 0 | #N/A | #N/A |  | #N/A | #N/A
9/19/2019 | 4:00 | #N/A | #N/A | Thursday | 0 | 0 | #N/A | #N/A |  | #N/A | #N/A
9/19/2019 | 5:00 | #N/A | #N/A | Thursday | 0 | 0 | #N/A | #N/A |  | #N/A | #N/A
9/19/2019 | 6:00 | #N/A | #N/A | Thursday | 0 | 0 | #N/A | #N/A |  | #N/A | #N/A
9/19/2019 | 7:00 | #N/A | #N/A | Thursday | 0 | 0 | #N/A | #N/A |  | #N/A | #N/A
9/19/2019 | 8:00 | #N/A | #N/A | Thursday | 0 | 0 | #N/A | #N/A |  | #N/A | #N/A
9/19/2019 | 9:00 | #N/A | #N/A | Thursday | 0 | 0 | #N/A | #N/A |  | #N/A | #N/A
9/19/2019 | 10:00 | #N/A | #N/A | Thursday | 0 | 0 | #N/A | #N/A |  | #N/A | #N/A
9/19/2019 | 11:00 | #N/A | #N/A | Thursday | 0 | 0 | #N/A | #N/A |  | #N/A | #N/A
9/19/2019 | 12:00 | #N/A | #N/A | Thursday | 0 | 0 | #N/A | #N/A |  | #N/A | #N/A
9/19/2019 | 13:00 | #N/A | #N/A | Thursday | 0 | 0 | #N/A | #N/A |  | #N/A | #N/A
9/19/2019 | 14:00 | #N/A | #N/A | Thursday | 0 | 0 | #N/A | #N/A |  | #N/A | #N/A
9/19/2019 | 15:00 | #N/A | #N/A | Thursday | 0 | 0 | #N/A | #N/A |  | #N/A | #N/A
9/19/2019 | 16:00 | #N/A | #N/A | Thursday | 0 | 0 | #N/A | #N/A |  | #N/A | #N/A
9/19/2019 | 17:00 | #N/A | #N/A | Thursday | 0 | 0 | #N/A | #N/A |  | #N/A | #N/A
9/19/2019 | 18:00 | #N/A | #N/A | Thursday | 0 | 0 | #N/A | #N/A |  | #N/A | #N/A
9/19/2019 | 19:00 | #N/A | #N/A | Thursday | 0 | 0 | #N/A | #N/A |  | #N/A | #N/A
9/19/2019 | 20:00 | #N/A | #N/A | Thursday | 0 | 0 | #N/A | #N/A |  | #N/A | #N/A
9/19/2019 | 21:00 | #N/A | #N/A | Thursday | 0 | 0 | #N/A | #N/A |  | #N/A | #N/A
9/19/2019 | 22:00 | #N/A | #N/A | Thursday | 0 | 0 | #N/A | #N/A |  | #N/A | #N/A
9/19/2019 | 23:00 | #N/A | #N/A | Thursday | 0 | 0 | #N/A | #N/A |  | #N/A | #N/A
9/19/2019 | 24:00 | #N/A | #N/A | Thursday | 0 | 0 | #N/A | #N/A |  | #N/A | #N/A
9/20/2019 | 1:00 | #N/A | #N/A | Friday | 0 | 0 | #N/A | #N/A |  | #N/A | #N/A
9/20/2019 | 2:00 | #N/A | #N/A | Friday | 0 | 0 | #N/A | #N/A |  | #N/A | #N/A
9/20/2019 | 3:00 | #N/A | #N/A | Friday | 0 | 0 | #N/A | #N/A |  | #N/A | #N/A
9/20/2019 | 4:00 | #N/A | #N/A | Friday | 0 | 0 | #N/A | #N/A |  | #N/A | #N/A
9/20/2019 | 5:00 | #N/A | #N/A | Friday | 0 | 0 | #N/A | #N/A |  | #N/A | #N/A
9/20/2019 | 6:00 | #N/A | #N/A | Friday | 0 | 0 | #N/A | #N/A |  | #N/A | #N/A
9/20/2019 | 7:00 | #N/A | #N/A | Friday | 0 | 0 | #N/A | #N/A |  | #N/A | #N/A
9/20/2019 | 8:00 | #N/A | #N/A | Friday | 0 | 0 | #N/A | #N/A |  | #N/A | #N/A
9/20/2019 | 9:00 | #N/A | #N/A | Friday | 0 | 0 | #N/A | #N/A |  | #N/A | #N/A
9/20/2019 | 10:00 | #N/A | #N/A | Friday | 0 | 0 | #N/A | #N/A |  | #N/A | #N/A
9/20/2019 | 11:00 | #N/A | #N/A | Friday | 0 | 0 | #N/A | #N/A |  | #N/A | #N/A
9/20/2019 | 12:00 | #N/A | #N/A | Friday | 0 | 0 | #N/A | #N/A |  | #N/A | #N/A
9/20/2019 | 13:00 | #N/A | #N/A | Friday | 0 | 0 | #N/A | #N/A |  | #N/A | #N/A
9/20/2019 | 14:00 | #N/A | #N/A | Friday | 0 | 0 | #N/A | #N/A |  | #N/A | #N/A
9/20/2019 | 15:00 | #N/A | #N/A | Friday | 0 | 0 | #N/A | #N/A |  | #N/A | #N/A
9/20/2019 | 16:00 | #N/A | #N/A | Friday | 0 | 0 | #N/A | #N/A |  | #N/A | #N/A
9/20/2019 | 17:00 | #N/A | #N/A | Friday | 0 | 0 | #N/A | #N/A |  | #N/A | #N/A
9/20/2019 | 18:00 | #N/A | #N/A | Friday | 0 | 0 | #N/A | #N/A |  | #N/A | #N/A
9/20/2019 | 19:00 | #N/A | #N/A | Friday | 0 | 0 | #N/A | #N/A |  | #N/A | #N/A
9/20/2019 | 20:00 | #N/A | #N/A | Friday | 0 | 0 | #N/A | #N/A |  | #N/A | #N/A
9/20/2019 | 21:00 | #N/A | #N/A | Friday | 0 | 0 | #N/A | #N/A |  | #N/A | #N/A
9/20/2019 | 22:00 | #N/A | #N/A | Friday | 0 | 0 | #N/A | #N/A |  | #N/A | #N/A
9/20/2019 | 23:00 | #N/A | #N/A | Friday | 0 | 0 | #N/A | #N/A |  | #N/A | #N/A
9/20/2019 | 24:00 | #N/A | #N/A | Friday | 0 | 0 | #N/A | #N/A |  | #N/A | #N/A
9/21/2019 | 1:00 | #N/A | #N/A | Saturday | 0 | 0 | #N/A | #N/A |  | #N/A | #N/A
9/21/2019 | 2:00 | #N/A | #N/A | Saturday | 0 | 0 | #N/A | #N/A |  | #N/A | #N/A
9/21/2019 | 3:00 | #N/A | #N/A | Saturday | 0 | 0 | #N/A | #N/A |  | #N/A | #N/A
9/21/2019 | 4:00 | #N/A | #N/A | Saturday | 0 | 0 | #N/A | #N/A |  | #N/A | #N/A
9/21/2019 | 5:00 | #N/A | #N/A | Saturday | 0 | 0 | #N/A | #N/A |  | #N/A | #N/A
9/21/2019 | 6:00 | #N/A | #N/A | Saturday | 0 | 0 | #N/A | #N/A |  | #N/A | #N/A
9/21/2019 | 7:00 | #N/A | #N/A | Saturday | 0 | 0 | #N/A | #N/A |  | #N/A | #N/A
9/21/2019 | 8:00 | #N/A | #N/A | Saturday | 0 | 0 | #N/A | #N/A |  | #N/A | #N/A
9/21/2019 | 9:00 | #N/A | #N/A | Saturday | 0 | 0 | #N/A | #N/A |  | #N/A | #N/A
9/21/2019 | 10:00 | #N/A | #N/A | Saturday | 0 | 0 | #N/A | #N/A |  | #N/A | #N/A
9/21/2019 | 11:00 | #N/A | #N/A | Saturday | 0 | 0 | #N/A | #N/A |  | #N/A | #N/A
9/21/2019 | 12:00 | #N/A | #N/A | Saturday | 0 | 0 | #N/A | #N/A |  | #N/A | #N/A
9/21/2019 | 13:00 | #N/A | #N/A | Saturday | 0 | 0 | #N/A | #N/A |  | #N/A | #N/A
9/21/2019 | 14:00 | #N/A | #N/A | Saturday | 0 | 0 | #N/A | #N/A |  | #N/A | #N/A
9/21/2019 | 15:00 | #N/A | #N/A | Saturday | 0 | 0 | #N/A | #N/A |  | #N/A | #N/A
9/21/2019 | 16:00 | #N/A | #N/A | Saturday | 0 | 0 | #N/A | #N/A |  | #N/A | #N/A
9/21/2019 | 17:00 | #N/A | #N/A | Saturday | 0 | 0 | #N/A | #N/A |  | #N/A | #N/A
9/21/2019 | 18:00 | #N/A | #N/A | Saturday | 0 | 0 | #N/A | #N/A |  | #N/A | #N/A
9/21/2019 | 19:00 | #N/A | #N/A | Saturday | 0 | 0 | #N/A | #N/A |  | #N/A | #N/A
9/21/2019 | 20:00 | #N/A | #N/A | Saturday | 0 | 0 | #N/A | #N/A |  | #N/A | #N/A
9/21/2019 | 21:00 | #N/A | #N/A | Saturday | 0 | 0 | #N/A | #N/A |  | #N/A | #N/A
9/21/2019 | 22:00 | #N/A | #N/A | Saturday | 0 | 0 | #N/A | #N/A |  | #N/A | #N/A
9/21/2019 | 23:00 | #N/A | #N/A | Saturday | 0 | 0 | #N/A | #N/A |  | #N/A | #N/A
9/21/2019 | 24:00 | #N/A | #N/A | Saturday | 0 | 0 | #N/A | #N/A |  | #N/A | #N/A
9/22/2019 | 1:00 | #N/A | #N/A | Sunday | 0 | 0 | #N/A | #N/A |  | #N/A | #N/A
9/22/2019 | 2:00 | #N/A | #N/A | Sunday | 0 | 0 | #N/A | #N/A |  | #N/A | #N/A
9/22/2019 | 3:00 | #N/A | #N/A | Sunday | 0 | 0 | #N/A | #N/A |  | #N/A | #N/A
9/22/2019 | 4:00 | #N/A | #N/A | Sunday | 0 | 0 | #N/A | #N/A |  | #N/A | #N/A
9/22/2019 | 5:00 | #N/A | #N/A | Sunday | 0 | 0 | #N/A | #N/A |  | #N/A | #N/A
9/22/2019 | 6:00 | #N/A | #N/A | Sunday | 0 | 0 | #N/A | #N/A |  | #N/A | #N/A
9/22/2019 | 7:00 | #N/A | #N/A | Sunday | 0 | 0 | #N/A | #N/A |  | #N/A | #N/A
9/22/2019 | 8:00 | #N/A | #N/A | Sunday | 0 | 0 | #N/A | #N/A |  | #N/A | #N/A
9/22/2019 | 9:00 | #N/A | #N/A | Sunday | 0 | 0 | #N/A | #N/A |  | #N/A | #N/A
9/22/2019 | 10:00 | #N/A | #N/A | Sunday | 0 | 0 | #N/A | #N/A |  | #N/A | #N/A
9/22/2019 | 11:00 | #N/A | #N/A | Sunday | 0 | 0 | #N/A | #N/A |  | #N/A | #N/A
9/22/2019 | 12:00 | #N/A | #N/A | Sunday | 0 | 0 | #N/A | #N/A |  | #N/A | #N/A
9/22/2019 | 13:00 | #N/A | #N/A | Sunday | 0 | 0 | #N/A | #N/A |  | #N/A | #N/A
9/22/2019 | 14:00 | #N/A | #N/A | Sunday | 0 | 0 | #N/A | #N/A |  | #N/A | #N/A
9/22/2019 | 15:00 | #N/A | #N/A | Sunday | 0 | 0 | #N/A | #N/A |  | #N/A | #N/A
9/22/2019 | 16:00 | #N/A | #N/A | Sunday | 0 | 0 | #N/A | #N/A |  | #N/A | #N/A
9/22/2019 | 17:00 | #N/A | #N/A | Sunday | 0 | 0 | #N/A | #N/A |  | #N/A | #N/A
9/22/2019 | 18:00 | #N/A | #N/A | Sunday | 0 | 0 | #N/A | #N/A |  | #N/A | #N/A
9/22/2019 | 19:00 | #N/A | #N/A | Sunday | 0 | 0 | #N/A | #N/A |  | #N/A | #N/A
9/22/2019 | 20:00 | #N/A | #N/A | Sunday | 0 | 0 | #N/A | #N/A |  | #N/A | #N/A
9/22/2019 | 21:00 | #N/A | #N/A | Sunday | 0 | 0 | #N/A | #N/A |  | #N/A | #N/A
9/22/2019 | 22:00 | #N/A | #N/A | Sunday | 0 | 0 | #N/A | #N/A |  | #N/A | #N/A
9/22/2019 | 23:00 | #N/A | #N/A | Sunday | 0 | 0 | #N/A | #N/A |  | #N/A | #N/A
9/22/2019 | 24:00 | #N/A | #N/A | Sunday | 0 | 0 | #N/A | #N/A |  | #N/A | #N/A
9/23/2019 | 1:00 | #N/A | #N/A | Monday | 0 | 0 | #N/A | #N/A |  | #N/A | #N/A
9/23/2019 | 2:00 | #N/A | #N/A | Monday | 0 | 0 | #N/A | #N/A |  | #N/A | #N/A
9/23/2019 | 3:00 | #N/A | #N/A | Monday | 0 | 0 | #N/A | #N/A |  | #N/A | #N/A
9/23/2019 | 4:00 | #N/A | #N/A | Monday | 0 | 0 | #N/A | #N/A |  | #N/A | #N/A
9/23/2019 | 5:00 | #N/A | #N/A | Monday | 0 | 0 | #N/A | #N/A |  | #N/A | #N/A
9/23/2019 | 6:00 | #N/A | #N/A | Monday | 0 | 0 | #N/A | #N/A |  | #N/A | #N/A
9/23/2019 | 7:00 | #N/A | #N/A | Monday | 0 | 0 | #N/A | #N/A |  | #N/A | #N/A
9/23/2019 | 8:00 | #N/A | #N/A | Monday | 0 | 0 | #N/A | #N/A |  | #N/A | #N/A
9/23/2019 | 9:00 | #N/A | #N/A | Monday | 0 | 0 | #N/A | #N/A |  | #N/A | #N/A
9/23/2019 | 10:00 | #N/A | #N/A | Monday | 0 | 0 | #N/A | #N/A |  | #N/A | #N/A
9/23/2019 | 11:00 | #N/A | #N/A | Monday | 0 | 0 | #N/A | #N/A |  | #N/A | #N/A
9/23/2019 | 12:00 | #N/A | #N/A | Monday | 0 | 0 | #N/A | #N/A |  | #N/A | #N/A
9/23/2019 | 13:00 | #N/A | #N/A | Monday | 0 | 0 | #N/A | #N/A |  | #N/A | #N/A
9/23/2019 | 14:00 | #N/A | #N/A | Monday | 0 | 0 | #N/A | #N/A |  | #N/A | #N/A
9/23/2019 | 15:00 | #N/A | #N/A | Monday | 0 | 0 | #N/A | #N/A |  | #N/A | #N/A
9/23/2019 | 16:00 | #N/A | #N/A | Monday | 0 | 0 | #N/A | #N/A |  | #N/A | #N/A
9/23/2019 | 17:00 | #N/A | #N/A | Monday | 0 | 0 | #N/A | #N/A |  | #N/A | #N/A
9/23/2019 | 18:00 | #N/A | #N/A | Monday | 0 | 0 | #N/A | #N/A |  | #N/A | #N/A
9/23/2019 | 19:00 | #N/A | #N/A | Monday | 0 | 0 | #N/A | #N/A |  | #N/A | #N/A
9/23/2019 | 20:00 | #N/A | #N/A | Monday | 0 | 0 | #N/A | #N/A |  | #N/A | #N/A
9/23/2019 | 21:00 | #N/A | #N/A | Monday | 0 | 0 | #N/A | #N/A |  | #N/A | #N/A
9/23/2019 | 22:00 | #N/A | #N/A | Monday | 0 | 0 | #N/A | #N/A |  | #N/A | #N/A
9/23/2019 | 23:00 | #N/A | #N/A | Monday | 0 | 0 | #N/A | #N/A |  | #N/A | #N/A
9/23/2019 | 24:00 | #N/A | #N/A | Monday | 0 | 0 | #N/A | #N/A |  | #N/A | #N/A
9/24/2019 | 1:00 | #N/A | #N/A | Tuesday | 0 | 0 | #N/A | #N/A |  | #N/A | #N/A
9/24/2019 | 2:00 | #N/A | #N/A | Tuesday | 0 | 0 | #N/A | #N/A |  | #N/A | #N/A
9/24/2019 | 3:00 | #N/A | #N/A | Tuesday | 0 | 0 | #N/A | #N/A |  | #N/A | #N/A
9/24/2019 | 4:00 | #N/A | #N/A | Tuesday | 0 | 0 | #N/A | #N/A |  | #N/A | #N/A
9/24/2019 | 5:00 | #N/A | #N/A | Tuesday | 0 | 0 | #N/A | #N/A |  | #N/A | #N/A
9/24/2019 | 6:00 | #N/A | #N/A | Tuesday | 0 | 0 | #N/A | #N/A |  | #N/A | #N/A
9/24/2019 | 7:00 | #N/A | #N/A | Tuesday | 0 | 0 | #N/A | #N/A |  | #N/A | #N/A
9/24/2019 | 8:00 | #N/A | #N/A | Tuesday | 0 | 0 | #N/A | #N/A |  | #N/A | #N/A
9/24/2019 | 9:00 | #N/A | #N/A | Tuesday | 0 | 0 | #N/A | #N/A |  | #N/A | #N/A
9/24/2019 | 10:00 | #N/A | #N/A | Tuesday | 0 | 0 | #N/A | #N/A |  | #N/A | #N/A
9/24/2019 | 11:00 | #N/A | #N/A | Tuesday | 0 | 0 | #N/A | #N/A |  | #N/A | #N/A
9/24/2019 | 12:00 | #N/A | #N/A | Tuesday | 0 | 0 | #N/A | #N/A |  | #N/A | #N/A
9/24/2019 | 13:00 | #N/A | #N/A | Tuesday | 0 | 0 | #N/A | #N/A |  | #N/A | #N/A
9/24/2019 | 14:00 | #N/A | #N/A | Tuesday | 0 | 0 | #N/A | #N/A |  | #N/A | #N/A
9/24/2019 | 15:00 | #N/A | #N/A | Tuesday | 0 | 0 | #N/A | #N/A |  | #N/A | #N/A
9/24/2019 | 16:00 | #N/A | #N/A | Tuesday | 0 | 0 | #N/A | #N/A |  | #N/A | #N/A
9/24/2019 | 17:00 | #N/A | #N/A | Tuesday | 0 | 0 | #N/A | #N/A |  | #N/A | #N/A
9/24/2019 | 18:00 | #N/A | #N/A | Tuesday | 0 | 0 | #N/A | #N/A |  | #N/A | #N/A
9/24/2019 | 19:00 | #N/A | #N/A | Tuesday | 0 | 0 | #N/A | #N/A |  | #N/A | #N/A
9/24/2019 | 20:00 | #N/A | #N/A | Tuesday | 0 | 0 | #N/A | #N/A |  | #N/A | #N/A
9/24/2019 | 21:00 | #N/A | #N/A | Tuesday | 0 | 0 | #N/A | #N/A |  | #N/A | #N/A
9/24/2019 | 22:00 | #N/A | #N/A | Tuesday | 0 | 0 | #N/A | #N/A |  | #N/A | #N/A
9/24/2019 | 23:00 | #N/A | #N/A | Tuesday | 0 | 0 | #N/A | #N/A |  | #N/A | #N/A
9/24/2019 | 24:00 | #N/A | #N/A | Tuesday | 0 | 0 | #N/A | #N/A |  | #N/A | #N/A
9/25/2019 | 1:00 | #N/A | #N/A | Wednesday | 0 | 0 | #N/A | #N/A |  | #N/A | #N/A
9/25/2019 | 2:00 | #N/A | #N/A | Wednesday | 0 | 0 | #N/A | #N/A |  | #N/A | #N/A
9/25/2019 | 3:00 | #N/A | #N/A | Wednesday | 0 | 0 | #N/A | #N/A |  | #N/A | #N/A
9/25/2019 | 4:00 | #N/A | #N/A | Wednesday | 0 | 0 | #N/A | #N/A |  | #N/A | #N/A
9/25/2019 | 5:00 | #N/A | #N/A | Wednesday | 0 | 0 | #N/A | #N/A |  | #N/A | #N/A
9/25/2019 | 6:00 | #N/A | #N/A | Wednesday | 0 | 0 | #N/A | #N/A |  | #N/A | #N/A
9/25/2019 | 7:00 | #N/A | #N/A | Wednesday | 0 | 0 | #N/A | #N/A |  | #N/A | #N/A
9/25/2019 | 8:00 | #N/A | #N/A | Wednesday | 0 | 0 | #N/A | #N/A |  | #N/A | #N/A
9/25/2019 | 9:00 | #N/A | #N/A | Wednesday | 0 | 0 | #N/A | #N/A |  | #N/A | #N/A
9/25/2019 | 10:00 | #N/A | #N/A | Wednesday | 0 | 0 | #N/A | #N/A |  | #N/A | #N/A
9/25/2019 | 11:00 | #N/A | #N/A | Wednesday | 0 | 0 | #N/A | #N/A |  | #N/A | #N/A
9/25/2019 | 12:00 | #N/A | #N/A | Wednesday | 0 | 0 | #N/A | #N/A |  | #N/A | #N/A
9/25/2019 | 13:00 | #N/A | #N/A | Wednesday | 0 | 0 | #N/A | #N/A |  | #N/A | #N/A
9/25/2019 | 14:00 | #N/A | #N/A | Wednesday | 0 | 0 | #N/A | #N/A |  | #N/A | #N/A
9/25/2019 | 15:00 | #N/A | #N/A | Wednesday | 0 | 0 | #N/A | #N/A |  | #N/A | #N/A
9/25/2019 | 16:00 | #N/A | #N/A | Wednesday | 0 | 0 | #N/A | #N/A |  | #N/A | #N/A
9/25/2019 | 17:00 | #N/A | #N/A | Wednesday | 0 | 0 | #N/A | #N/A |  | #N/A | #N/A
9/25/2019 | 18:00 | #N/A | #N/A | Wednesday | 0 | 0 | #N/A | #N/A |  | #N/A | #N/A
9/25/2019 | 19:00 | #N/A | #N/A | Wednesday | 0 | 0 | #N/A | #N/A |  | #N/A | #N/A
9/25/2019 | 20:00 | #N/A | #N/A | Wednesday | 0 | 0 | #N/A | #N/A |  | #N/A | #N/A
9/25/2019 | 21:00 | #N/A | #N/A | Wednesday | 0 | 0 | #N/A | #N/A |  | #N/A | #N/A
9/25/2019 | 22:00 | #N/A | #N/A | Wednesday | 0 | 0 | #N/A | #N/A |  | #N/A | #N/A
9/25/2019 | 23:00 | #N/A | #N/A | Wednesday | 0 | 0 | #N/A | #N/A |  | #N/A | #N/A
9/25/2019 | 24:00 | #N/A | #N/A | Wednesday | 0 | 0 | #N/A | #N/A |  | #N/A | #N/A
9/26/2019 | 1:00 | #N/A | #N/A | Thursday | 0 | 0 | #N/A | #N/A |  | #N/A | #N/A
9/26/2019 | 2:00 | #N/A | #N/A | Thursday | 0 | 0 | #N/A | #N/A |  | #N/A | #N/A
9/26/2019 | 3:00 | #N/A | #N/A | Thursday | 0 | 0 | #N/A | #N/A |  | #N/A | #N/A
9/26/2019 | 4:00 | #N/A | #N/A | Thursday | 0 | 0 | #N/A | #N/A |  | #N/A | #N/A
9/26/2019 | 5:00 | #N/A | #N/A | Thursday | 0 | 0 | #N/A | #N/A |  | #N/A | #N/A
9/26/2019 | 6:00 | #N/A | #N/A | Thursday | 0 | 0 | #N/A | #N/A |  | #N/A | #N/A
9/26/2019 | 7:00 | #N/A | #N/A | Thursday | 0 | 0 | #N/A | #N/A |  | #N/A | #N/A
9/26/2019 | 8:00 | #N/A | #N/A | Thursday | 0 | 0 | #N/A | #N/A |  | #N/A | #N/A
9/26/2019 | 9:00 | #N/A | #N/A | Thursday | 0 | 0 | #N/A | #N/A |  | #N/A | #N/A
9/26/2019 | 10:00 | #N/A | #N/A | Thursday | 0 | 0 | #N/A | #N/A |  | #N/A | #N/A
9/26/2019 | 11:00 | #N/A | #N/A | Thursday | 0 | 0 | #N/A | #N/A |  | #N/A | #N/A
9/26/2019 | 12:00 | #N/A | #N/A | Thursday | 0 | 0 | #N/A | #N/A |  | #N/A | #N/A
9/26/2019 | 13:00 | #N/A | #N/A | Thursday | 0 | 0 | #N/A | #N/A |  | #N/A | #N/A
9/26/2019 | 14:00 | #N/A | #N/A | Thursday | 0 | 0 | #N/A | #N/A |  | #N/A | #N/A
9/26/2019 | 15:00 | #N/A | #N/A | Thursday | 0 | 0 | #N/A | #N/A |  | #N/A | #N/A
9/26/2019 | 16:00 | #N/A | #N/A | Thursday | 0 | 0 | #N/A | #N/A |  | #N/A | #N/A
9/26/2019 | 17:00 | #N/A | #N/A | Thursday | 0 | 0 | #N/A | #N/A |  | #N/A | #N/A
9/26/2019 | 18:00 | #N/A | #N/A | Thursday | 0 | 0 | #N/A | #N/A |  | #N/A | #N/A
9/26/2019 | 19:00 | #N/A | #N/A | Thursday | 0 | 0 | #N/A | #N/A |  | #N/A | #N/A
9/26/2019 | 20:00 | #N/A | #N/A | Thursday | 0 | 0 | #N/A | #N/A |  | #N/A | #N/A
9/26/2019 | 21:00 | #N/A | #N/A | Thursday | 0 | 0 | #N/A | #N/A |  | #N/A | #N/A
9/26/2019 | 22:00 | #N/A | #N/A | Thursday | 0 | 0 | #N/A | #N/A |  | #N/A | #N/A
9/26/2019 | 23:00 | #N/A | #N/A | Thursday | 0 | 0 | #N/A | #N/A |  | #N/A | #N/A
9/26/2019 | 24:00 | #N/A | #N/A | Thursday | 0 | 0 | #N/A | #N/A |  | #N/A | #N/A
9/27/2019 | 1:00 | #N/A | #N/A | Friday | 0 | 0 | #N/A | #N/A |  | #N/A | #N/A
9/27/2019 | 2:00 | #N/A | #N/A | Friday | 0 | 0 | #N/A | #N/A |  | #N/A | #N/A
9/27/2019 | 3:00 | #N/A | #N/A | Friday | 0 | 0 | #N/A | #N/A |  | #N/A | #N/A
9/27/2019 | 4:00 | #N/A | #N/A | Friday | 0 | 0 | #N/A | #N/A |  | #N/A | #N/A
9/27/2019 | 5:00 | #N/A | #N/A | Friday | 0 | 0 | #N/A | #N/A |  | #N/A | #N/A
9/27/2019 | 6:00 | #N/A | #N/A | Friday | 0 | 0 | #N/A | #N/A |  | #N/A | #N/A
9/27/2019 | 7:00 | #N/A | #N/A | Friday | 0 | 0 | #N/A | #N/A |  | #N/A | #N/A
9/27/2019 | 8:00 | #N/A | #N/A | Friday | 0 | 0 | #N/A | #N/A |  | #N/A | #N/A
9/27/2019 | 9:00 | #N/A | #N/A | Friday | 0 | 0 | #N/A | #N/A |  | #N/A | #N/A
9/27/2019 | 10:00 | #N/A | #N/A | Friday | 0 | 0 | #N/A | #N/A |  | #N/A | #N/A
9/27/2019 | 11:00 | #N/A | #N/A | Friday | 0 | 0 | #N/A | #N/A |  | #N/A | #N/A
9/27/2019 | 12:00 | #N/A | #N/A | Friday | 0 | 0 | #N/A | #N/A |  | #N/A | #N/A
9/27/2019 | 13:00 | #N/A | #N/A | Friday | 0 | 0 | #N/A | #N/A |  | #N/A | #N/A
9/27/2019 | 14:00 | #N/A | #N/A | Friday | 0 | 0 | #N/A | #N/A |  | #N/A | #N/A
9/27/2019 | 15:00 | #N/A | #N/A | Friday | 0 | 0 | #N/A | #N/A |  | #N/A | #N/A
9/27/2019 | 16:00 | #N/A | #N/A | Friday | 0 | 0 | #N/A | #N/A |  | #N/A | #N/A
9/27/2019 | 17:00 | #N/A | #N/A | Friday | 0 | 0 | #N/A | #N/A |  | #N/A | #N/A
9/27/2019 | 18:00 | #N/A | #N/A | Friday | 0 | 0 | #N/A | #N/A |  | #N/A | #N/A
9/27/2019 | 19:00 | #N/A | #N/A | Friday | 0 | 0 | #N/A | #N/A |  | #N/A | #N/A
9/27/2019 | 20:00 | #N/A | #N/A | Friday | 0 | 0 | #N/A | #N/A |  | #N/A | #N/A
9/27/2019 | 21:00 | #N/A | #N/A | Friday | 0 | 0 | #N/A | #N/A |  | #N/A | #N/A
9/27/2019 | 22:00 | #N/A | #N/A | Friday | 0 | 0 | #N/A | #N/A |  | #N/A | #N/A
9/27/2019 | 23:00 | #N/A | #N/A | Friday | 0 | 0 | #N/A | #N/A |  | #N/A | #N/A
9/27/2019 | 24:00 | #N/A | #N/A | Friday | 0 | 0 | #N/A | #N/A |  | #N/A | #N/A
9/28/2019 | 1:00 | #N/A | #N/A | Saturday | 0 | 0 | #N/A | #N/A |  | #N/A | #N/A
9/28/2019 | 2:00 | #N/A | #N/A | Saturday | 0 | 0 | #N/A | #N/A |  | #N/A | #N/A
9/28/2019 | 3:00 | #N/A | #N/A | Saturday | 0 | 0 | #N/A | #N/A |  | #N/A | #N/A
9/28/2019 | 4:00 | #N/A | #N/A | Saturday | 0 | 0 | #N/A | #N/A |  | #N/A | #N/A
9/28/2019 | 5:00 | #N/A | #N/A | Saturday | 0 | 0 | #N/A | #N/A |  | #N/A | #N/A
9/28/2019 | 6:00 | #N/A | #N/A | Saturday | 0 | 0 | #N/A | #N/A |  | #N/A | #N/A
9/28/2019 | 7:00 | #N/A | #N/A | Saturday | 0 | 0 | #N/A | #N/A |  | #N/A | #N/A
9/28/2019 | 8:00 | #N/A | #N/A | Saturday | 0 | 0 | #N/A | #N/A |  | #N/A | #N/A
9/28/2019 | 9:00 | #N/A | #N/A | Saturday | 0 | 0 | #N/A | #N/A |  | #N/A | #N/A
9/28/2019 | 10:00 | #N/A | #N/A | Saturday | 0 | 0 | #N/A | #N/A |  | #N/A | #N/A
9/28/2019 | 11:00 | #N/A | #N/A | Saturday | 0 | 0 | #N/A | #N/A |  | #N/A | #N/A
9/28/2019 | 12:00 | #N/A | #N/A | Saturday | 0 | 0 | #N/A | #N/A |  | #N/A | #N/A
9/28/2019 | 13:00 | #N/A | #N/A | Saturday | 0 | 0 | #N/A | #N/A |  | #N/A | #N/A
9/28/2019 | 14:00 | #N/A | #N/A | Saturday | 0 | 0 | #N/A | #N/A |  | #N/A | #N/A
9/28/2019 | 15:00 | #N/A | #N/A | Saturday | 0 | 0 | #N/A | #N/A |  | #N/A | #N/A
9/28/2019 | 16:00 | #N/A | #N/A | Saturday | 0 | 0 | #N/A | #N/A |  | #N/A | #N/A
9/28/2019 | 17:00 | #N/A | #N/A | Saturday | 0 | 0 | #N/A | #N/A |  | #N/A | #N/A
9/28/2019 | 18:00 | #N/A | #N/A | Saturday | 0 | 0 | #N/A | #N/A |  | #N/A | #N/A
9/28/2019 | 19:00 | #N/A | #N/A | Saturday | 0 | 0 | #N/A | #N/A |  | #N/A | #N/A
9/28/2019 | 20:00 | #N/A | #N/A | Saturday | 0 | 0 | #N/A | #N/A |  | #N/A | #N/A
9/28/2019 | 21:00 | #N/A | #N/A | Saturday | 0 | 0 | #N/A | #N/A |  | #N/A | #N/A
9/28/2019 | 22:00 | #N/A | #N/A | Saturday | 0 | 0 | #N/A | #N/A |  | #N/A | #N/A
9/28/2019 | 23:00 | #N/A | #N/A | Saturday | 0 | 0 | #N/A | #N/A |  | #N/A | #N/A
9/28/2019 | 24:00 | #N/A | #N/A | Saturday | 0 | 0 | #N/A | #N/A |  | #N/A | #N/A
9/29/2019 | 1:00 | #N/A | #N/A | Sunday | 0 | 0 | #N/A | #N/A |  | #N/A | #N/A
9/29/2019 | 2:00 | #N/A | #N/A | Sunday | 0 | 0 | #N/A | #N/A |  | #N/A | #N/A
9/29/2019 | 3:00 | #N/A | #N/A | Sunday | 0 | 0 | #N/A | #N/A |  | #N/A | #N/A
9/29/2019 | 4:00 | #N/A | #N/A | Sunday | 0 | 0 | #N/A | #N/A |  | #N/A | #N/A
9/29/2019 | 5:00 | #N/A | #N/A | Sunday | 0 | 0 | #N/A | #N/A |  | #N/A | #N/A
9/29/2019 | 6:00 | #N/A | #N/A | Sunday | 0 | 0 | #N/A | #N/A |  | #N/A | #N/A
9/29/2019 | 7:00 | #N/A | #N/A | Sunday | 0 | 0 | #N/A | #N/A |  | #N/A | #N/A
9/29/2019 | 8:00 | #N/A | #N/A | Sunday | 0 | 0 | #N/A | #N/A |  | #N/A | #N/A
9/29/2019 | 9:00 | #N/A | #N/A | Sunday | 0 | 0 | #N/A | #N/A |  | #N/A | #N/A
9/29/2019 | 10:00 | #N/A | #N/A | Sunday | 0 | 0 | #N/A | #N/A |  | #N/A | #N/A
9/29/2019 | 11:00 | #N/A | #N/A | Sunday | 0 | 0 | #N/A | #N/A |  | #N/A | #N/A
9/29/2019 | 12:00 | #N/A | #N/A | Sunday | 0 | 0 | #N/A | #N/A |  | #N/A | #N/A
9/29/2019 | 13:00 | #N/A | #N/A | Sunday | 0 | 0 | #N/A | #N/A |  | #N/A | #N/A
9/29/2019 | 14:00 | #N/A | #N/A | Sunday | 0 | 0 | #N/A | #N/A |  | #N/A | #N/A
9/29/2019 | 15:00 | #N/A | #N/A | Sunday | 0 | 0 | #N/A | #N/A |  | #N/A | #N/A
9/29/2019 | 16:00 | #N/A | #N/A | Sunday | 0 | 0 | #N/A | #N/A |  | #N/A | #N/A
9/29/2019 | 17:00 | #N/A | #N/A | Sunday | 0 | 0 | #N/A | #N/A |  | #N/A | #N/A
9/29/2019 | 18:00 | #N/A | #N/A | Sunday | 0 | 0 | #N/A | #N/A |  | #N/A | #N/A
9/29/2019 | 19:00 | #N/A | #N/A | Sunday | 0 | 0 | #N/A | #N/A |  | #N/A | #N/A
9/29/2019 | 20:00 | #N/A | #N/A | Sunday | 0 | 0 | #N/A | #N/A |  | #N/A | #N/A
9/29/2019 | 21:00 | #N/A | #N/A | Sunday | 0 | 0 | #N/A | #N/A |  | #N/A | #N/A
9/29/2019 | 22:00 | #N/A | #N/A | Sunday | 0 | 0 | #N/A | #N/A |  | #N/A | #N/A
9/29/2019 | 23:00 | #N/A | #N/A | Sunday | 0 | 0 | #N/A | #N/A |  | #N/A | #N/A
9/29/2019 | 24:00 | #N/A | #N/A | Sunday | 0 | 0 | #N/A | #N/A |  | #N/A | #N/A
9/30/2019 | 1:00 | #N/A | #N/A | Monday | 0 | 0 | #N/A | #N/A |  | #N/A | #N/A
9/30/2019 | 2:00 | #N/A | #N/A | Monday | 0 | 0 | #N/A | #N/A |  | #N/A | #N/A
9/30/2019 | 3:00 | #N/A | #N/A | Monday | 0 | 0 | #N/A | #N/A |  | #N/A | #N/A
9/30/2019 | 4:00 | #N/A | #N/A | Monday | 0 | 0 | #N/A | #N/A |  | #N/A | #N/A
9/30/2019 | 5:00 | #N/A | #N/A | Monday | 0 | 0 | #N/A | #N/A |  | #N/A | #N/A
9/30/2019 | 6:00 | #N/A | #N/A | Monday | 0 | 0 | #N/A | #N/A |  | #N/A | #N/A
9/30/2019 | 7:00 | #N/A | #N/A | Monday | 0 | 0 | #N/A | #N/A |  | #N/A | #N/A
9/30/2019 | 8:00 | #N/A | #N/A | Monday | 0 | 0 | #N/A | #N/A |  | #N/A | #N/A
9/30/2019 | 9:00 | #N/A | #N/A | Monday | 0 | 0 | #N/A | #N/A |  | #N/A | #N/A
9/30/2019 | 10:00 | #N/A | #N/A | Monday | 0 | 0 | #N/A | #N/A |  | #N/A | #N/A
9/30/2019 | 11:00 | #N/A | #N/A | Monday | 0 | 0 | #N/A | #N/A |  | #N/A | #N/A
9/30/2019 | 12:00 | #N/A | #N/A | Monday | 0 | 0 | #N/A | #N/A |  | #N/A | #N/A
9/30/2019 | 13:00 | #N/A | #N/A | Monday | 0 | 0 | #N/A | #N/A |  | #N/A | #N/A
9/30/2019 | 14:00 | #N/A | #N/A | Monday | 0 | 0 | #N/A | #N/A |  | #N/A | #N/A
9/30/2019 | 15:00 | #N/A | #N/A | Monday | 0 | 0 | #N/A | #N/A |  | #N/A | #N/A
9/30/2019 | 16:00 | #N/A | #N/A | Monday | 0 | 0 | #N/A | #N/A |  | #N/A | #N/A
9/30/2019 | 17:00 | #N/A | #N/A | Monday | 0 | 0 | #N/A | #N/A |  | #N/A | #N/A
9/30/2019 | 18:00 | #N/A | #N/A | Monday | 0 | 0 | #N/A | #N/A |  | #N/A | #N/A
9/30/2019 | 19:00 | #N/A | #N/A | Monday | 0 | 0 | #N/A | #N/A |  | #N/A | #N/A
9/30/2019 | 20:00 | #N/A | #N/A | Monday | 0 | 0 | #N/A | #N/A |  | #N/A | #N/A
9/30/2019 | 21:00 | #N/A | #N/A | Monday | 0 | 0 | #N/A | #N/A |  | #N/A | #N/A
9/30/2019 | 22:00 | #N/A | #N/A | Monday | 0 | 0 | #N/A | #N/A |  | #N/A | #N/A
9/30/2019 | 23:00 | #N/A | #N/A | Monday | 0 | 0 | #N/A | #N/A |  | #N/A | #N/A
9/30/2019 | 24:00 | #N/A | #N/A | Monday | 0 | 0 | #N/A | #N/A |  | #N/A | #N/A
10/1/2019 | 1:00 | #N/A | #N/A | Tuesday | 0 | 0 | #N/A | #N/A |  | #N/A | #N/A
10/1/2019 | 2:00 | #N/A | #N/A | Tuesday | 0 | 0 | #N/A | #N/A |  | #N/A | #N/A
10/1/2019 | 3:00 | #N/A | #N/A | Tuesday | 0 | 0 | #N/A | #N/A |  | #N/A | #N/A
10/1/2019 | 4:00 | #N/A | #N/A | Tuesday | 0 | 0 | #N/A | #N/A |  | #N/A | #N/A
10/1/2019 | 5:00 | #N/A | #N/A | Tuesday | 0 | 0 | #N/A | #N/A |  | #N/A | #N/A
10/1/2019 | 6:00 | #N/A | #N/A | Tuesday | 0 | 0 | #N/A | #N/A |  | #N/A | #N/A
10/1/2019 | 7:00 | #N/A | #N/A | Tuesday | 0 | 0 | #N/A | #N/A |  | #N/A | #N/A
10/1/2019 | 8:00 | #N/A | #N/A | Tuesday | 0 | 0 | #N/A | #N/A |  | #N/A | #N/A
10/1/2019 | 9:00 | #N/A | #N/A | Tuesday | 0 | 0 | #N/A | #N/A |  | #N/A | #N/A
10/1/2019 | 10:00 | #N/A | #N/A | Tuesday | 0 | 0 | #N/A | #N/A |  | #N/A | #N/A
10/1/2019 | 11:00 | #N/A | #N/A | Tuesday | 0 | 0 | #N/A | #N/A |  | #N/A | #N/A
10/1/2019 | 12:00 | #N/A | #N/A | Tuesday | 0 | 0 | #N/A | #N/A |  | #N/A | #N/A
10/1/2019 | 13:00 | #N/A | #N/A | Tuesday | 0 | 0 | #N/A | #N/A |  | #N/A | #N/A
10/1/2019 | 14:00 | #N/A | #N/A | Tuesday | 0 | 0 | #N/A | #N/A |  | #N/A | #N/A
10/1/2019 | 15:00 | #N/A | #N/A | Tuesday | 0 | 0 | #N/A | #N/A |  | #N/A | #N/A
10/1/2019 | 16:00 | #N/A | #N/A | Tuesday | 0 | 0 | #N/A | #N/A |  | #N/A | #N/A
10/1/2019 | 17:00 | #N/A | #N/A | Tuesday | 0 | 0 | #N/A | #N/A |  | #N/A | #N/A
10/1/2019 | 18:00 | #N/A | #N/A | Tuesday | 0 | 0 | #N/A | #N/A |  | #N/A | #N/A
10/1/2019 | 19:00 | #N/A | #N/A | Tuesday | 0 | 0 | #N/A | #N/A |  | #N/A | #N/A
10/1/2019 | 20:00 | #N/A | #N/A | Tuesday | 0 | 0 | #N/A | #N/A |  | #N/A | #N/A
10/1/2019 | 21:00 | #N/A | #N/A | Tuesday | 0 | 0 | #N/A | #N/A |  | #N/A | #N/A
10/1/2019 | 22:00 | #N/A | #N/A | Tuesday | 0 | 0 | #N/A | #N/A |  | #N/A | #N/A
10/1/2019 | 23:00 | #N/A | #N/A | Tuesday | 0 | 0 | #N/A | #N/A |  | #N/A | #N/A
10/1/2019 | 24:00 | #N/A | #N/A | Tuesday | 0 | 0 | #N/A | #N/A |  | #N/A | #N/A
10/2/2019 | 1:00 | #N/A | #N/A | Wednesday | 0 | 0 | #N/A | #N/A |  | #N/A | #N/A
10/2/2019 | 2:00 | #N/A | #N/A | Wednesday | 0 | 0 | #N/A | #N/A |  | #N/A | #N/A
10/2/2019 | 3:00 | #N/A | #N/A | Wednesday | 0 | 0 | #N/A | #N/A |  | #N/A | #N/A
10/2/2019 | 4:00 | #N/A | #N/A | Wednesday | 0 | 0 | #N/A | #N/A |  | #N/A | #N/A
10/2/2019 | 5:00 | #N/A | #N/A | Wednesday | 0 | 0 | #N/A | #N/A |  | #N/A | #N/A
10/2/2019 | 6:00 | #N/A | #N/A | Wednesday | 0 | 0 | #N/A | #N/A |  | #N/A | #N/A
10/2/2019 | 7:00 | #N/A | #N/A | Wednesday | 0 | 0 | #N/A | #N/A |  | #N/A | #N/A
10/2/2019 | 8:00 | #N/A | #N/A | Wednesday | 0 | 0 | #N/A | #N/A |  | #N/A | #N/A
10/2/2019 | 9:00 | #N/A | #N/A | Wednesday | 0 | 0 | #N/A | #N/A |  | #N/A | #N/A
10/2/2019 | 10:00 | #N/A | #N/A | Wednesday | 0 | 0 | #N/A | #N/A |  | #N/A | #N/A
10/2/2019 | 11:00 | #N/A | #N/A | Wednesday | 0 | 0 | #N/A | #N/A |  | #N/A | #N/A
10/2/2019 | 12:00 | #N/A | #N/A | Wednesday | 0 | 0 | #N/A | #N/A |  | #N/A | #N/A
10/2/2019 | 13:00 | #N/A | #N/A | Wednesday | 0 | 0 | #N/A | #N/A |  | #N/A | #N/A
10/2/2019 | 14:00 | #N/A | #N/A | Wednesday | 0 | 0 | #N/A | #N/A |  | #N/A | #N/A
10/2/2019 | 15:00 | #N/A | #N/A | Wednesday | 0 | 0 | #N/A | #N/A |  | #N/A | #N/A
10/2/2019 | 16:00 | #N/A | #N/A | Wednesday | 0 | 0 | #N/A | #N/A |  | #N/A | #N/A
10/2/2019 | 17:00 | #N/A | #N/A | Wednesday | 0 | 0 | #N/A | #N/A |  | #N/A | #N/A
10/2/2019 | 18:00 | #N/A | #N/A | Wednesday | 0 | 0 | #N/A | #N/A |  | #N/A | #N/A
10/2/2019 | 19:00 | #N/A | #N/A | Wednesday | 0 | 0 | #N/A | #N/A |  | #N/A | #N/A
10/2/2019 | 20:00 | #N/A | #N/A | Wednesday | 0 | 0 | #N/A | #N/A |  | #N/A | #N/A
10/2/2019 | 21:00 | #N/A | #N/A | Wednesday | 0 | 0 | #N/A | #N/A |  | #N/A | #N/A
10/2/2019 | 22:00 | #N/A | #N/A | Wednesday | 0 | 0 | #N/A | #N/A |  | #N/A | #N/A
10/2/2019 | 23:00 | #N/A | #N/A | Wednesday | 0 | 0 | #N/A | #N/A |  | #N/A | #N/A
10/2/2019 | 24:00 | #N/A | #N/A | Wednesday | 0 | 0 | #N/A | #N/A |  | #N/A | #N/A
10/3/2019 | 1:00 | #N/A | #N/A | Thursday | 0 | 0 | #N/A | #N/A |  | #N/A | #N/A
10/3/2019 | 2:00 | #N/A | #N/A | Thursday | 0 | 0 | #N/A | #N/A |  | #N/A | #N/A
10/3/2019 | 3:00 | #N/A | #N/A | Thursday | 0 | 0 | #N/A | #N/A |  | #N/A | #N/A
10/3/2019 | 4:00 | #N/A | #N/A | Thursday | 0 | 0 | #N/A | #N/A |  | #N/A | #N/A
10/3/2019 | 5:00 | #N/A | #N/A | Thursday | 0 | 0 | #N/A | #N/A |  | #N/A | #N/A
10/3/2019 | 6:00 | #N/A | #N/A | Thursday | 0 | 0 | #N/A | #N/A |  | #N/A | #N/A
10/3/2019 | 7:00 | #N/A | #N/A | Thursday | 0 | 0 | #N/A | #N/A |  | #N/A | #N/A
10/3/2019 | 8:00 | #N/A | #N/A | Thursday | 0 | 0 | #N/A | #N/A |  | #N/A | #N/A
10/3/2019 | 9:00 | #N/A | #N/A | Thursday | 0 | 0 | #N/A | #N/A |  | #N/A | #N/A
10/3/2019 | 10:00 | #N/A | #N/A | Thursday | 0 | 0 | #N/A | #N/A |  | #N/A | #N/A
10/3/2019 | 11:00 | #N/A | #N/A | Thursday | 0 | 0 | #N/A | #N/A |  | #N/A | #N/A
10/3/2019 | 12:00 | #N/A | #N/A | Thursday | 0 | 0 | #N/A | #N/A |  | #N/A | #N/A
10/3/2019 | 13:00 | #N/A | #N/A | Thursday | 0 | 0 | #N/A | #N/A |  | #N/A | #N/A
10/3/2019 | 14:00 | #N/A | #N/A | Thursday | 0 | 0 | #N/A | #N/A |  | #N/A | #N/A
10/3/2019 | 15:00 | #N/A | #N/A | Thursday | 0 | 0 | #N/A | #N/A |  | #N/A | #N/A
10/3/2019 | 16:00 | #N/A | #N/A | Thursday | 0 | 0 | #N/A | #N/A |  | #N/A | #N/A
10/3/2019 | 17:00 | #N/A | #N/A | Thursday | 0 | 0 | #N/A | #N/A |  | #N/A | #N/A
10/3/2019 | 18:00 | #N/A | #N/A | Thursday | 0 | 0 | #N/A | #N/A |  | #N/A | #N/A
10/3/2019 | 19:00 | #N/A | #N/A | Thursday | 0 | 0 | #N/A | #N/A |  | #N/A | #N/A
10/3/2019 | 20:00 | #N/A | #N/A | Thursday | 0 | 0 | #N/A | #N/A |  | #N/A | #N/A
10/3/2019 | 21:00 | #N/A | #N/A | Thursday | 0 | 0 | #N/A | #N/A |  | #N/A | #N/A
10/3/2019 | 22:00 | #N/A | #N/A | Thursday | 0 | 0 | #N/A | #N/A |  | #N/A | #N/A
10/3/2019 | 23:00 | #N/A | #N/A | Thursday | 0 | 0 | #N/A | #N/A |  | #N/A | #N/A
10/3/2019 | 24:00 | #N/A | #N/A | Thursday | 0 | 0 | #N/A | #N/A |  | #N/A | #N/A
10/4/2019 | 1:00 | #N/A | #N/A | Friday | 0 | 0 | #N/A | #N/A |  | #N/A | #N/A
10/4/2019 | 2:00 | #N/A | #N/A | Friday | 0 | 0 | #N/A | #N/A |  | #N/A | #N/A
10/4/2019 | 3:00 | #N/A | #N/A | Friday | 0 | 0 | #N/A | #N/A |  | #N/A | #N/A
10/4/2019 | 4:00 | #N/A | #N/A | Friday | 0 | 0 | #N/A | #N/A |  | #N/A | #N/A
10/4/2019 | 5:00 | #N/A | #N/A | Friday | 0 | 0 | #N/A | #N/A |  | #N/A | #N/A
10/4/2019 | 6:00 | #N/A | #N/A | Friday | 0 | 0 | #N/A | #N/A |  | #N/A | #N/A
10/4/2019 | 7:00 | #N/A | #N/A | Friday | 0 | 0 | #N/A | #N/A |  | #N/A | #N/A
10/4/2019 | 8:00 | #N/A | #N/A | Friday | 0 | 0 | #N/A | #N/A |  | #N/A | #N/A
10/4/2019 | 9:00 | #N/A | #N/A | Friday | 0 | 0 | #N/A | #N/A |  | #N/A | #N/A
10/4/2019 | 10:00 | #N/A | #N/A | Friday | 0 | 0 | #N/A | #N/A |  | #N/A | #N/A
10/4/2019 | 11:00 | #N/A | #N/A | Friday | 0 | 0 | #N/A | #N/A |  | #N/A | #N/A
10/4/2019 | 12:00 | #N/A | #N/A | Friday | 0 | 0 | #N/A | #N/A |  | #N/A | #N/A
10/4/2019 | 13:00 | #N/A | #N/A | Friday | 0 | 0 | #N/A | #N/A |  | #N/A | #N/A
10/4/2019 | 14:00 | #N/A | #N/A | Friday | 0 | 0 | #N/A | #N/A |  | #N/A | #N/A
10/4/2019 | 15:00 | #N/A | #N/A | Friday | 0 | 0 | #N/A | #N/A |  | #N/A | #N/A
10/4/2019 | 16:00 | #N/A | #N/A | Friday | 0 | 0 | #N/A | #N/A |  | #N/A | #N/A
10/4/2019 | 17:00 | #N/A | #N/A | Friday | 0 | 0 | #N/A | #N/A |  | #N/A | #N/A
10/4/2019 | 18:00 | #N/A | #N/A | Friday | 0 | 0 | #N/A | #N/A |  | #N/A | #N/A
10/4/2019 | 19:00 | #N/A | #N/A | Friday | 0 | 0 | #N/A | #N/A |  | #N/A | #N/A
10/4/2019 | 20:00 | #N/A | #N/A | Friday | 0 | 0 | #N/A | #N/A |  | #N/A | #N/A
10/4/2019 | 21:00 | #N/A | #N/A | Friday | 0 | 0 | #N/A | #N/A |  | #N/A | #N/A
10/4/2019 | 22:00 | #N/A | #N/A | Friday | 0 | 0 | #N/A | #N/A |  | #N/A | #N/A
10/4/2019 | 23:00 | #N/A | #N/A | Friday | 0 | 0 | #N/A | #N/A |  | #N/A | #N/A
10/4/2019 | 24:00 | #N/A | #N/A | Friday | 0 | 0 | #N/A | #N/A |  | #N/A | #N/A
10/5/2019 | 1:00 | #N/A | #N/A | Saturday | 0 | 0 | #N/A | #N/A |  | #N/A | #N/A
10/5/2019 | 2:00 | #N/A | #N/A | Saturday | 0 | 0 | #N/A | #N/A |  | #N/A | #N/A
10/5/2019 | 3:00 | #N/A | #N/A | Saturday | 0 | 0 | #N/A | #N/A |  | #N/A | #N/A
10/5/2019 | 4:00 | #N/A | #N/A | Saturday | 0 | 0 | #N/A | #N/A |  | #N/A | #N/A
10/5/2019 | 5:00 | #N/A | #N/A | Saturday | 0 | 0 | #N/A | #N/A |  | #N/A | #N/A
10/5/2019 | 6:00 | #N/A | #N/A | Saturday | 0 | 0 | #N/A | #N/A |  | #N/A | #N/A
10/5/2019 | 7:00 | #N/A | #N/A | Saturday | 0 | 0 | #N/A | #N/A |  | #N/A | #N/A
10/5/2019 | 8:00 | #N/A | #N/A | Saturday | 0 | 0 | #N/A | #N/A |  | #N/A | #N/A
10/5/2019 | 9:00 | #N/A | #N/A | Saturday | 0 | 0 | #N/A | #N/A |  | #N/A | #N/A
10/5/2019 | 10:00 | #N/A | #N/A | Saturday | 0 | 0 | #N/A | #N/A |  | #N/A | #N/A
10/5/2019 | 11:00 | #N/A | #N/A | Saturday | 0 | 0 | #N/A | #N/A |  | #N/A | #N/A
10/5/2019 | 12:00 | #N/A | #N/A | Saturday | 0 | 0 | #N/A | #N/A |  | #N/A | #N/A
10/5/2019 | 13:00 | #N/A | #N/A | Saturday | 0 | 0 | #N/A | #N/A |  | #N/A | #N/A
10/5/2019 | 14:00 | #N/A | #N/A | Saturday | 0 | 0 | #N/A | #N/A |  | #N/A | #N/A
10/5/2019 | 15:00 | #N/A | #N/A | Saturday | 0 | 0 | #N/A | #N/A |  | #N/A | #N/A
10/5/2019 | 16:00 | #N/A | #N/A | Saturday | 0 | 0 | #N/A | #N/A |  | #N/A | #N/A
10/5/2019 | 17:00 | #N/A | #N/A | Saturday | 0 | 0 | #N/A | #N/A |  | #N/A | #N/A
10/5/2019 | 18:00 | #N/A | #N/A | Saturday | 0 | 0 | #N/A | #N/A |  | #N/A | #N/A
10/5/2019 | 19:00 | #N/A | #N/A | Saturday | 0 | 0 | #N/A | #N/A |  | #N/A | #N/A
10/5/2019 | 20:00 | #N/A | #N/A | Saturday | 0 | 0 | #N/A | #N/A |  | #N/A | #N/A
10/5/2019 | 21:00 | #N/A | #N/A | Saturday | 0 | 0 | #N/A | #N/A |  | #N/A | #N/A
10/5/2019 | 22:00 | #N/A | #N/A | Saturday | 0 | 0 | #N/A | #N/A |  | #N/A | #N/A
10/5/2019 | 23:00 | #N/A | #N/A | Saturday | 0 | 0 | #N/A | #N/A |  | #N/A | #N/A
10/5/2019 | 24:00 | #N/A | #N/A | Saturday | 0 | 0 | #N/A | #N/A |  | #N/A | #N/A
10/6/2019 | 1:00 | #N/A | #N/A | Sunday | 0 | 0 | #N/A | #N/A |  | #N/A | #N/A
10/6/2019 | 2:00 | #N/A | #N/A | Sunday | 0 | 0 | #N/A | #N/A |  | #N/A | #N/A
10/6/2019 | 3:00 | #N/A | #N/A | Sunday | 0 | 0 | #N/A | #N/A |  | #N/A | #N/A
10/6/2019 | 4:00 | #N/A | #N/A | Sunday | 0 | 0 | #N/A | #N/A |  | #N/A | #N/A
10/6/2019 | 5:00 | #N/A | #N/A | Sunday | 0 | 0 | #N/A | #N/A |  | #N/A | #N/A
10/6/2019 | 6:00 | #N/A | #N/A | Sunday | 0 | 0 | #N/A | #N/A |  | #N/A | #N/A
10/6/2019 | 7:00 | #N/A | #N/A | Sunday | 0 | 0 | #N/A | #N/A |  | #N/A | #N/A
10/6/2019 | 8:00 | #N/A | #N/A | Sunday | 0 | 0 | #N/A | #N/A |  | #N/A | #N/A
10/6/2019 | 9:00 | #N/A | #N/A | Sunday | 0 | 0 | #N/A | #N/A |  | #N/A | #N/A
10/6/2019 | 10:00 | #N/A | #N/A | Sunday | 0 | 0 | #N/A | #N/A |  | #N/A | #N/A
10/6/2019 | 11:00 | #N/A | #N/A | Sunday | 0 | 0 | #N/A | #N/A |  | #N/A | #N/A
10/6/2019 | 12:00 | #N/A | #N/A | Sunday | 0 | 0 | #N/A | #N/A |  | #N/A | #N/A
10/6/2019 | 13:00 | #N/A | #N/A | Sunday | 0 | 0 | #N/A | #N/A |  | #N/A | #N/A
10/6/2019 | 14:00 | #N/A | #N/A | Sunday | 0 | 0 | #N/A | #N/A |  | #N/A | #N/A
10/6/2019 | 15:00 | #N/A | #N/A | Sunday | 0 | 0 | #N/A | #N/A |  | #N/A | #N/A
10/6/2019 | 16:00 | #N/A | #N/A | Sunday | 0 | 0 | #N/A | #N/A |  | #N/A | #N/A
10/6/2019 | 17:00 | #N/A | #N/A | Sunday | 0 | 0 | #N/A | #N/A |  | #N/A | #N/A
10/6/2019 | 18:00 | #N/A | #N/A | Sunday | 0 | 0 | #N/A | #N/A |  | #N/A | #N/A
10/6/2019 | 19:00 | #N/A | #N/A | Sunday | 0 | 0 | #N/A | #N/A |  | #N/A | #N/A
10/6/2019 | 20:00 | #N/A | #N/A | Sunday | 0 | 0 | #N/A | #N/A |  | #N/A | #N/A
10/6/2019 | 21:00 | #N/A | #N/A | Sunday | 0 | 0 | #N/A | #N/A |  | #N/A | #N/A
10/6/2019 | 22:00 | #N/A | #N/A | Sunday | 0 | 0 | #N/A | #N/A |  | #N/A | #N/A
10/6/2019 | 23:00 | #N/A | #N/A | Sunday | 0 | 0 | #N/A | #N/A |  | #N/A | #N/A
10/6/2019 | 24:00 | #N/A | #N/A | Sunday | 0 | 0 | #N/A | #N/A |  | #N/A | #N/A
10/7/2019 | 1:00 | #N/A | #N/A | Monday | 0 | 0 | #N/A | #N/A |  | #N/A | #N/A
10/7/2019 | 2:00 | #N/A | #N/A | Monday | 0 | 0 | #N/A | #N/A |  | #N/A | #N/A
10/7/2019 | 3:00 | #N/A | #N/A | Monday | 0 | 0 | #N/A | #N/A |  | #N/A | #N/A
10/7/2019 | 4:00 | #N/A | #N/A | Monday | 0 | 0 | #N/A | #N/A |  | #N/A | #N/A
10/7/2019 | 5:00 | #N/A | #N/A | Monday | 0 | 0 | #N/A | #N/A |  | #N/A | #N/A
10/7/2019 | 6:00 | #N/A | #N/A | Monday | 0 | 0 | #N/A | #N/A |  | #N/A | #N/A
10/7/2019 | 7:00 | #N/A | #N/A | Monday | 0 | 0 | #N/A | #N/A |  | #N/A | #N/A
10/7/2019 | 8:00 | #N/A | #N/A | Monday | 0 | 0 | #N/A | #N/A |  | #N/A | #N/A
10/7/2019 | 9:00 | #N/A | #N/A | Monday | 0 | 0 | #N/A | #N/A |  | #N/A | #N/A
10/7/2019 | 10:00 | #N/A | #N/A | Monday | 0 | 0 | #N/A | #N/A |  | #N/A | #N/A
10/7/2019 | 11:00 | #N/A | #N/A | Monday | 0 | 0 | #N/A | #N/A |  | #N/A | #N/A
10/7/2019 | 12:00 | #N/A | #N/A | Monday | 0 | 0 | #N/A | #N/A |  | #N/A | #N/A
10/7/2019 | 13:00 | #N/A | #N/A | Monday | 0 | 0 | #N/A | #N/A |  | #N/A | #N/A
10/7/2019 | 14:00 | #N/A | #N/A | Monday | 0 | 0 | #N/A | #N/A |  | #N/A | #N/A
10/7/2019 | 15:00 | #N/A | #N/A | Monday | 0 | 0 | #N/A | #N/A |  | #N/A | #N/A
10/7/2019 | 16:00 | #N/A | #N/A | Monday | 0 | 0 | #N/A | #N/A |  | #N/A | #N/A
10/7/2019 | 17:00 | #N/A | #N/A | Monday | 0 | 0 | #N/A | #N/A |  | #N/A | #N/A
10/7/2019 | 18:00 | #N/A | #N/A | Monday | 0 | 0 | #N/A | #N/A |  | #N/A | #N/A
10/7/2019 | 19:00 | #N/A | #N/A | Monday | 0 | 0 | #N/A | #N/A |  | #N/A | #N/A
10/7/2019 | 20:00 | #N/A | #N/A | Monday | 0 | 0 | #N/A | #N/A |  | #N/A | #N/A
10/7/2019 | 21:00 | #N/A | #N/A | Monday | 0 | 0 | #N/A | #N/A |  | #N/A | #N/A
10/7/2019 | 22:00 | #N/A | #N/A | Monday | 0 | 0 | #N/A | #N/A |  | #N/A | #N/A
10/7/2019 | 23:00 | #N/A | #N/A | Monday | 0 | 0 | #N/A | #N/A |  | #N/A | #N/A
10/7/2019 | 24:00 | #N/A | #N/A | Monday | 0 | 0 | #N/A | #N/A |  | #N/A | #N/A
10/8/2019 | 1:00 | #N/A | #N/A | Tuesday | 0 | 0 | #N/A | #N/A |  | #N/A | #N/A
10/8/2019 | 2:00 | #N/A | #N/A | Tuesday | 0 | 0 | #N/A | #N/A |  | #N/A | #N/A
10/8/2019 | 3:00 | #N/A | #N/A | Tuesday | 0 | 0 | #N/A | #N/A |  | #N/A | #N/A
10/8/2019 | 4:00 | #N/A | #N/A | Tuesday | 0 | 0 | #N/A | #N/A |  | #N/A | #N/A
10/8/2019 | 5:00 | #N/A | #N/A | Tuesday | 0 | 0 | #N/A | #N/A |  | #N/A | #N/A
10/8/2019 | 6:00 | #N/A | #N/A | Tuesday | 0 | 0 | #N/A | #N/A |  | #N/A | #N/A
10/8/2019 | 7:00 | #N/A | #N/A | Tuesday | 0 | 0 | #N/A | #N/A |  | #N/A | #N/A
10/8/2019 | 8:00 | #N/A | #N/A | Tuesday | 0 | 0 | #N/A | #N/A |  | #N/A | #N/A
10/8/2019 | 9:00 | #N/A | #N/A | Tuesday | 0 | 0 | #N/A | #N/A |  | #N/A | #N/A
10/8/2019 | 10:00 | #N/A | #N/A | Tuesday | 0 | 0 | #N/A | #N/A |  | #N/A | #N/A
10/8/2019 | 11:00 | #N/A | #N/A | Tuesday | 0 | 0 | #N/A | #N/A |  | #N/A | #N/A
10/8/2019 | 12:00 | #N/A | #N/A | Tuesday | 0 | 0 | #N/A | #N/A |  | #N/A | #N/A
10/8/2019 | 13:00 | #N/A | #N/A | Tuesday | 0 | 0 | #N/A | #N/A |  | #N/A | #N/A
10/8/2019 | 14:00 | #N/A | #N/A | Tuesday | 0 | 0 | #N/A | #N/A |  | #N/A | #N/A
10/8/2019 | 15:00 | #N/A | #N/A | Tuesday | 0 | 0 | #N/A | #N/A |  | #N/A | #N/A
10/8/2019 | 16:00 | #N/A | #N/A | Tuesday | 0 | 0 | #N/A | #N/A |  | #N/A | #N/A
10/8/2019 | 17:00 | #N/A | #N/A | Tuesday | 0 | 0 | #N/A | #N/A |  | #N/A | #N/A
10/8/2019 | 18:00 | #N/A | #N/A | Tuesday | 0 | 0 | #N/A | #N/A |  | #N/A | #N/A
10/8/2019 | 19:00 | #N/A | #N/A | Tuesday | 0 | 0 | #N/A | #N/A |  | #N/A | #N/A
10/8/2019 | 20:00 | #N/A | #N/A | Tuesday | 0 | 0 | #N/A | #N/A |  | #N/A | #N/A
10/8/2019 | 21:00 | #N/A | #N/A | Tuesday | 0 | 0 | #N/A | #N/A |  | #N/A | #N/A
10/8/2019 | 22:00 | #N/A | #N/A | Tuesday | 0 | 0 | #N/A | #N/A |  | #N/A | #N/A
10/8/2019 | 23:00 | #N/A | #N/A | Tuesday | 0 | 0 | #N/A | #N/A |  | #N/A | #N/A
10/8/2019 | 24:00 | #N/A | #N/A | Tuesday | 0 | 0 | #N/A | #N/A |  | #N/A | #N/A
10/9/2019 | 1:00 | #N/A | #N/A | Wednesday | 0 | 0 | #N/A | #N/A |  | #N/A | #N/A
10/9/2019 | 2:00 | #N/A | #N/A | Wednesday | 0 | 0 | #N/A | #N/A |  | #N/A | #N/A
10/9/2019 | 3:00 | #N/A | #N/A | Wednesday | 0 | 0 | #N/A | #N/A |  | #N/A | #N/A
10/9/2019 | 4:00 | #N/A | #N/A | Wednesday | 0 | 0 | #N/A | #N/A |  | #N/A | #N/A
10/9/2019 | 5:00 | #N/A | #N/A | Wednesday | 0 | 0 | #N/A | #N/A |  | #N/A | #N/A
10/9/2019 | 6:00 | #N/A | #N/A | Wednesday | 0 | 0 | #N/A | #N/A |  | #N/A | #N/A
10/9/2019 | 7:00 | #N/A | #N/A | Wednesday | 0 | 0 | #N/A | #N/A |  | #N/A | #N/A
10/9/2019 | 8:00 | #N/A | #N/A | Wednesday | 0 | 0 | #N/A | #N/A |  | #N/A | #N/A
10/9/2019 | 9:00 | #N/A | #N/A | Wednesday | 0 | 0 | #N/A | #N/A |  | #N/A | #N/A
10/9/2019 | 10:00 | #N/A | #N/A | Wednesday | 0 | 0 | #N/A | #N/A |  | #N/A | #N/A
10/9/2019 | 11:00 | #N/A | #N/A | Wednesday | 0 | 0 | #N/A | #N/A |  | #N/A | #N/A
10/9/2019 | 12:00 | #N/A | #N/A | Wednesday | 0 | 0 | #N/A | #N/A |  | #N/A | #N/A
10/9/2019 | 13:00 | #N/A | #N/A | Wednesday | 0 | 0 | #N/A | #N/A |  | #N/A | #N/A
10/9/2019 | 14:00 | #N/A | #N/A | Wednesday | 0 | 0 | #N/A | #N/A |  | #N/A | #N/A
10/9/2019 | 15:00 | #N/A | #N/A | Wednesday | 0 | 0 | #N/A | #N/A |  | #N/A | #N/A
10/9/2019 | 16:00 | #N/A | #N/A | Wednesday | 0 | 0 | #N/A | #N/A |  | #N/A | #N/A
10/9/2019 | 17:00 | #N/A | #N/A | Wednesday | 0 | 0 | #N/A | #N/A |  | #N/A | #N/A
10/9/2019 | 18:00 | #N/A | #N/A | Wednesday | 0 | 0 | #N/A | #N/A |  | #N/A | #N/A
10/9/2019 | 19:00 | #N/A | #N/A | Wednesday | 0 | 0 | #N/A | #N/A |  | #N/A | #N/A
10/9/2019 | 20:00 | #N/A | #N/A | Wednesday | 0 | 0 | #N/A | #N/A |  | #N/A | #N/A
10/9/2019 | 21:00 | #N/A | #N/A | Wednesday | 0 | 0 | #N/A | #N/A |  | #N/A | #N/A
10/9/2019 | 22:00 | #N/A | #N/A | Wednesday | 0 | 0 | #N/A | #N/A |  | #N/A | #N/A
10/9/2019 | 23:00 | #N/A | #N/A | Wednesday | 0 | 0 | #N/A | #N/A |  | #N/A | #N/A
10/9/2019 | 24:00 | #N/A | #N/A | Wednesday | 0 | 0 | #N/A | #N/A |  | #N/A | #N/A
10/10/2019 | 1:00 | #N/A | #N/A | Thursday | 0 | 0 | #N/A | #N/A |  | #N/A | #N/A
10/10/2019 | 2:00 | #N/A | #N/A | Thursday | 0 | 0 | #N/A | #N/A |  | #N/A | #N/A
10/10/2019 | 3:00 | #N/A | #N/A | Thursday | 0 | 0 | #N/A | #N/A |  | #N/A | #N/A
10/10/2019 | 4:00 | #N/A | #N/A | Thursday | 0 | 0 | #N/A | #N/A |  | #N/A | #N/A
10/10/2019 | 5:00 | #N/A | #N/A | Thursday | 0 | 0 | #N/A | #N/A |  | #N/A | #N/A
10/10/2019 | 6:00 | #N/A | #N/A | Thursday | 0 | 0 | #N/A | #N/A |  | #N/A | #N/A
10/10/2019 | 7:00 | #N/A | #N/A | Thursday | 0 | 0 | #N/A | #N/A |  | #N/A | #N/A
10/10/2019 | 8:00 | #N/A | #N/A | Thursday | 0 | 0 | #N/A | #N/A |  | #N/A | #N/A
10/10/2019 | 9:00 | #N/A | #N/A | Thursday | 0 | 0 | #N/A | #N/A |  | #N/A | #N/A
10/10/2019 | 10:00 | #N/A | #N/A | Thursday | 0 | 0 | #N/A | #N/A |  | #N/A | #N/A
10/10/2019 | 11:00 | #N/A | #N/A | Thursday | 0 | 0 | #N/A | #N/A |  | #N/A | #N/A
10/10/2019 | 12:00 | #N/A | #N/A | Thursday | 0 | 0 | #N/A | #N/A |  | #N/A | #N/A
10/10/2019 | 13:00 | #N/A | #N/A | Thursday | 0 | 0 | #N/A | #N/A |  | #N/A | #N/A
10/10/2019 | 14:00 | #N/A | #N/A | Thursday | 0 | 0 | #N/A | #N/A |  | #N/A | #N/A
10/10/2019 | 15:00 | #N/A | #N/A | Thursday | 0 | 0 | #N/A | #N/A |  | #N/A | #N/A
10/10/2019 | 16:00 | #N/A | #N/A | Thursday | 0 | 0 | #N/A | #N/A |  | #N/A | #N/A
10/10/2019 | 17:00 | #N/A | #N/A | Thursday | 0 | 0 | #N/A | #N/A |  | #N/A | #N/A
10/10/2019 | 18:00 | #N/A | #N/A | Thursday | 0 | 0 | #N/A | #N/A |  | #N/A | #N/A
10/10/2019 | 19:00 | #N/A | #N/A | Thursday | 0 | 0 | #N/A | #N/A |  | #N/A | #N/A
10/10/2019 | 20:00 | #N/A | #N/A | Thursday | 0 | 0 | #N/A | #N/A |  | #N/A | #N/A
10/10/2019 | 21:00 | #N/A | #N/A | Thursday | 0 | 0 | #N/A | #N/A |  | #N/A | #N/A
10/10/2019 | 22:00 | #N/A | #N/A | Thursday | 0 | 0 | #N/A | #N/A |  | #N/A | #N/A
10/10/2019 | 23:00 | #N/A | #N/A | Thursday | 0 | 0 | #N/A | #N/A |  | #N/A | #N/A
10/10/2019 | 24:00 | #N/A | #N/A | Thursday | 0 | 0 | #N/A | #N/A |  | #N/A | #N/A
10/11/2019 | 1:00 | #N/A | #N/A | Friday | 0 | 0 | #N/A | #N/A |  | #N/A | #N/A
10/11/2019 | 2:00 | #N/A | #N/A | Friday | 0 | 0 | #N/A | #N/A |  | #N/A | #N/A
10/11/2019 | 3:00 | #N/A | #N/A | Friday | 0 | 0 | #N/A | #N/A |  | #N/A | #N/A
10/11/2019 | 4:00 | #N/A | #N/A | Friday | 0 | 0 | #N/A | #N/A |  | #N/A | #N/A
10/11/2019 | 5:00 | #N/A | #N/A | Friday | 0 | 0 | #N/A | #N/A |  | #N/A | #N/A
10/11/2019 | 6:00 | #N/A | #N/A | Friday | 0 | 0 | #N/A | #N/A |  | #N/A | #N/A
10/11/2019 | 7:00 | #N/A | #N/A | Friday | 0 | 0 | #N/A | #N/A |  | #N/A | #N/A
10/11/2019 | 8:00 | #N/A | #N/A | Friday | 0 | 0 | #N/A | #N/A |  | #N/A | #N/A
10/11/2019 | 9:00 | #N/A | #N/A | Friday | 0 | 0 | #N/A | #N/A |  | #N/A | #N/A
10/11/2019 | 10:00 | #N/A | #N/A | Friday | 0 | 0 | #N/A | #N/A |  | #N/A | #N/A
10/11/2019 | 11:00 | #N/A | #N/A | Friday | 0 | 0 | #N/A | #N/A |  | #N/A | #N/A
10/11/2019 | 12:00 | #N/A | #N/A | Friday | 0 | 0 | #N/A | #N/A |  | #N/A | #N/A
10/11/2019 | 13:00 | #N/A | #N/A | Friday | 0 | 0 | #N/A | #N/A |  | #N/A | #N/A
10/11/2019 | 14:00 | #N/A | #N/A | Friday | 0 | 0 | #N/A | #N/A |  | #N/A | #N/A
10/11/2019 | 15:00 | #N/A | #N/A | Friday | 0 | 0 | #N/A | #N/A |  | #N/A | #N/A
10/11/2019 | 16:00 | #N/A | #N/A | Friday | 0 | 0 | #N/A | #N/A |  | #N/A | #N/A
10/11/2019 | 17:00 | #N/A | #N/A | Friday | 0 | 0 | #N/A | #N/A |  | #N/A | #N/A
10/11/2019 | 18:00 | #N/A | #N/A | Friday | 0 | 0 | #N/A | #N/A |  | #N/A | #N/A
10/11/2019 | 19:00 | #N/A | #N/A | Friday | 0 | 0 | #N/A | #N/A |  | #N/A | #N/A
10/11/2019 | 20:00 | #N/A | #N/A | Friday | 0 | 0 | #N/A | #N/A |  | #N/A | #N/A
10/11/2019 | 21:00 | #N/A | #N/A | Friday | 0 | 0 | #N/A | #N/A |  | #N/A | #N/A
10/11/2019 | 22:00 | #N/A | #N/A | Friday | 0 | 0 | #N/A | #N/A |  | #N/A | #N/A
10/11/2019 | 23:00 | #N/A | #N/A | Friday | 0 | 0 | #N/A | #N/A |  | #N/A | #N/A
10/11/2019 | 24:00 | #N/A | #N/A | Friday | 0 | 0 | #N/A | #N/A |  | #N/A | #N/A
10/12/2019 | 1:00 | #N/A | #N/A | Saturday | 0 | 0 | #N/A | #N/A |  | #N/A | #N/A
10/12/2019 | 2:00 | #N/A | #N/A | Saturday | 0 | 0 | #N/A | #N/A |  | #N/A | #N/A
10/12/2019 | 3:00 | #N/A | #N/A | Saturday | 0 | 0 | #N/A | #N/A |  | #N/A | #N/A
10/12/2019 | 4:00 | #N/A | #N/A | Saturday | 0 | 0 | #N/A | #N/A |  | #N/A | #N/A
10/12/2019 | 5:00 | #N/A | #N/A | Saturday | 0 | 0 | #N/A | #N/A |  | #N/A | #N/A
10/12/2019 | 6:00 | #N/A | #N/A | Saturday | 0 | 0 | #N/A | #N/A |  | #N/A | #N/A
10/12/2019 | 7:00 | #N/A | #N/A | Saturday | 0 | 0 | #N/A | #N/A |  | #N/A | #N/A
10/12/2019 | 8:00 | #N/A | #N/A | Saturday | 0 | 0 | #N/A | #N/A |  | #N/A | #N/A
10/12/2019 | 9:00 | #N/A | #N/A | Saturday | 0 | 0 | #N/A | #N/A |  | #N/A | #N/A
10/12/2019 | 10:00 | #N/A | #N/A | Saturday | 0 | 0 | #N/A | #N/A |  | #N/A | #N/A
10/12/2019 | 11:00 | #N/A | #N/A | Saturday | 0 | 0 | #N/A | #N/A |  | #N/A | #N/A
10/12/2019 | 12:00 | #N/A | #N/A | Saturday | 0 | 0 | #N/A | #N/A |  | #N/A | #N/A
10/12/2019 | 13:00 | #N/A | #N/A | Saturday | 0 | 0 | #N/A | #N/A |  | #N/A | #N/A
10/12/2019 | 14:00 | #N/A | #N/A | Saturday | 0 | 0 | #N/A | #N/A |  | #N/A | #N/A
10/12/2019 | 15:00 | #N/A | #N/A | Saturday | 0 | 0 | #N/A | #N/A |  | #N/A | #N/A
10/12/2019 | 16:00 | #N/A | #N/A | Saturday | 0 | 0 | #N/A | #N/A |  | #N/A | #N/A
10/12/2019 | 17:00 | #N/A | #N/A | Saturday | 0 | 0 | #N/A | #N/A |  | #N/A | #N/A
10/12/2019 | 18:00 | #N/A | #N/A | Saturday | 0 | 0 | #N/A | #N/A |  | #N/A | #N/A
10/12/2019 | 19:00 | #N/A | #N/A | Saturday | 0 | 0 | #N/A | #N/A |  | #N/A | #N/A
10/12/2019 | 20:00 | #N/A | #N/A | Saturday | 0 | 0 | #N/A | #N/A |  | #N/A | #N/A
10/12/2019 | 21:00 | #N/A | #N/A | Saturday | 0 | 0 | #N/A | #N/A |  | #N/A | #N/A
10/12/2019 | 22:00 | #N/A | #N/A | Saturday | 0 | 0 | #N/A | #N/A |  | #N/A | #N/A
10/12/2019 | 23:00 | #N/A | #N/A | Saturday | 0 | 0 | #N/A | #N/A |  | #N/A | #N/A
10/12/2019 | 24:00 | #N/A | #N/A | Saturday | 0 | 0 | #N/A | #N/A |  | #N/A | #N/A
10/13/2019 | 1:00 | #N/A | #N/A | Sunday | 0 | 0 | #N/A | #N/A |  | #N/A | #N/A
10/13/2019 | 2:00 | #N/A | #N/A | Sunday | 0 | 0 | #N/A | #N/A |  | #N/A | #N/A
10/13/2019 | 3:00 | #N/A | #N/A | Sunday | 0 | 0 | #N/A | #N/A |  | #N/A | #N/A
10/13/2019 | 4:00 | #N/A | #N/A | Sunday | 0 | 0 | #N/A | #N/A |  | #N/A | #N/A
10/13/2019 | 5:00 | #N/A | #N/A | Sunday | 0 | 0 | #N/A | #N/A |  | #N/A | #N/A
10/13/2019 | 6:00 | #N/A | #N/A | Sunday | 0 | 0 | #N/A | #N/A |  | #N/A | #N/A
10/13/2019 | 7:00 | #N/A | #N/A | Sunday | 0 | 0 | #N/A | #N/A |  | #N/A | #N/A
10/13/2019 | 8:00 | #N/A | #N/A | Sunday | 0 | 0 | #N/A | #N/A |  | #N/A | #N/A
10/13/2019 | 9:00 | #N/A | #N/A | Sunday | 0 | 0 | #N/A | #N/A |  | #N/A | #N/A
10/13/2019 | 10:00 | #N/A | #N/A | Sunday | 0 | 0 | #N/A | #N/A |  | #N/A | #N/A
10/13/2019 | 11:00 | #N/A | #N/A | Sunday | 0 | 0 | #N/A | #N/A |  | #N/A | #N/A
10/13/2019 | 12:00 | #N/A | #N/A | Sunday | 0 | 0 | #N/A | #N/A |  | #N/A | #N/A
10/13/2019 | 13:00 | #N/A | #N/A | Sunday | 0 | 0 | #N/A | #N/A |  | #N/A | #N/A
10/13/2019 | 14:00 | #N/A | #N/A | Sunday | 0 | 0 | #N/A | #N/A |  | #N/A | #N/A
10/13/2019 | 15:00 | #N/A | #N/A | Sunday | 0 | 0 | #N/A | #N/A |  | #N/A | #N/A
10/13/2019 | 16:00 | #N/A | #N/A | Sunday | 0 | 0 | #N/A | #N/A |  | #N/A | #N/A
10/13/2019 | 17:00 | #N/A | #N/A | Sunday | 0 | 0 | #N/A | #N/A |  | #N/A | #N/A
10/13/2019 | 18:00 | #N/A | #N/A | Sunday | 0 | 0 | #N/A | #N/A |  | #N/A | #N/A
10/13/2019 | 19:00 | #N/A | #N/A | Sunday | 0 | 0 | #N/A | #N/A |  | #N/A | #N/A
10/13/2019 | 20:00 | #N/A | #N/A | Sunday | 0 | 0 | #N/A | #N/A |  | #N/A | #N/A
10/13/2019 | 21:00 | #N/A | #N/A | Sunday | 0 | 0 | #N/A | #N/A |  | #N/A | #N/A
10/13/2019 | 22:00 | #N/A | #N/A | Sunday | 0 | 0 | #N/A | #N/A |  | #N/A | #N/A
10/13/2019 | 23:00 | #N/A | #N/A | Sunday | 0 | 0 | #N/A | #N/A |  | #N/A | #N/A
10/13/2019 | 24:00 | #N/A | #N/A | Sunday | 0 | 0 | #N/A | #N/A |  | #N/A | #N/A
10/14/2019 | 1:00 | #N/A | #N/A | Monday | 0 | 0 | #N/A | #N/A |  | #N/A | #N/A
10/14/2019 | 2:00 | #N/A | #N/A | Monday | 0 | 0 | #N/A | #N/A |  | #N/A | #N/A
10/14/2019 | 3:00 | #N/A | #N/A | Monday | 0 | 0 | #N/A | #N/A |  | #N/A | #N/A
10/14/2019 | 4:00 | #N/A | #N/A | Monday | 0 | 0 | #N/A | #N/A |  | #N/A | #N/A
10/14/2019 | 5:00 | #N/A | #N/A | Monday | 0 | 0 | #N/A | #N/A |  | #N/A | #N/A
10/14/2019 | 6:00 | #N/A | #N/A | Monday | 0 | 0 | #N/A | #N/A |  | #N/A | #N/A
10/14/2019 | 7:00 | #N/A | #N/A | Monday | 0 | 0 | #N/A | #N/A |  | #N/A | #N/A
10/14/2019 | 8:00 | #N/A | #N/A | Monday | 0 | 0 | #N/A | #N/A |  | #N/A | #N/A
10/14/2019 | 9:00 | #N/A | #N/A | Monday | 0 | 0 | #N/A | #N/A |  | #N/A | #N/A
10/14/2019 | 10:00 | #N/A | #N/A | Monday | 0 | 0 | #N/A | #N/A |  | #N/A | #N/A
10/14/2019 | 11:00 | #N/A | #N/A | Monday | 0 | 0 | #N/A | #N/A |  | #N/A | #N/A
10/14/2019 | 12:00 | #N/A | #N/A | Monday | 0 | 0 | #N/A | #N/A |  | #N/A | #N/A
10/14/2019 | 13:00 | #N/A | #N/A | Monday | 0 | 0 | #N/A | #N/A |  | #N/A | #N/A
10/14/2019 | 14:00 | #N/A | #N/A | Monday | 0 | 0 | #N/A | #N/A |  | #N/A | #N/A
10/14/2019 | 15:00 | #N/A | #N/A | Monday | 0 | 0 | #N/A | #N/A |  | #N/A | #N/A
10/14/2019 | 16:00 | #N/A | #N/A | Monday | 0 | 0 | #N/A | #N/A |  | #N/A | #N/A
10/14/2019 | 17:00 | #N/A | #N/A | Monday | 0 | 0 | #N/A | #N/A |  | #N/A | #N/A
10/14/2019 | 18:00 | #N/A | #N/A | Monday | 0 | 0 | #N/A | #N/A |  | #N/A | #N/A
10/14/2019 | 19:00 | #N/A | #N/A | Monday | 0 | 0 | #N/A | #N/A |  | #N/A | #N/A
10/14/2019 | 20:00 | #N/A | #N/A | Monday | 0 | 0 | #N/A | #N/A |  | #N/A | #N/A
10/14/2019 | 21:00 | #N/A | #N/A | Monday | 0 | 0 | #N/A | #N/A |  | #N/A | #N/A
10/14/2019 | 22:00 | #N/A | #N/A | Monday | 0 | 0 | #N/A | #N/A |  | #N/A | #N/A
10/14/2019 | 23:00 | #N/A | #N/A | Monday | 0 | 0 | #N/A | #N/A |  | #N/A | #N/A
10/14/2019 | 24:00 | #N/A | #N/A | Monday | 0 | 0 | #N/A | #N/A |  | #N/A | #N/A
10/15/2019 | 1:00 | #N/A | #N/A | Tuesday | 0 | 0 | #N/A | #N/A |  | #N/A | #N/A
10/15/2019 | 2:00 | #N/A | #N/A | Tuesday | 0 | 0 | #N/A | #N/A |  | #N/A | #N/A
10/15/2019 | 3:00 | #N/A | #N/A | Tuesday | 0 | 0 | #N/A | #N/A |  | #N/A | #N/A
10/15/2019 | 4:00 | #N/A | #N/A | Tuesday | 0 | 0 | #N/A | #N/A |  | #N/A | #N/A
10/15/2019 | 5:00 | #N/A | #N/A | Tuesday | 0 | 0 | #N/A | #N/A |  | #N/A | #N/A
10/15/2019 | 6:00 | #N/A | #N/A | Tuesday | 0 | 0 | #N/A | #N/A |  | #N/A | #N/A
10/15/2019 | 7:00 | #N/A | #N/A | Tuesday | 0 | 0 | #N/A | #N/A |  | #N/A | #N/A
10/15/2019 | 8:00 | #N/A | #N/A | Tuesday | 0 | 0 | #N/A | #N/A |  | #N/A | #N/A
10/15/2019 | 9:00 | #N/A | #N/A | Tuesday | 0 | 0 | #N/A | #N/A |  | #N/A | #N/A
10/15/2019 | 10:00 | #N/A | #N/A | Tuesday | 0 | 0 | #N/A | #N/A |  | #N/A | #N/A
10/15/2019 | 11:00 | #N/A | #N/A | Tuesday | 0 | 0 | #N/A | #N/A |  | #N/A | #N/A
10/15/2019 | 12:00 | #N/A | #N/A | Tuesday | 0 | 0 | #N/A | #N/A |  | #N/A | #N/A
10/15/2019 | 13:00 | #N/A | #N/A | Tuesday | 0 | 0 | #N/A | #N/A |  | #N/A | #N/A
10/15/2019 | 14:00 | #N/A | #N/A | Tuesday | 0 | 0 | #N/A | #N/A |  | #N/A | #N/A
10/15/2019 | 15:00 | #N/A | #N/A | Tuesday | 0 | 0 | #N/A | #N/A |  | #N/A | #N/A
10/15/2019 | 16:00 | #N/A | #N/A | Tuesday | 0 | 0 | #N/A | #N/A |  | #N/A | #N/A
10/15/2019 | 17:00 | #N/A | #N/A | Tuesday | 0 | 0 | #N/A | #N/A |  | #N/A | #N/A
10/15/2019 | 18:00 | #N/A | #N/A | Tuesday | 0 | 0 | #N/A | #N/A |  | #N/A | #N/A
10/15/2019 | 19:00 | #N/A | #N/A | Tuesday | 0 | 0 | #N/A | #N/A |  | #N/A | #N/A
10/15/2019 | 20:00 | #N/A | #N/A | Tuesday | 0 | 0 | #N/A | #N/A |  | #N/A | #N/A
10/15/2019 | 21:00 | #N/A | #N/A | Tuesday | 0 | 0 | #N/A | #N/A |  | #N/A | #N/A
10/15/2019 | 22:00 | #N/A | #N/A | Tuesday | 0 | 0 | #N/A | #N/A |  | #N/A | #N/A
10/15/2019 | 23:00 | #N/A | #N/A | Tuesday | 0 | 0 | #N/A | #N/A |  | #N/A | #N/A
10/15/2019 | 24:00 | #N/A | #N/A | Tuesday | 0 | 0 | #N/A | #N/A |  | #N/A | #N/A
10/16/2019 | 1:00 | #N/A | #N/A | Wednesday | 0 | 0 | #N/A | #N/A |  | #N/A | #N/A
10/16/2019 | 2:00 | #N/A | #N/A | Wednesday | 0 | 0 | #N/A | #N/A |  | #N/A | #N/A
10/16/2019 | 3:00 | #N/A | #N/A | Wednesday | 0 | 0 | #N/A | #N/A |  | #N/A | #N/A
10/16/2019 | 4:00 | #N/A | #N/A | Wednesday | 0 | 0 | #N/A | #N/A |  | #N/A | #N/A
10/16/2019 | 5:00 | #N/A | #N/A | Wednesday | 0 | 0 | #N/A | #N/A |  | #N/A | #N/A
10/16/2019 | 6:00 | #N/A | #N/A | Wednesday | 0 | 0 | #N/A | #N/A |  | #N/A | #N/A
10/16/2019 | 7:00 | #N/A | #N/A | Wednesday | 0 | 0 | #N/A | #N/A |  | #N/A | #N/A
10/16/2019 | 8:00 | #N/A | #N/A | Wednesday | 0 | 0 | #N/A | #N/A |  | #N/A | #N/A
10/16/2019 | 9:00 | #N/A | #N/A | Wednesday | 0 | 0 | #N/A | #N/A |  | #N/A | #N/A
10/16/2019 | 10:00 | #N/A | #N/A | Wednesday | 0 | 0 | #N/A | #N/A |  | #N/A | #N/A
10/16/2019 | 11:00 | #N/A | #N/A | Wednesday | 0 | 0 | #N/A | #N/A |  | #N/A | #N/A
10/16/2019 | 12:00 | #N/A | #N/A | Wednesday | 0 | 0 | #N/A | #N/A |  | #N/A | #N/A
10/16/2019 | 13:00 | #N/A | #N/A | Wednesday | 0 | 0 | #N/A | #N/A |  | #N/A | #N/A
10/16/2019 | 14:00 | #N/A | #N/A | Wednesday | 0 | 0 | #N/A | #N/A |  | #N/A | #N/A
10/16/2019 | 15:00 | #N/A | #N/A | Wednesday | 0 | 0 | #N/A | #N/A |  | #N/A | #N/A
10/16/2019 | 16:00 | #N/A | #N/A | Wednesday | 0 | 0 | #N/A | #N/A |  | #N/A | #N/A
10/16/2019 | 17:00 | #N/A | #N/A | Wednesday | 0 | 0 | #N/A | #N/A |  | #N/A | #N/A
10/16/2019 | 18:00 | #N/A | #N/A | Wednesday | 0 | 0 | #N/A | #N/A |  | #N/A | #N/A
10/16/2019 | 19:00 | #N/A | #N/A | Wednesday | 0 | 0 | #N/A | #N/A |  | #N/A | #N/A
10/16/2019 | 20:00 | #N/A | #N/A | Wednesday | 0 | 0 | #N/A | #N/A |  | #N/A | #N/A
10/16/2019 | 21:00 | #N/A | #N/A | Wednesday | 0 | 0 | #N/A | #N/A |  | #N/A | #N/A
10/16/2019 | 22:00 | #N/A | #N/A | Wednesday | 0 | 0 | #N/A | #N/A |  | #N/A | #N/A
10/16/2019 | 23:00 | #N/A | #N/A | Wednesday | 0 | 0 | #N/A | #N/A |  | #N/A | #N/A
10/16/2019 | 24:00 | #N/A | #N/A | Wednesday | 0 | 0 | #N/A | #N/A |  | #N/A | #N/A
10/17/2019 | 1:00 | #N/A | #N/A | Thursday | 0 | 0 | #N/A | #N/A |  | #N/A | #N/A
10/17/2019 | 2:00 | #N/A | #N/A | Thursday | 0 | 0 | #N/A | #N/A |  | #N/A | #N/A
10/17/2019 | 3:00 | #N/A | #N/A | Thursday | 0 | 0 | #N/A | #N/A |  | #N/A | #N/A
10/17/2019 | 4:00 | #N/A | #N/A | Thursday | 0 | 0 | #N/A | #N/A |  | #N/A | #N/A
10/17/2019 | 5:00 | #N/A | #N/A | Thursday | 0 | 0 | #N/A | #N/A |  | #N/A | #N/A
10/17/2019 | 6:00 | #N/A | #N/A | Thursday | 0 | 0 | #N/A | #N/A |  | #N/A | #N/A
10/17/2019 | 7:00 | #N/A | #N/A | Thursday | 0 | 0 | #N/A | #N/A |  | #N/A | #N/A
10/17/2019 | 8:00 | #N/A | #N/A | Thursday | 0 | 0 | #N/A | #N/A |  | #N/A | #N/A
10/17/2019 | 9:00 | #N/A | #N/A | Thursday | 0 | 0 | #N/A | #N/A |  | #N/A | #N/A
10/17/2019 | 10:00 | #N/A | #N/A | Thursday | 0 | 0 | #N/A | #N/A |  | #N/A | #N/A
10/17/2019 | 11:00 | #N/A | #N/A | Thursday | 0 | 0 | #N/A | #N/A |  | #N/A | #N/A
10/17/2019 | 12:00 | #N/A | #N/A | Thursday | 0 | 0 | #N/A | #N/A |  | #N/A | #N/A
10/17/2019 | 13:00 | #N/A | #N/A | Thursday | 0 | 0 | #N/A | #N/A |  | #N/A | #N/A
10/17/2019 | 14:00 | #N/A | #N/A | Thursday | 0 | 0 | #N/A | #N/A |  | #N/A | #N/A
10/17/2019 | 15:00 | #N/A | #N/A | Thursday | 0 | 0 | #N/A | #N/A |  | #N/A | #N/A
10/17/2019 | 16:00 | #N/A | #N/A | Thursday | 0 | 0 | #N/A | #N/A |  | #N/A | #N/A
10/17/2019 | 17:00 | #N/A | #N/A | Thursday | 0 | 0 | #N/A | #N/A |  | #N/A | #N/A
10/17/2019 | 18:00 | #N/A | #N/A | Thursday | 0 | 0 | #N/A | #N/A |  | #N/A | #N/A
10/17/2019 | 19:00 | #N/A | #N/A | Thursday | 0 | 0 | #N/A | #N/A |  | #N/A | #N/A
10/17/2019 | 20:00 | #N/A | #N/A | Thursday | 0 | 0 | #N/A | #N/A |  | #N/A | #N/A
10/17/2019 | 21:00 | #N/A | #N/A | Thursday | 0 | 0 | #N/A | #N/A |  | #N/A | #N/A
10/17/2019 | 22:00 | #N/A | #N/A | Thursday | 0 | 0 | #N/A | #N/A |  | #N/A | #N/A
10/17/2019 | 23:00 | #N/A | #N/A | Thursday | 0 | 0 | #N/A | #N/A |  | #N/A | #N/A
10/17/2019 | 24:00 | #N/A | #N/A | Thursday | 0 | 0 | #N/A | #N/A |  | #N/A | #N/A
10/18/2019 | 1:00 | #N/A | #N/A | Friday | 0 | 0 | #N/A | #N/A |  | #N/A | #N/A
10/18/2019 | 2:00 | #N/A | #N/A | Friday | 0 | 0 | #N/A | #N/A |  | #N/A | #N/A
10/18/2019 | 3:00 | #N/A | #N/A | Friday | 0 | 0 | #N/A | #N/A |  | #N/A | #N/A
10/18/2019 | 4:00 | #N/A | #N/A | Friday | 0 | 0 | #N/A | #N/A |  | #N/A | #N/A
10/18/2019 | 5:00 | #N/A | #N/A | Friday | 0 | 0 | #N/A | #N/A |  | #N/A | #N/A
10/18/2019 | 6:00 | #N/A | #N/A | Friday | 0 | 0 | #N/A | #N/A |  | #N/A | #N/A
10/18/2019 | 7:00 | #N/A | #N/A | Friday | 0 | 0 | #N/A | #N/A |  | #N/A | #N/A
10/18/2019 | 8:00 | #N/A | #N/A | Friday | 0 | 0 | #N/A | #N/A |  | #N/A | #N/A
10/18/2019 | 9:00 | #N/A | #N/A | Friday | 0 | 0 | #N/A | #N/A |  | #N/A | #N/A
10/18/2019 | 10:00 | #N/A | #N/A | Friday | 0 | 0 | #N/A | #N/A |  | #N/A | #N/A
10/18/2019 | 11:00 | #N/A | #N/A | Friday | 0 | 0 | #N/A | #N/A |  | #N/A | #N/A
10/18/2019 | 12:00 | #N/A | #N/A | Friday | 0 | 0 | #N/A | #N/A |  | #N/A | #N/A
10/18/2019 | 13:00 | #N/A | #N/A | Friday | 0 | 0 | #N/A | #N/A |  | #N/A | #N/A
10/18/2019 | 14:00 | #N/A | #N/A | Friday | 0 | 0 | #N/A | #N/A |  | #N/A | #N/A
10/18/2019 | 15:00 | #N/A | #N/A | Friday | 0 | 0 | #N/A | #N/A |  | #N/A | #N/A
10/18/2019 | 16:00 | #N/A | #N/A | Friday | 0 | 0 | #N/A | #N/A |  | #N/A | #N/A
10/18/2019 | 17:00 | #N/A | #N/A | Friday | 0 | 0 | #N/A | #N/A |  | #N/A | #N/A
10/18/2019 | 18:00 | #N/A | #N/A | Friday | 0 | 0 | #N/A | #N/A |  | #N/A | #N/A
10/18/2019 | 19:00 | #N/A | #N/A | Friday | 0 | 0 | #N/A | #N/A |  | #N/A | #N/A
10/18/2019 | 20:00 | #N/A | #N/A | Friday | 0 | 0 | #N/A | #N/A |  | #N/A | #N/A
10/18/2019 | 21:00 | #N/A | #N/A | Friday | 0 | 0 | #N/A | #N/A |  | #N/A | #N/A
10/18/2019 | 22:00 | #N/A | #N/A | Friday | 0 | 0 | #N/A | #N/A |  | #N/A | #N/A
10/18/2019 | 23:00 | #N/A | #N/A | Friday | 0 | 0 | #N/A | #N/A |  | #N/A | #N/A
10/18/2019 | 24:00 | #N/A | #N/A | Friday | 0 | 0 | #N/A | #N/A |  | #N/A | #N/A
10/19/2019 | 1:00 | #N/A | #N/A | Saturday | 0 | 0 | #N/A | #N/A |  | #N/A | #N/A
10/19/2019 | 2:00 | #N/A | #N/A | Saturday | 0 | 0 | #N/A | #N/A |  | #N/A | #N/A
10/19/2019 | 3:00 | #N/A | #N/A | Saturday | 0 | 0 | #N/A | #N/A |  | #N/A | #N/A
10/19/2019 | 4:00 | #N/A | #N/A | Saturday | 0 | 0 | #N/A | #N/A |  | #N/A | #N/A
10/19/2019 | 5:00 | #N/A | #N/A | Saturday | 0 | 0 | #N/A | #N/A |  | #N/A | #N/A
10/19/2019 | 6:00 | #N/A | #N/A | Saturday | 0 | 0 | #N/A | #N/A |  | #N/A | #N/A
10/19/2019 | 7:00 | #N/A | #N/A | Saturday | 0 | 0 | #N/A | #N/A |  | #N/A | #N/A
10/19/2019 | 8:00 | #N/A | #N/A | Saturday | 0 | 0 | #N/A | #N/A |  | #N/A | #N/A
10/19/2019 | 9:00 | #N/A | #N/A | Saturday | 0 | 0 | #N/A | #N/A |  | #N/A | #N/A
10/19/2019 | 10:00 | #N/A | #N/A | Saturday | 0 | 0 | #N/A | #N/A |  | #N/A | #N/A
10/19/2019 | 11:00 | #N/A | #N/A | Saturday | 0 | 0 | #N/A | #N/A |  | #N/A | #N/A
10/19/2019 | 12:00 | #N/A | #N/A | Saturday | 0 | 0 | #N/A | #N/A |  | #N/A | #N/A
10/19/2019 | 13:00 | #N/A | #N/A | Saturday | 0 | 0 | #N/A | #N/A |  | #N/A | #N/A
10/19/2019 | 14:00 | #N/A | #N/A | Saturday | 0 | 0 | #N/A | #N/A |  | #N/A | #N/A
10/19/2019 | 15:00 | #N/A | #N/A | Saturday | 0 | 0 | #N/A | #N/A |  | #N/A | #N/A
10/19/2019 | 16:00 | #N/A | #N/A | Saturday | 0 | 0 | #N/A | #N/A |  | #N/A | #N/A
10/19/2019 | 17:00 | #N/A | #N/A | Saturday | 0 | 0 | #N/A | #N/A |  | #N/A | #N/A
10/19/2019 | 18:00 | #N/A | #N/A | Saturday | 0 | 0 | #N/A | #N/A |  | #N/A | #N/A
10/19/2019 | 19:00 | #N/A | #N/A | Saturday | 0 | 0 | #N/A | #N/A |  | #N/A | #N/A
10/19/2019 | 20:00 | #N/A | #N/A | Saturday | 0 | 0 | #N/A | #N/A |  | #N/A | #N/A
10/19/2019 | 21:00 | #N/A | #N/A | Saturday | 0 | 0 | #N/A | #N/A |  | #N/A | #N/A
10/19/2019 | 22:00 | #N/A | #N/A | Saturday | 0 | 0 | #N/A | #N/A |  | #N/A | #N/A
10/19/2019 | 23:00 | #N/A | #N/A | Saturday | 0 | 0 | #N/A | #N/A |  | #N/A | #N/A
10/19/2019 | 24:00 | #N/A | #N/A | Saturday | 0 | 0 | #N/A | #N/A |  | #N/A | #N/A
10/20/2019 | 1:00 | #N/A | #N/A | Sunday | 0 | 0 | #N/A | #N/A |  | #N/A | #N/A
10/20/2019 | 2:00 | #N/A | #N/A | Sunday | 0 | 0 | #N/A | #N/A |  | #N/A | #N/A
10/20/2019 | 3:00 | #N/A | #N/A | Sunday | 0 | 0 | #N/A | #N/A |  | #N/A | #N/A
10/20/2019 | 4:00 | #N/A | #N/A | Sunday | 0 | 0 | #N/A | #N/A |  | #N/A | #N/A
10/20/2019 | 5:00 | #N/A | #N/A | Sunday | 0 | 0 | #N/A | #N/A |  | #N/A | #N/A
10/20/2019 | 6:00 | #N/A | #N/A | Sunday | 0 | 0 | #N/A | #N/A |  | #N/A | #N/A
10/20/2019 | 7:00 | #N/A | #N/A | Sunday | 0 | 0 | #N/A | #N/A |  | #N/A | #N/A
10/20/2019 | 8:00 | #N/A | #N/A | Sunday | 0 | 0 | #N/A | #N/A |  | #N/A | #N/A
10/20/2019 | 9:00 | #N/A | #N/A | Sunday | 0 | 0 | #N/A | #N/A |  | #N/A | #N/A
10/20/2019 | 10:00 | #N/A | #N/A | Sunday | 0 | 0 | #N/A | #N/A |  | #N/A | #N/A
10/20/2019 | 11:00 | #N/A | #N/A | Sunday | 0 | 0 | #N/A | #N/A |  | #N/A | #N/A
10/20/2019 | 12:00 | #N/A | #N/A | Sunday | 0 | 0 | #N/A | #N/A |  | #N/A | #N/A
10/20/2019 | 13:00 | #N/A | #N/A | Sunday | 0 | 0 | #N/A | #N/A |  | #N/A | #N/A
10/20/2019 | 14:00 | #N/A | #N/A | Sunday | 0 | 0 | #N/A | #N/A |  | #N/A | #N/A
10/20/2019 | 15:00 | #N/A | #N/A | Sunday | 0 | 0 | #N/A | #N/A |  | #N/A | #N/A
10/20/2019 | 16:00 | #N/A | #N/A | Sunday | 0 | 0 | #N/A | #N/A |  | #N/A | #N/A
10/20/2019 | 17:00 | #N/A | #N/A | Sunday | 0 | 0 | #N/A | #N/A |  | #N/A | #N/A
10/20/2019 | 18:00 | #N/A | #N/A | Sunday | 0 | 0 | #N/A | #N/A |  | #N/A | #N/A
10/20/2019 | 19:00 | #N/A | #N/A | Sunday | 0 | 0 | #N/A | #N/A |  | #N/A | #N/A
10/20/2019 | 20:00 | #N/A | #N/A | Sunday | 0 | 0 | #N/A | #N/A |  | #N/A | #N/A
10/20/2019 | 21:00 | #N/A | #N/A | Sunday | 0 | 0 | #N/A | #N/A |  | #N/A | #N/A
10/20/2019 | 22:00 | #N/A | #N/A | Sunday | 0 | 0 | #N/A | #N/A |  | #N/A | #N/A
10/20/2019 | 23:00 | #N/A | #N/A | Sunday | 0 | 0 | #N/A | #N/A |  | #N/A | #N/A
10/20/2019 | 24:00 | #N/A | #N/A | Sunday | 0 | 0 | #N/A | #N/A |  | #N/A | #N/A
10/21/2019 | 1:00 | #N/A | #N/A | Monday | 0 | 0 | #N/A | #N/A |  | #N/A | #N/A
10/21/2019 | 2:00 | #N/A | #N/A | Monday | 0 | 0 | #N/A | #N/A |  | #N/A | #N/A
10/21/2019 | 3:00 | #N/A | #N/A | Monday | 0 | 0 | #N/A | #N/A |  | #N/A | #N/A
10/21/2019 | 4:00 | #N/A | #N/A | Monday | 0 | 0 | #N/A | #N/A |  | #N/A | #N/A
10/21/2019 | 5:00 | #N/A | #N/A | Monday | 0 | 0 | #N/A | #N/A |  | #N/A | #N/A
10/21/2019 | 6:00 | #N/A | #N/A | Monday | 0 | 0 | #N/A | #N/A |  | #N/A | #N/A
10/21/2019 | 7:00 | #N/A | #N/A | Monday | 0 | 0 | #N/A | #N/A |  | #N/A | #N/A
10/21/2019 | 8:00 | #N/A | #N/A | Monday | 0 | 0 | #N/A | #N/A |  | #N/A | #N/A
10/21/2019 | 9:00 | #N/A | #N/A | Monday | 0 | 0 | #N/A | #N/A |  | #N/A | #N/A
10/21/2019 | 10:00 | #N/A | #N/A | Monday | 0 | 0 | #N/A | #N/A |  | #N/A | #N/A
10/21/2019 | 11:00 | #N/A | #N/A | Monday | 0 | 0 | #N/A | #N/A |  | #N/A | #N/A
10/21/2019 | 12:00 | #N/A | #N/A | Monday | 0 | 0 | #N/A | #N/A |  | #N/A | #N/A
10/21/2019 | 13:00 | #N/A | #N/A | Monday | 0 | 0 | #N/A | #N/A |  | #N/A | #N/A
10/21/2019 | 14:00 | #N/A | #N/A | Monday | 0 | 0 | #N/A | #N/A |  | #N/A | #N/A
10/21/2019 | 15:00 | #N/A | #N/A | Monday | 0 | 0 | #N/A | #N/A |  | #N/A | #N/A
10/21/2019 | 16:00 | #N/A | #N/A | Monday | 0 | 0 | #N/A | #N/A |  | #N/A | #N/A
10/21/2019 | 17:00 | #N/A | #N/A | Monday | 0 | 0 | #N/A | #N/A |  | #N/A | #N/A
10/21/2019 | 18:00 | #N/A | #N/A | Monday | 0 | 0 | #N/A | #N/A |  | #N/A | #N/A
10/21/2019 | 19:00 | #N/A | #N/A | Monday | 0 | 0 | #N/A | #N/A |  | #N/A | #N/A
10/21/2019 | 20:00 | #N/A | #N/A | Monday | 0 | 0 | #N/A | #N/A |  | #N/A | #N/A
10/21/2019 | 21:00 | #N/A | #N/A | Monday | 0 | 0 | #N/A | #N/A |  | #N/A | #N/A
10/21/2019 | 22:00 | #N/A | #N/A | Monday | 0 | 0 | #N/A | #N/A |  | #N/A | #N/A
10/21/2019 | 23:00 | #N/A | #N/A | Monday | 0 | 0 | #N/A | #N/A |  | #N/A | #N/A
10/21/2019 | 24:00 | #N/A | #N/A | Monday | 0 | 0 | #N/A | #N/A |  | #N/A | #N/A
10/22/2019 | 1:00 | #N/A | #N/A | Tuesday | 0 | 0 | #N/A | #N/A |  | #N/A | #N/A
10/22/2019 | 2:00 | #N/A | #N/A | Tuesday | 0 | 0 | #N/A | #N/A |  | #N/A | #N/A
10/22/2019 | 3:00 | #N/A | #N/A | Tuesday | 0 | 0 | #N/A | #N/A |  | #N/A | #N/A
10/22/2019 | 4:00 | #N/A | #N/A | Tuesday | 0 | 0 | #N/A | #N/A |  | #N/A | #N/A
10/22/2019 | 5:00 | #N/A | #N/A | Tuesday | 0 | 0 | #N/A | #N/A |  | #N/A | #N/A
10/22/2019 | 6:00 | #N/A | #N/A | Tuesday | 0 | 0 | #N/A | #N/A |  | #N/A | #N/A
10/22/2019 | 7:00 | #N/A | #N/A | Tuesday | 0 | 0 | #N/A | #N/A |  | #N/A | #N/A
10/22/2019 | 8:00 | #N/A | #N/A | Tuesday | 0 | 0 | #N/A | #N/A |  | #N/A | #N/A
10/22/2019 | 9:00 | #N/A | #N/A | Tuesday | 0 | 0 | #N/A | #N/A |  | #N/A | #N/A
10/22/2019 | 10:00 | #N/A | #N/A | Tuesday | 0 | 0 | #N/A | #N/A |  | #N/A | #N/A
10/22/2019 | 11:00 | #N/A | #N/A | Tuesday | 0 | 0 | #N/A | #N/A |  | #N/A | #N/A
10/22/2019 | 12:00 | #N/A | #N/A | Tuesday | 0 | 0 | #N/A | #N/A |  | #N/A | #N/A
10/22/2019 | 13:00 | #N/A | #N/A | Tuesday | 0 | 0 | #N/A | #N/A |  | #N/A | #N/A
10/22/2019 | 14:00 | #N/A | #N/A | Tuesday | 0 | 0 | #N/A | #N/A |  | #N/A | #N/A
10/22/2019 | 15:00 | #N/A | #N/A | Tuesday | 0 | 0 | #N/A | #N/A |  | #N/A | #N/A
10/22/2019 | 16:00 | #N/A | #N/A | Tuesday | 0 | 0 | #N/A | #N/A |  | #N/A | #N/A
10/22/2019 | 17:00 | #N/A | #N/A | Tuesday | 0 | 0 | #N/A | #N/A |  | #N/A | #N/A
10/22/2019 | 18:00 | #N/A | #N/A | Tuesday | 0 | 0 | #N/A | #N/A |  | #N/A | #N/A
10/22/2019 | 19:00 | #N/A | #N/A | Tuesday | 0 | 0 | #N/A | #N/A |  | #N/A | #N/A
10/22/2019 | 20:00 | #N/A | #N/A | Tuesday | 0 | 0 | #N/A | #N/A |  | #N/A | #N/A
10/22/2019 | 21:00 | #N/A | #N/A | Tuesday | 0 | 0 | #N/A | #N/A |  | #N/A | #N/A
10/22/2019 | 22:00 | #N/A | #N/A | Tuesday | 0 | 0 | #N/A | #N/A |  | #N/A | #N/A
10/22/2019 | 23:00 | #N/A | #N/A | Tuesday | 0 | 0 | #N/A | #N/A |  | #N/A | #N/A
10/22/2019 | 24:00 | #N/A | #N/A | Tuesday | 0 | 0 | #N/A | #N/A |  | #N/A | #N/A
10/23/2019 | 1:00 | #N/A | #N/A | Wednesday | 0 | 0 | #N/A | #N/A |  | #N/A | #N/A
10/23/2019 | 2:00 | #N/A | #N/A | Wednesday | 0 | 0 | #N/A | #N/A |  | #N/A | #N/A
10/23/2019 | 3:00 | #N/A | #N/A | Wednesday | 0 | 0 | #N/A | #N/A |  | #N/A | #N/A
10/23/2019 | 4:00 | #N/A | #N/A | Wednesday | 0 | 0 | #N/A | #N/A |  | #N/A | #N/A
10/23/2019 | 5:00 | #N/A | #N/A | Wednesday | 0 | 0 | #N/A | #N/A |  | #N/A | #N/A
10/23/2019 | 6:00 | #N/A | #N/A | Wednesday | 0 | 0 | #N/A | #N/A |  | #N/A | #N/A
10/23/2019 | 7:00 | #N/A | #N/A | Wednesday | 0 | 0 | #N/A | #N/A |  | #N/A | #N/A
10/23/2019 | 8:00 | #N/A | #N/A | Wednesday | 0 | 0 | #N/A | #N/A |  | #N/A | #N/A
10/23/2019 | 9:00 | #N/A | #N/A | Wednesday | 0 | 0 | #N/A | #N/A |  | #N/A | #N/A
10/23/2019 | 10:00 | #N/A | #N/A | Wednesday | 0 | 0 | #N/A | #N/A |  | #N/A | #N/A
10/23/2019 | 11:00 | #N/A | #N/A | Wednesday | 0 | 0 | #N/A | #N/A |  | #N/A | #N/A
10/23/2019 | 12:00 | #N/A | #N/A | Wednesday | 0 | 0 | #N/A | #N/A |  | #N/A | #N/A
10/23/2019 | 13:00 | #N/A | #N/A | Wednesday | 0 | 0 | #N/A | #N/A |  | #N/A | #N/A
10/23/2019 | 14:00 | #N/A | #N/A | Wednesday | 0 | 0 | #N/A | #N/A |  | #N/A | #N/A
10/23/2019 | 15:00 | #N/A | #N/A | Wednesday | 0 | 0 | #N/A | #N/A |  | #N/A | #N/A
10/23/2019 | 16:00 | #N/A | #N/A | Wednesday | 0 | 0 | #N/A | #N/A |  | #N/A | #N/A
10/23/2019 | 17:00 | #N/A | #N/A | Wednesday | 0 | 0 | #N/A | #N/A |  | #N/A | #N/A
10/23/2019 | 18:00 | #N/A | #N/A | Wednesday | 0 | 0 | #N/A | #N/A |  | #N/A | #N/A
10/23/2019 | 19:00 | #N/A | #N/A | Wednesday | 0 | 0 | #N/A | #N/A |  | #N/A | #N/A
10/23/2019 | 20:00 | #N/A | #N/A | Wednesday | 0 | 0 | #N/A | #N/A |  | #N/A | #N/A
10/23/2019 | 21:00 | #N/A | #N/A | Wednesday | 0 | 0 | #N/A | #N/A |  | #N/A | #N/A
10/23/2019 | 22:00 | #N/A | #N/A | Wednesday | 0 | 0 | #N/A | #N/A |  | #N/A | #N/A
10/23/2019 | 23:00 | #N/A | #N/A | Wednesday | 0 | 0 | #N/A | #N/A |  | #N/A | #N/A
10/23/2019 | 24:00 | #N/A | #N/A | Wednesday | 0 | 0 | #N/A | #N/A |  | #N/A | #N/A
10/24/2019 | 1:00 | #N/A | #N/A | Thursday | 0 | 0 | #N/A | #N/A |  | #N/A | #N/A
10/24/2019 | 2:00 | #N/A | #N/A | Thursday | 0 | 0 | #N/A | #N/A |  | #N/A | #N/A
10/24/2019 | 3:00 | #N/A | #N/A | Thursday | 0 | 0 | #N/A | #N/A |  | #N/A | #N/A
10/24/2019 | 4:00 | #N/A | #N/A | Thursday | 0 | 0 | #N/A | #N/A |  | #N/A | #N/A
10/24/2019 | 5:00 | #N/A | #N/A | Thursday | 0 | 0 | #N/A | #N/A |  | #N/A | #N/A
10/24/2019 | 6:00 | #N/A | #N/A | Thursday | 0 | 0 | #N/A | #N/A |  | #N/A | #N/A
10/24/2019 | 7:00 | #N/A | #N/A | Thursday | 0 | 0 | #N/A | #N/A |  | #N/A | #N/A
10/24/2019 | 8:00 | #N/A | #N/A | Thursday | 0 | 0 | #N/A | #N/A |  | #N/A | #N/A
10/24/2019 | 9:00 | #N/A | #N/A | Thursday | 0 | 0 | #N/A | #N/A |  | #N/A | #N/A
10/24/2019 | 10:00 | #N/A | #N/A | Thursday | 0 | 0 | #N/A | #N/A |  | #N/A | #N/A
10/24/2019 | 11:00 | #N/A | #N/A | Thursday | 0 | 0 | #N/A | #N/A |  | #N/A | #N/A
10/24/2019 | 12:00 | #N/A | #N/A | Thursday | 0 | 0 | #N/A | #N/A |  | #N/A | #N/A
10/24/2019 | 13:00 | #N/A | #N/A | Thursday | 0 | 0 | #N/A | #N/A |  | #N/A | #N/A
10/24/2019 | 14:00 | #N/A | #N/A | Thursday | 0 | 0 | #N/A | #N/A |  | #N/A | #N/A
10/24/2019 | 15:00 | #N/A | #N/A | Thursday | 0 | 0 | #N/A | #N/A |  | #N/A | #N/A
10/24/2019 | 16:00 | #N/A | #N/A | Thursday | 0 | 0 | #N/A | #N/A |  | #N/A | #N/A
10/24/2019 | 17:00 | #N/A | #N/A | Thursday | 0 | 0 | #N/A | #N/A |  | #N/A | #N/A
10/24/2019 | 18:00 | #N/A | #N/A | Thursday | 0 | 0 | #N/A | #N/A |  | #N/A | #N/A
10/24/2019 | 19:00 | #N/A | #N/A | Thursday | 0 | 0 | #N/A | #N/A |  | #N/A | #N/A
10/24/2019 | 20:00 | #N/A | #N/A | Thursday | 0 | 0 | #N/A | #N/A |  | #N/A | #N/A
10/24/2019 | 21:00 | #N/A | #N/A | Thursday | 0 | 0 | #N/A | #N/A |  | #N/A | #N/A
10/24/2019 | 22:00 | #N/A | #N/A | Thursday | 0 | 0 | #N/A | #N/A |  | #N/A | #N/A
10/24/2019 | 23:00 | #N/A | #N/A | Thursday | 0 | 0 | #N/A | #N/A |  | #N/A | #N/A
10/24/2019 | 24:00 | #N/A | #N/A | Thursday | 0 | 0 | #N/A | #N/A |  | #N/A | #N/A
10/25/2019 | 1:00 | #N/A | #N/A | Friday | 0 | 0 | #N/A | #N/A |  | #N/A | #N/A
10/25/2019 | 2:00 | #N/A | #N/A | Friday | 0 | 0 | #N/A | #N/A |  | #N/A | #N/A
10/25/2019 | 3:00 | #N/A | #N/A | Friday | 0 | 0 | #N/A | #N/A |  | #N/A | #N/A
10/25/2019 | 4:00 | #N/A | #N/A | Friday | 0 | 0 | #N/A | #N/A |  | #N/A | #N/A
10/25/2019 | 5:00 | #N/A | #N/A | Friday | 0 | 0 | #N/A | #N/A |  | #N/A | #N/A
10/25/2019 | 6:00 | #N/A | #N/A | Friday | 0 | 0 | #N/A | #N/A |  | #N/A | #N/A
10/25/2019 | 7:00 | #N/A | #N/A | Friday | 0 | 0 | #N/A | #N/A |  | #N/A | #N/A
10/25/2019 | 8:00 | #N/A | #N/A | Friday | 0 | 0 | #N/A | #N/A |  | #N/A | #N/A
10/25/2019 | 9:00 | #N/A | #N/A | Friday | 0 | 0 | #N/A | #N/A |  | #N/A | #N/A
10/25/2019 | 10:00 | #N/A | #N/A | Friday | 0 | 0 | #N/A | #N/A |  | #N/A | #N/A
10/25/2019 | 11:00 | #N/A | #N/A | Friday | 0 | 0 | #N/A | #N/A |  | #N/A | #N/A
10/25/2019 | 12:00 | #N/A | #N/A | Friday | 0 | 0 | #N/A | #N/A |  | #N/A | #N/A
10/25/2019 | 13:00 | #N/A | #N/A | Friday | 0 | 0 | #N/A | #N/A |  | #N/A | #N/A
10/25/2019 | 14:00 | #N/A | #N/A | Friday | 0 | 0 | #N/A | #N/A |  | #N/A | #N/A
10/25/2019 | 15:00 | #N/A | #N/A | Friday | 0 | 0 | #N/A | #N/A |  | #N/A | #N/A
10/25/2019 | 16:00 | #N/A | #N/A | Friday | 0 | 0 | #N/A | #N/A |  | #N/A | #N/A
10/25/2019 | 17:00 | #N/A | #N/A | Friday | 0 | 0 | #N/A | #N/A |  | #N/A | #N/A
10/25/2019 | 18:00 | #N/A | #N/A | Friday | 0 | 0 | #N/A | #N/A |  | #N/A | #N/A
10/25/2019 | 19:00 | #N/A | #N/A | Friday | 0 | 0 | #N/A | #N/A |  | #N/A | #N/A
10/25/2019 | 20:00 | #N/A | #N/A | Friday | 0 | 0 | #N/A | #N/A |  | #N/A | #N/A
10/25/2019 | 21:00 | #N/A | #N/A | Friday | 0 | 0 | #N/A | #N/A |  | #N/A | #N/A
10/25/2019 | 22:00 | #N/A | #N/A | Friday | 0 | 0 | #N/A | #N/A |  | #N/A | #N/A
10/25/2019 | 23:00 | #N/A | #N/A | Friday | 0 | 0 | #N/A | #N/A |  | #N/A | #N/A
10/25/2019 | 24:00 | #N/A | #N/A | Friday | 0 | 0 | #N/A | #N/A |  | #N/A | #N/A
10/26/2019 | 1:00 | #N/A | #N/A | Saturday | 0 | 0 | #N/A | #N/A |  | #N/A | #N/A
10/26/2019 | 2:00 | #N/A | #N/A | Saturday | 0 | 0 | #N/A | #N/A |  | #N/A | #N/A
10/26/2019 | 3:00 | #N/A | #N/A | Saturday | 0 | 0 | #N/A | #N/A |  | #N/A | #N/A
10/26/2019 | 4:00 | #N/A | #N/A | Saturday | 0 | 0 | #N/A | #N/A |  | #N/A | #N/A
10/26/2019 | 5:00 | #N/A | #N/A | Saturday | 0 | 0 | #N/A | #N/A |  | #N/A | #N/A
10/26/2019 | 6:00 | #N/A | #N/A | Saturday | 0 | 0 | #N/A | #N/A |  | #N/A | #N/A
10/26/2019 | 7:00 | #N/A | #N/A | Saturday | 0 | 0 | #N/A | #N/A |  | #N/A | #N/A
10/26/2019 | 8:00 | #N/A | #N/A | Saturday | 0 | 0 | #N/A | #N/A |  | #N/A | #N/A
10/26/2019 | 9:00 | #N/A | #N/A | Saturday | 0 | 0 | #N/A | #N/A |  | #N/A | #N/A
10/26/2019 | 10:00 | #N/A | #N/A | Saturday | 0 | 0 | #N/A | #N/A |  | #N/A | #N/A
10/26/2019 | 11:00 | #N/A | #N/A | Saturday | 0 | 0 | #N/A | #N/A |  | #N/A | #N/A
10/26/2019 | 12:00 | #N/A | #N/A | Saturday | 0 | 0 | #N/A | #N/A |  | #N/A | #N/A
10/26/2019 | 13:00 | #N/A | #N/A | Saturday | 0 | 0 | #N/A | #N/A |  | #N/A | #N/A
10/26/2019 | 14:00 | #N/A | #N/A | Saturday | 0 | 0 | #N/A | #N/A |  | #N/A | #N/A
10/26/2019 | 15:00 | #N/A | #N/A | Saturday | 0 | 0 | #N/A | #N/A |  | #N/A | #N/A
10/26/2019 | 16:00 | #N/A | #N/A | Saturday | 0 | 0 | #N/A | #N/A |  | #N/A | #N/A
10/26/2019 | 17:00 | #N/A | #N/A | Saturday | 0 | 0 | #N/A | #N/A |  | #N/A | #N/A
10/26/2019 | 18:00 | #N/A | #N/A | Saturday | 0 | 0 | #N/A | #N/A |  | #N/A | #N/A
10/26/2019 | 19:00 | #N/A | #N/A | Saturday | 0 | 0 | #N/A | #N/A |  | #N/A | #N/A
10/26/2019 | 20:00 | #N/A | #N/A | Saturday | 0 | 0 | #N/A | #N/A |  | #N/A | #N/A
10/26/2019 | 21:00 | #N/A | #N/A | Saturday | 0 | 0 | #N/A | #N/A |  | #N/A | #N/A
10/26/2019 | 22:00 | #N/A | #N/A | Saturday | 0 | 0 | #N/A | #N/A |  | #N/A | #N/A
10/26/2019 | 23:00 | #N/A | #N/A | Saturday | 0 | 0 | #N/A | #N/A |  | #N/A | #N/A
10/26/2019 | 24:00 | #N/A | #N/A | Saturday | 0 | 0 | #N/A | #N/A |  | #N/A | #N/A
10/27/2019 | 1:00 | #N/A | #N/A | Sunday | 0 | 0 | #N/A | #N/A |  | #N/A | #N/A
10/27/2019 | 2:00 | #N/A | #N/A | Sunday | 0 | 0 | #N/A | #N/A |  | #N/A | #N/A
10/27/2019 | 3:00 | #N/A | #N/A | Sunday | 0 | 0 | #N/A | #N/A |  | #N/A | #N/A
10/27/2019 | 4:00 | #N/A | #N/A | Sunday | 0 | 0 | #N/A | #N/A |  | #N/A | #N/A
10/27/2019 | 5:00 | #N/A | #N/A | Sunday | 0 | 0 | #N/A | #N/A |  | #N/A | #N/A
10/27/2019 | 6:00 | #N/A | #N/A | Sunday | 0 | 0 | #N/A | #N/A |  | #N/A | #N/A
10/27/2019 | 7:00 | #N/A | #N/A | Sunday | 0 | 0 | #N/A | #N/A |  | #N/A | #N/A
10/27/2019 | 8:00 | #N/A | #N/A | Sunday | 0 | 0 | #N/A | #N/A |  | #N/A | #N/A
10/27/2019 | 9:00 | #N/A | #N/A | Sunday | 0 | 0 | #N/A | #N/A |  | #N/A | #N/A
10/27/2019 | 10:00 | #N/A | #N/A | Sunday | 0 | 0 | #N/A | #N/A |  | #N/A | #N/A
10/27/2019 | 11:00 | #N/A | #N/A | Sunday | 0 | 0 | #N/A | #N/A |  | #N/A | #N/A
10/27/2019 | 12:00 | #N/A | #N/A | Sunday | 0 | 0 | #N/A | #N/A |  | #N/A | #N/A
10/27/2019 | 13:00 | #N/A | #N/A | Sunday | 0 | 0 | #N/A | #N/A |  | #N/A | #N/A
10/27/2019 | 14:00 | #N/A | #N/A | Sunday | 0 | 0 | #N/A | #N/A |  | #N/A | #N/A
10/27/2019 | 15:00 | #N/A | #N/A | Sunday | 0 | 0 | #N/A | #N/A |  | #N/A | #N/A
10/27/2019 | 16:00 | #N/A | #N/A | Sunday | 0 | 0 | #N/A | #N/A |  | #N/A | #N/A
10/27/2019 | 17:00 | #N/A | #N/A | Sunday | 0 | 0 | #N/A | #N/A |  | #N/A | #N/A
10/27/2019 | 18:00 | #N/A | #N/A | Sunday | 0 | 0 | #N/A | #N/A |  | #N/A | #N/A
10/27/2019 | 19:00 | #N/A | #N/A | Sunday | 0 | 0 | #N/A | #N/A |  | #N/A | #N/A
10/27/2019 | 20:00 | #N/A | #N/A | Sunday | 0 | 0 | #N/A | #N/A |  | #N/A | #N/A
10/27/2019 | 21:00 | #N/A | #N/A | Sunday | 0 | 0 | #N/A | #N/A |  | #N/A | #N/A
10/27/2019 | 22:00 | #N/A | #N/A | Sunday | 0 | 0 | #N/A | #N/A |  | #N/A | #N/A
10/27/2019 | 23:00 | #N/A | #N/A | Sunday | 0 | 0 | #N/A | #N/A |  | #N/A | #N/A
10/27/2019 | 24:00 | #N/A | #N/A | Sunday | 0 | 0 | #N/A | #N/A |  | #N/A | #N/A
10/28/2019 | 1:00 | #N/A | #N/A | Monday | 0 | 0 | #N/A | #N/A |  | #N/A | #N/A
10/28/2019 | 2:00 | #N/A | #N/A | Monday | 0 | 0 | #N/A | #N/A |  | #N/A | #N/A
10/28/2019 | 3:00 | #N/A | #N/A | Monday | 0 | 0 | #N/A | #N/A |  | #N/A | #N/A
10/28/2019 | 4:00 | #N/A | #N/A | Monday | 0 | 0 | #N/A | #N/A |  | #N/A | #N/A
10/28/2019 | 5:00 | #N/A | #N/A | Monday | 0 | 0 | #N/A | #N/A |  | #N/A | #N/A
10/28/2019 | 6:00 | #N/A | #N/A | Monday | 0 | 0 | #N/A | #N/A |  | #N/A | #N/A
10/28/2019 | 7:00 | #N/A | #N/A | Monday | 0 | 0 | #N/A | #N/A |  | #N/A | #N/A
10/28/2019 | 8:00 | #N/A | #N/A | Monday | 0 | 0 | #N/A | #N/A |  | #N/A | #N/A
10/28/2019 | 9:00 | #N/A | #N/A | Monday | 0 | 0 | #N/A | #N/A |  | #N/A | #N/A
10/28/2019 | 10:00 | #N/A | #N/A | Monday | 0 | 0 | #N/A | #N/A |  | #N/A | #N/A
10/28/2019 | 11:00 | #N/A | #N/A | Monday | 0 | 0 | #N/A | #N/A |  | #N/A | #N/A
10/28/2019 | 12:00 | #N/A | #N/A | Monday | 0 | 0 | #N/A | #N/A |  | #N/A | #N/A
10/28/2019 | 13:00 | #N/A | #N/A | Monday | 0 | 0 | #N/A | #N/A |  | #N/A | #N/A
10/28/2019 | 14:00 | #N/A | #N/A | Monday | 0 | 0 | #N/A | #N/A |  | #N/A | #N/A
10/28/2019 | 15:00 | #N/A | #N/A | Monday | 0 | 0 | #N/A | #N/A |  | #N/A | #N/A
10/28/2019 | 16:00 | #N/A | #N/A | Monday | 0 | 0 | #N/A | #N/A |  | #N/A | #N/A
10/28/2019 | 17:00 | #N/A | #N/A | Monday | 0 | 0 | #N/A | #N/A |  | #N/A | #N/A
10/28/2019 | 18:00 | #N/A | #N/A | Monday | 0 | 0 | #N/A | #N/A |  | #N/A | #N/A
10/28/2019 | 19:00 | #N/A | #N/A | Monday | 0 | 0 | #N/A | #N/A |  | #N/A | #N/A
10/28/2019 | 20:00 | #N/A | #N/A | Monday | 0 | 0 | #N/A | #N/A |  | #N/A | #N/A
10/28/2019 | 21:00 | #N/A | #N/A | Monday | 0 | 0 | #N/A | #N/A |  | #N/A | #N/A
10/28/2019 | 22:00 | #N/A | #N/A | Monday | 0 | 0 | #N/A | #N/A |  | #N/A | #N/A
10/28/2019 | 23:00 | #N/A | #N/A | Monday | 0 | 0 | #N/A | #N/A |  | #N/A | #N/A
10/28/2019 | 24:00 | #N/A | #N/A | Monday | 0 | 0 | #N/A | #N/A |  | #N/A | #N/A
10/29/2019 | 1:00 | #N/A | #N/A | Tuesday | 0 | 0 | #N/A | #N/A |  | #N/A | #N/A
10/29/2019 | 2:00 | #N/A | #N/A | Tuesday | 0 | 0 | #N/A | #N/A |  | #N/A | #N/A
10/29/2019 | 3:00 | #N/A | #N/A | Tuesday | 0 | 0 | #N/A | #N/A |  | #N/A | #N/A
10/29/2019 | 4:00 | #N/A | #N/A | Tuesday | 0 | 0 | #N/A | #N/A |  | #N/A | #N/A
10/29/2019 | 5:00 | #N/A | #N/A | Tuesday | 0 | 0 | #N/A | #N/A |  | #N/A | #N/A
10/29/2019 | 6:00 | #N/A | #N/A | Tuesday | 0 | 0 | #N/A | #N/A |  | #N/A | #N/A
10/29/2019 | 7:00 | #N/A | #N/A | Tuesday | 0 | 0 | #N/A | #N/A |  | #N/A | #N/A
10/29/2019 | 8:00 | #N/A | #N/A | Tuesday | 0 | 0 | #N/A | #N/A |  | #N/A | #N/A
10/29/2019 | 9:00 | #N/A | #N/A | Tuesday | 0 | 0 | #N/A | #N/A |  | #N/A | #N/A
10/29/2019 | 10:00 | #N/A | #N/A | Tuesday | 0 | 0 | #N/A | #N/A |  | #N/A | #N/A
10/29/2019 | 11:00 | #N/A | #N/A | Tuesday | 0 | 0 | #N/A | #N/A |  | #N/A | #N/A
10/29/2019 | 12:00 | #N/A | #N/A | Tuesday | 0 | 0 | #N/A | #N/A |  | #N/A | #N/A
10/29/2019 | 13:00 | #N/A | #N/A | Tuesday | 0 | 0 | #N/A | #N/A |  | #N/A | #N/A
10/29/2019 | 14:00 | #N/A | #N/A | Tuesday | 0 | 0 | #N/A | #N/A |  | #N/A | #N/A
10/29/2019 | 15:00 | #N/A | #N/A | Tuesday | 0 | 0 | #N/A | #N/A |  | #N/A | #N/A
10/29/2019 | 16:00 | #N/A | #N/A | Tuesday | 0 | 0 | #N/A | #N/A |  | #N/A | #N/A
10/29/2019 | 17:00 | #N/A | #N/A | Tuesday | 0 | 0 | #N/A | #N/A |  | #N/A | #N/A
10/29/2019 | 18:00 | #N/A | #N/A | Tuesday | 0 | 0 | #N/A | #N/A |  | #N/A | #N/A
10/29/2019 | 19:00 | #N/A | #N/A | Tuesday | 0 | 0 | #N/A | #N/A |  | #N/A | #N/A
10/29/2019 | 20:00 | #N/A | #N/A | Tuesday | 0 | 0 | #N/A | #N/A |  | #N/A | #N/A
10/29/2019 | 21:00 | #N/A | #N/A | Tuesday | 0 | 0 | #N/A | #N/A |  | #N/A | #N/A
10/29/2019 | 22:00 | #N/A | #N/A | Tuesday | 0 | 0 | #N/A | #N/A |  | #N/A | #N/A
10/29/2019 | 23:00 | #N/A | #N/A | Tuesday | 0 | 0 | #N/A | #N/A |  | #N/A | #N/A
10/29/2019 | 24:00 | #N/A | #N/A | Tuesday | 0 | 0 | #N/A | #N/A |  | #N/A | #N/A
10/30/2019 | 1:00 | #N/A | #N/A | Wednesday | 0 | 0 | #N/A | #N/A |  | #N/A | #N/A
10/30/2019 | 2:00 | #N/A | #N/A | Wednesday | 0 | 0 | #N/A | #N/A |  | #N/A | #N/A
10/30/2019 | 3:00 | #N/A | #N/A | Wednesday | 0 | 0 | #N/A | #N/A |  | #N/A | #N/A
10/30/2019 | 4:00 | #N/A | #N/A | Wednesday | 0 | 0 | #N/A | #N/A |  | #N/A | #N/A
10/30/2019 | 5:00 | #N/A | #N/A | Wednesday | 0 | 0 | #N/A | #N/A |  | #N/A | #N/A
10/30/2019 | 6:00 | #N/A | #N/A | Wednesday | 0 | 0 | #N/A | #N/A |  | #N/A | #N/A
10/30/2019 | 7:00 | #N/A | #N/A | Wednesday | 0 | 0 | #N/A | #N/A |  | #N/A | #N/A
10/30/2019 | 8:00 | #N/A | #N/A | Wednesday | 0 | 0 | #N/A | #N/A |  | #N/A | #N/A
10/30/2019 | 9:00 | #N/A | #N/A | Wednesday | 0 | 0 | #N/A | #N/A |  | #N/A | #N/A
10/30/2019 | 10:00 | #N/A | #N/A | Wednesday | 0 | 0 | #N/A | #N/A |  | #N/A | #N/A
10/30/2019 | 11:00 | #N/A | #N/A | Wednesday | 0 | 0 | #N/A | #N/A |  | #N/A | #N/A
10/30/2019 | 12:00 | #N/A | #N/A | Wednesday | 0 | 0 | #N/A | #N/A |  | #N/A | #N/A
10/30/2019 | 13:00 | #N/A | #N/A | Wednesday | 0 | 0 | #N/A | #N/A |  | #N/A | #N/A
10/30/2019 | 14:00 | #N/A | #N/A | Wednesday | 0 | 0 | #N/A | #N/A |  | #N/A | #N/A
10/30/2019 | 15:00 | #N/A | #N/A | Wednesday | 0 | 0 | #N/A | #N/A |  | #N/A | #N/A
10/30/2019 | 16:00 | #N/A | #N/A | Wednesday | 0 | 0 | #N/A | #N/A |  | #N/A | #N/A
10/30/2019 | 17:00 | #N/A | #N/A | Wednesday | 0 | 0 | #N/A | #N/A |  | #N/A | #N/A
10/30/2019 | 18:00 | #N/A | #N/A | Wednesday | 0 | 0 | #N/A | #N/A |  | #N/A | #N/A
10/30/2019 | 19:00 | #N/A | #N/A | Wednesday | 0 | 0 | #N/A | #N/A |  | #N/A | #N/A
10/30/2019 | 20:00 | #N/A | #N/A | Wednesday | 0 | 0 | #N/A | #N/A |  | #N/A | #N/A
10/30/2019 | 21:00 | #N/A | #N/A | Wednesday | 0 | 0 | #N/A | #N/A |  | #N/A | #N/A
10/30/2019 | 22:00 | #N/A | #N/A | Wednesday | 0 | 0 | #N/A | #N/A |  | #N/A | #N/A
10/30/2019 | 23:00 | #N/A | #N/A | Wednesday | 0 | 0 | #N/A | #N/A |  | #N/A | #N/A
10/30/2019 | 24:00 | #N/A | #N/A | Wednesday | 0 | 0 | #N/A | #N/A |  | #N/A | #N/A
10/31/2019 | 1:00 | #N/A | #N/A | Thursday | 0 | 0 | #N/A | #N/A |  | #N/A | #N/A
10/31/2019 | 2:00 | #N/A | #N/A | Thursday | 0 | 0 | #N/A | #N/A |  | #N/A | #N/A
10/31/2019 | 3:00 | #N/A | #N/A | Thursday | 0 | 0 | #N/A | #N/A |  | #N/A | #N/A
10/31/2019 | 4:00 | #N/A | #N/A | Thursday | 0 | 0 | #N/A | #N/A |  | #N/A | #N/A
10/31/2019 | 5:00 | #N/A | #N/A | Thursday | 0 | 0 | #N/A | #N/A |  | #N/A | #N/A
10/31/2019 | 6:00 | #N/A | #N/A | Thursday | 0 | 0 | #N/A | #N/A |  | #N/A | #N/A
10/31/2019 | 7:00 | #N/A | #N/A | Thursday | 0 | 0 | #N/A | #N/A |  | #N/A | #N/A
10/31/2019 | 8:00 | #N/A | #N/A | Thursday | 0 | 0 | #N/A | #N/A |  | #N/A | #N/A
10/31/2019 | 9:00 | #N/A | #N/A | Thursday | 0 | 0 | #N/A | #N/A |  | #N/A | #N/A
10/31/2019 | 10:00 | #N/A | #N/A | Thursday | 0 | 0 | #N/A | #N/A |  | #N/A | #N/A
10/31/2019 | 11:00 | #N/A | #N/A | Thursday | 0 | 0 | #N/A | #N/A |  | #N/A | #N/A
10/31/2019 | 12:00 | #N/A | #N/A | Thursday | 0 | 0 | #N/A | #N/A |  | #N/A | #N/A
10/31/2019 | 13:00 | #N/A | #N/A | Thursday | 0 | 0 | #N/A | #N/A |  | #N/A | #N/A
10/31/2019 | 14:00 | #N/A | #N/A | Thursday | 0 | 0 | #N/A | #N/A |  | #N/A | #N/A
10/31/2019 | 15:00 | #N/A | #N/A | Thursday | 0 | 0 | #N/A | #N/A |  | #N/A | #N/A
10/31/2019 | 16:00 | #N/A | #N/A | Thursday | 0 | 0 | #N/A | #N/A |  | #N/A | #N/A
10/31/2019 | 17:00 | #N/A | #N/A | Thursday | 0 | 0 | #N/A | #N/A |  | #N/A | #N/A
10/31/2019 | 18:00 | #N/A | #N/A | Thursday | 0 | 0 | #N/A | #N/A |  | #N/A | #N/A
10/31/2019 | 19:00 | #N/A | #N/A | Thursday | 0 | 0 | #N/A | #N/A |  | #N/A | #N/A
10/31/2019 | 20:00 | #N/A | #N/A | Thursday | 0 | 0 | #N/A | #N/A |  | #N/A | #N/A
10/31/2019 | 21:00 | #N/A | #N/A | Thursday | 0 | 0 | #N/A | #N/A |  | #N/A | #N/A
10/31/2019 | 22:00 | #N/A | #N/A | Thursday | 0 | 0 | #N/A | #N/A |  | #N/A | #N/A
10/31/2019 | 23:00 | #N/A | #N/A | Thursday | 0 | 0 | #N/A | #N/A |  | #N/A | #N/A
10/31/2019 | 24:00 | #N/A | #N/A | Thursday | 0 | 0 | #N/A | #N/A |  | #N/A | #N/A
11/1/2019 | 1:00 | #N/A | #N/A | Friday | 0 | 0 | #N/A | #N/A |  | #N/A | #N/A
11/1/2019 | 2:00 | #N/A | #N/A | Friday | 0 | 0 | #N/A | #N/A |  | #N/A | #N/A
11/1/2019 | 3:00 | #N/A | #N/A | Friday | 0 | 0 | #N/A | #N/A |  | #N/A | #N/A
11/1/2019 | 4:00 | #N/A | #N/A | Friday | 0 | 0 | #N/A | #N/A |  | #N/A | #N/A
11/1/2019 | 5:00 | #N/A | #N/A | Friday | 0 | 0 | #N/A | #N/A |  | #N/A | #N/A
11/1/2019 | 6:00 | #N/A | #N/A | Friday | 0 | 0 | #N/A | #N/A |  | #N/A | #N/A
11/1/2019 | 7:00 | #N/A | #N/A | Friday | 0 | 0 | #N/A | #N/A |  | #N/A | #N/A
11/1/2019 | 8:00 | #N/A | #N/A | Friday | 0 | 0 | #N/A | #N/A |  | #N/A | #N/A
11/1/2019 | 9:00 | #N/A | #N/A | Friday | 0 | 0 | #N/A | #N/A |  | #N/A | #N/A
11/1/2019 | 10:00 | #N/A | #N/A | Friday | 0 | 0 | #N/A | #N/A |  | #N/A | #N/A
11/1/2019 | 11:00 | #N/A | #N/A | Friday | 0 | 0 | #N/A | #N/A |  | #N/A | #N/A
11/1/2019 | 12:00 | #N/A | #N/A | Friday | 0 | 0 | #N/A | #N/A |  | #N/A | #N/A
11/1/2019 | 13:00 | #N/A | #N/A | Friday | 0 | 0 | #N/A | #N/A |  | #N/A | #N/A
11/1/2019 | 14:00 | #N/A | #N/A | Friday | 0 | 0 | #N/A | #N/A |  | #N/A | #N/A
11/1/2019 | 15:00 | #N/A | #N/A | Friday | 0 | 0 | #N/A | #N/A |  | #N/A | #N/A
11/1/2019 | 16:00 | #N/A | #N/A | Friday | 0 | 0 | #N/A | #N/A |  | #N/A | #N/A
11/1/2019 | 17:00 | #N/A | #N/A | Friday | 0 | 0 | #N/A | #N/A |  | #N/A | #N/A
11/1/2019 | 18:00 | #N/A | #N/A | Friday | 0 | 0 | #N/A | #N/A |  | #N/A | #N/A
11/1/2019 | 19:00 | #N/A | #N/A | Friday | 0 | 0 | #N/A | #N/A |  | #N/A | #N/A
11/1/2019 | 20:00 | #N/A | #N/A | Friday | 0 | 0 | #N/A | #N/A |  | #N/A | #N/A
11/1/2019 | 21:00 | #N/A | #N/A | Friday | 0 | 0 | #N/A | #N/A |  | #N/A | #N/A
11/1/2019 | 22:00 | #N/A | #N/A | Friday | 0 | 0 | #N/A | #N/A |  | #N/A | #N/A
11/1/2019 | 23:00 | #N/A | #N/A | Friday | 0 | 0 | #N/A | #N/A |  | #N/A | #N/A
11/1/2019 | 24:00 | #N/A | #N/A | Friday | 0 | 0 | #N/A | #N/A |  | #N/A | #N/A
11/2/2019 | 1:00 | #N/A | #N/A | Saturday | 0 | 0 | #N/A | #N/A |  | #N/A | #N/A
11/2/2019 | 2:00 | #N/A | #N/A | Saturday | 0 | 0 | #N/A | #N/A |  | #N/A | #N/A
11/2/2019 | 3:00 | #N/A | #N/A | Saturday | 0 | 0 | #N/A | #N/A |  | #N/A | #N/A
11/2/2019 | 4:00 | #N/A | #N/A | Saturday | 0 | 0 | #N/A | #N/A |  | #N/A | #N/A
11/2/2019 | 5:00 | #N/A | #N/A | Saturday | 0 | 0 | #N/A | #N/A |  | #N/A | #N/A
11/2/2019 | 6:00 | #N/A | #N/A | Saturday | 0 | 0 | #N/A | #N/A |  | #N/A | #N/A
11/2/2019 | 7:00 | #N/A | #N/A | Saturday | 0 | 0 | #N/A | #N/A |  | #N/A | #N/A
11/2/2019 | 8:00 | #N/A | #N/A | Saturday | 0 | 0 | #N/A | #N/A |  | #N/A | #N/A
11/2/2019 | 9:00 | #N/A | #N/A | Saturday | 0 | 0 | #N/A | #N/A |  | #N/A | #N/A
11/2/2019 | 10:00 | #N/A | #N/A | Saturday | 0 | 0 | #N/A | #N/A |  | #N/A | #N/A
11/2/2019 | 11:00 | #N/A | #N/A | Saturday | 0 | 0 | #N/A | #N/A |  | #N/A | #N/A
11/2/2019 | 12:00 | #N/A | #N/A | Saturday | 0 | 0 | #N/A | #N/A |  | #N/A | #N/A
11/2/2019 | 13:00 | #N/A | #N/A | Saturday | 0 | 0 | #N/A | #N/A |  | #N/A | #N/A
11/2/2019 | 14:00 | #N/A | #N/A | Saturday | 0 | 0 | #N/A | #N/A |  | #N/A | #N/A
11/2/2019 | 15:00 | #N/A | #N/A | Saturday | 0 | 0 | #N/A | #N/A |  | #N/A | #N/A
11/2/2019 | 16:00 | #N/A | #N/A | Saturday | 0 | 0 | #N/A | #N/A |  | #N/A | #N/A
11/2/2019 | 17:00 | #N/A | #N/A | Saturday | 0 | 0 | #N/A | #N/A |  | #N/A | #N/A
11/2/2019 | 18:00 | #N/A | #N/A | Saturday | 0 | 0 | #N/A | #N/A |  | #N/A | #N/A
11/2/2019 | 19:00 | #N/A | #N/A | Saturday | 0 | 0 | #N/A | #N/A |  | #N/A | #N/A
11/2/2019 | 20:00 | #N/A | #N/A | Saturday | 0 | 0 | #N/A | #N/A |  | #N/A | #N/A
11/2/2019 | 21:00 | #N/A | #N/A | Saturday | 0 | 0 | #N/A | #N/A |  | #N/A | #N/A
11/2/2019 | 22:00 | #N/A | #N/A | Saturday | 0 | 0 | #N/A | #N/A |  | #N/A | #N/A
11/2/2019 | 23:00 | #N/A | #N/A | Saturday | 0 | 0 | #N/A | #N/A |  | #N/A | #N/A
11/2/2019 | 24:00 | #N/A | #N/A | Saturday | 0 | 0 | #N/A | #N/A |  | #N/A | #N/A
11/3/2019 | 1:00 | #N/A | #N/A | Sunday | 0 | 0 | #N/A | #N/A |  | #N/A | #N/A
11/3/2019 | 2:00 | #N/A | #N/A | Sunday | 0 | 0 | #N/A | #N/A |  | #N/A | #N/A
11/3/2019 | 3:00 | #N/A | #N/A | Sunday | 0 | 0 | #N/A | #N/A |  | #N/A | #N/A
11/3/2019 | 4:00 | #N/A | #N/A | Sunday | 0 | 0 | #N/A | #N/A |  | #N/A | #N/A
11/3/2019 | 5:00 | #N/A | #N/A | Sunday | 0 | 0 | #N/A | #N/A |  | #N/A | #N/A
11/3/2019 | 6:00 | #N/A | #N/A | Sunday | 0 | 0 | #N/A | #N/A |  | #N/A | #N/A
11/3/2019 | 7:00 | #N/A | #N/A | Sunday | 0 | 0 | #N/A | #N/A |  | #N/A | #N/A
11/3/2019 | 8:00 | #N/A | #N/A | Sunday | 0 | 0 | #N/A | #N/A |  | #N/A | #N/A
11/3/2019 | 9:00 | #N/A | #N/A | Sunday | 0 | 0 | #N/A | #N/A |  | #N/A | #N/A
11/3/2019 | 10:00 | #N/A | #N/A | Sunday | 0 | 0 | #N/A | #N/A |  | #N/A | #N/A
11/3/2019 | 11:00 | #N/A | #N/A | Sunday | 0 | 0 | #N/A | #N/A |  | #N/A | #N/A
11/3/2019 | 12:00 | #N/A | #N/A | Sunday | 0 | 0 | #N/A | #N/A |  | #N/A | #N/A
11/3/2019 | 13:00 | #N/A | #N/A | Sunday | 0 | 0 | #N/A | #N/A |  | #N/A | #N/A
11/3/2019 | 14:00 | #N/A | #N/A | Sunday | 0 | 0 | #N/A | #N/A |  | #N/A | #N/A
11/3/2019 | 15:00 | #N/A | #N/A | Sunday | 0 | 0 | #N/A | #N/A |  | #N/A | #N/A
11/3/2019 | 16:00 | #N/A | #N/A | Sunday | 0 | 0 | #N/A | #N/A |  | #N/A | #N/A
11/3/2019 | 17:00 | #N/A | #N/A | Sunday | 0 | 0 | #N/A | #N/A |  | #N/A | #N/A
11/3/2019 | 18:00 | #N/A | #N/A | Sunday | 0 | 0 | #N/A | #N/A |  | #N/A | #N/A
11/3/2019 | 19:00 | #N/A | #N/A | Sunday | 0 | 0 | #N/A | #N/A |  | #N/A | #N/A
11/3/2019 | 20:00 | #N/A | #N/A | Sunday | 0 | 0 | #N/A | #N/A |  | #N/A | #N/A
11/3/2019 | 21:00 | #N/A | #N/A | Sunday | 0 | 0 | #N/A | #N/A |  | #N/A | #N/A
11/3/2019 | 22:00 | #N/A | #N/A | Sunday | 0 | 0 | #N/A | #N/A |  | #N/A | #N/A
11/3/2019 | 23:00 | #N/A | #N/A | Sunday | 0 | 0 | #N/A | #N/A |  | #N/A | #N/A
11/3/2019 | 24:00 | #N/A | #N/A | Sunday | 0 | 0 | #N/A | #N/A |  | #N/A | #N/A
11/4/2019 | 1:00 | #N/A | #N/A | Monday | 0 | 0 | #N/A | #N/A |  | #N/A | #N/A
11/4/2019 | 2:00 | #N/A | #N/A | Monday | 0 | 0 | #N/A | #N/A |  | #N/A | #N/A
11/4/2019 | 3:00 | #N/A | #N/A | Monday | 0 | 0 | #N/A | #N/A |  | #N/A | #N/A
11/4/2019 | 4:00 | #N/A | #N/A | Monday | 0 | 0 | #N/A | #N/A |  | #N/A | #N/A
11/4/2019 | 5:00 | #N/A | #N/A | Monday | 0 | 0 | #N/A | #N/A |  | #N/A | #N/A
11/4/2019 | 6:00 | #N/A | #N/A | Monday | 0 | 0 | #N/A | #N/A |  | #N/A | #N/A
11/4/2019 | 7:00 | #N/A | #N/A | Monday | 0 | 0 | #N/A | #N/A |  | #N/A | #N/A
11/4/2019 | 8:00 | #N/A | #N/A | Monday | 0 | 0 | #N/A | #N/A |  | #N/A | #N/A
11/4/2019 | 9:00 | #N/A | #N/A | Monday | 0 | 0 | #N/A | #N/A |  | #N/A | #N/A
11/4/2019 | 10:00 | #N/A | #N/A | Monday | 0 | 0 | #N/A | #N/A |  | #N/A | #N/A
11/4/2019 | 11:00 | #N/A | #N/A | Monday | 0 | 0 | #N/A | #N/A |  | #N/A | #N/A
11/4/2019 | 12:00 | #N/A | #N/A | Monday | 0 | 0 | #N/A | #N/A |  | #N/A | #N/A
11/4/2019 | 13:00 | #N/A | #N/A | Monday | 0 | 0 | #N/A | #N/A |  | #N/A | #N/A
11/4/2019 | 14:00 | #N/A | #N/A | Monday | 0 | 0 | #N/A | #N/A |  | #N/A | #N/A
11/4/2019 | 15:00 | #N/A | #N/A | Monday | 0 | 0 | #N/A | #N/A |  | #N/A | #N/A
11/4/2019 | 16:00 | #N/A | #N/A | Monday | 0 | 0 | #N/A | #N/A |  | #N/A | #N/A
11/4/2019 | 17:00 | #N/A | #N/A | Monday | 0 | 0 | #N/A | #N/A |  | #N/A | #N/A
11/4/2019 | 18:00 | #N/A | #N/A | Monday | 0 | 0 | #N/A | #N/A |  | #N/A | #N/A
11/4/2019 | 19:00 | #N/A | #N/A | Monday | 0 | 0 | #N/A | #N/A |  | #N/A | #N/A
11/4/2019 | 20:00 | #N/A | #N/A | Monday | 0 | 0 | #N/A | #N/A |  | #N/A | #N/A
11/4/2019 | 21:00 | #N/A | #N/A | Monday | 0 | 0 | #N/A | #N/A |  | #N/A | #N/A
11/4/2019 | 22:00 | #N/A | #N/A | Monday | 0 | 0 | #N/A | #N/A |  | #N/A | #N/A
11/4/2019 | 23:00 | #N/A | #N/A | Monday | 0 | 0 | #N/A | #N/A |  | #N/A | #N/A
11/4/2019 | 24:00 | #N/A | #N/A | Monday | 0 | 0 | #N/A | #N/A |  | #N/A | #N/A
11/5/2019 | 1:00 | #N/A | #N/A | Tuesday | 0 | 0 | #N/A | #N/A |  | #N/A | #N/A
11/5/2019 | 2:00 | #N/A | #N/A | Tuesday | 0 | 0 | #N/A | #N/A |  | #N/A | #N/A
11/5/2019 | 3:00 | #N/A | #N/A | Tuesday | 0 | 0 | #N/A | #N/A |  | #N/A | #N/A
11/5/2019 | 4:00 | #N/A | #N/A | Tuesday | 0 | 0 | #N/A | #N/A |  | #N/A | #N/A
11/5/2019 | 5:00 | #N/A | #N/A | Tuesday | 0 | 0 | #N/A | #N/A |  | #N/A | #N/A
11/5/2019 | 6:00 | #N/A | #N/A | Tuesday | 0 | 0 | #N/A | #N/A |  | #N/A | #N/A
11/5/2019 | 7:00 | #N/A | #N/A | Tuesday | 0 | 0 | #N/A | #N/A |  | #N/A | #N/A
11/5/2019 | 8:00 | #N/A | #N/A | Tuesday | 0 | 0 | #N/A | #N/A |  | #N/A | #N/A
11/5/2019 | 9:00 | #N/A | #N/A | Tuesday | 0 | 0 | #N/A | #N/A |  | #N/A | #N/A
11/5/2019 | 10:00 | #N/A | #N/A | Tuesday | 0 | 0 | #N/A | #N/A |  | #N/A | #N/A
11/5/2019 | 11:00 | #N/A | #N/A | Tuesday | 0 | 0 | #N/A | #N/A |  | #N/A | #N/A
11/5/2019 | 12:00 | #N/A | #N/A | Tuesday | 0 | 0 | #N/A | #N/A |  | #N/A | #N/A
11/5/2019 | 13:00 | #N/A | #N/A | Tuesday | 0 | 0 | #N/A | #N/A |  | #N/A | #N/A
11/5/2019 | 14:00 | #N/A | #N/A | Tuesday | 0 | 0 | #N/A | #N/A |  | #N/A | #N/A
11/5/2019 | 15:00 | #N/A | #N/A | Tuesday | 0 | 0 | #N/A | #N/A |  | #N/A | #N/A
11/5/2019 | 16:00 | #N/A | #N/A | Tuesday | 0 | 0 | #N/A | #N/A |  | #N/A | #N/A
11/5/2019 | 17:00 | #N/A | #N/A | Tuesday | 0 | 0 | #N/A | #N/A |  | #N/A | #N/A
11/5/2019 | 18:00 | #N/A | #N/A | Tuesday | 0 | 0 | #N/A | #N/A |  | #N/A | #N/A
11/5/2019 | 19:00 | #N/A | #N/A | Tuesday | 0 | 0 | #N/A | #N/A |  | #N/A | #N/A
11/5/2019 | 20:00 | #N/A | #N/A | Tuesday | 0 | 0 | #N/A | #N/A |  | #N/A | #N/A
11/5/2019 | 21:00 | #N/A | #N/A | Tuesday | 0 | 0 | #N/A | #N/A |  | #N/A | #N/A
11/5/2019 | 22:00 | #N/A | #N/A | Tuesday | 0 | 0 | #N/A | #N/A |  | #N/A | #N/A
11/5/2019 | 23:00 | #N/A | #N/A | Tuesday | 0 | 0 | #N/A | #N/A |  | #N/A | #N/A
11/5/2019 | 24:00 | #N/A | #N/A | Tuesday | 0 | 0 | #N/A | #N/A |  | #N/A | #N/A
11/6/2019 | 1:00 | #N/A | #N/A | Wednesday | 0 | 0 | #N/A | #N/A |  | #N/A | #N/A
11/6/2019 | 2:00 | #N/A | #N/A | Wednesday | 0 | 0 | #N/A | #N/A |  | #N/A | #N/A
11/6/2019 | 3:00 | #N/A | #N/A | Wednesday | 0 | 0 | #N/A | #N/A |  | #N/A | #N/A
11/6/2019 | 4:00 | #N/A | #N/A | Wednesday | 0 | 0 | #N/A | #N/A |  | #N/A | #N/A
11/6/2019 | 5:00 | #N/A | #N/A | Wednesday | 0 | 0 | #N/A | #N/A |  | #N/A | #N/A
11/6/2019 | 6:00 | #N/A | #N/A | Wednesday | 0 | 0 | #N/A | #N/A |  | #N/A | #N/A
11/6/2019 | 7:00 | #N/A | #N/A | Wednesday | 0 | 0 | #N/A | #N/A |  | #N/A | #N/A
11/6/2019 | 8:00 | #N/A | #N/A | Wednesday | 0 | 0 | #N/A | #N/A |  | #N/A | #N/A
11/6/2019 | 9:00 | #N/A | #N/A | Wednesday | 0 | 0 | #N/A | #N/A |  | #N/A | #N/A
11/6/2019 | 10:00 | #N/A | #N/A | Wednesday | 0 | 0 | #N/A | #N/A |  | #N/A | #N/A
11/6/2019 | 11:00 | #N/A | #N/A | Wednesday | 0 | 0 | #N/A | #N/A |  | #N/A | #N/A
11/6/2019 | 12:00 | #N/A | #N/A | Wednesday | 0 | 0 | #N/A | #N/A |  | #N/A | #N/A
11/6/2019 | 13:00 | #N/A | #N/A | Wednesday | 0 | 0 | #N/A | #N/A |  | #N/A | #N/A
11/6/2019 | 14:00 | #N/A | #N/A | Wednesday | 0 | 0 | #N/A | #N/A |  | #N/A | #N/A
11/6/2019 | 15:00 | #N/A | #N/A | Wednesday | 0 | 0 | #N/A | #N/A |  | #N/A | #N/A
11/6/2019 | 16:00 | #N/A | #N/A | Wednesday | 0 | 0 | #N/A | #N/A |  | #N/A | #N/A
11/6/2019 | 17:00 | #N/A | #N/A | Wednesday | 0 | 0 | #N/A | #N/A |  | #N/A | #N/A
11/6/2019 | 18:00 | #N/A | #N/A | Wednesday | 0 | 0 | #N/A | #N/A |  | #N/A | #N/A
11/6/2019 | 19:00 | #N/A | #N/A | Wednesday | 0 | 0 | #N/A | #N/A |  | #N/A | #N/A
11/6/2019 | 20:00 | #N/A | #N/A | Wednesday | 0 | 0 | #N/A | #N/A |  | #N/A | #N/A
11/6/2019 | 21:00 | #N/A | #N/A | Wednesday | 0 | 0 | #N/A | #N/A |  | #N/A | #N/A
11/6/2019 | 22:00 | #N/A | #N/A | Wednesday | 0 | 0 | #N/A | #N/A |  | #N/A | #N/A
11/6/2019 | 23:00 | #N/A | #N/A | Wednesday | 0 | 0 | #N/A | #N/A |  | #N/A | #N/A
11/6/2019 | 24:00 | #N/A | #N/A | Wednesday | 0 | 0 | #N/A | #N/A |  | #N/A | #N/A
11/7/2019 | 1:00 | #N/A | #N/A | Thursday | 0 | 0 | #N/A | #N/A |  | #N/A | #N/A
11/7/2019 | 2:00 | #N/A | #N/A | Thursday | 0 | 0 | #N/A | #N/A |  | #N/A | #N/A
11/7/2019 | 3:00 | #N/A | #N/A | Thursday | 0 | 0 | #N/A | #N/A |  | #N/A | #N/A
11/7/2019 | 4:00 | #N/A | #N/A | Thursday | 0 | 0 | #N/A | #N/A |  | #N/A | #N/A
11/7/2019 | 5:00 | #N/A | #N/A | Thursday | 0 | 0 | #N/A | #N/A |  | #N/A | #N/A
11/7/2019 | 6:00 | #N/A | #N/A | Thursday | 0 | 0 | #N/A | #N/A |  | #N/A | #N/A
11/7/2019 | 7:00 | #N/A | #N/A | Thursday | 0 | 0 | #N/A | #N/A |  | #N/A | #N/A
11/7/2019 | 8:00 | #N/A | #N/A | Thursday | 0 | 0 | #N/A | #N/A |  | #N/A | #N/A
11/7/2019 | 9:00 | #N/A | #N/A | Thursday | 0 | 0 | #N/A | #N/A |  | #N/A | #N/A
11/7/2019 | 10:00 | #N/A | #N/A | Thursday | 0 | 0 | #N/A | #N/A |  | #N/A | #N/A
11/7/2019 | 11:00 | #N/A | #N/A | Thursday | 0 | 0 | #N/A | #N/A |  | #N/A | #N/A
11/7/2019 | 12:00 | #N/A | #N/A | Thursday | 0 | 0 | #N/A | #N/A |  | #N/A | #N/A
11/7/2019 | 13:00 | #N/A | #N/A | Thursday | 0 | 0 | #N/A | #N/A |  | #N/A | #N/A
11/7/2019 | 14:00 | #N/A | #N/A | Thursday | 0 | 0 | #N/A | #N/A |  | #N/A | #N/A
11/7/2019 | 15:00 | #N/A | #N/A | Thursday | 0 | 0 | #N/A | #N/A |  | #N/A | #N/A
11/7/2019 | 16:00 | #N/A | #N/A | Thursday | 0 | 0 | #N/A | #N/A |  | #N/A | #N/A
11/7/2019 | 17:00 | #N/A | #N/A | Thursday | 0 | 0 | #N/A | #N/A |  | #N/A | #N/A
11/7/2019 | 18:00 | #N/A | #N/A | Thursday | 0 | 0 | #N/A | #N/A |  | #N/A | #N/A
11/7/2019 | 19:00 | #N/A | #N/A | Thursday | 0 | 0 | #N/A | #N/A |  | #N/A | #N/A
11/7/2019 | 20:00 | #N/A | #N/A | Thursday | 0 | 0 | #N/A | #N/A |  | #N/A | #N/A
11/7/2019 | 21:00 | #N/A | #N/A | Thursday | 0 | 0 | #N/A | #N/A |  | #N/A | #N/A
11/7/2019 | 22:00 | #N/A | #N/A | Thursday | 0 | 0 | #N/A | #N/A |  | #N/A | #N/A
11/7/2019 | 23:00 | #N/A | #N/A | Thursday | 0 | 0 | #N/A | #N/A |  | #N/A | #N/A
11/7/2019 | 24:00 | #N/A | #N/A | Thursday | 0 | 0 | #N/A | #N/A |  | #N/A | #N/A
11/8/2019 | 1:00 | #N/A | #N/A | Friday | 0 | 0 | #N/A | #N/A |  | #N/A | #N/A
11/8/2019 | 2:00 | #N/A | #N/A | Friday | 0 | 0 | #N/A | #N/A |  | #N/A | #N/A
11/8/2019 | 3:00 | #N/A | #N/A | Friday | 0 | 0 | #N/A | #N/A |  | #N/A | #N/A
11/8/2019 | 4:00 | #N/A | #N/A | Friday | 0 | 0 | #N/A | #N/A |  | #N/A | #N/A
11/8/2019 | 5:00 | #N/A | #N/A | Friday | 0 | 0 | #N/A | #N/A |  | #N/A | #N/A
11/8/2019 | 6:00 | #N/A | #N/A | Friday | 0 | 0 | #N/A | #N/A |  | #N/A | #N/A
11/8/2019 | 7:00 | #N/A | #N/A | Friday | 0 | 0 | #N/A | #N/A |  | #N/A | #N/A
11/8/2019 | 8:00 | #N/A | #N/A | Friday | 0 | 0 | #N/A | #N/A |  | #N/A | #N/A
11/8/2019 | 9:00 | #N/A | #N/A | Friday | 0 | 0 | #N/A | #N/A |  | #N/A | #N/A
11/8/2019 | 10:00 | #N/A | #N/A | Friday | 0 | 0 | #N/A | #N/A |  | #N/A | #N/A
11/8/2019 | 11:00 | #N/A | #N/A | Friday | 0 | 0 | #N/A | #N/A |  | #N/A | #N/A
11/8/2019 | 12:00 | #N/A | #N/A | Friday | 0 | 0 | #N/A | #N/A |  | #N/A | #N/A
11/8/2019 | 13:00 | #N/A | #N/A | Friday | 0 | 0 | #N/A | #N/A |  | #N/A | #N/A
11/8/2019 | 14:00 | #N/A | #N/A | Friday | 0 | 0 | #N/A | #N/A |  | #N/A | #N/A
11/8/2019 | 15:00 | #N/A | #N/A | Friday | 0 | 0 | #N/A | #N/A |  | #N/A | #N/A
11/8/2019 | 16:00 | #N/A | #N/A | Friday | 0 | 0 | #N/A | #N/A |  | #N/A | #N/A
11/8/2019 | 17:00 | #N/A | #N/A | Friday | 0 | 0 | #N/A | #N/A |  | #N/A | #N/A
11/8/2019 | 18:00 | #N/A | #N/A | Friday | 0 | 0 | #N/A | #N/A |  | #N/A | #N/A
11/8/2019 | 19:00 | #N/A | #N/A | Friday | 0 | 0 | #N/A | #N/A |  | #N/A | #N/A
11/8/2019 | 20:00 | #N/A | #N/A | Friday | 0 | 0 | #N/A | #N/A |  | #N/A | #N/A
11/8/2019 | 21:00 | #N/A | #N/A | Friday | 0 | 0 | #N/A | #N/A |  | #N/A | #N/A
11/8/2019 | 22:00 | #N/A | #N/A | Friday | 0 | 0 | #N/A | #N/A |  | #N/A | #N/A
11/8/2019 | 23:00 | #N/A | #N/A | Friday | 0 | 0 | #N/A | #N/A |  | #N/A | #N/A
11/8/2019 | 24:00 | #N/A | #N/A | Friday | 0 | 0 | #N/A | #N/A |  | #N/A | #N/A
11/9/2019 | 1:00 | #N/A | #N/A | Saturday | 0 | 0 | #N/A | #N/A |  | #N/A | #N/A
11/9/2019 | 2:00 | #N/A | #N/A | Saturday | 0 | 0 | #N/A | #N/A |  | #N/A | #N/A
11/9/2019 | 3:00 | #N/A | #N/A | Saturday | 0 | 0 | #N/A | #N/A |  | #N/A | #N/A
11/9/2019 | 4:00 | #N/A | #N/A | Saturday | 0 | 0 | #N/A | #N/A |  | #N/A | #N/A
11/9/2019 | 5:00 | #N/A | #N/A | Saturday | 0 | 0 | #N/A | #N/A |  | #N/A | #N/A
11/9/2019 | 6:00 | #N/A | #N/A | Saturday | 0 | 0 | #N/A | #N/A |  | #N/A | #N/A
11/9/2019 | 7:00 | #N/A | #N/A | Saturday | 0 | 0 | #N/A | #N/A |  | #N/A | #N/A
11/9/2019 | 8:00 | #N/A | #N/A | Saturday | 0 | 0 | #N/A | #N/A |  | #N/A | #N/A
11/9/2019 | 9:00 | #N/A | #N/A | Saturday | 0 | 0 | #N/A | #N/A |  | #N/A | #N/A
11/9/2019 | 10:00 | #N/A | #N/A | Saturday | 0 | 0 | #N/A | #N/A |  | #N/A | #N/A
11/9/2019 | 11:00 | #N/A | #N/A | Saturday | 0 | 0 | #N/A | #N/A |  | #N/A | #N/A
11/9/2019 | 12:00 | #N/A | #N/A | Saturday | 0 | 0 | #N/A | #N/A |  | #N/A | #N/A
11/9/2019 | 13:00 | #N/A | #N/A | Saturday | 0 | 0 | #N/A | #N/A |  | #N/A | #N/A
11/9/2019 | 14:00 | #N/A | #N/A | Saturday | 0 | 0 | #N/A | #N/A |  | #N/A | #N/A
11/9/2019 | 15:00 | #N/A | #N/A | Saturday | 0 | 0 | #N/A | #N/A |  | #N/A | #N/A
11/9/2019 | 16:00 | #N/A | #N/A | Saturday | 0 | 0 | #N/A | #N/A |  | #N/A | #N/A
11/9/2019 | 17:00 | #N/A | #N/A | Saturday | 0 | 0 | #N/A | #N/A |  | #N/A | #N/A
11/9/2019 | 18:00 | #N/A | #N/A | Saturday | 0 | 0 | #N/A | #N/A |  | #N/A | #N/A
11/9/2019 | 19:00 | #N/A | #N/A | Saturday | 0 | 0 | #N/A | #N/A |  | #N/A | #N/A
11/9/2019 | 20:00 | #N/A | #N/A | Saturday | 0 | 0 | #N/A | #N/A |  | #N/A | #N/A
11/9/2019 | 21:00 | #N/A | #N/A | Saturday | 0 | 0 | #N/A | #N/A |  | #N/A | #N/A
11/9/2019 | 22:00 | #N/A | #N/A | Saturday | 0 | 0 | #N/A | #N/A |  | #N/A | #N/A
11/9/2019 | 23:00 | #N/A | #N/A | Saturday | 0 | 0 | #N/A | #N/A |  | #N/A | #N/A
11/9/2019 | 24:00 | #N/A | #N/A | Saturday | 0 | 0 | #N/A | #N/A |  | #N/A | #N/A
11/10/2019 | 1:00 | #N/A | #N/A | Sunday | 0 | 0 | #N/A | #N/A |  | #N/A | #N/A
11/10/2019 | 2:00 | #N/A | #N/A | Sunday | 0 | 0 | #N/A | #N/A |  | #N/A | #N/A
11/10/2019 | 3:00 | #N/A | #N/A | Sunday | 0 | 0 | #N/A | #N/A |  | #N/A | #N/A
11/10/2019 | 4:00 | #N/A | #N/A | Sunday | 0 | 0 | #N/A | #N/A |  | #N/A | #N/A
11/10/2019 | 5:00 | #N/A | #N/A | Sunday | 0 | 0 | #N/A | #N/A |  | #N/A | #N/A
11/10/2019 | 6:00 | #N/A | #N/A | Sunday | 0 | 0 | #N/A | #N/A |  | #N/A | #N/A
11/10/2019 | 7:00 | #N/A | #N/A | Sunday | 0 | 0 | #N/A | #N/A |  | #N/A | #N/A
11/10/2019 | 8:00 | #N/A | #N/A | Sunday | 0 | 0 | #N/A | #N/A |  | #N/A | #N/A
11/10/2019 | 9:00 | #N/A | #N/A | Sunday | 0 | 0 | #N/A | #N/A |  | #N/A | #N/A
11/10/2019 | 10:00 | #N/A | #N/A | Sunday | 0 | 0 | #N/A | #N/A |  | #N/A | #N/A
11/10/2019 | 11:00 | #N/A | #N/A | Sunday | 0 | 0 | #N/A | #N/A |  | #N/A | #N/A
11/10/2019 | 12:00 | #N/A | #N/A | Sunday | 0 | 0 | #N/A | #N/A |  | #N/A | #N/A
11/10/2019 | 13:00 | #N/A | #N/A | Sunday | 0 | 0 | #N/A | #N/A |  | #N/A | #N/A
11/10/2019 | 14:00 | #N/A | #N/A | Sunday | 0 | 0 | #N/A | #N/A |  | #N/A | #N/A
11/10/2019 | 15:00 | #N/A | #N/A | Sunday | 0 | 0 | #N/A | #N/A |  | #N/A | #N/A
11/10/2019 | 16:00 | #N/A | #N/A | Sunday | 0 | 0 | #N/A | #N/A |  | #N/A | #N/A
11/10/2019 | 17:00 | #N/A | #N/A | Sunday | 0 | 0 | #N/A | #N/A |  | #N/A | #N/A
11/10/2019 | 18:00 | #N/A | #N/A | Sunday | 0 | 0 | #N/A | #N/A |  | #N/A | #N/A
11/10/2019 | 19:00 | #N/A | #N/A | Sunday | 0 | 0 | #N/A | #N/A |  | #N/A | #N/A
11/10/2019 | 20:00 | #N/A | #N/A | Sunday | 0 | 0 | #N/A | #N/A |  | #N/A | #N/A
11/10/2019 | 21:00 | #N/A | #N/A | Sunday | 0 | 0 | #N/A | #N/A |  | #N/A | #N/A
11/10/2019 | 22:00 | #N/A | #N/A | Sunday | 0 | 0 | #N/A | #N/A |  | #N/A | #N/A
11/10/2019 | 23:00 | #N/A | #N/A | Sunday | 0 | 0 | #N/A | #N/A |  | #N/A | #N/A
11/10/2019 | 24:00 | #N/A | #N/A | Sunday | 0 | 0 | #N/A | #N/A |  | #N/A | #N/A
11/11/2019 | 1:00 | #N/A | #N/A | Monday | 0 | 0 | #N/A | #N/A |  | #N/A | #N/A
11/11/2019 | 2:00 | #N/A | #N/A | Monday | 0 | 0 | #N/A | #N/A |  | #N/A | #N/A
11/11/2019 | 3:00 | #N/A | #N/A | Monday | 0 | 0 | #N/A | #N/A |  | #N/A | #N/A
11/11/2019 | 4:00 | #N/A | #N/A | Monday | 0 | 0 | #N/A | #N/A |  | #N/A | #N/A
11/11/2019 | 5:00 | #N/A | #N/A | Monday | 0 | 0 | #N/A | #N/A |  | #N/A | #N/A
11/11/2019 | 6:00 | #N/A | #N/A | Monday | 0 | 0 | #N/A | #N/A |  | #N/A | #N/A
11/11/2019 | 7:00 | #N/A | #N/A | Monday | 0 | 0 | #N/A | #N/A |  | #N/A | #N/A
11/11/2019 | 8:00 | #N/A | #N/A | Monday | 0 | 0 | #N/A | #N/A |  | #N/A | #N/A
11/11/2019 | 9:00 | #N/A | #N/A | Monday | 0 | 0 | #N/A | #N/A |  | #N/A | #N/A
11/11/2019 | 10:00 | #N/A | #N/A | Monday | 0 | 0 | #N/A | #N/A |  | #N/A | #N/A
11/11/2019 | 11:00 | #N/A | #N/A | Monday | 0 | 0 | #N/A | #N/A |  | #N/A | #N/A
11/11/2019 | 12:00 | #N/A | #N/A | Monday | 0 | 0 | #N/A | #N/A |  | #N/A | #N/A
11/11/2019 | 13:00 | #N/A | #N/A | Monday | 0 | 0 | #N/A | #N/A |  | #N/A | #N/A
11/11/2019 | 14:00 | #N/A | #N/A | Monday | 0 | 0 | #N/A | #N/A |  | #N/A | #N/A
11/11/2019 | 15:00 | #N/A | #N/A | Monday | 0 | 0 | #N/A | #N/A |  | #N/A | #N/A
11/11/2019 | 16:00 | #N/A | #N/A | Monday | 0 | 0 | #N/A | #N/A |  | #N/A | #N/A
11/11/2019 | 17:00 | #N/A | #N/A | Monday | 0 | 0 | #N/A | #N/A |  | #N/A | #N/A
11/11/2019 | 18:00 | #N/A | #N/A | Monday | 0 | 0 | #N/A | #N/A |  | #N/A | #N/A
11/11/2019 | 19:00 | #N/A | #N/A | Monday | 0 | 0 | #N/A | #N/A |  | #N/A | #N/A
11/11/2019 | 20:00 | #N/A | #N/A | Monday | 0 | 0 | #N/A | #N/A |  | #N/A | #N/A
11/11/2019 | 21:00 | #N/A | #N/A | Monday | 0 | 0 | #N/A | #N/A |  | #N/A | #N/A
11/11/2019 | 22:00 | #N/A | #N/A | Monday | 0 | 0 | #N/A | #N/A |  | #N/A | #N/A
11/11/2019 | 23:00 | #N/A | #N/A | Monday | 0 | 0 | #N/A | #N/A |  | #N/A | #N/A
11/11/2019 | 24:00 | #N/A | #N/A | Monday | 0 | 0 | #N/A | #N/A |  | #N/A | #N/A
11/12/2019 | 1:00 | #N/A | #N/A | Tuesday | 0 | 0 | #N/A | #N/A |  | #N/A | #N/A
11/12/2019 | 2:00 | #N/A | #N/A | Tuesday | 0 | 0 | #N/A | #N/A |  | #N/A | #N/A
11/12/2019 | 3:00 | #N/A | #N/A | Tuesday | 0 | 0 | #N/A | #N/A |  | #N/A | #N/A
11/12/2019 | 4:00 | #N/A | #N/A | Tuesday | 0 | 0 | #N/A | #N/A |  | #N/A | #N/A
11/12/2019 | 5:00 | #N/A | #N/A | Tuesday | 0 | 0 | #N/A | #N/A |  | #N/A | #N/A
11/12/2019 | 6:00 | #N/A | #N/A | Tuesday | 0 | 0 | #N/A | #N/A |  | #N/A | #N/A
11/12/2019 | 7:00 | #N/A | #N/A | Tuesday | 0 | 0 | #N/A | #N/A |  | #N/A | #N/A
11/12/2019 | 8:00 | #N/A | #N/A | Tuesday | 0 | 0 | #N/A | #N/A |  | #N/A | #N/A
11/12/2019 | 9:00 | #N/A | #N/A | Tuesday | 0 | 0 | #N/A | #N/A |  | #N/A | #N/A
11/12/2019 | 10:00 | #N/A | #N/A | Tuesday | 0 | 0 | #N/A | #N/A |  | #N/A | #N/A
11/12/2019 | 11:00 | #N/A | #N/A | Tuesday | 0 | 0 | #N/A | #N/A |  | #N/A | #N/A
11/12/2019 | 12:00 | #N/A | #N/A | Tuesday | 0 | 0 | #N/A | #N/A |  | #N/A | #N/A
11/12/2019 | 13:00 | #N/A | #N/A | Tuesday | 0 | 0 | #N/A | #N/A |  | #N/A | #N/A
11/12/2019 | 14:00 | #N/A | #N/A | Tuesday | 0 | 0 | #N/A | #N/A |  | #N/A | #N/A
11/12/2019 | 15:00 | #N/A | #N/A | Tuesday | 0 | 0 | #N/A | #N/A |  | #N/A | #N/A
11/12/2019 | 16:00 | #N/A | #N/A | Tuesday | 0 | 0 | #N/A | #N/A |  | #N/A | #N/A
11/12/2019 | 17:00 | #N/A | #N/A | Tuesday | 0 | 0 | #N/A | #N/A |  | #N/A | #N/A
11/12/2019 | 18:00 | #N/A | #N/A | Tuesday | 0 | 0 | #N/A | #N/A |  | #N/A | #N/A
11/12/2019 | 19:00 | #N/A | #N/A | Tuesday | 0 | 0 | #N/A | #N/A |  | #N/A | #N/A
11/12/2019 | 20:00 | #N/A | #N/A | Tuesday | 0 | 0 | #N/A | #N/A |  | #N/A | #N/A
11/12/2019 | 21:00 | #N/A | #N/A | Tuesday | 0 | 0 | #N/A | #N/A |  | #N/A | #N/A
11/12/2019 | 22:00 | #N/A | #N/A | Tuesday | 0 | 0 | #N/A | #N/A |  | #N/A | #N/A
11/12/2019 | 23:00 | #N/A | #N/A | Tuesday | 0 | 0 | #N/A | #N/A |  | #N/A | #N/A
11/12/2019 | 24:00 | #N/A | #N/A | Tuesday | 0 | 0 | #N/A | #N/A |  | #N/A | #N/A
11/13/2019 | 1:00 | #N/A | #N/A | Wednesday | 0 | 0 | #N/A | #N/A |  | #N/A | #N/A
11/13/2019 | 2:00 | #N/A | #N/A | Wednesday | 0 | 0 | #N/A | #N/A |  | #N/A | #N/A
11/13/2019 | 3:00 | #N/A | #N/A | Wednesday | 0 | 0 | #N/A | #N/A |  | #N/A | #N/A
11/13/2019 | 4:00 | #N/A | #N/A | Wednesday | 0 | 0 | #N/A | #N/A |  | #N/A | #N/A
11/13/2019 | 5:00 | #N/A | #N/A | Wednesday | 0 | 0 | #N/A | #N/A |  | #N/A | #N/A
11/13/2019 | 6:00 | #N/A | #N/A | Wednesday | 0 | 0 | #N/A | #N/A |  | #N/A | #N/A
11/13/2019 | 7:00 | #N/A | #N/A | Wednesday | 0 | 0 | #N/A | #N/A |  | #N/A | #N/A
11/13/2019 | 8:00 | #N/A | #N/A | Wednesday | 0 | 0 | #N/A | #N/A |  | #N/A | #N/A
11/13/2019 | 9:00 | #N/A | #N/A | Wednesday | 0 | 0 | #N/A | #N/A |  | #N/A | #N/A
11/13/2019 | 10:00 | #N/A | #N/A | Wednesday | 0 | 0 | #N/A | #N/A |  | #N/A | #N/A
11/13/2019 | 11:00 | #N/A | #N/A | Wednesday | 0 | 0 | #N/A | #N/A |  | #N/A | #N/A
11/13/2019 | 12:00 | #N/A | #N/A | Wednesday | 0 | 0 | #N/A | #N/A |  | #N/A | #N/A
11/13/2019 | 13:00 | #N/A | #N/A | Wednesday | 0 | 0 | #N/A | #N/A |  | #N/A | #N/A
11/13/2019 | 14:00 | #N/A | #N/A | Wednesday | 0 | 0 | #N/A | #N/A |  | #N/A | #N/A
11/13/2019 | 15:00 | #N/A | #N/A | Wednesday | 0 | 0 | #N/A | #N/A |  | #N/A | #N/A
11/13/2019 | 16:00 | #N/A | #N/A | Wednesday | 0 | 0 | #N/A | #N/A |  | #N/A | #N/A
11/13/2019 | 17:00 | #N/A | #N/A | Wednesday | 0 | 0 | #N/A | #N/A |  | #N/A | #N/A
11/13/2019 | 18:00 | #N/A | #N/A | Wednesday | 0 | 0 | #N/A | #N/A |  | #N/A | #N/A
11/13/2019 | 19:00 | #N/A | #N/A | Wednesday | 0 | 0 | #N/A | #N/A |  | #N/A | #N/A
11/13/2019 | 20:00 | #N/A | #N/A | Wednesday | 0 | 0 | #N/A | #N/A |  | #N/A | #N/A
11/13/2019 | 21:00 | #N/A | #N/A | Wednesday | 0 | 0 | #N/A | #N/A |  | #N/A | #N/A
11/13/2019 | 22:00 | #N/A | #N/A | Wednesday | 0 | 0 | #N/A | #N/A |  | #N/A | #N/A
11/13/2019 | 23:00 | #N/A | #N/A | Wednesday | 0 | 0 | #N/A | #N/A |  | #N/A | #N/A
11/13/2019 | 24:00 | #N/A | #N/A | Wednesday | 0 | 0 | #N/A | #N/A |  | #N/A | #N/A
11/14/2019 | 1:00 | #N/A | #N/A | Thursday | 0 | 0 | #N/A | #N/A |  | #N/A | #N/A
11/14/2019 | 2:00 | #N/A | #N/A | Thursday | 0 | 0 | #N/A | #N/A |  | #N/A | #N/A
11/14/2019 | 3:00 | #N/A | #N/A | Thursday | 0 | 0 | #N/A | #N/A |  | #N/A | #N/A
11/14/2019 | 4:00 | #N/A | #N/A | Thursday | 0 | 0 | #N/A | #N/A |  | #N/A | #N/A
11/14/2019 | 5:00 | #N/A | #N/A | Thursday | 0 | 0 | #N/A | #N/A |  | #N/A | #N/A
11/14/2019 | 6:00 | #N/A | #N/A | Thursday | 0 | 0 | #N/A | #N/A |  | #N/A | #N/A
11/14/2019 | 7:00 | #N/A | #N/A | Thursday | 0 | 0 | #N/A | #N/A |  | #N/A | #N/A
11/14/2019 | 8:00 | #N/A | #N/A | Thursday | 0 | 0 | #N/A | #N/A |  | #N/A | #N/A
11/14/2019 | 9:00 | #N/A | #N/A | Thursday | 0 | 0 | #N/A | #N/A |  | #N/A | #N/A
11/14/2019 | 10:00 | #N/A | #N/A | Thursday | 0 | 0 | #N/A | #N/A |  | #N/A | #N/A
11/14/2019 | 11:00 | #N/A | #N/A | Thursday | 0 | 0 | #N/A | #N/A |  | #N/A | #N/A
11/14/2019 | 12:00 | #N/A | #N/A | Thursday | 0 | 0 | #N/A | #N/A |  | #N/A | #N/A
11/14/2019 | 13:00 | #N/A | #N/A | Thursday | 0 | 0 | #N/A | #N/A |  | #N/A | #N/A
11/14/2019 | 14:00 | #N/A | #N/A | Thursday | 0 | 0 | #N/A | #N/A |  | #N/A | #N/A
11/14/2019 | 15:00 | #N/A | #N/A | Thursday | 0 | 0 | #N/A | #N/A |  | #N/A | #N/A
11/14/2019 | 16:00 | #N/A | #N/A | Thursday | 0 | 0 | #N/A | #N/A |  | #N/A | #N/A
11/14/2019 | 17:00 | #N/A | #N/A | Thursday | 0 | 0 | #N/A | #N/A |  | #N/A | #N/A
11/14/2019 | 18:00 | #N/A | #N/A | Thursday | 0 | 0 | #N/A | #N/A |  | #N/A | #N/A
11/14/2019 | 19:00 | #N/A | #N/A | Thursday | 0 | 0 | #N/A | #N/A |  | #N/A | #N/A
11/14/2019 | 20:00 | #N/A | #N/A | Thursday | 0 | 0 | #N/A | #N/A |  | #N/A | #N/A
11/14/2019 | 21:00 | #N/A | #N/A | Thursday | 0 | 0 | #N/A | #N/A |  | #N/A | #N/A
11/14/2019 | 22:00 | #N/A | #N/A | Thursday | 0 | 0 | #N/A | #N/A |  | #N/A | #N/A
11/14/2019 | 23:00 | #N/A | #N/A | Thursday | 0 | 0 | #N/A | #N/A |  | #N/A | #N/A
11/14/2019 | 24:00 | #N/A | #N/A | Thursday | 0 | 0 | #N/A | #N/A |  | #N/A | #N/A
11/15/2019 | 1:00 | #N/A | #N/A | Friday | 0 | 0 | #N/A | #N/A |  | #N/A | #N/A
11/15/2019 | 2:00 | #N/A | #N/A | Friday | 0 | 0 | #N/A | #N/A |  | #N/A | #N/A
11/15/2019 | 3:00 | #N/A | #N/A | Friday | 0 | 0 | #N/A | #N/A |  | #N/A | #N/A
11/15/2019 | 4:00 | #N/A | #N/A | Friday | 0 | 0 | #N/A | #N/A |  | #N/A | #N/A
11/15/2019 | 5:00 | #N/A | #N/A | Friday | 0 | 0 | #N/A | #N/A |  | #N/A | #N/A
11/15/2019 | 6:00 | #N/A | #N/A | Friday | 0 | 0 | #N/A | #N/A |  | #N/A | #N/A
11/15/2019 | 7:00 | #N/A | #N/A | Friday | 0 | 0 | #N/A | #N/A |  | #N/A | #N/A
11/15/2019 | 8:00 | #N/A | #N/A | Friday | 0 | 0 | #N/A | #N/A |  | #N/A | #N/A
11/15/2019 | 9:00 | #N/A | #N/A | Friday | 0 | 0 | #N/A | #N/A |  | #N/A | #N/A
11/15/2019 | 10:00 | #N/A | #N/A | Friday | 0 | 0 | #N/A | #N/A |  | #N/A | #N/A
11/15/2019 | 11:00 | #N/A | #N/A | Friday | 0 | 0 | #N/A | #N/A |  | #N/A | #N/A
11/15/2019 | 12:00 | #N/A | #N/A | Friday | 0 | 0 | #N/A | #N/A |  | #N/A | #N/A
11/15/2019 | 13:00 | #N/A | #N/A | Friday | 0 | 0 | #N/A | #N/A |  | #N/A | #N/A
11/15/2019 | 14:00 | #N/A | #N/A | Friday | 0 | 0 | #N/A | #N/A |  | #N/A | #N/A
11/15/2019 | 15:00 | #N/A | #N/A | Friday | 0 | 0 | #N/A | #N/A |  | #N/A | #N/A
11/15/2019 | 16:00 | #N/A | #N/A | Friday | 0 | 0 | #N/A | #N/A |  | #N/A | #N/A
11/15/2019 | 17:00 | #N/A | #N/A | Friday | 0 | 0 | #N/A | #N/A |  | #N/A | #N/A
11/15/2019 | 18:00 | #N/A | #N/A | Friday | 0 | 0 | #N/A | #N/A |  | #N/A | #N/A
11/15/2019 | 19:00 | #N/A | #N/A | Friday | 0 | 0 | #N/A | #N/A |  | #N/A | #N/A
11/15/2019 | 20:00 | #N/A | #N/A | Friday | 0 | 0 | #N/A | #N/A |  | #N/A | #N/A
11/15/2019 | 21:00 | #N/A | #N/A | Friday | 0 | 0 | #N/A | #N/A |  | #N/A | #N/A
11/15/2019 | 22:00 | #N/A | #N/A | Friday | 0 | 0 | #N/A | #N/A |  | #N/A | #N/A
11/15/2019 | 23:00 | #N/A | #N/A | Friday | 0 | 0 | #N/A | #N/A |  | #N/A | #N/A
11/15/2019 | 24:00 | #N/A | #N/A | Friday | 0 | 0 | #N/A | #N/A |  | #N/A | #N/A
11/16/2019 | 1:00 | #N/A | #N/A | Saturday | 0 | 0 | #N/A | #N/A |  | #N/A | #N/A
11/16/2019 | 2:00 | #N/A | #N/A | Saturday | 0 | 0 | #N/A | #N/A |  | #N/A | #N/A
11/16/2019 | 3:00 | #N/A | #N/A | Saturday | 0 | 0 | #N/A | #N/A |  | #N/A | #N/A
11/16/2019 | 4:00 | #N/A | #N/A | Saturday | 0 | 0 | #N/A | #N/A |  | #N/A | #N/A
11/16/2019 | 5:00 | #N/A | #N/A | Saturday | 0 | 0 | #N/A | #N/A |  | #N/A | #N/A
11/16/2019 | 6:00 | #N/A | #N/A | Saturday | 0 | 0 | #N/A | #N/A |  | #N/A | #N/A
11/16/2019 | 7:00 | #N/A | #N/A | Saturday | 0 | 0 | #N/A | #N/A |  | #N/A | #N/A
11/16/2019 | 8:00 | #N/A | #N/A | Saturday | 0 | 0 | #N/A | #N/A |  | #N/A | #N/A
11/16/2019 | 9:00 | #N/A | #N/A | Saturday | 0 | 0 | #N/A | #N/A |  | #N/A | #N/A
11/16/2019 | 10:00 | #N/A | #N/A | Saturday | 0 | 0 | #N/A | #N/A |  | #N/A | #N/A
11/16/2019 | 11:00 | #N/A | #N/A | Saturday | 0 | 0 | #N/A | #N/A |  | #N/A | #N/A
11/16/2019 | 12:00 | #N/A | #N/A | Saturday | 0 | 0 | #N/A | #N/A |  | #N/A | #N/A
11/16/2019 | 13:00 | #N/A | #N/A | Saturday | 0 | 0 | #N/A | #N/A |  | #N/A | #N/A
11/16/2019 | 14:00 | #N/A | #N/A | Saturday | 0 | 0 | #N/A | #N/A |  | #N/A | #N/A
11/16/2019 | 15:00 | #N/A | #N/A | Saturday | 0 | 0 | #N/A | #N/A |  | #N/A | #N/A
11/16/2019 | 16:00 | #N/A | #N/A | Saturday | 0 | 0 | #N/A | #N/A |  | #N/A | #N/A
11/16/2019 | 17:00 | #N/A | #N/A | Saturday | 0 | 0 | #N/A | #N/A |  | #N/A | #N/A
11/16/2019 | 18:00 | #N/A | #N/A | Saturday | 0 | 0 | #N/A | #N/A |  | #N/A | #N/A
11/16/2019 | 19:00 | #N/A | #N/A | Saturday | 0 | 0 | #N/A | #N/A |  | #N/A | #N/A
11/16/2019 | 20:00 | #N/A | #N/A | Saturday | 0 | 0 | #N/A | #N/A |  | #N/A | #N/A
11/16/2019 | 21:00 | #N/A | #N/A | Saturday | 0 | 0 | #N/A | #N/A |  | #N/A | #N/A
11/16/2019 | 22:00 | #N/A | #N/A | Saturday | 0 | 0 | #N/A | #N/A |  | #N/A | #N/A
11/16/2019 | 23:00 | #N/A | #N/A | Saturday | 0 | 0 | #N/A | #N/A |  | #N/A | #N/A
11/16/2019 | 24:00 | #N/A | #N/A | Saturday | 0 | 0 | #N/A | #N/A |  | #N/A | #N/A
11/17/2019 | 1:00 | #N/A | #N/A | Sunday | 0 | 0 | #N/A | #N/A |  | #N/A | #N/A
11/17/2019 | 2:00 | #N/A | #N/A | Sunday | 0 | 0 | #N/A | #N/A |  | #N/A | #N/A
11/17/2019 | 3:00 | #N/A | #N/A | Sunday | 0 | 0 | #N/A | #N/A |  | #N/A | #N/A
11/17/2019 | 4:00 | #N/A | #N/A | Sunday | 0 | 0 | #N/A | #N/A |  | #N/A | #N/A
11/17/2019 | 5:00 | #N/A | #N/A | Sunday | 0 | 0 | #N/A | #N/A |  | #N/A | #N/A
11/17/2019 | 6:00 | #N/A | #N/A | Sunday | 0 | 0 | #N/A | #N/A |  | #N/A | #N/A
11/17/2019 | 7:00 | #N/A | #N/A | Sunday | 0 | 0 | #N/A | #N/A |  | #N/A | #N/A
11/17/2019 | 8:00 | #N/A | #N/A | Sunday | 0 | 0 | #N/A | #N/A |  | #N/A | #N/A
11/17/2019 | 9:00 | #N/A | #N/A | Sunday | 0 | 0 | #N/A | #N/A |  | #N/A | #N/A
11/17/2019 | 10:00 | #N/A | #N/A | Sunday | 0 | 0 | #N/A | #N/A |  | #N/A | #N/A
11/17/2019 | 11:00 | #N/A | #N/A | Sunday | 0 | 0 | #N/A | #N/A |  | #N/A | #N/A
11/17/2019 | 12:00 | #N/A | #N/A | Sunday | 0 | 0 | #N/A | #N/A |  | #N/A | #N/A
11/17/2019 | 13:00 | #N/A | #N/A | Sunday | 0 | 0 | #N/A | #N/A |  | #N/A | #N/A
11/17/2019 | 14:00 | #N/A | #N/A | Sunday | 0 | 0 | #N/A | #N/A |  | #N/A | #N/A
11/17/2019 | 15:00 | #N/A | #N/A | Sunday | 0 | 0 | #N/A | #N/A |  | #N/A | #N/A
11/17/2019 | 16:00 | #N/A | #N/A | Sunday | 0 | 0 | #N/A | #N/A |  | #N/A | #N/A
11/17/2019 | 17:00 | #N/A | #N/A | Sunday | 0 | 0 | #N/A | #N/A |  | #N/A | #N/A
11/17/2019 | 18:00 | #N/A | #N/A | Sunday | 0 | 0 | #N/A | #N/A |  | #N/A | #N/A
11/17/2019 | 19:00 | #N/A | #N/A | Sunday | 0 | 0 | #N/A | #N/A |  | #N/A | #N/A
11/17/2019 | 20:00 | #N/A | #N/A | Sunday | 0 | 0 | #N/A | #N/A |  | #N/A | #N/A
11/17/2019 | 21:00 | #N/A | #N/A | Sunday | 0 | 0 | #N/A | #N/A |  | #N/A | #N/A
11/17/2019 | 22:00 | #N/A | #N/A | Sunday | 0 | 0 | #N/A | #N/A |  | #N/A | #N/A
11/17/2019 | 23:00 | #N/A | #N/A | Sunday | 0 | 0 | #N/A | #N/A |  | #N/A | #N/A
11/17/2019 | 24:00 | #N/A | #N/A | Sunday | 0 | 0 | #N/A | #N/A |  | #N/A | #N/A
11/18/2019 | 1:00 | #N/A | #N/A | Monday | 0 | 0 | #N/A | #N/A |  | #N/A | #N/A
11/18/2019 | 2:00 | #N/A | #N/A | Monday | 0 | 0 | #N/A | #N/A |  | #N/A | #N/A
11/18/2019 | 3:00 | #N/A | #N/A | Monday | 0 | 0 | #N/A | #N/A |  | #N/A | #N/A
11/18/2019 | 4:00 | #N/A | #N/A | Monday | 0 | 0 | #N/A | #N/A |  | #N/A | #N/A
11/18/2019 | 5:00 | #N/A | #N/A | Monday | 0 | 0 | #N/A | #N/A |  | #N/A | #N/A
11/18/2019 | 6:00 | #N/A | #N/A | Monday | 0 | 0 | #N/A | #N/A |  | #N/A | #N/A
11/18/2019 | 7:00 | #N/A | #N/A | Monday | 0 | 0 | #N/A | #N/A |  | #N/A | #N/A
11/18/2019 | 8:00 | #N/A | #N/A | Monday | 0 | 0 | #N/A | #N/A |  | #N/A | #N/A
11/18/2019 | 9:00 | #N/A | #N/A | Monday | 0 | 0 | #N/A | #N/A |  | #N/A | #N/A
11/18/2019 | 10:00 | #N/A | #N/A | Monday | 0 | 0 | #N/A | #N/A |  | #N/A | #N/A
11/18/2019 | 11:00 | #N/A | #N/A | Monday | 0 | 0 | #N/A | #N/A |  | #N/A | #N/A
11/18/2019 | 12:00 | #N/A | #N/A | Monday | 0 | 0 | #N/A | #N/A |  | #N/A | #N/A
11/18/2019 | 13:00 | #N/A | #N/A | Monday | 0 | 0 | #N/A | #N/A |  | #N/A | #N/A
11/18/2019 | 14:00 | #N/A | #N/A | Monday | 0 | 0 | #N/A | #N/A |  | #N/A | #N/A
11/18/2019 | 15:00 | #N/A | #N/A | Monday | 0 | 0 | #N/A | #N/A |  | #N/A | #N/A
11/18/2019 | 16:00 | #N/A | #N/A | Monday | 0 | 0 | #N/A | #N/A |  | #N/A | #N/A
11/18/2019 | 17:00 | #N/A | #N/A | Monday | 0 | 0 | #N/A | #N/A |  | #N/A | #N/A
11/18/2019 | 18:00 | #N/A | #N/A | Monday | 0 | 0 | #N/A | #N/A |  | #N/A | #N/A
11/18/2019 | 19:00 | #N/A | #N/A | Monday | 0 | 0 | #N/A | #N/A |  | #N/A | #N/A
11/18/2019 | 20:00 | #N/A | #N/A | Monday | 0 | 0 | #N/A | #N/A |  | #N/A | #N/A
11/18/2019 | 21:00 | #N/A | #N/A | Monday | 0 | 0 | #N/A | #N/A |  | #N/A | #N/A
11/18/2019 | 22:00 | #N/A | #N/A | Monday | 0 | 0 | #N/A | #N/A |  | #N/A | #N/A
11/18/2019 | 23:00 | #N/A | #N/A | Monday | 0 | 0 | #N/A | #N/A |  | #N/A | #N/A
11/18/2019 | 24:00 | #N/A | #N/A | Monday | 0 | 0 | #N/A | #N/A |  | #N/A | #N/A
11/19/2019 | 1:00 | #N/A | #N/A | Tuesday | 0 | 0 | #N/A | #N/A |  | #N/A | #N/A
11/19/2019 | 2:00 | #N/A | #N/A | Tuesday | 0 | 0 | #N/A | #N/A |  | #N/A | #N/A
11/19/2019 | 3:00 | #N/A | #N/A | Tuesday | 0 | 0 | #N/A | #N/A |  | #N/A | #N/A
11/19/2019 | 4:00 | #N/A | #N/A | Tuesday | 0 | 0 | #N/A | #N/A |  | #N/A | #N/A
11/19/2019 | 5:00 | #N/A | #N/A | Tuesday | 0 | 0 | #N/A | #N/A |  | #N/A | #N/A
11/19/2019 | 6:00 | #N/A | #N/A | Tuesday | 0 | 0 | #N/A | #N/A |  | #N/A | #N/A
11/19/2019 | 7:00 | #N/A | #N/A | Tuesday | 0 | 0 | #N/A | #N/A |  | #N/A | #N/A
11/19/2019 | 8:00 | #N/A | #N/A | Tuesday | 0 | 0 | #N/A | #N/A |  | #N/A | #N/A
11/19/2019 | 9:00 | #N/A | #N/A | Tuesday | 0 | 0 | #N/A | #N/A |  | #N/A | #N/A
11/19/2019 | 10:00 | #N/A | #N/A | Tuesday | 0 | 0 | #N/A | #N/A |  | #N/A | #N/A
11/19/2019 | 11:00 | #N/A | #N/A | Tuesday | 0 | 0 | #N/A | #N/A |  | #N/A | #N/A
11/19/2019 | 12:00 | #N/A | #N/A | Tuesday | 0 | 0 | #N/A | #N/A |  | #N/A | #N/A
11/19/2019 | 13:00 | #N/A | #N/A | Tuesday | 0 | 0 | #N/A | #N/A |  | #N/A | #N/A
11/19/2019 | 14:00 | #N/A | #N/A | Tuesday | 0 | 0 | #N/A | #N/A |  | #N/A | #N/A
11/19/2019 | 15:00 | #N/A | #N/A | Tuesday | 0 | 0 | #N/A | #N/A |  | #N/A | #N/A
11/19/2019 | 16:00 | #N/A | #N/A | Tuesday | 0 | 0 | #N/A | #N/A |  | #N/A | #N/A
11/19/2019 | 17:00 | #N/A | #N/A | Tuesday | 0 | 0 | #N/A | #N/A |  | #N/A | #N/A
11/19/2019 | 18:00 | #N/A | #N/A | Tuesday | 0 | 0 | #N/A | #N/A |  | #N/A | #N/A
11/19/2019 | 19:00 | #N/A | #N/A | Tuesday | 0 | 0 | #N/A | #N/A |  | #N/A | #N/A
11/19/2019 | 20:00 | #N/A | #N/A | Tuesday | 0 | 0 | #N/A | #N/A |  | #N/A | #N/A
11/19/2019 | 21:00 | #N/A | #N/A | Tuesday | 0 | 0 | #N/A | #N/A |  | #N/A | #N/A
11/19/2019 | 22:00 | #N/A | #N/A | Tuesday | 0 | 0 | #N/A | #N/A |  | #N/A | #N/A
11/19/2019 | 23:00 | #N/A | #N/A | Tuesday | 0 | 0 | #N/A | #N/A |  | #N/A | #N/A
11/19/2019 | 24:00 | #N/A | #N/A | Tuesday | 0 | 0 | #N/A | #N/A |  | #N/A | #N/A
11/20/2019 | 1:00 | #N/A | #N/A | Wednesday | 0 | 0 | #N/A | #N/A |  | #N/A | #N/A
11/20/2019 | 2:00 | #N/A | #N/A | Wednesday | 0 | 0 | #N/A | #N/A |  | #N/A | #N/A
11/20/2019 | 3:00 | #N/A | #N/A | Wednesday | 0 | 0 | #N/A | #N/A |  | #N/A | #N/A
11/20/2019 | 4:00 | #N/A | #N/A | Wednesday | 0 | 0 | #N/A | #N/A |  | #N/A | #N/A
11/20/2019 | 5:00 | #N/A | #N/A | Wednesday | 0 | 0 | #N/A | #N/A |  | #N/A | #N/A
11/20/2019 | 6:00 | #N/A | #N/A | Wednesday | 0 | 0 | #N/A | #N/A |  | #N/A | #N/A
11/20/2019 | 7:00 | #N/A | #N/A | Wednesday | 0 | 0 | #N/A | #N/A |  | #N/A | #N/A
11/20/2019 | 8:00 | #N/A | #N/A | Wednesday | 0 | 0 | #N/A | #N/A |  | #N/A | #N/A
11/20/2019 | 9:00 | #N/A | #N/A | Wednesday | 0 | 0 | #N/A | #N/A |  | #N/A | #N/A
11/20/2019 | 10:00 | #N/A | #N/A | Wednesday | 0 | 0 | #N/A | #N/A |  | #N/A | #N/A
11/20/2019 | 11:00 | #N/A | #N/A | Wednesday | 0 | 0 | #N/A | #N/A |  | #N/A | #N/A
11/20/2019 | 12:00 | #N/A | #N/A | Wednesday | 0 | 0 | #N/A | #N/A |  | #N/A | #N/A
11/20/2019 | 13:00 | #N/A | #N/A | Wednesday | 0 | 0 | #N/A | #N/A |  | #N/A | #N/A
11/20/2019 | 14:00 | #N/A | #N/A | Wednesday | 0 | 0 | #N/A | #N/A |  | #N/A | #N/A
11/20/2019 | 15:00 | #N/A | #N/A | Wednesday | 0 | 0 | #N/A | #N/A |  | #N/A | #N/A
11/20/2019 | 16:00 | #N/A | #N/A | Wednesday | 0 | 0 | #N/A | #N/A |  | #N/A | #N/A
11/20/2019 | 17:00 | #N/A | #N/A | Wednesday | 0 | 0 | #N/A | #N/A |  | #N/A | #N/A
11/20/2019 | 18:00 | #N/A | #N/A | Wednesday | 0 | 0 | #N/A | #N/A |  | #N/A | #N/A
11/20/2019 | 19:00 | #N/A | #N/A | Wednesday | 0 | 0 | #N/A | #N/A |  | #N/A | #N/A
11/20/2019 | 20:00 | #N/A | #N/A | Wednesday | 0 | 0 | #N/A | #N/A |  | #N/A | #N/A
11/20/2019 | 21:00 | #N/A | #N/A | Wednesday | 0 | 0 | #N/A | #N/A |  | #N/A | #N/A
11/20/2019 | 22:00 | #N/A | #N/A | Wednesday | 0 | 0 | #N/A | #N/A |  | #N/A | #N/A
11/20/2019 | 23:00 | #N/A | #N/A | Wednesday | 0 | 0 | #N/A | #N/A |  | #N/A | #N/A
11/20/2019 | 24:00 | #N/A | #N/A | Wednesday | 0 | 0 | #N/A | #N/A |  | #N/A | #N/A
11/21/2019 | 1:00 | #N/A | #N/A | Thursday | 0 | 0 | #N/A | #N/A |  | #N/A | #N/A
11/21/2019 | 2:00 | #N/A | #N/A | Thursday | 0 | 0 | #N/A | #N/A |  | #N/A | #N/A
11/21/2019 | 3:00 | #N/A | #N/A | Thursday | 0 | 0 | #N/A | #N/A |  | #N/A | #N/A
11/21/2019 | 4:00 | #N/A | #N/A | Thursday | 0 | 0 | #N/A | #N/A |  | #N/A | #N/A
11/21/2019 | 5:00 | #N/A | #N/A | Thursday | 0 | 0 | #N/A | #N/A |  | #N/A | #N/A
11/21/2019 | 6:00 | #N/A | #N/A | Thursday | 0 | 0 | #N/A | #N/A |  | #N/A | #N/A
11/21/2019 | 7:00 | #N/A | #N/A | Thursday | 0 | 0 | #N/A | #N/A |  | #N/A | #N/A
11/21/2019 | 8:00 | #N/A | #N/A | Thursday | 0 | 0 | #N/A | #N/A |  | #N/A | #N/A
11/21/2019 | 9:00 | #N/A | #N/A | Thursday | 0 | 0 | #N/A | #N/A |  | #N/A | #N/A
11/21/2019 | 10:00 | #N/A | #N/A | Thursday | 0 | 0 | #N/A | #N/A |  | #N/A | #N/A
11/21/2019 | 11:00 | #N/A | #N/A | Thursday | 0 | 0 | #N/A | #N/A |  | #N/A | #N/A
11/21/2019 | 12:00 | #N/A | #N/A | Thursday | 0 | 0 | #N/A | #N/A |  | #N/A | #N/A
11/21/2019 | 13:00 | #N/A | #N/A | Thursday | 0 | 0 | #N/A | #N/A |  | #N/A | #N/A
11/21/2019 | 14:00 | #N/A | #N/A | Thursday | 0 | 0 | #N/A | #N/A |  | #N/A | #N/A
11/21/2019 | 15:00 | #N/A | #N/A | Thursday | 0 | 0 | #N/A | #N/A |  | #N/A | #N/A
11/21/2019 | 16:00 | #N/A | #N/A | Thursday | 0 | 0 | #N/A | #N/A |  | #N/A | #N/A
11/21/2019 | 17:00 | #N/A | #N/A | Thursday | 0 | 0 | #N/A | #N/A |  | #N/A | #N/A
11/21/2019 | 18:00 | #N/A | #N/A | Thursday | 0 | 0 | #N/A | #N/A |  | #N/A | #N/A
11/21/2019 | 19:00 | #N/A | #N/A | Thursday | 0 | 0 | #N/A | #N/A |  | #N/A | #N/A
11/21/2019 | 20:00 | #N/A | #N/A | Thursday | 0 | 0 | #N/A | #N/A |  | #N/A | #N/A
11/21/2019 | 21:00 | #N/A | #N/A | Thursday | 0 | 0 | #N/A | #N/A |  | #N/A | #N/A
11/21/2019 | 22:00 | #N/A | #N/A | Thursday | 0 | 0 | #N/A | #N/A |  | #N/A | #N/A
11/21/2019 | 23:00 | #N/A | #N/A | Thursday | 0 | 0 | #N/A | #N/A |  | #N/A | #N/A
11/21/2019 | 24:00 | #N/A | #N/A | Thursday | 0 | 0 | #N/A | #N/A |  | #N/A | #N/A
11/22/2019 | 1:00 | #N/A | #N/A | Friday | 0 | 0 | #N/A | #N/A |  | #N/A | #N/A
11/22/2019 | 2:00 | #N/A | #N/A | Friday | 0 | 0 | #N/A | #N/A |  | #N/A | #N/A
11/22/2019 | 3:00 | #N/A | #N/A | Friday | 0 | 0 | #N/A | #N/A |  | #N/A | #N/A
11/22/2019 | 4:00 | #N/A | #N/A | Friday | 0 | 0 | #N/A | #N/A |  | #N/A | #N/A
11/22/2019 | 5:00 | #N/A | #N/A | Friday | 0 | 0 | #N/A | #N/A |  | #N/A | #N/A
11/22/2019 | 6:00 | #N/A | #N/A | Friday | 0 | 0 | #N/A | #N/A |  | #N/A | #N/A
11/22/2019 | 7:00 | #N/A | #N/A | Friday | 0 | 0 | #N/A | #N/A |  | #N/A | #N/A
11/22/2019 | 8:00 | #N/A | #N/A | Friday | 0 | 0 | #N/A | #N/A |  | #N/A | #N/A
11/22/2019 | 9:00 | #N/A | #N/A | Friday | 0 | 0 | #N/A | #N/A |  | #N/A | #N/A
11/22/2019 | 10:00 | #N/A | #N/A | Friday | 0 | 0 | #N/A | #N/A |  | #N/A | #N/A
11/22/2019 | 11:00 | #N/A | #N/A | Friday | 0 | 0 | #N/A | #N/A |  | #N/A | #N/A
11/22/2019 | 12:00 | #N/A | #N/A | Friday | 0 | 0 | #N/A | #N/A |  | #N/A | #N/A
11/22/2019 | 13:00 | #N/A | #N/A | Friday | 0 | 0 | #N/A | #N/A |  | #N/A | #N/A
11/22/2019 | 14:00 | #N/A | #N/A | Friday | 0 | 0 | #N/A | #N/A |  | #N/A | #N/A
11/22/2019 | 15:00 | #N/A | #N/A | Friday | 0 | 0 | #N/A | #N/A |  | #N/A | #N/A
11/22/2019 | 16:00 | #N/A | #N/A | Friday | 0 | 0 | #N/A | #N/A |  | #N/A | #N/A
11/22/2019 | 17:00 | #N/A | #N/A | Friday | 0 | 0 | #N/A | #N/A |  | #N/A | #N/A
11/22/2019 | 18:00 | #N/A | #N/A | Friday | 0 | 0 | #N/A | #N/A |  | #N/A | #N/A
11/22/2019 | 19:00 | #N/A | #N/A | Friday | 0 | 0 | #N/A | #N/A |  | #N/A | #N/A
11/22/2019 | 20:00 | #N/A | #N/A | Friday | 0 | 0 | #N/A | #N/A |  | #N/A | #N/A
11/22/2019 | 21:00 | #N/A | #N/A | Friday | 0 | 0 | #N/A | #N/A |  | #N/A | #N/A
11/22/2019 | 22:00 | #N/A | #N/A | Friday | 0 | 0 | #N/A | #N/A |  | #N/A | #N/A
11/22/2019 | 23:00 | #N/A | #N/A | Friday | 0 | 0 | #N/A | #N/A |  | #N/A | #N/A
11/22/2019 | 24:00 | #N/A | #N/A | Friday | 0 | 0 | #N/A | #N/A |  | #N/A | #N/A
11/23/2019 | 1:00 | #N/A | #N/A | Saturday | 0 | 0 | #N/A | #N/A |  | #N/A | #N/A
11/23/2019 | 2:00 | #N/A | #N/A | Saturday | 0 | 0 | #N/A | #N/A |  | #N/A | #N/A
11/23/2019 | 3:00 | #N/A | #N/A | Saturday | 0 | 0 | #N/A | #N/A |  | #N/A | #N/A
11/23/2019 | 4:00 | #N/A | #N/A | Saturday | 0 | 0 | #N/A | #N/A |  | #N/A | #N/A
11/23/2019 | 5:00 | #N/A | #N/A | Saturday | 0 | 0 | #N/A | #N/A |  | #N/A | #N/A
11/23/2019 | 6:00 | #N/A | #N/A | Saturday | 0 | 0 | #N/A | #N/A |  | #N/A | #N/A
11/23/2019 | 7:00 | #N/A | #N/A | Saturday | 0 | 0 | #N/A | #N/A |  | #N/A | #N/A
11/23/2019 | 8:00 | #N/A | #N/A | Saturday | 0 | 0 | #N/A | #N/A |  | #N/A | #N/A
11/23/2019 | 9:00 | #N/A | #N/A | Saturday | 0 | 0 | #N/A | #N/A |  | #N/A | #N/A
11/23/2019 | 10:00 | #N/A | #N/A | Saturday | 0 | 0 | #N/A | #N/A |  | #N/A | #N/A
11/23/2019 | 11:00 | #N/A | #N/A | Saturday | 0 | 0 | #N/A | #N/A |  | #N/A | #N/A
11/23/2019 | 12:00 | #N/A | #N/A | Saturday | 0 | 0 | #N/A | #N/A |  | #N/A | #N/A
11/23/2019 | 13:00 | #N/A | #N/A | Saturday | 0 | 0 | #N/A | #N/A |  | #N/A | #N/A
11/23/2019 | 14:00 | #N/A | #N/A | Saturday | 0 | 0 | #N/A | #N/A |  | #N/A | #N/A
11/23/2019 | 15:00 | #N/A | #N/A | Saturday | 0 | 0 | #N/A | #N/A |  | #N/A | #N/A
11/23/2019 | 16:00 | #N/A | #N/A | Saturday | 0 | 0 | #N/A | #N/A |  | #N/A | #N/A
11/23/2019 | 17:00 | #N/A | #N/A | Saturday | 0 | 0 | #N/A | #N/A |  | #N/A | #N/A
11/23/2019 | 18:00 | #N/A | #N/A | Saturday | 0 | 0 | #N/A | #N/A |  | #N/A | #N/A
11/23/2019 | 19:00 | #N/A | #N/A | Saturday | 0 | 0 | #N/A | #N/A |  | #N/A | #N/A
11/23/2019 | 20:00 | #N/A | #N/A | Saturday | 0 | 0 | #N/A | #N/A |  | #N/A | #N/A
11/23/2019 | 21:00 | #N/A | #N/A | Saturday | 0 | 0 | #N/A | #N/A |  | #N/A | #N/A
11/23/2019 | 22:00 | #N/A | #N/A | Saturday | 0 | 0 | #N/A | #N/A |  | #N/A | #N/A
11/23/2019 | 23:00 | #N/A | #N/A | Saturday | 0 | 0 | #N/A | #N/A |  | #N/A | #N/A
11/23/2019 | 24:00 | #N/A | #N/A | Saturday | 0 | 0 | #N/A | #N/A |  | #N/A | #N/A
11/24/2019 | 1:00 | #N/A | #N/A | Sunday | 0 | 0 | #N/A | #N/A |  | #N/A | #N/A
11/24/2019 | 2:00 | #N/A | #N/A | Sunday | 0 | 0 | #N/A | #N/A |  | #N/A | #N/A
11/24/2019 | 3:00 | #N/A | #N/A | Sunday | 0 | 0 | #N/A | #N/A |  | #N/A | #N/A
11/24/2019 | 4:00 | #N/A | #N/A | Sunday | 0 | 0 | #N/A | #N/A |  | #N/A | #N/A
11/24/2019 | 5:00 | #N/A | #N/A | Sunday | 0 | 0 | #N/A | #N/A |  | #N/A | #N/A
11/24/2019 | 6:00 | #N/A | #N/A | Sunday | 0 | 0 | #N/A | #N/A |  | #N/A | #N/A
11/24/2019 | 7:00 | #N/A | #N/A | Sunday | 0 | 0 | #N/A | #N/A |  | #N/A | #N/A
11/24/2019 | 8:00 | #N/A | #N/A | Sunday | 0 | 0 | #N/A | #N/A |  | #N/A | #N/A
11/24/2019 | 9:00 | #N/A | #N/A | Sunday | 0 | 0 | #N/A | #N/A |  | #N/A | #N/A
11/24/2019 | 10:00 | #N/A | #N/A | Sunday | 0 | 0 | #N/A | #N/A |  | #N/A | #N/A
11/24/2019 | 11:00 | #N/A | #N/A | Sunday | 0 | 0 | #N/A | #N/A |  | #N/A | #N/A
11/24/2019 | 12:00 | #N/A | #N/A | Sunday | 0 | 0 | #N/A | #N/A |  | #N/A | #N/A
11/24/2019 | 13:00 | #N/A | #N/A | Sunday | 0 | 0 | #N/A | #N/A |  | #N/A | #N/A
11/24/2019 | 14:00 | #N/A | #N/A | Sunday | 0 | 0 | #N/A | #N/A |  | #N/A | #N/A
11/24/2019 | 15:00 | #N/A | #N/A | Sunday | 0 | 0 | #N/A | #N/A |  | #N/A | #N/A
11/24/2019 | 16:00 | #N/A | #N/A | Sunday | 0 | 0 | #N/A | #N/A |  | #N/A | #N/A
11/24/2019 | 17:00 | #N/A | #N/A | Sunday | 0 | 0 | #N/A | #N/A |  | #N/A | #N/A
11/24/2019 | 18:00 | #N/A | #N/A | Sunday | 0 | 0 | #N/A | #N/A |  | #N/A | #N/A
11/24/2019 | 19:00 | #N/A | #N/A | Sunday | 0 | 0 | #N/A | #N/A |  | #N/A | #N/A
11/24/2019 | 20:00 | #N/A | #N/A | Sunday | 0 | 0 | #N/A | #N/A |  | #N/A | #N/A
11/24/2019 | 21:00 | #N/A | #N/A | Sunday | 0 | 0 | #N/A | #N/A |  | #N/A | #N/A
11/24/2019 | 22:00 | #N/A | #N/A | Sunday | 0 | 0 | #N/A | #N/A |  | #N/A | #N/A
11/24/2019 | 23:00 | #N/A | #N/A | Sunday | 0 | 0 | #N/A | #N/A |  | #N/A | #N/A
11/24/2019 | 24:00 | #N/A | #N/A | Sunday | 0 | 0 | #N/A | #N/A |  | #N/A | #N/A
11/25/2019 | 1:00 | #N/A | #N/A | Monday | 0 | 0 | #N/A | #N/A |  | #N/A | #N/A
11/25/2019 | 2:00 | #N/A | #N/A | Monday | 0 | 0 | #N/A | #N/A |  | #N/A | #N/A
11/25/2019 | 3:00 | #N/A | #N/A | Monday | 0 | 0 | #N/A | #N/A |  | #N/A | #N/A
11/25/2019 | 4:00 | #N/A | #N/A | Monday | 0 | 0 | #N/A | #N/A |  | #N/A | #N/A
11/25/2019 | 5:00 | #N/A | #N/A | Monday | 0 | 0 | #N/A | #N/A |  | #N/A | #N/A
11/25/2019 | 6:00 | #N/A | #N/A | Monday | 0 | 0 | #N/A | #N/A |  | #N/A | #N/A
11/25/2019 | 7:00 | #N/A | #N/A | Monday | 0 | 0 | #N/A | #N/A |  | #N/A | #N/A
11/25/2019 | 8:00 | #N/A | #N/A | Monday | 0 | 0 | #N/A | #N/A |  | #N/A | #N/A
11/25/2019 | 9:00 | #N/A | #N/A | Monday | 0 | 0 | #N/A | #N/A |  | #N/A | #N/A
11/25/2019 | 10:00 | #N/A | #N/A | Monday | 0 | 0 | #N/A | #N/A |  | #N/A | #N/A
11/25/2019 | 11:00 | #N/A | #N/A | Monday | 0 | 0 | #N/A | #N/A |  | #N/A | #N/A
11/25/2019 | 12:00 | #N/A | #N/A | Monday | 0 | 0 | #N/A | #N/A |  | #N/A | #N/A
11/25/2019 | 13:00 | #N/A | #N/A | Monday | 0 | 0 | #N/A | #N/A |  | #N/A | #N/A
11/25/2019 | 14:00 | #N/A | #N/A | Monday | 0 | 0 | #N/A | #N/A |  | #N/A | #N/A
11/25/2019 | 15:00 | #N/A | #N/A | Monday | 0 | 0 | #N/A | #N/A |  | #N/A | #N/A
11/25/2019 | 16:00 | #N/A | #N/A | Monday | 0 | 0 | #N/A | #N/A |  | #N/A | #N/A
11/25/2019 | 17:00 | #N/A | #N/A | Monday | 0 | 0 | #N/A | #N/A |  | #N/A | #N/A
11/25/2019 | 18:00 | #N/A | #N/A | Monday | 0 | 0 | #N/A | #N/A |  | #N/A | #N/A
11/25/2019 | 19:00 | #N/A | #N/A | Monday | 0 | 0 | #N/A | #N/A |  | #N/A | #N/A
11/25/2019 | 20:00 | #N/A | #N/A | Monday | 0 | 0 | #N/A | #N/A |  | #N/A | #N/A
11/25/2019 | 21:00 | #N/A | #N/A | Monday | 0 | 0 | #N/A | #N/A |  | #N/A | #N/A
11/25/2019 | 22:00 | #N/A | #N/A | Monday | 0 | 0 | #N/A | #N/A |  | #N/A | #N/A
11/25/2019 | 23:00 | #N/A | #N/A | Monday | 0 | 0 | #N/A | #N/A |  | #N/A | #N/A
11/25/2019 | 24:00 | #N/A | #N/A | Monday | 0 | 0 | #N/A | #N/A |  | #N/A | #N/A
11/26/2019 | 1:00 | #N/A | #N/A | Tuesday | 0 | 0 | #N/A | #N/A |  | #N/A | #N/A
11/26/2019 | 2:00 | #N/A | #N/A | Tuesday | 0 | 0 | #N/A | #N/A |  | #N/A | #N/A
11/26/2019 | 3:00 | #N/A | #N/A | Tuesday | 0 | 0 | #N/A | #N/A |  | #N/A | #N/A
11/26/2019 | 4:00 | #N/A | #N/A | Tuesday | 0 | 0 | #N/A | #N/A |  | #N/A | #N/A
11/26/2019 | 5:00 | #N/A | #N/A | Tuesday | 0 | 0 | #N/A | #N/A |  | #N/A | #N/A
11/26/2019 | 6:00 | #N/A | #N/A | Tuesday | 0 | 0 | #N/A | #N/A |  | #N/A | #N/A
11/26/2019 | 7:00 | #N/A | #N/A | Tuesday | 0 | 0 | #N/A | #N/A |  | #N/A | #N/A
11/26/2019 | 8:00 | #N/A | #N/A | Tuesday | 0 | 0 | #N/A | #N/A |  | #N/A | #N/A
11/26/2019 | 9:00 | #N/A | #N/A | Tuesday | 0 | 0 | #N/A | #N/A |  | #N/A | #N/A
11/26/2019 | 10:00 | #N/A | #N/A | Tuesday | 0 | 0 | #N/A | #N/A |  | #N/A | #N/A
11/26/2019 | 11:00 | #N/A | #N/A | Tuesday | 0 | 0 | #N/A | #N/A |  | #N/A | #N/A
11/26/2019 | 12:00 | #N/A | #N/A | Tuesday | 0 | 0 | #N/A | #N/A |  | #N/A | #N/A
11/26/2019 | 13:00 | #N/A | #N/A | Tuesday | 0 | 0 | #N/A | #N/A |  | #N/A | #N/A
11/26/2019 | 14:00 | #N/A | #N/A | Tuesday | 0 | 0 | #N/A | #N/A |  | #N/A | #N/A
11/26/2019 | 15:00 | #N/A | #N/A | Tuesday | 0 | 0 | #N/A | #N/A |  | #N/A | #N/A
11/26/2019 | 16:00 | #N/A | #N/A | Tuesday | 0 | 0 | #N/A | #N/A |  | #N/A | #N/A
11/26/2019 | 17:00 | #N/A | #N/A | Tuesday | 0 | 0 | #N/A | #N/A |  | #N/A | #N/A
11/26/2019 | 18:00 | #N/A | #N/A | Tuesday | 0 | 0 | #N/A | #N/A |  | #N/A | #N/A
11/26/2019 | 19:00 | #N/A | #N/A | Tuesday | 0 | 0 | #N/A | #N/A |  | #N/A | #N/A
11/26/2019 | 20:00 | #N/A | #N/A | Tuesday | 0 | 0 | #N/A | #N/A |  | #N/A | #N/A
11/26/2019 | 21:00 | #N/A | #N/A | Tuesday | 0 | 0 | #N/A | #N/A |  | #N/A | #N/A
11/26/2019 | 22:00 | #N/A | #N/A | Tuesday | 0 | 0 | #N/A | #N/A |  | #N/A | #N/A
11/26/2019 | 23:00 | #N/A | #N/A | Tuesday | 0 | 0 | #N/A | #N/A |  | #N/A | #N/A
11/26/2019 | 24:00 | #N/A | #N/A | Tuesday | 0 | 0 | #N/A | #N/A |  | #N/A | #N/A
11/27/2019 | 1:00 | #N/A | #N/A | Wednesday | 0 | 0 | #N/A | #N/A |  | #N/A | #N/A
11/27/2019 | 2:00 | #N/A | #N/A | Wednesday | 0 | 0 | #N/A | #N/A |  | #N/A | #N/A
11/27/2019 | 3:00 | #N/A | #N/A | Wednesday | 0 | 0 | #N/A | #N/A |  | #N/A | #N/A
11/27/2019 | 4:00 | #N/A | #N/A | Wednesday | 0 | 0 | #N/A | #N/A |  | #N/A | #N/A
11/27/2019 | 5:00 | #N/A | #N/A | Wednesday | 0 | 0 | #N/A | #N/A |  | #N/A | #N/A
11/27/2019 | 6:00 | #N/A | #N/A | Wednesday | 0 | 0 | #N/A | #N/A |  | #N/A | #N/A
11/27/2019 | 7:00 | #N/A | #N/A | Wednesday | 0 | 0 | #N/A | #N/A |  | #N/A | #N/A
11/27/2019 | 8:00 | #N/A | #N/A | Wednesday | 0 | 0 | #N/A | #N/A |  | #N/A | #N/A
11/27/2019 | 9:00 | #N/A | #N/A | Wednesday | 0 | 0 | #N/A | #N/A |  | #N/A | #N/A
11/27/2019 | 10:00 | #N/A | #N/A | Wednesday | 0 | 0 | #N/A | #N/A |  | #N/A | #N/A
11/27/2019 | 11:00 | #N/A | #N/A | Wednesday | 0 | 0 | #N/A | #N/A |  | #N/A | #N/A
11/27/2019 | 12:00 | #N/A | #N/A | Wednesday | 0 | 0 | #N/A | #N/A |  | #N/A | #N/A
11/27/2019 | 13:00 | #N/A | #N/A | Wednesday | 0 | 0 | #N/A | #N/A |  | #N/A | #N/A
11/27/2019 | 14:00 | #N/A | #N/A | Wednesday | 0 | 0 | #N/A | #N/A |  | #N/A | #N/A
11/27/2019 | 15:00 | #N/A | #N/A | Wednesday | 0 | 0 | #N/A | #N/A |  | #N/A | #N/A
11/27/2019 | 16:00 | #N/A | #N/A | Wednesday | 0 | 0 | #N/A | #N/A |  | #N/A | #N/A
11/27/2019 | 17:00 | #N/A | #N/A | Wednesday | 0 | 0 | #N/A | #N/A |  | #N/A | #N/A
11/27/2019 | 18:00 | #N/A | #N/A | Wednesday | 0 | 0 | #N/A | #N/A |  | #N/A | #N/A
11/27/2019 | 19:00 | #N/A | #N/A | Wednesday | 0 | 0 | #N/A | #N/A |  | #N/A | #N/A
11/27/2019 | 20:00 | #N/A | #N/A | Wednesday | 0 | 0 | #N/A | #N/A |  | #N/A | #N/A
11/27/2019 | 21:00 | #N/A | #N/A | Wednesday | 0 | 0 | #N/A | #N/A |  | #N/A | #N/A
11/27/2019 | 22:00 | #N/A | #N/A | Wednesday | 0 | 0 | #N/A | #N/A |  | #N/A | #N/A
11/27/2019 | 23:00 | #N/A | #N/A | Wednesday | 0 | 0 | #N/A | #N/A |  | #N/A | #N/A
11/27/2019 | 24:00 | #N/A | #N/A | Wednesday | 0 | 0 | #N/A | #N/A |  | #N/A | #N/A
11/28/2019 | 1:00 | #N/A | #N/A | Thursday | 0 | 0 | #N/A | #N/A |  | #N/A | #N/A
11/28/2019 | 2:00 | #N/A | #N/A | Thursday | 0 | 0 | #N/A | #N/A |  | #N/A | #N/A
11/28/2019 | 3:00 | #N/A | #N/A | Thursday | 0 | 0 | #N/A | #N/A |  | #N/A | #N/A
11/28/2019 | 4:00 | #N/A | #N/A | Thursday | 0 | 0 | #N/A | #N/A |  | #N/A | #N/A
11/28/2019 | 5:00 | #N/A | #N/A | Thursday | 0 | 0 | #N/A | #N/A |  | #N/A | #N/A
11/28/2019 | 6:00 | #N/A | #N/A | Thursday | 0 | 0 | #N/A | #N/A |  | #N/A | #N/A
11/28/2019 | 7:00 | #N/A | #N/A | Thursday | 0 | 0 | #N/A | #N/A |  | #N/A | #N/A
11/28/2019 | 8:00 | #N/A | #N/A | Thursday | 0 | 0 | #N/A | #N/A |  | #N/A | #N/A
11/28/2019 | 9:00 | #N/A | #N/A | Thursday | 0 | 0 | #N/A | #N/A |  | #N/A | #N/A
11/28/2019 | 10:00 | #N/A | #N/A | Thursday | 0 | 0 | #N/A | #N/A |  | #N/A | #N/A
11/28/2019 | 11:00 | #N/A | #N/A | Thursday | 0 | 0 | #N/A | #N/A |  | #N/A | #N/A
11/28/2019 | 12:00 | #N/A | #N/A | Thursday | 0 | 0 | #N/A | #N/A |  | #N/A | #N/A
11/28/2019 | 13:00 | #N/A | #N/A | Thursday | 0 | 0 | #N/A | #N/A |  | #N/A | #N/A
11/28/2019 | 14:00 | #N/A | #N/A | Thursday | 0 | 0 | #N/A | #N/A |  | #N/A | #N/A
11/28/2019 | 15:00 | #N/A | #N/A | Thursday | 0 | 0 | #N/A | #N/A |  | #N/A | #N/A
11/28/2019 | 16:00 | #N/A | #N/A | Thursday | 0 | 0 | #N/A | #N/A |  | #N/A | #N/A
11/28/2019 | 17:00 | #N/A | #N/A | Thursday | 0 | 0 | #N/A | #N/A |  | #N/A | #N/A
11/28/2019 | 18:00 | #N/A | #N/A | Thursday | 0 | 0 | #N/A | #N/A |  | #N/A | #N/A
11/28/2019 | 19:00 | #N/A | #N/A | Thursday | 0 | 0 | #N/A | #N/A |  | #N/A | #N/A
11/28/2019 | 20:00 | #N/A | #N/A | Thursday | 0 | 0 | #N/A | #N/A |  | #N/A | #N/A
11/28/2019 | 21:00 | #N/A | #N/A | Thursday | 0 | 0 | #N/A | #N/A |  | #N/A | #N/A
11/28/2019 | 22:00 | #N/A | #N/A | Thursday | 0 | 0 | #N/A | #N/A |  | #N/A | #N/A
11/28/2019 | 23:00 | #N/A | #N/A | Thursday | 0 | 0 | #N/A | #N/A |  | #N/A | #N/A
11/28/2019 | 24:00 | #N/A | #N/A | Thursday | 0 | 0 | #N/A | #N/A |  | #N/A | #N/A
11/29/2019 | 1:00 | #N/A | #N/A | Friday | 0 | 0 | #N/A | #N/A |  | #N/A | #N/A
11/29/2019 | 2:00 | #N/A | #N/A | Friday | 0 | 0 | #N/A | #N/A |  | #N/A | #N/A
11/29/2019 | 3:00 | #N/A | #N/A | Friday | 0 | 0 | #N/A | #N/A |  | #N/A | #N/A
11/29/2019 | 4:00 | #N/A | #N/A | Friday | 0 | 0 | #N/A | #N/A |  | #N/A | #N/A
11/29/2019 | 5:00 | #N/A | #N/A | Friday | 0 | 0 | #N/A | #N/A |  | #N/A | #N/A
11/29/2019 | 6:00 | #N/A | #N/A | Friday | 0 | 0 | #N/A | #N/A |  | #N/A | #N/A
11/29/2019 | 7:00 | #N/A | #N/A | Friday | 0 | 0 | #N/A | #N/A |  | #N/A | #N/A
11/29/2019 | 8:00 | #N/A | #N/A | Friday | 0 | 0 | #N/A | #N/A |  | #N/A | #N/A
11/29/2019 | 9:00 | #N/A | #N/A | Friday | 0 | 0 | #N/A | #N/A |  | #N/A | #N/A
11/29/2019 | 10:00 | #N/A | #N/A | Friday | 0 | 0 | #N/A | #N/A |  | #N/A | #N/A
11/29/2019 | 11:00 | #N/A | #N/A | Friday | 0 | 0 | #N/A | #N/A |  | #N/A | #N/A
11/29/2019 | 12:00 | #N/A | #N/A | Friday | 0 | 0 | #N/A | #N/A |  | #N/A | #N/A
11/29/2019 | 13:00 | #N/A | #N/A | Friday | 0 | 0 | #N/A | #N/A |  | #N/A | #N/A
11/29/2019 | 14:00 | #N/A | #N/A | Friday | 0 | 0 | #N/A | #N/A |  | #N/A | #N/A
11/29/2019 | 15:00 | #N/A | #N/A | Friday | 0 | 0 | #N/A | #N/A |  | #N/A | #N/A
11/29/2019 | 16:00 | #N/A | #N/A | Friday | 0 | 0 | #N/A | #N/A |  | #N/A | #N/A
11/29/2019 | 17:00 | #N/A | #N/A | Friday | 0 | 0 | #N/A | #N/A |  | #N/A | #N/A
11/29/2019 | 18:00 | #N/A | #N/A | Friday | 0 | 0 | #N/A | #N/A |  | #N/A | #N/A
11/29/2019 | 19:00 | #N/A | #N/A | Friday | 0 | 0 | #N/A | #N/A |  | #N/A | #N/A
11/29/2019 | 20:00 | #N/A | #N/A | Friday | 0 | 0 | #N/A | #N/A |  | #N/A | #N/A
11/29/2019 | 21:00 | #N/A | #N/A | Friday | 0 | 0 | #N/A | #N/A |  | #N/A | #N/A
11/29/2019 | 22:00 | #N/A | #N/A | Friday | 0 | 0 | #N/A | #N/A |  | #N/A | #N/A
11/29/2019 | 23:00 | #N/A | #N/A | Friday | 0 | 0 | #N/A | #N/A |  | #N/A | #N/A
11/29/2019 | 24:00 | #N/A | #N/A | Friday | 0 | 0 | #N/A | #N/A |  | #N/A | #N/A
11/30/2019 | 1:00 | #N/A | #N/A | Saturday | 0 | 0 | #N/A | #N/A |  | #N/A | #N/A
11/30/2019 | 2:00 | #N/A | #N/A | Saturday | 0 | 0 | #N/A | #N/A |  | #N/A | #N/A
11/30/2019 | 3:00 | #N/A | #N/A | Saturday | 0 | 0 | #N/A | #N/A |  | #N/A | #N/A
11/30/2019 | 4:00 | #N/A | #N/A | Saturday | 0 | 0 | #N/A | #N/A |  | #N/A | #N/A
11/30/2019 | 5:00 | #N/A | #N/A | Saturday | 0 | 0 | #N/A | #N/A |  | #N/A | #N/A
11/30/2019 | 6:00 | #N/A | #N/A | Saturday | 0 | 0 | #N/A | #N/A |  | #N/A | #N/A
11/30/2019 | 7:00 | #N/A | #N/A | Saturday | 0 | 0 | #N/A | #N/A |  | #N/A | #N/A
11/30/2019 | 8:00 | #N/A | #N/A | Saturday | 0 | 0 | #N/A | #N/A |  | #N/A | #N/A
11/30/2019 | 9:00 | #N/A | #N/A | Saturday | 0 | 0 | #N/A | #N/A |  | #N/A | #N/A
11/30/2019 | 10:00 | #N/A | #N/A | Saturday | 0 | 0 | #N/A | #N/A |  | #N/A | #N/A
11/30/2019 | 11:00 | #N/A | #N/A | Saturday | 0 | 0 | #N/A | #N/A |  | #N/A | #N/A
11/30/2019 | 12:00 | #N/A | #N/A | Saturday | 0 | 0 | #N/A | #N/A |  | #N/A | #N/A
11/30/2019 | 13:00 | #N/A | #N/A | Saturday | 0 | 0 | #N/A | #N/A |  | #N/A | #N/A
11/30/2019 | 14:00 | #N/A | #N/A | Saturday | 0 | 0 | #N/A | #N/A |  | #N/A | #N/A
11/30/2019 | 15:00 | #N/A | #N/A | Saturday | 0 | 0 | #N/A | #N/A |  | #N/A | #N/A
11/30/2019 | 16:00 | #N/A | #N/A | Saturday | 0 | 0 | #N/A | #N/A |  | #N/A | #N/A
11/30/2019 | 17:00 | #N/A | #N/A | Saturday | 0 | 0 | #N/A | #N/A |  | #N/A | #N/A
11/30/2019 | 18:00 | #N/A | #N/A | Saturday | 0 | 0 | #N/A | #N/A |  | #N/A | #N/A
11/30/2019 | 19:00 | #N/A | #N/A | Saturday | 0 | 0 | #N/A | #N/A |  | #N/A | #N/A
11/30/2019 | 20:00 | #N/A | #N/A | Saturday | 0 | 0 | #N/A | #N/A |  | #N/A | #N/A
11/30/2019 | 21:00 | #N/A | #N/A | Saturday | 0 | 0 | #N/A | #N/A |  | #N/A | #N/A
11/30/2019 | 22:00 | #N/A | #N/A | Saturday | 0 | 0 | #N/A | #N/A |  | #N/A | #N/A
11/30/2019 | 23:00 | #N/A | #N/A | Saturday | 0 | 0 | #N/A | #N/A |  | #N/A | #N/A
11/30/2019 | 24:00 | #N/A | #N/A | Saturday | 0 | 0 | #N/A | #N/A |  | #N/A | #N/A
12/1/2019 | 1:00 | #N/A | #N/A | Sunday | 0 | 0 | #N/A | #N/A |  | #N/A | #N/A
12/1/2019 | 2:00 | #N/A | #N/A | Sunday | 0 | 0 | #N/A | #N/A |  | #N/A | #N/A
12/1/2019 | 3:00 | #N/A | #N/A | Sunday | 0 | 0 | #N/A | #N/A |  | #N/A | #N/A
12/1/2019 | 4:00 | #N/A | #N/A | Sunday | 0 | 0 | #N/A | #N/A |  | #N/A | #N/A
12/1/2019 | 5:00 | #N/A | #N/A | Sunday | 0 | 0 | #N/A | #N/A |  | #N/A | #N/A
12/1/2019 | 6:00 | #N/A | #N/A | Sunday | 0 | 0 | #N/A | #N/A |  | #N/A | #N/A
12/1/2019 | 7:00 | #N/A | #N/A | Sunday | 0 | 0 | #N/A | #N/A |  | #N/A | #N/A
12/1/2019 | 8:00 | #N/A | #N/A | Sunday | 0 | 0 | #N/A | #N/A |  | #N/A | #N/A
12/1/2019 | 9:00 | #N/A | #N/A | Sunday | 0 | 0 | #N/A | #N/A |  | #N/A | #N/A
12/1/2019 | 10:00 | #N/A | #N/A | Sunday | 0 | 0 | #N/A | #N/A |  | #N/A | #N/A
12/1/2019 | 11:00 | #N/A | #N/A | Sunday | 0 | 0 | #N/A | #N/A |  | #N/A | #N/A
12/1/2019 | 12:00 | #N/A | #N/A | Sunday | 0 | 0 | #N/A | #N/A |  | #N/A | #N/A
12/1/2019 | 13:00 | #N/A | #N/A | Sunday | 0 | 0 | #N/A | #N/A |  | #N/A | #N/A
12/1/2019 | 14:00 | #N/A | #N/A | Sunday | 0 | 0 | #N/A | #N/A |  | #N/A | #N/A
12/1/2019 | 15:00 | #N/A | #N/A | Sunday | 0 | 0 | #N/A | #N/A |  | #N/A | #N/A
12/1/2019 | 16:00 | #N/A | #N/A | Sunday | 0 | 0 | #N/A | #N/A |  | #N/A | #N/A
12/1/2019 | 17:00 | #N/A | #N/A | Sunday | 0 | 0 | #N/A | #N/A |  | #N/A | #N/A
12/1/2019 | 18:00 | #N/A | #N/A | Sunday | 0 | 0 | #N/A | #N/A |  | #N/A | #N/A
12/1/2019 | 19:00 | #N/A | #N/A | Sunday | 0 | 0 | #N/A | #N/A |  | #N/A | #N/A
12/1/2019 | 20:00 | #N/A | #N/A | Sunday | 0 | 0 | #N/A | #N/A |  | #N/A | #N/A
12/1/2019 | 21:00 | #N/A | #N/A | Sunday | 0 | 0 | #N/A | #N/A |  | #N/A | #N/A
12/1/2019 | 22:00 | #N/A | #N/A | Sunday | 0 | 0 | #N/A | #N/A |  | #N/A | #N/A
12/1/2019 | 23:00 | #N/A | #N/A | Sunday | 0 | 0 | #N/A | #N/A |  | #N/A | #N/A
12/1/2019 | 24:00 | #N/A | #N/A | Sunday | 0 | 0 | #N/A | #N/A |  | #N/A | #N/A
12/2/2019 | 1:00 | #N/A | #N/A | Monday | 0 | 0 | #N/A | #N/A |  | #N/A | #N/A
12/2/2019 | 2:00 | #N/A | #N/A | Monday | 0 | 0 | #N/A | #N/A |  | #N/A | #N/A
12/2/2019 | 3:00 | #N/A | #N/A | Monday | 0 | 0 | #N/A | #N/A |  | #N/A | #N/A
12/2/2019 | 4:00 | #N/A | #N/A | Monday | 0 | 0 | #N/A | #N/A |  | #N/A | #N/A
12/2/2019 | 5:00 | #N/A | #N/A | Monday | 0 | 0 | #N/A | #N/A |  | #N/A | #N/A
12/2/2019 | 6:00 | #N/A | #N/A | Monday | 0 | 0 | #N/A | #N/A |  | #N/A | #N/A
12/2/2019 | 7:00 | #N/A | #N/A | Monday | 0 | 0 | #N/A | #N/A |  | #N/A | #N/A
12/2/2019 | 8:00 | #N/A | #N/A | Monday | 0 | 0 | #N/A | #N/A |  | #N/A | #N/A
12/2/2019 | 9:00 | #N/A | #N/A | Monday | 0 | 0 | #N/A | #N/A |  | #N/A | #N/A
12/2/2019 | 10:00 | #N/A | #N/A | Monday | 0 | 0 | #N/A | #N/A |  | #N/A | #N/A
12/2/2019 | 11:00 | #N/A | #N/A | Monday | 0 | 0 | #N/A | #N/A |  | #N/A | #N/A
12/2/2019 | 12:00 | #N/A | #N/A | Monday | 0 | 0 | #N/A | #N/A |  | #N/A | #N/A
12/2/2019 | 13:00 | #N/A | #N/A | Monday | 0 | 0 | #N/A | #N/A |  | #N/A | #N/A
12/2/2019 | 14:00 | #N/A | #N/A | Monday | 0 | 0 | #N/A | #N/A |  | #N/A | #N/A
12/2/2019 | 15:00 | #N/A | #N/A | Monday | 0 | 0 | #N/A | #N/A |  | #N/A | #N/A
12/2/2019 | 16:00 | #N/A | #N/A | Monday | 0 | 0 | #N/A | #N/A |  | #N/A | #N/A
12/2/2019 | 17:00 | #N/A | #N/A | Monday | 0 | 0 | #N/A | #N/A |  | #N/A | #N/A
12/2/2019 | 18:00 | #N/A | #N/A | Monday | 0 | 0 | #N/A | #N/A |  | #N/A | #N/A
12/2/2019 | 19:00 | #N/A | #N/A | Monday | 0 | 0 | #N/A | #N/A |  | #N/A | #N/A
12/2/2019 | 20:00 | #N/A | #N/A | Monday | 0 | 0 | #N/A | #N/A |  | #N/A | #N/A
12/2/2019 | 21:00 | #N/A | #N/A | Monday | 0 | 0 | #N/A | #N/A |  | #N/A | #N/A
12/2/2019 | 22:00 | #N/A | #N/A | Monday | 0 | 0 | #N/A | #N/A |  | #N/A | #N/A
12/2/2019 | 23:00 | #N/A | #N/A | Monday | 0 | 0 | #N/A | #N/A |  | #N/A | #N/A
12/2/2019 | 24:00 | #N/A | #N/A | Monday | 0 | 0 | #N/A | #N/A |  | #N/A | #N/A
12/3/2019 | 1:00 | #N/A | #N/A | Tuesday | 0 | 0 | #N/A | #N/A |  | #N/A | #N/A
12/3/2019 | 2:00 | #N/A | #N/A | Tuesday | 0 | 0 | #N/A | #N/A |  | #N/A | #N/A
12/3/2019 | 3:00 | #N/A | #N/A | Tuesday | 0 | 0 | #N/A | #N/A |  | #N/A | #N/A
12/3/2019 | 4:00 | #N/A | #N/A | Tuesday | 0 | 0 | #N/A | #N/A |  | #N/A | #N/A
12/3/2019 | 5:00 | #N/A | #N/A | Tuesday | 0 | 0 | #N/A | #N/A |  | #N/A | #N/A
12/3/2019 | 6:00 | #N/A | #N/A | Tuesday | 0 | 0 | #N/A | #N/A |  | #N/A | #N/A
12/3/2019 | 7:00 | #N/A | #N/A | Tuesday | 0 | 0 | #N/A | #N/A |  | #N/A | #N/A
12/3/2019 | 8:00 | #N/A | #N/A | Tuesday | 0 | 0 | #N/A | #N/A |  | #N/A | #N/A
12/3/2019 | 9:00 | #N/A | #N/A | Tuesday | 0 | 0 | #N/A | #N/A |  | #N/A | #N/A
12/3/2019 | 10:00 | #N/A | #N/A | Tuesday | 0 | 0 | #N/A | #N/A |  | #N/A | #N/A
12/3/2019 | 11:00 | #N/A | #N/A | Tuesday | 0 | 0 | #N/A | #N/A |  | #N/A | #N/A
12/3/2019 | 12:00 | #N/A | #N/A | Tuesday | 0 | 0 | #N/A | #N/A |  | #N/A | #N/A
12/3/2019 | 13:00 | #N/A | #N/A | Tuesday | 0 | 0 | #N/A | #N/A |  | #N/A | #N/A
12/3/2019 | 14:00 | #N/A | #N/A | Tuesday | 0 | 0 | #N/A | #N/A |  | #N/A | #N/A
12/3/2019 | 15:00 | #N/A | #N/A | Tuesday | 0 | 0 | #N/A | #N/A |  | #N/A | #N/A
12/3/2019 | 16:00 | #N/A | #N/A | Tuesday | 0 | 0 | #N/A | #N/A |  | #N/A | #N/A
12/3/2019 | 17:00 | #N/A | #N/A | Tuesday | 0 | 0 | #N/A | #N/A |  | #N/A | #N/A
12/3/2019 | 18:00 | #N/A | #N/A | Tuesday | 0 | 0 | #N/A | #N/A |  | #N/A | #N/A
12/3/2019 | 19:00 | #N/A | #N/A | Tuesday | 0 | 0 | #N/A | #N/A |  | #N/A | #N/A
12/3/2019 | 20:00 | #N/A | #N/A | Tuesday | 0 | 0 | #N/A | #N/A |  | #N/A | #N/A
12/3/2019 | 21:00 | #N/A | #N/A | Tuesday | 0 | 0 | #N/A | #N/A |  | #N/A | #N/A
12/3/2019 | 22:00 | #N/A | #N/A | Tuesday | 0 | 0 | #N/A | #N/A |  | #N/A | #N/A
12/3/2019 | 23:00 | #N/A | #N/A | Tuesday | 0 | 0 | #N/A | #N/A |  | #N/A | #N/A
12/3/2019 | 24:00 | #N/A | #N/A | Tuesday | 0 | 0 | #N/A | #N/A |  | #N/A | #N/A
12/4/2019 | 1:00 | #N/A | #N/A | Wednesday | 0 | 0 | #N/A | #N/A |  | #N/A | #N/A
12/4/2019 | 2:00 | #N/A | #N/A | Wednesday | 0 | 0 | #N/A | #N/A |  | #N/A | #N/A
12/4/2019 | 3:00 | #N/A | #N/A | Wednesday | 0 | 0 | #N/A | #N/A |  | #N/A | #N/A
12/4/2019 | 4:00 | #N/A | #N/A | Wednesday | 0 | 0 | #N/A | #N/A |  | #N/A | #N/A
12/4/2019 | 5:00 | #N/A | #N/A | Wednesday | 0 | 0 | #N/A | #N/A |  | #N/A | #N/A
12/4/2019 | 6:00 | #N/A | #N/A | Wednesday | 0 | 0 | #N/A | #N/A |  | #N/A | #N/A
12/4/2019 | 7:00 | #N/A | #N/A | Wednesday | 0 | 0 | #N/A | #N/A |  | #N/A | #N/A
12/4/2019 | 8:00 | #N/A | #N/A | Wednesday | 0 | 0 | #N/A | #N/A |  | #N/A | #N/A
12/4/2019 | 9:00 | #N/A | #N/A | Wednesday | 0 | 0 | #N/A | #N/A |  | #N/A | #N/A
12/4/2019 | 10:00 | #N/A | #N/A | Wednesday | 0 | 0 | #N/A | #N/A |  | #N/A | #N/A
12/4/2019 | 11:00 | #N/A | #N/A | Wednesday | 0 | 0 | #N/A | #N/A |  | #N/A | #N/A
12/4/2019 | 12:00 | #N/A | #N/A | Wednesday | 0 | 0 | #N/A | #N/A |  | #N/A | #N/A
12/4/2019 | 13:00 | #N/A | #N/A | Wednesday | 0 | 0 | #N/A | #N/A |  | #N/A | #N/A
12/4/2019 | 14:00 | #N/A | #N/A | Wednesday | 0 | 0 | #N/A | #N/A |  | #N/A | #N/A
12/4/2019 | 15:00 | #N/A | #N/A | Wednesday | 0 | 0 | #N/A | #N/A |  | #N/A | #N/A
12/4/2019 | 16:00 | #N/A | #N/A | Wednesday | 0 | 0 | #N/A | #N/A |  | #N/A | #N/A
12/4/2019 | 17:00 | #N/A | #N/A | Wednesday | 0 | 0 | #N/A | #N/A |  | #N/A | #N/A
12/4/2019 | 18:00 | #N/A | #N/A | Wednesday | 0 | 0 | #N/A | #N/A |  | #N/A | #N/A
12/4/2019 | 19:00 | #N/A | #N/A | Wednesday | 0 | 0 | #N/A | #N/A |  | #N/A | #N/A
12/4/2019 | 20:00 | #N/A | #N/A | Wednesday | 0 | 0 | #N/A | #N/A |  | #N/A | #N/A
12/4/2019 | 21:00 | #N/A | #N/A | Wednesday | 0 | 0 | #N/A | #N/A |  | #N/A | #N/A
12/4/2019 | 22:00 | #N/A | #N/A | Wednesday | 0 | 0 | #N/A | #N/A |  | #N/A | #N/A
12/4/2019 | 23:00 | #N/A | #N/A | Wednesday | 0 | 0 | #N/A | #N/A |  | #N/A | #N/A
12/4/2019 | 24:00 | #N/A | #N/A | Wednesday | 0 | 0 | #N/A | #N/A |  | #N/A | #N/A
12/5/2019 | 1:00 | #N/A | #N/A | Thursday | 0 | 0 | #N/A | #N/A |  | #N/A | #N/A
12/5/2019 | 2:00 | #N/A | #N/A | Thursday | 0 | 0 | #N/A | #N/A |  | #N/A | #N/A
12/5/2019 | 3:00 | #N/A | #N/A | Thursday | 0 | 0 | #N/A | #N/A |  | #N/A | #N/A
12/5/2019 | 4:00 | #N/A | #N/A | Thursday | 0 | 0 | #N/A | #N/A |  | #N/A | #N/A
12/5/2019 | 5:00 | #N/A | #N/A | Thursday | 0 | 0 | #N/A | #N/A |  | #N/A | #N/A
12/5/2019 | 6:00 | #N/A | #N/A | Thursday | 0 | 0 | #N/A | #N/A |  | #N/A | #N/A
12/5/2019 | 7:00 | #N/A | #N/A | Thursday | 0 | 0 | #N/A | #N/A |  | #N/A | #N/A
12/5/2019 | 8:00 | #N/A | #N/A | Thursday | 0 | 0 | #N/A | #N/A |  | #N/A | #N/A
12/5/2019 | 9:00 | #N/A | #N/A | Thursday | 0 | 0 | #N/A | #N/A |  | #N/A | #N/A
12/5/2019 | 10:00 | #N/A | #N/A | Thursday | 0 | 0 | #N/A | #N/A |  | #N/A | #N/A
12/5/2019 | 11:00 | #N/A | #N/A | Thursday | 0 | 0 | #N/A | #N/A |  | #N/A | #N/A
12/5/2019 | 12:00 | #N/A | #N/A | Thursday | 0 | 0 | #N/A | #N/A |  | #N/A | #N/A
12/5/2019 | 13:00 | #N/A | #N/A | Thursday | 0 | 0 | #N/A | #N/A |  | #N/A | #N/A
12/5/2019 | 14:00 | #N/A | #N/A | Thursday | 0 | 0 | #N/A | #N/A |  | #N/A | #N/A
12/5/2019 | 15:00 | #N/A | #N/A | Thursday | 0 | 0 | #N/A | #N/A |  | #N/A | #N/A
12/5/2019 | 16:00 | #N/A | #N/A | Thursday | 0 | 0 | #N/A | #N/A |  | #N/A | #N/A
12/5/2019 | 17:00 | #N/A | #N/A | Thursday | 0 | 0 | #N/A | #N/A |  | #N/A | #N/A
12/5/2019 | 18:00 | #N/A | #N/A | Thursday | 0 | 0 | #N/A | #N/A |  | #N/A | #N/A
12/5/2019 | 19:00 | #N/A | #N/A | Thursday | 0 | 0 | #N/A | #N/A |  | #N/A | #N/A
12/5/2019 | 20:00 | #N/A | #N/A | Thursday | 0 | 0 | #N/A | #N/A |  | #N/A | #N/A
12/5/2019 | 21:00 | #N/A | #N/A | Thursday | 0 | 0 | #N/A | #N/A |  | #N/A | #N/A
12/5/2019 | 22:00 | #N/A | #N/A | Thursday | 0 | 0 | #N/A | #N/A |  | #N/A | #N/A
12/5/2019 | 23:00 | #N/A | #N/A | Thursday | 0 | 0 | #N/A | #N/A |  | #N/A | #N/A
12/5/2019 | 24:00 | #N/A | #N/A | Thursday | 0 | 0 | #N/A | #N/A |  | #N/A | #N/A
12/6/2019 | 1:00 | #N/A | #N/A | Friday | 0 | 0 | #N/A | #N/A |  | #N/A | #N/A
12/6/2019 | 2:00 | #N/A | #N/A | Friday | 0 | 0 | #N/A | #N/A |  | #N/A | #N/A
12/6/2019 | 3:00 | #N/A | #N/A | Friday | 0 | 0 | #N/A | #N/A |  | #N/A | #N/A
12/6/2019 | 4:00 | #N/A | #N/A | Friday | 0 | 0 | #N/A | #N/A |  | #N/A | #N/A
12/6/2019 | 5:00 | #N/A | #N/A | Friday | 0 | 0 | #N/A | #N/A |  | #N/A | #N/A
12/6/2019 | 6:00 | #N/A | #N/A | Friday | 0 | 0 | #N/A | #N/A |  | #N/A | #N/A
12/6/2019 | 7:00 | #N/A | #N/A | Friday | 0 | 0 | #N/A | #N/A |  | #N/A | #N/A
12/6/2019 | 8:00 | #N/A | #N/A | Friday | 0 | 0 | #N/A | #N/A |  | #N/A | #N/A
12/6/2019 | 9:00 | #N/A | #N/A | Friday | 0 | 0 | #N/A | #N/A |  | #N/A | #N/A
12/6/2019 | 10:00 | #N/A | #N/A | Friday | 0 | 0 | #N/A | #N/A |  | #N/A | #N/A
12/6/2019 | 11:00 | #N/A | #N/A | Friday | 0 | 0 | #N/A | #N/A |  | #N/A | #N/A
12/6/2019 | 12:00 | #N/A | #N/A | Friday | 0 | 0 | #N/A | #N/A |  | #N/A | #N/A
12/6/2019 | 13:00 | #N/A | #N/A | Friday | 0 | 0 | #N/A | #N/A |  | #N/A | #N/A
12/6/2019 | 14:00 | #N/A | #N/A | Friday | 0 | 0 | #N/A | #N/A |  | #N/A | #N/A
12/6/2019 | 15:00 | #N/A | #N/A | Friday | 0 | 0 | #N/A | #N/A |  | #N/A | #N/A
12/6/2019 | 16:00 | #N/A | #N/A | Friday | 0 | 0 | #N/A | #N/A |  | #N/A | #N/A
12/6/2019 | 17:00 | #N/A | #N/A | Friday | 0 | 0 | #N/A | #N/A |  | #N/A | #N/A
12/6/2019 | 18:00 | #N/A | #N/A | Friday | 0 | 0 | #N/A | #N/A |  | #N/A | #N/A
12/6/2019 | 19:00 | #N/A | #N/A | Friday | 0 | 0 | #N/A | #N/A |  | #N/A | #N/A
12/6/2019 | 20:00 | #N/A | #N/A | Friday | 0 | 0 | #N/A | #N/A |  | #N/A | #N/A
12/6/2019 | 21:00 | #N/A | #N/A | Friday | 0 | 0 | #N/A | #N/A |  | #N/A | #N/A
12/6/2019 | 22:00 | #N/A | #N/A | Friday | 0 | 0 | #N/A | #N/A |  | #N/A | #N/A
12/6/2019 | 23:00 | #N/A | #N/A | Friday | 0 | 0 | #N/A | #N/A |  | #N/A | #N/A
12/6/2019 | 24:00 | #N/A | #N/A | Friday | 0 | 0 | #N/A | #N/A |  | #N/A | #N/A
12/7/2019 | 1:00 | #N/A | #N/A | Saturday | 0 | 0 | #N/A | #N/A |  | #N/A | #N/A
12/7/2019 | 2:00 | #N/A | #N/A | Saturday | 0 | 0 | #N/A | #N/A |  | #N/A | #N/A
12/7/2019 | 3:00 | #N/A | #N/A | Saturday | 0 | 0 | #N/A | #N/A |  | #N/A | #N/A
12/7/2019 | 4:00 | #N/A | #N/A | Saturday | 0 | 0 | #N/A | #N/A |  | #N/A | #N/A
12/7/2019 | 5:00 | #N/A | #N/A | Saturday | 0 | 0 | #N/A | #N/A |  | #N/A | #N/A
12/7/2019 | 6:00 | #N/A | #N/A | Saturday | 0 | 0 | #N/A | #N/A |  | #N/A | #N/A
12/7/2019 | 7:00 | #N/A | #N/A | Saturday | 0 | 0 | #N/A | #N/A |  | #N/A | #N/A
12/7/2019 | 8:00 | #N/A | #N/A | Saturday | 0 | 0 | #N/A | #N/A |  | #N/A | #N/A
12/7/2019 | 9:00 | #N/A | #N/A | Saturday | 0 | 0 | #N/A | #N/A |  | #N/A | #N/A
12/7/2019 | 10:00 | #N/A | #N/A | Saturday | 0 | 0 | #N/A | #N/A |  | #N/A | #N/A
12/7/2019 | 11:00 | #N/A | #N/A | Saturday | 0 | 0 | #N/A | #N/A |  | #N/A | #N/A
12/7/2019 | 12:00 | #N/A | #N/A | Saturday | 0 | 0 | #N/A | #N/A |  | #N/A | #N/A
12/7/2019 | 13:00 | #N/A | #N/A | Saturday | 0 | 0 | #N/A | #N/A |  | #N/A | #N/A
12/7/2019 | 14:00 | #N/A | #N/A | Saturday | 0 | 0 | #N/A | #N/A |  | #N/A | #N/A
12/7/2019 | 15:00 | #N/A | #N/A | Saturday | 0 | 0 | #N/A | #N/A |  | #N/A | #N/A
12/7/2019 | 16:00 | #N/A | #N/A | Saturday | 0 | 0 | #N/A | #N/A |  | #N/A | #N/A
12/7/2019 | 17:00 | #N/A | #N/A | Saturday | 0 | 0 | #N/A | #N/A |  | #N/A | #N/A
12/7/2019 | 18:00 | #N/A | #N/A | Saturday | 0 | 0 | #N/A | #N/A |  | #N/A | #N/A
12/7/2019 | 19:00 | #N/A | #N/A | Saturday | 0 | 0 | #N/A | #N/A |  | #N/A | #N/A
12/7/2019 | 20:00 | #N/A | #N/A | Saturday | 0 | 0 | #N/A | #N/A |  | #N/A | #N/A
12/7/2019 | 21:00 | #N/A | #N/A | Saturday | 0 | 0 | #N/A | #N/A |  | #N/A | #N/A
12/7/2019 | 22:00 | #N/A | #N/A | Saturday | 0 | 0 | #N/A | #N/A |  | #N/A | #N/A
12/7/2019 | 23:00 | #N/A | #N/A | Saturday | 0 | 0 | #N/A | #N/A |  | #N/A | #N/A
12/7/2019 | 24:00 | #N/A | #N/A | Saturday | 0 | 0 | #N/A | #N/A |  | #N/A | #N/A
12/8/2019 | 1:00 | #N/A | #N/A | Sunday | 0 | 0 | #N/A | #N/A |  | #N/A | #N/A
12/8/2019 | 2:00 | #N/A | #N/A | Sunday | 0 | 0 | #N/A | #N/A |  | #N/A | #N/A
12/8/2019 | 3:00 | #N/A | #N/A | Sunday | 0 | 0 | #N/A | #N/A |  | #N/A | #N/A
12/8/2019 | 4:00 | #N/A | #N/A | Sunday | 0 | 0 | #N/A | #N/A |  | #N/A | #N/A
12/8/2019 | 5:00 | #N/A | #N/A | Sunday | 0 | 0 | #N/A | #N/A |  | #N/A | #N/A
12/8/2019 | 6:00 | #N/A | #N/A | Sunday | 0 | 0 | #N/A | #N/A |  | #N/A | #N/A
12/8/2019 | 7:00 | #N/A | #N/A | Sunday | 0 | 0 | #N/A | #N/A |  | #N/A | #N/A
12/8/2019 | 8:00 | #N/A | #N/A | Sunday | 0 | 0 | #N/A | #N/A |  | #N/A | #N/A
12/8/2019 | 9:00 | #N/A | #N/A | Sunday | 0 | 0 | #N/A | #N/A |  | #N/A | #N/A
12/8/2019 | 10:00 | #N/A | #N/A | Sunday | 0 | 0 | #N/A | #N/A |  | #N/A | #N/A
12/8/2019 | 11:00 | #N/A | #N/A | Sunday | 0 | 0 | #N/A | #N/A |  | #N/A | #N/A
12/8/2019 | 12:00 | #N/A | #N/A | Sunday | 0 | 0 | #N/A | #N/A |  | #N/A | #N/A
12/8/2019 | 13:00 | #N/A | #N/A | Sunday | 0 | 0 | #N/A | #N/A |  | #N/A | #N/A
12/8/2019 | 14:00 | #N/A | #N/A | Sunday | 0 | 0 | #N/A | #N/A |  | #N/A | #N/A
12/8/2019 | 15:00 | #N/A | #N/A | Sunday | 0 | 0 | #N/A | #N/A |  | #N/A | #N/A
12/8/2019 | 16:00 | #N/A | #N/A | Sunday | 0 | 0 | #N/A | #N/A |  | #N/A | #N/A
12/8/2019 | 17:00 | #N/A | #N/A | Sunday | 0 | 0 | #N/A | #N/A |  | #N/A | #N/A
12/8/2019 | 18:00 | #N/A | #N/A | Sunday | 0 | 0 | #N/A | #N/A |  | #N/A | #N/A
12/8/2019 | 19:00 | #N/A | #N/A | Sunday | 0 | 0 | #N/A | #N/A |  | #N/A | #N/A
12/8/2019 | 20:00 | #N/A | #N/A | Sunday | 0 | 0 | #N/A | #N/A |  | #N/A | #N/A
12/8/2019 | 21:00 | #N/A | #N/A | Sunday | 0 | 0 | #N/A | #N/A |  | #N/A | #N/A
12/8/2019 | 22:00 | #N/A | #N/A | Sunday | 0 | 0 | #N/A | #N/A |  | #N/A | #N/A
12/8/2019 | 23:00 | #N/A | #N/A | Sunday | 0 | 0 | #N/A | #N/A |  | #N/A | #N/A
12/8/2019 | 24:00 | #N/A | #N/A | Sunday | 0 | 0 | #N/A | #N/A |  | #N/A | #N/A
12/9/2019 | 1:00 | #N/A | #N/A | Monday | 0 | 0 | #N/A | #N/A |  | #N/A | #N/A
12/9/2019 | 2:00 | #N/A | #N/A | Monday | 0 | 0 | #N/A | #N/A |  | #N/A | #N/A
12/9/2019 | 3:00 | #N/A | #N/A | Monday | 0 | 0 | #N/A | #N/A |  | #N/A | #N/A
12/9/2019 | 4:00 | #N/A | #N/A | Monday | 0 | 0 | #N/A | #N/A |  | #N/A | #N/A
12/9/2019 | 5:00 | #N/A | #N/A | Monday | 0 | 0 | #N/A | #N/A |  | #N/A | #N/A
12/9/2019 | 6:00 | #N/A | #N/A | Monday | 0 | 0 | #N/A | #N/A |  | #N/A | #N/A
12/9/2019 | 7:00 | #N/A | #N/A | Monday | 0 | 0 | #N/A | #N/A |  | #N/A | #N/A
12/9/2019 | 8:00 | #N/A | #N/A | Monday | 0 | 0 | #N/A | #N/A |  | #N/A | #N/A
12/9/2019 | 9:00 | #N/A | #N/A | Monday | 0 | 0 | #N/A | #N/A |  | #N/A | #N/A
12/9/2019 | 10:00 | #N/A | #N/A | Monday | 0 | 0 | #N/A | #N/A |  | #N/A | #N/A
12/9/2019 | 11:00 | #N/A | #N/A | Monday | 0 | 0 | #N/A | #N/A |  | #N/A | #N/A
12/9/2019 | 12:00 | #N/A | #N/A | Monday | 0 | 0 | #N/A | #N/A |  | #N/A | #N/A
12/9/2019 | 13:00 | #N/A | #N/A | Monday | 0 | 0 | #N/A | #N/A |  | #N/A | #N/A
12/9/2019 | 14:00 | #N/A | #N/A | Monday | 0 | 0 | #N/A | #N/A |  | #N/A | #N/A
12/9/2019 | 15:00 | #N/A | #N/A | Monday | 0 | 0 | #N/A | #N/A |  | #N/A | #N/A
12/9/2019 | 16:00 | #N/A | #N/A | Monday | 0 | 0 | #N/A | #N/A |  | #N/A | #N/A
12/9/2019 | 17:00 | #N/A | #N/A | Monday | 0 | 0 | #N/A | #N/A |  | #N/A | #N/A
12/9/2019 | 18:00 | #N/A | #N/A | Monday | 0 | 0 | #N/A | #N/A |  | #N/A | #N/A
12/9/2019 | 19:00 | #N/A | #N/A | Monday | 0 | 0 | #N/A | #N/A |  | #N/A | #N/A
12/9/2019 | 20:00 | #N/A | #N/A | Monday | 0 | 0 | #N/A | #N/A |  | #N/A | #N/A
12/9/2019 | 21:00 | #N/A | #N/A | Monday | 0 | 0 | #N/A | #N/A |  | #N/A | #N/A
12/9/2019 | 22:00 | #N/A | #N/A | Monday | 0 | 0 | #N/A | #N/A |  | #N/A | #N/A
12/9/2019 | 23:00 | #N/A | #N/A | Monday | 0 | 0 | #N/A | #N/A |  | #N/A | #N/A
12/9/2019 | 24:00 | #N/A | #N/A | Monday | 0 | 0 | #N/A | #N/A |  | #N/A | #N/A
12/10/2019 | 1:00 | #N/A | #N/A | Tuesday | 0 | 0 | #N/A | #N/A |  | #N/A | #N/A
12/10/2019 | 2:00 | #N/A | #N/A | Tuesday | 0 | 0 | #N/A | #N/A |  | #N/A | #N/A
12/10/2019 | 3:00 | #N/A | #N/A | Tuesday | 0 | 0 | #N/A | #N/A |  | #N/A | #N/A
12/10/2019 | 4:00 | #N/A | #N/A | Tuesday | 0 | 0 | #N/A | #N/A |  | #N/A | #N/A
12/10/2019 | 5:00 | #N/A | #N/A | Tuesday | 0 | 0 | #N/A | #N/A |  | #N/A | #N/A
12/10/2019 | 6:00 | #N/A | #N/A | Tuesday | 0 | 0 | #N/A | #N/A |  | #N/A | #N/A
12/10/2019 | 7:00 | #N/A | #N/A | Tuesday | 0 | 0 | #N/A | #N/A |  | #N/A | #N/A
12/10/2019 | 8:00 | #N/A | #N/A | Tuesday | 0 | 0 | #N/A | #N/A |  | #N/A | #N/A
12/10/2019 | 9:00 | #N/A | #N/A | Tuesday | 0 | 0 | #N/A | #N/A |  | #N/A | #N/A
12/10/2019 | 10:00 | #N/A | #N/A | Tuesday | 0 | 0 | #N/A | #N/A |  | #N/A | #N/A
12/10/2019 | 11:00 | #N/A | #N/A | Tuesday | 0 | 0 | #N/A | #N/A |  | #N/A | #N/A
12/10/2019 | 12:00 | #N/A | #N/A | Tuesday | 0 | 0 | #N/A | #N/A |  | #N/A | #N/A
12/10/2019 | 13:00 | #N/A | #N/A | Tuesday | 0 | 0 | #N/A | #N/A |  | #N/A | #N/A
12/10/2019 | 14:00 | #N/A | #N/A | Tuesday | 0 | 0 | #N/A | #N/A |  | #N/A | #N/A
12/10/2019 | 15:00 | #N/A | #N/A | Tuesday | 0 | 0 | #N/A | #N/A |  | #N/A | #N/A
12/10/2019 | 16:00 | #N/A | #N/A | Tuesday | 0 | 0 | #N/A | #N/A |  | #N/A | #N/A
12/10/2019 | 17:00 | #N/A | #N/A | Tuesday | 0 | 0 | #N/A | #N/A |  | #N/A | #N/A
12/10/2019 | 18:00 | #N/A | #N/A | Tuesday | 0 | 0 | #N/A | #N/A |  | #N/A | #N/A
12/10/2019 | 19:00 | #N/A | #N/A | Tuesday | 0 | 0 | #N/A | #N/A |  | #N/A | #N/A
12/10/2019 | 20:00 | #N/A | #N/A | Tuesday | 0 | 0 | #N/A | #N/A |  | #N/A | #N/A
12/10/2019 | 21:00 | #N/A | #N/A | Tuesday | 0 | 0 | #N/A | #N/A |  | #N/A | #N/A
12/10/2019 | 22:00 | #N/A | #N/A | Tuesday | 0 | 0 | #N/A | #N/A |  | #N/A | #N/A
12/10/2019 | 23:00 | #N/A | #N/A | Tuesday | 0 | 0 | #N/A | #N/A |  | #N/A | #N/A
12/10/2019 | 24:00 | #N/A | #N/A | Tuesday | 0 | 0 | #N/A | #N/A |  | #N/A | #N/A
12/11/2019 | 1:00 | #N/A | #N/A | Wednesday | 0 | 0 | #N/A | #N/A |  | #N/A | #N/A
12/11/2019 | 2:00 | #N/A | #N/A | Wednesday | 0 | 0 | #N/A | #N/A |  | #N/A | #N/A
12/11/2019 | 3:00 | #N/A | #N/A | Wednesday | 0 | 0 | #N/A | #N/A |  | #N/A | #N/A
12/11/2019 | 4:00 | #N/A | #N/A | Wednesday | 0 | 0 | #N/A | #N/A |  | #N/A | #N/A
12/11/2019 | 5:00 | #N/A | #N/A | Wednesday | 0 | 0 | #N/A | #N/A |  | #N/A | #N/A
12/11/2019 | 6:00 | #N/A | #N/A | Wednesday | 0 | 0 | #N/A | #N/A |  | #N/A | #N/A
12/11/2019 | 7:00 | #N/A | #N/A | Wednesday | 0 | 0 | #N/A | #N/A |  | #N/A | #N/A
12/11/2019 | 8:00 | #N/A | #N/A | Wednesday | 0 | 0 | #N/A | #N/A |  | #N/A | #N/A
12/11/2019 | 9:00 | #N/A | #N/A | Wednesday | 0 | 0 | #N/A | #N/A |  | #N/A | #N/A
12/11/2019 | 10:00 | #N/A | #N/A | Wednesday | 0 | 0 | #N/A | #N/A |  | #N/A | #N/A
12/11/2019 | 11:00 | #N/A | #N/A | Wednesday | 0 | 0 | #N/A | #N/A |  | #N/A | #N/A
12/11/2019 | 12:00 | #N/A | #N/A | Wednesday | 0 | 0 | #N/A | #N/A |  | #N/A | #N/A
12/11/2019 | 13:00 | #N/A | #N/A | Wednesday | 0 | 0 | #N/A | #N/A |  | #N/A | #N/A
12/11/2019 | 14:00 | #N/A | #N/A | Wednesday | 0 | 0 | #N/A | #N/A |  | #N/A | #N/A
12/11/2019 | 15:00 | #N/A | #N/A | Wednesday | 0 | 0 | #N/A | #N/A |  | #N/A | #N/A
12/11/2019 | 16:00 | #N/A | #N/A | Wednesday | 0 | 0 | #N/A | #N/A |  | #N/A | #N/A
12/11/2019 | 17:00 | #N/A | #N/A | Wednesday | 0 | 0 | #N/A | #N/A |  | #N/A | #N/A
12/11/2019 | 18:00 | #N/A | #N/A | Wednesday | 0 | 0 | #N/A | #N/A |  | #N/A | #N/A
12/11/2019 | 19:00 | #N/A | #N/A | Wednesday | 0 | 0 | #N/A | #N/A |  | #N/A | #N/A
12/11/2019 | 20:00 | #N/A | #N/A | Wednesday | 0 | 0 | #N/A | #N/A |  | #N/A | #N/A
12/11/2019 | 21:00 | #N/A | #N/A | Wednesday | 0 | 0 | #N/A | #N/A |  | #N/A | #N/A
12/11/2019 | 22:00 | #N/A | #N/A | Wednesday | 0 | 0 | #N/A | #N/A |  | #N/A | #N/A
12/11/2019 | 23:00 | #N/A | #N/A | Wednesday | 0 | 0 | #N/A | #N/A |  | #N/A | #N/A
12/11/2019 | 24:00 | #N/A | #N/A | Wednesday | 0 | 0 | #N/A | #N/A |  | #N/A | #N/A
12/12/2019 | 1:00 | #N/A | #N/A | Thursday | 0 | 0 | #N/A | #N/A |  | #N/A | #N/A
12/12/2019 | 2:00 | #N/A | #N/A | Thursday | 0 | 0 | #N/A | #N/A |  | #N/A | #N/A
12/12/2019 | 3:00 | #N/A | #N/A | Thursday | 0 | 0 | #N/A | #N/A |  | #N/A | #N/A
12/12/2019 | 4:00 | #N/A | #N/A | Thursday | 0 | 0 | #N/A | #N/A |  | #N/A | #N/A
12/12/2019 | 5:00 | #N/A | #N/A | Thursday | 0 | 0 | #N/A | #N/A |  | #N/A | #N/A
12/12/2019 | 6:00 | #N/A | #N/A | Thursday | 0 | 0 | #N/A | #N/A |  | #N/A | #N/A
12/12/2019 | 7:00 | #N/A | #N/A | Thursday | 0 | 0 | #N/A | #N/A |  | #N/A | #N/A
12/12/2019 | 8:00 | #N/A | #N/A | Thursday | 0 | 0 | #N/A | #N/A |  | #N/A | #N/A
12/12/2019 | 9:00 | #N/A | #N/A | Thursday | 0 | 0 | #N/A | #N/A |  | #N/A | #N/A
12/12/2019 | 10:00 | #N/A | #N/A | Thursday | 0 | 0 | #N/A | #N/A |  | #N/A | #N/A
12/12/2019 | 11:00 | #N/A | #N/A | Thursday | 0 | 0 | #N/A | #N/A |  | #N/A | #N/A
12/12/2019 | 12:00 | #N/A | #N/A | Thursday | 0 | 0 | #N/A | #N/A |  | #N/A | #N/A
12/12/2019 | 13:00 | #N/A | #N/A | Thursday | 0 | 0 | #N/A | #N/A |  | #N/A | #N/A
12/12/2019 | 14:00 | #N/A | #N/A | Thursday | 0 | 0 | #N/A | #N/A |  | #N/A | #N/A
12/12/2019 | 15:00 | #N/A | #N/A | Thursday | 0 | 0 | #N/A | #N/A |  | #N/A | #N/A
12/12/2019 | 16:00 | #N/A | #N/A | Thursday | 0 | 0 | #N/A | #N/A |  | #N/A | #N/A
12/12/2019 | 17:00 | #N/A | #N/A | Thursday | 0 | 0 | #N/A | #N/A |  | #N/A | #N/A
12/12/2019 | 18:00 | #N/A | #N/A | Thursday | 0 | 0 | #N/A | #N/A |  | #N/A | #N/A
12/12/2019 | 19:00 | #N/A | #N/A | Thursday | 0 | 0 | #N/A | #N/A |  | #N/A | #N/A
12/12/2019 | 20:00 | #N/A | #N/A | Thursday | 0 | 0 | #N/A | #N/A |  | #N/A | #N/A
12/12/2019 | 21:00 | #N/A | #N/A | Thursday | 0 | 0 | #N/A | #N/A |  | #N/A | #N/A
12/12/2019 | 22:00 | #N/A | #N/A | Thursday | 0 | 0 | #N/A | #N/A |  | #N/A | #N/A
12/12/2019 | 23:00 | #N/A | #N/A | Thursday | 0 | 0 | #N/A | #N/A |  | #N/A | #N/A
12/12/2019 | 24:00 | #N/A | #N/A | Thursday | 0 | 0 | #N/A | #N/A |  | #N/A | #N/A
12/13/2019 | 1:00 | #N/A | #N/A | Friday | 0 | 0 | #N/A | #N/A |  | #N/A | #N/A
12/13/2019 | 2:00 | #N/A | #N/A | Friday | 0 | 0 | #N/A | #N/A |  | #N/A | #N/A
12/13/2019 | 3:00 | #N/A | #N/A | Friday | 0 | 0 | #N/A | #N/A |  | #N/A | #N/A
12/13/2019 | 4:00 | #N/A | #N/A | Friday | 0 | 0 | #N/A | #N/A |  | #N/A | #N/A
12/13/2019 | 5:00 | #N/A | #N/A | Friday | 0 | 0 | #N/A | #N/A |  | #N/A | #N/A
12/13/2019 | 6:00 | #N/A | #N/A | Friday | 0 | 0 | #N/A | #N/A |  | #N/A | #N/A
12/13/2019 | 7:00 | #N/A | #N/A | Friday | 0 | 0 | #N/A | #N/A |  | #N/A | #N/A
12/13/2019 | 8:00 | #N/A | #N/A | Friday | 0 | 0 | #N/A | #N/A |  | #N/A | #N/A
12/13/2019 | 9:00 | #N/A | #N/A | Friday | 0 | 0 | #N/A | #N/A |  | #N/A | #N/A
12/13/2019 | 10:00 | #N/A | #N/A | Friday | 0 | 0 | #N/A | #N/A |  | #N/A | #N/A
12/13/2019 | 11:00 | #N/A | #N/A | Friday | 0 | 0 | #N/A | #N/A |  | #N/A | #N/A
12/13/2019 | 12:00 | #N/A | #N/A | Friday | 0 | 0 | #N/A | #N/A |  | #N/A | #N/A
12/13/2019 | 13:00 | #N/A | #N/A | Friday | 0 | 0 | #N/A | #N/A |  | #N/A | #N/A
12/13/2019 | 14:00 | #N/A | #N/A | Friday | 0 | 0 | #N/A | #N/A |  | #N/A | #N/A
12/13/2019 | 15:00 | #N/A | #N/A | Friday | 0 | 0 | #N/A | #N/A |  | #N/A | #N/A
12/13/2019 | 16:00 | #N/A | #N/A | Friday | 0 | 0 | #N/A | #N/A |  | #N/A | #N/A
12/13/2019 | 17:00 | #N/A | #N/A | Friday | 0 | 0 | #N/A | #N/A |  | #N/A | #N/A
12/13/2019 | 18:00 | #N/A | #N/A | Friday | 0 | 0 | #N/A | #N/A |  | #N/A | #N/A
12/13/2019 | 19:00 | #N/A | #N/A | Friday | 0 | 0 | #N/A | #N/A |  | #N/A | #N/A
12/13/2019 | 20:00 | #N/A | #N/A | Friday | 0 | 0 | #N/A | #N/A |  | #N/A | #N/A
12/13/2019 | 21:00 | #N/A | #N/A | Friday | 0 | 0 | #N/A | #N/A |  | #N/A | #N/A
12/13/2019 | 22:00 | #N/A | #N/A | Friday | 0 | 0 | #N/A | #N/A |  | #N/A | #N/A
12/13/2019 | 23:00 | #N/A | #N/A | Friday | 0 | 0 | #N/A | #N/A |  | #N/A | #N/A
12/13/2019 | 24:00 | #N/A | #N/A | Friday | 0 | 0 | #N/A | #N/A |  | #N/A | #N/A
12/14/2019 | 1:00 | #N/A | #N/A | Saturday | 0 | 0 | #N/A | #N/A |  | #N/A | #N/A
12/14/2019 | 2:00 | #N/A | #N/A | Saturday | 0 | 0 | #N/A | #N/A |  | #N/A | #N/A
12/14/2019 | 3:00 | #N/A | #N/A | Saturday | 0 | 0 | #N/A | #N/A |  | #N/A | #N/A
12/14/2019 | 4:00 | #N/A | #N/A | Saturday | 0 | 0 | #N/A | #N/A |  | #N/A | #N/A
12/14/2019 | 5:00 | #N/A | #N/A | Saturday | 0 | 0 | #N/A | #N/A |  | #N/A | #N/A
12/14/2019 | 6:00 | #N/A | #N/A | Saturday | 0 | 0 | #N/A | #N/A |  | #N/A | #N/A
12/14/2019 | 7:00 | #N/A | #N/A | Saturday | 0 | 0 | #N/A | #N/A |  | #N/A | #N/A
12/14/2019 | 8:00 | #N/A | #N/A | Saturday | 0 | 0 | #N/A | #N/A |  | #N/A | #N/A
12/14/2019 | 9:00 | #N/A | #N/A | Saturday | 0 | 0 | #N/A | #N/A |  | #N/A | #N/A
12/14/2019 | 10:00 | #N/A | #N/A | Saturday | 0 | 0 | #N/A | #N/A |  | #N/A | #N/A
12/14/2019 | 11:00 | #N/A | #N/A | Saturday | 0 | 0 | #N/A | #N/A |  | #N/A | #N/A
12/14/2019 | 12:00 | #N/A | #N/A | Saturday | 0 | 0 | #N/A | #N/A |  | #N/A | #N/A
12/14/2019 | 13:00 | #N/A | #N/A | Saturday | 0 | 0 | #N/A | #N/A |  | #N/A | #N/A
12/14/2019 | 14:00 | #N/A | #N/A | Saturday | 0 | 0 | #N/A | #N/A |  | #N/A | #N/A
12/14/2019 | 15:00 | #N/A | #N/A | Saturday | 0 | 0 | #N/A | #N/A |  | #N/A | #N/A
12/14/2019 | 16:00 | #N/A | #N/A | Saturday | 0 | 0 | #N/A | #N/A |  | #N/A | #N/A
12/14/2019 | 17:00 | #N/A | #N/A | Saturday | 0 | 0 | #N/A | #N/A |  | #N/A | #N/A
12/14/2019 | 18:00 | #N/A | #N/A | Saturday | 0 | 0 | #N/A | #N/A |  | #N/A | #N/A
12/14/2019 | 19:00 | #N/A | #N/A | Saturday | 0 | 0 | #N/A | #N/A |  | #N/A | #N/A
12/14/2019 | 20:00 | #N/A | #N/A | Saturday | 0 | 0 | #N/A | #N/A |  | #N/A | #N/A
12/14/2019 | 21:00 | #N/A | #N/A | Saturday | 0 | 0 | #N/A | #N/A |  | #N/A | #N/A
12/14/2019 | 22:00 | #N/A | #N/A | Saturday | 0 | 0 | #N/A | #N/A |  | #N/A | #N/A
12/14/2019 | 23:00 | #N/A | #N/A | Saturday | 0 | 0 | #N/A | #N/A |  | #N/A | #N/A
12/14/2019 | 24:00 | #N/A | #N/A | Saturday | 0 | 0 | #N/A | #N/A |  | #N/A | #N/A
12/15/2019 | 1:00 | #N/A | #N/A | Sunday | 0 | 0 | #N/A | #N/A |  | #N/A | #N/A
12/15/2019 | 2:00 | #N/A | #N/A | Sunday | 0 | 0 | #N/A | #N/A |  | #N/A | #N/A
12/15/2019 | 3:00 | #N/A | #N/A | Sunday | 0 | 0 | #N/A | #N/A |  | #N/A | #N/A
12/15/2019 | 4:00 | #N/A | #N/A | Sunday | 0 | 0 | #N/A | #N/A |  | #N/A | #N/A
12/15/2019 | 5:00 | #N/A | #N/A | Sunday | 0 | 0 | #N/A | #N/A |  | #N/A | #N/A
12/15/2019 | 6:00 | #N/A | #N/A | Sunday | 0 | 0 | #N/A | #N/A |  | #N/A | #N/A
12/15/2019 | 7:00 | #N/A | #N/A | Sunday | 0 | 0 | #N/A | #N/A |  | #N/A | #N/A
12/15/2019 | 8:00 | #N/A | #N/A | Sunday | 0 | 0 | #N/A | #N/A |  | #N/A | #N/A
12/15/2019 | 9:00 | #N/A | #N/A | Sunday | 0 | 0 | #N/A | #N/A |  | #N/A | #N/A
12/15/2019 | 10:00 | #N/A | #N/A | Sunday | 0 | 0 | #N/A | #N/A |  | #N/A | #N/A
12/15/2019 | 11:00 | #N/A | #N/A | Sunday | 0 | 0 | #N/A | #N/A |  | #N/A | #N/A
12/15/2019 | 12:00 | #N/A | #N/A | Sunday | 0 | 0 | #N/A | #N/A |  | #N/A | #N/A
12/15/2019 | 13:00 | #N/A | #N/A | Sunday | 0 | 0 | #N/A | #N/A |  | #N/A | #N/A
12/15/2019 | 14:00 | #N/A | #N/A | Sunday | 0 | 0 | #N/A | #N/A |  | #N/A | #N/A
12/15/2019 | 15:00 | #N/A | #N/A | Sunday | 0 | 0 | #N/A | #N/A |  | #N/A | #N/A
12/15/2019 | 16:00 | #N/A | #N/A | Sunday | 0 | 0 | #N/A | #N/A |  | #N/A | #N/A
12/15/2019 | 17:00 | #N/A | #N/A | Sunday | 0 | 0 | #N/A | #N/A |  | #N/A | #N/A
12/15/2019 | 18:00 | #N/A | #N/A | Sunday | 0 | 0 | #N/A | #N/A |  | #N/A | #N/A
12/15/2019 | 19:00 | #N/A | #N/A | Sunday | 0 | 0 | #N/A | #N/A |  | #N/A | #N/A
12/15/2019 | 20:00 | #N/A | #N/A | Sunday | 0 | 0 | #N/A | #N/A |  | #N/A | #N/A
12/15/2019 | 21:00 | #N/A | #N/A | Sunday | 0 | 0 | #N/A | #N/A |  | #N/A | #N/A
12/15/2019 | 22:00 | #N/A | #N/A | Sunday | 0 | 0 | #N/A | #N/A |  | #N/A | #N/A
12/15/2019 | 23:00 | #N/A | #N/A | Sunday | 0 | 0 | #N/A | #N/A |  | #N/A | #N/A
12/15/2019 | 24:00 | #N/A | #N/A | Sunday | 0 | 0 | #N/A | #N/A |  | #N/A | #N/A
12/16/2019 | 1:00 | #N/A | #N/A | Monday | 0 | 0 | #N/A | #N/A |  | #N/A | #N/A
12/16/2019 | 2:00 | #N/A | #N/A | Monday | 0 | 0 | #N/A | #N/A |  | #N/A | #N/A
12/16/2019 | 3:00 | #N/A | #N/A | Monday | 0 | 0 | #N/A | #N/A |  | #N/A | #N/A
12/16/2019 | 4:00 | #N/A | #N/A | Monday | 0 | 0 | #N/A | #N/A |  | #N/A | #N/A
12/16/2019 | 5:00 | #N/A | #N/A | Monday | 0 | 0 | #N/A | #N/A |  | #N/A | #N/A
12/16/2019 | 6:00 | #N/A | #N/A | Monday | 0 | 0 | #N/A | #N/A |  | #N/A | #N/A
12/16/2019 | 7:00 | #N/A | #N/A | Monday | 0 | 0 | #N/A | #N/A |  | #N/A | #N/A
12/16/2019 | 8:00 | #N/A | #N/A | Monday | 0 | 0 | #N/A | #N/A |  | #N/A | #N/A
12/16/2019 | 9:00 | #N/A | #N/A | Monday | 0 | 0 | #N/A | #N/A |  | #N/A | #N/A
12/16/2019 | 10:00 | #N/A | #N/A | Monday | 0 | 0 | #N/A | #N/A |  | #N/A | #N/A
12/16/2019 | 11:00 | #N/A | #N/A | Monday | 0 | 0 | #N/A | #N/A |  | #N/A | #N/A
12/16/2019 | 12:00 | #N/A | #N/A | Monday | 0 | 0 | #N/A | #N/A |  | #N/A | #N/A
12/16/2019 | 13:00 | #N/A | #N/A | Monday | 0 | 0 | #N/A | #N/A |  | #N/A | #N/A
12/16/2019 | 14:00 | #N/A | #N/A | Monday | 0 | 0 | #N/A | #N/A |  | #N/A | #N/A
12/16/2019 | 15:00 | #N/A | #N/A | Monday | 0 | 0 | #N/A | #N/A |  | #N/A | #N/A
12/16/2019 | 16:00 | #N/A | #N/A | Monday | 0 | 0 | #N/A | #N/A |  | #N/A | #N/A
12/16/2019 | 17:00 | #N/A | #N/A | Monday | 0 | 0 | #N/A | #N/A |  | #N/A | #N/A
12/16/2019 | 18:00 | #N/A | #N/A | Monday | 0 | 0 | #N/A | #N/A |  | #N/A | #N/A
12/16/2019 | 19:00 | #N/A | #N/A | Monday | 0 | 0 | #N/A | #N/A |  | #N/A | #N/A
12/16/2019 | 20:00 | #N/A | #N/A | Monday | 0 | 0 | #N/A | #N/A |  | #N/A | #N/A
12/16/2019 | 21:00 | #N/A | #N/A | Monday | 0 | 0 | #N/A | #N/A |  | #N/A | #N/A
12/16/2019 | 22:00 | #N/A | #N/A | Monday | 0 | 0 | #N/A | #N/A |  | #N/A | #N/A
12/16/2019 | 23:00 | #N/A | #N/A | Monday | 0 | 0 | #N/A | #N/A |  | #N/A | #N/A
12/16/2019 | 24:00 | #N/A | #N/A | Monday | 0 | 0 | #N/A | #N/A |  | #N/A | #N/A
12/17/2019 | 1:00 | #N/A | #N/A | Tuesday | 0 | 0 | #N/A | #N/A |  | #N/A | #N/A
12/17/2019 | 2:00 | #N/A | #N/A | Tuesday | 0 | 0 | #N/A | #N/A |  | #N/A | #N/A
12/17/2019 | 3:00 | #N/A | #N/A | Tuesday | 0 | 0 | #N/A | #N/A |  | #N/A | #N/A
12/17/2019 | 4:00 | #N/A | #N/A | Tuesday | 0 | 0 | #N/A | #N/A |  | #N/A | #N/A
12/17/2019 | 5:00 | #N/A | #N/A | Tuesday | 0 | 0 | #N/A | #N/A |  | #N/A | #N/A
12/17/2019 | 6:00 | #N/A | #N/A | Tuesday | 0 | 0 | #N/A | #N/A |  | #N/A | #N/A
12/17/2019 | 7:00 | #N/A | #N/A | Tuesday | 0 | 0 | #N/A | #N/A |  | #N/A | #N/A
12/17/2019 | 8:00 | #N/A | #N/A | Tuesday | 0 | 0 | #N/A | #N/A |  | #N/A | #N/A
12/17/2019 | 9:00 | #N/A | #N/A | Tuesday | 0 | 0 | #N/A | #N/A |  | #N/A | #N/A
12/17/2019 | 10:00 | #N/A | #N/A | Tuesday | 0 | 0 | #N/A | #N/A |  | #N/A | #N/A
12/17/2019 | 11:00 | #N/A | #N/A | Tuesday | 0 | 0 | #N/A | #N/A |  | #N/A | #N/A
12/17/2019 | 12:00 | #N/A | #N/A | Tuesday | 0 | 0 | #N/A | #N/A |  | #N/A | #N/A
12/17/2019 | 13:00 | #N/A | #N/A | Tuesday | 0 | 0 | #N/A | #N/A |  | #N/A | #N/A
12/17/2019 | 14:00 | #N/A | #N/A | Tuesday | 0 | 0 | #N/A | #N/A |  | #N/A | #N/A
12/17/2019 | 15:00 | #N/A | #N/A | Tuesday | 0 | 0 | #N/A | #N/A |  | #N/A | #N/A
12/17/2019 | 16:00 | #N/A | #N/A | Tuesday | 0 | 0 | #N/A | #N/A |  | #N/A | #N/A
12/17/2019 | 17:00 | #N/A | #N/A | Tuesday | 0 | 0 | #N/A | #N/A |  | #N/A | #N/A
12/17/2019 | 18:00 | #N/A | #N/A | Tuesday | 0 | 0 | #N/A | #N/A |  | #N/A | #N/A
12/17/2019 | 19:00 | #N/A | #N/A | Tuesday | 0 | 0 | #N/A | #N/A |  | #N/A | #N/A
12/17/2019 | 20:00 | #N/A | #N/A | Tuesday | 0 | 0 | #N/A | #N/A |  | #N/A | #N/A
12/17/2019 | 21:00 | #N/A | #N/A | Tuesday | 0 | 0 | #N/A | #N/A |  | #N/A | #N/A
12/17/2019 | 22:00 | #N/A | #N/A | Tuesday | 0 | 0 | #N/A | #N/A |  | #N/A | #N/A
12/17/2019 | 23:00 | #N/A | #N/A | Tuesday | 0 | 0 | #N/A | #N/A |  | #N/A | #N/A
12/17/2019 | 24:00 | #N/A | #N/A | Tuesday | 0 | 0 | #N/A | #N/A |  | #N/A | #N/A
12/18/2019 | 1:00 | #N/A | #N/A | Wednesday | 0 | 0 | #N/A | #N/A |  | #N/A | #N/A
12/18/2019 | 2:00 | #N/A | #N/A | Wednesday | 0 | 0 | #N/A | #N/A |  | #N/A | #N/A
12/18/2019 | 3:00 | #N/A | #N/A | Wednesday | 0 | 0 | #N/A | #N/A |  | #N/A | #N/A
12/18/2019 | 4:00 | #N/A | #N/A | Wednesday | 0 | 0 | #N/A | #N/A |  | #N/A | #N/A
12/18/2019 | 5:00 | #N/A | #N/A | Wednesday | 0 | 0 | #N/A | #N/A |  | #N/A | #N/A
12/18/2019 | 6:00 | #N/A | #N/A | Wednesday | 0 | 0 | #N/A | #N/A |  | #N/A | #N/A
12/18/2019 | 7:00 | #N/A | #N/A | Wednesday | 0 | 0 | #N/A | #N/A |  | #N/A | #N/A
12/18/2019 | 8:00 | #N/A | #N/A | Wednesday | 0 | 0 | #N/A | #N/A |  | #N/A | #N/A
12/18/2019 | 9:00 | #N/A | #N/A | Wednesday | 0 | 0 | #N/A | #N/A |  | #N/A | #N/A
12/18/2019 | 10:00 | #N/A | #N/A | Wednesday | 0 | 0 | #N/A | #N/A |  | #N/A | #N/A
12/18/2019 | 11:00 | #N/A | #N/A | Wednesday | 0 | 0 | #N/A | #N/A |  | #N/A | #N/A
12/18/2019 | 12:00 | #N/A | #N/A | Wednesday | 0 | 0 | #N/A | #N/A |  | #N/A | #N/A
12/18/2019 | 13:00 | #N/A | #N/A | Wednesday | 0 | 0 | #N/A | #N/A |  | #N/A | #N/A
12/18/2019 | 14:00 | #N/A | #N/A | Wednesday | 0 | 0 | #N/A | #N/A |  | #N/A | #N/A
12/18/2019 | 15:00 | #N/A | #N/A | Wednesday | 0 | 0 | #N/A | #N/A |  | #N/A | #N/A
12/18/2019 | 16:00 | #N/A | #N/A | Wednesday | 0 | 0 | #N/A | #N/A |  | #N/A | #N/A
12/18/2019 | 17:00 | #N/A | #N/A | Wednesday | 0 | 0 | #N/A | #N/A |  | #N/A | #N/A
12/18/2019 | 18:00 | #N/A | #N/A | Wednesday | 0 | 0 | #N/A | #N/A |  | #N/A | #N/A
12/18/2019 | 19:00 | #N/A | #N/A | Wednesday | 0 | 0 | #N/A | #N/A |  | #N/A | #N/A
12/18/2019 | 20:00 | #N/A | #N/A | Wednesday | 0 | 0 | #N/A | #N/A |  | #N/A | #N/A
12/18/2019 | 21:00 | #N/A | #N/A | Wednesday | 0 | 0 | #N/A | #N/A |  | #N/A | #N/A
12/18/2019 | 22:00 | #N/A | #N/A | Wednesday | 0 | 0 | #N/A | #N/A |  | #N/A | #N/A
12/18/2019 | 23:00 | #N/A | #N/A | Wednesday | 0 | 0 | #N/A | #N/A |  | #N/A | #N/A
12/18/2019 | 24:00 | #N/A | #N/A | Wednesday | 0 | 0 | #N/A | #N/A |  | #N/A | #N/A
12/19/2019 | 1:00 | #N/A | #N/A | Thursday | 0 | 0 | #N/A | #N/A |  | #N/A | #N/A
12/19/2019 | 2:00 | #N/A | #N/A | Thursday | 0 | 0 | #N/A | #N/A |  | #N/A | #N/A
12/19/2019 | 3:00 | #N/A | #N/A | Thursday | 0 | 0 | #N/A | #N/A |  | #N/A | #N/A
12/19/2019 | 4:00 | #N/A | #N/A | Thursday | 0 | 0 | #N/A | #N/A |  | #N/A | #N/A
12/19/2019 | 5:00 | #N/A | #N/A | Thursday | 0 | 0 | #N/A | #N/A |  | #N/A | #N/A
12/19/2019 | 6:00 | #N/A | #N/A | Thursday | 0 | 0 | #N/A | #N/A |  | #N/A | #N/A
12/19/2019 | 7:00 | #N/A | #N/A | Thursday | 0 | 0 | #N/A | #N/A |  | #N/A | #N/A
12/19/2019 | 8:00 | #N/A | #N/A | Thursday | 0 | 0 | #N/A | #N/A |  | #N/A | #N/A
12/19/2019 | 9:00 | #N/A | #N/A | Thursday | 0 | 0 | #N/A | #N/A |  | #N/A | #N/A
12/19/2019 | 10:00 | #N/A | #N/A | Thursday | 0 | 0 | #N/A | #N/A |  | #N/A | #N/A
12/19/2019 | 11:00 | #N/A | #N/A | Thursday | 0 | 0 | #N/A | #N/A |  | #N/A | #N/A
12/19/2019 | 12:00 | #N/A | #N/A | Thursday | 0 | 0 | #N/A | #N/A |  | #N/A | #N/A
12/19/2019 | 13:00 | #N/A | #N/A | Thursday | 0 | 0 | #N/A | #N/A |  | #N/A | #N/A
12/19/2019 | 14:00 | #N/A | #N/A | Thursday | 0 | 0 | #N/A | #N/A |  | #N/A | #N/A
12/19/2019 | 15:00 | #N/A | #N/A | Thursday | 0 | 0 | #N/A | #N/A |  | #N/A | #N/A
12/19/2019 | 16:00 | #N/A | #N/A | Thursday | 0 | 0 | #N/A | #N/A |  | #N/A | #N/A
12/19/2019 | 17:00 | #N/A | #N/A | Thursday | 0 | 0 | #N/A | #N/A |  | #N/A | #N/A
12/19/2019 | 18:00 | #N/A | #N/A | Thursday | 0 | 0 | #N/A | #N/A |  | #N/A | #N/A
12/19/2019 | 19:00 | #N/A | #N/A | Thursday | 0 | 0 | #N/A | #N/A |  | #N/A | #N/A
12/19/2019 | 20:00 | #N/A | #N/A | Thursday | 0 | 0 | #N/A | #N/A |  | #N/A | #N/A
12/19/2019 | 21:00 | #N/A | #N/A | Thursday | 0 | 0 | #N/A | #N/A |  | #N/A | #N/A
12/19/2019 | 22:00 | #N/A | #N/A | Thursday | 0 | 0 | #N/A | #N/A |  | #N/A | #N/A
12/19/2019 | 23:00 | #N/A | #N/A | Thursday | 0 | 0 | #N/A | #N/A |  | #N/A | #N/A
12/19/2019 | 24:00 | #N/A | #N/A | Thursday | 0 | 0 | #N/A | #N/A |  | #N/A | #N/A
12/20/2019 | 1:00 | #N/A | #N/A | Friday | 0 | 0 | #N/A | #N/A |  | #N/A | #N/A
12/20/2019 | 2:00 | #N/A | #N/A | Friday | 0 | 0 | #N/A | #N/A |  | #N/A | #N/A
12/20/2019 | 3:00 | #N/A | #N/A | Friday | 0 | 0 | #N/A | #N/A |  | #N/A | #N/A
12/20/2019 | 4:00 | #N/A | #N/A | Friday | 0 | 0 | #N/A | #N/A |  | #N/A | #N/A
12/20/2019 | 5:00 | #N/A | #N/A | Friday | 0 | 0 | #N/A | #N/A |  | #N/A | #N/A
12/20/2019 | 6:00 | #N/A | #N/A | Friday | 0 | 0 | #N/A | #N/A |  | #N/A | #N/A
12/20/2019 | 7:00 | #N/A | #N/A | Friday | 0 | 0 | #N/A | #N/A |  | #N/A | #N/A
12/20/2019 | 8:00 | #N/A | #N/A | Friday | 0 | 0 | #N/A | #N/A |  | #N/A | #N/A
12/20/2019 | 9:00 | #N/A | #N/A | Friday | 0 | 0 | #N/A | #N/A |  | #N/A | #N/A
12/20/2019 | 10:00 | #N/A | #N/A | Friday | 0 | 0 | #N/A | #N/A |  | #N/A | #N/A
12/20/2019 | 11:00 | #N/A | #N/A | Friday | 0 | 0 | #N/A | #N/A |  | #N/A | #N/A
12/20/2019 | 12:00 | #N/A | #N/A | Friday | 0 | 0 | #N/A | #N/A |  | #N/A | #N/A
12/20/2019 | 13:00 | #N/A | #N/A | Friday | 0 | 0 | #N/A | #N/A |  | #N/A | #N/A
12/20/2019 | 14:00 | #N/A | #N/A | Friday | 0 | 0 | #N/A | #N/A |  | #N/A | #N/A
12/20/2019 | 15:00 | #N/A | #N/A | Friday | 0 | 0 | #N/A | #N/A |  | #N/A | #N/A
12/20/2019 | 16:00 | #N/A | #N/A | Friday | 0 | 0 | #N/A | #N/A |  | #N/A | #N/A
12/20/2019 | 17:00 | #N/A | #N/A | Friday | 0 | 0 | #N/A | #N/A |  | #N/A | #N/A
12/20/2019 | 18:00 | #N/A | #N/A | Friday | 0 | 0 | #N/A | #N/A |  | #N/A | #N/A
12/20/2019 | 19:00 | #N/A | #N/A | Friday | 0 | 0 | #N/A | #N/A |  | #N/A | #N/A
12/20/2019 | 20:00 | #N/A | #N/A | Friday | 0 | 0 | #N/A | #N/A |  | #N/A | #N/A
12/20/2019 | 21:00 | #N/A | #N/A | Friday | 0 | 0 | #N/A | #N/A |  | #N/A | #N/A
12/20/2019 | 22:00 | #N/A | #N/A | Friday | 0 | 0 | #N/A | #N/A |  | #N/A | #N/A
12/20/2019 | 23:00 | #N/A | #N/A | Friday | 0 | 0 | #N/A | #N/A |  | #N/A | #N/A
12/20/2019 | 24:00 | #N/A | #N/A | Friday | 0 | 0 | #N/A | #N/A |  | #N/A | #N/A
12/21/2019 | 1:00 | #N/A | #N/A | Saturday | 0 | 0 | #N/A | #N/A |  | #N/A | #N/A
12/21/2019 | 2:00 | #N/A | #N/A | Saturday | 0 | 0 | #N/A | #N/A |  | #N/A | #N/A
12/21/2019 | 3:00 | #N/A | #N/A | Saturday | 0 | 0 | #N/A | #N/A |  | #N/A | #N/A
12/21/2019 | 4:00 | #N/A | #N/A | Saturday | 0 | 0 | #N/A | #N/A |  | #N/A | #N/A
12/21/2019 | 5:00 | #N/A | #N/A | Saturday | 0 | 0 | #N/A | #N/A |  | #N/A | #N/A
12/21/2019 | 6:00 | #N/A | #N/A | Saturday | 0 | 0 | #N/A | #N/A |  | #N/A | #N/A
12/21/2019 | 7:00 | #N/A | #N/A | Saturday | 0 | 0 | #N/A | #N/A |  | #N/A | #N/A
12/21/2019 | 8:00 | #N/A | #N/A | Saturday | 0 | 0 | #N/A | #N/A |  | #N/A | #N/A
12/21/2019 | 9:00 | #N/A | #N/A | Saturday | 0 | 0 | #N/A | #N/A |  | #N/A | #N/A
12/21/2019 | 10:00 | #N/A | #N/A | Saturday | 0 | 0 | #N/A | #N/A |  | #N/A | #N/A
12/21/2019 | 11:00 | #N/A | #N/A | Saturday | 0 | 0 | #N/A | #N/A |  | #N/A | #N/A
12/21/2019 | 12:00 | #N/A | #N/A | Saturday | 0 | 0 | #N/A | #N/A |  | #N/A | #N/A
12/21/2019 | 13:00 | #N/A | #N/A | Saturday | 0 | 0 | #N/A | #N/A |  | #N/A | #N/A
12/21/2019 | 14:00 | #N/A | #N/A | Saturday | 0 | 0 | #N/A | #N/A |  | #N/A | #N/A
12/21/2019 | 15:00 | #N/A | #N/A | Saturday | 0 | 0 | #N/A | #N/A |  | #N/A | #N/A
12/21/2019 | 16:00 | #N/A | #N/A | Saturday | 0 | 0 | #N/A | #N/A |  | #N/A | #N/A
12/21/2019 | 17:00 | #N/A | #N/A | Saturday | 0 | 0 | #N/A | #N/A |  | #N/A | #N/A
12/21/2019 | 18:00 | #N/A | #N/A | Saturday | 0 | 0 | #N/A | #N/A |  | #N/A | #N/A
12/21/2019 | 19:00 | #N/A | #N/A | Saturday | 0 | 0 | #N/A | #N/A |  | #N/A | #N/A
12/21/2019 | 20:00 | #N/A | #N/A | Saturday | 0 | 0 | #N/A | #N/A |  | #N/A | #N/A
12/21/2019 | 21:00 | #N/A | #N/A | Saturday | 0 | 0 | #N/A | #N/A |  | #N/A | #N/A
12/21/2019 | 22:00 | #N/A | #N/A | Saturday | 0 | 0 | #N/A | #N/A |  | #N/A | #N/A
12/21/2019 | 23:00 | #N/A | #N/A | Saturday | 0 | 0 | #N/A | #N/A |  | #N/A | #N/A
12/21/2019 | 24:00 | #N/A | #N/A | Saturday | 0 | 0 | #N/A | #N/A |  | #N/A | #N/A
12/22/2019 | 1:00 | #N/A | #N/A | Sunday | 0 | 0 | #N/A | #N/A |  | #N/A | #N/A
12/22/2019 | 2:00 | #N/A | #N/A | Sunday | 0 | 0 | #N/A | #N/A |  | #N/A | #N/A
12/22/2019 | 3:00 | #N/A | #N/A | Sunday | 0 | 0 | #N/A | #N/A |  | #N/A | #N/A
12/22/2019 | 4:00 | #N/A | #N/A | Sunday | 0 | 0 | #N/A | #N/A |  | #N/A | #N/A
12/22/2019 | 5:00 | #N/A | #N/A | Sunday | 0 | 0 | #N/A | #N/A |  | #N/A | #N/A
12/22/2019 | 6:00 | #N/A | #N/A | Sunday | 0 | 0 | #N/A | #N/A |  | #N/A | #N/A
12/22/2019 | 7:00 | #N/A | #N/A | Sunday | 0 | 0 | #N/A | #N/A |  | #N/A | #N/A
12/22/2019 | 8:00 | #N/A | #N/A | Sunday | 0 | 0 | #N/A | #N/A |  | #N/A | #N/A
12/22/2019 | 9:00 | #N/A | #N/A | Sunday | 0 | 0 | #N/A | #N/A |  | #N/A | #N/A
12/22/2019 | 10:00 | #N/A | #N/A | Sunday | 0 | 0 | #N/A | #N/A |  | #N/A | #N/A
12/22/2019 | 11:00 | #N/A | #N/A | Sunday | 0 | 0 | #N/A | #N/A |  | #N/A | #N/A
12/22/2019 | 12:00 | #N/A | #N/A | Sunday | 0 | 0 | #N/A | #N/A |  | #N/A | #N/A
12/22/2019 | 13:00 | #N/A | #N/A | Sunday | 0 | 0 | #N/A | #N/A |  | #N/A | #N/A
12/22/2019 | 14:00 | #N/A | #N/A | Sunday | 0 | 0 | #N/A | #N/A |  | #N/A | #N/A
12/22/2019 | 15:00 | #N/A | #N/A | Sunday | 0 | 0 | #N/A | #N/A |  | #N/A | #N/A
12/22/2019 | 16:00 | #N/A | #N/A | Sunday | 0 | 0 | #N/A | #N/A |  | #N/A | #N/A
12/22/2019 | 17:00 | #N/A | #N/A | Sunday | 0 | 0 | #N/A | #N/A |  | #N/A | #N/A
12/22/2019 | 18:00 | #N/A | #N/A | Sunday | 0 | 0 | #N/A | #N/A |  | #N/A | #N/A
12/22/2019 | 19:00 | #N/A | #N/A | Sunday | 0 | 0 | #N/A | #N/A |  | #N/A | #N/A
12/22/2019 | 20:00 | #N/A | #N/A | Sunday | 0 | 0 | #N/A | #N/A |  | #N/A | #N/A
12/22/2019 | 21:00 | #N/A | #N/A | Sunday | 0 | 0 | #N/A | #N/A |  | #N/A | #N/A
12/22/2019 | 22:00 | #N/A | #N/A | Sunday | 0 | 0 | #N/A | #N/A |  | #N/A | #N/A
12/22/2019 | 23:00 | #N/A | #N/A | Sunday | 0 | 0 | #N/A | #N/A |  | #N/A | #N/A
12/22/2019 | 24:00 | #N/A | #N/A | Sunday | 0 | 0 | #N/A | #N/A |  | #N/A | #N/A
12/23/2019 | 1:00 | #N/A | #N/A | Monday | 0 | 0 | #N/A | #N/A |  | #N/A | #N/A
12/23/2019 | 2:00 | #N/A | #N/A | Monday | 0 | 0 | #N/A | #N/A |  | #N/A | #N/A
12/23/2019 | 3:00 | #N/A | #N/A | Monday | 0 | 0 | #N/A | #N/A |  | #N/A | #N/A
12/23/2019 | 4:00 | #N/A | #N/A | Monday | 0 | 0 | #N/A | #N/A |  | #N/A | #N/A
12/23/2019 | 5:00 | #N/A | #N/A | Monday | 0 | 0 | #N/A | #N/A |  | #N/A | #N/A
12/23/2019 | 6:00 | #N/A | #N/A | Monday | 0 | 0 | #N/A | #N/A |  | #N/A | #N/A
12/23/2019 | 7:00 | #N/A | #N/A | Monday | 0 | 0 | #N/A | #N/A |  | #N/A | #N/A
12/23/2019 | 8:00 | #N/A | #N/A | Monday | 0 | 0 | #N/A | #N/A |  | #N/A | #N/A
12/23/2019 | 9:00 | #N/A | #N/A | Monday | 0 | 0 | #N/A | #N/A |  | #N/A | #N/A
12/23/2019 | 10:00 | #N/A | #N/A | Monday | 0 | 0 | #N/A | #N/A |  | #N/A | #N/A
12/23/2019 | 11:00 | #N/A | #N/A | Monday | 0 | 0 | #N/A | #N/A |  | #N/A | #N/A
12/23/2019 | 12:00 | #N/A | #N/A | Monday | 0 | 0 | #N/A | #N/A |  | #N/A | #N/A
12/23/2019 | 13:00 | #N/A | #N/A | Monday | 0 | 0 | #N/A | #N/A |  | #N/A | #N/A
12/23/2019 | 14:00 | #N/A | #N/A | Monday | 0 | 0 | #N/A | #N/A |  | #N/A | #N/A
12/23/2019 | 15:00 | #N/A | #N/A | Monday | 0 | 0 | #N/A | #N/A |  | #N/A | #N/A
12/23/2019 | 16:00 | #N/A | #N/A | Monday | 0 | 0 | #N/A | #N/A |  | #N/A | #N/A
12/23/2019 | 17:00 | #N/A | #N/A | Monday | 0 | 0 | #N/A | #N/A |  | #N/A | #N/A
12/23/2019 | 18:00 | #N/A | #N/A | Monday | 0 | 0 | #N/A | #N/A |  | #N/A | #N/A
12/23/2019 | 19:00 | #N/A | #N/A | Monday | 0 | 0 | #N/A | #N/A |  | #N/A | #N/A
12/23/2019 | 20:00 | #N/A | #N/A | Monday | 0 | 0 | #N/A | #N/A |  | #N/A | #N/A
12/23/2019 | 21:00 | #N/A | #N/A | Monday | 0 | 0 | #N/A | #N/A |  | #N/A | #N/A
12/23/2019 | 22:00 | #N/A | #N/A | Monday | 0 | 0 | #N/A | #N/A |  | #N/A | #N/A
12/23/2019 | 23:00 | #N/A | #N/A | Monday | 0 | 0 | #N/A | #N/A |  | #N/A | #N/A
12/23/2019 | 24:00 | #N/A | #N/A | Monday | 0 | 0 | #N/A | #N/A |  | #N/A | #N/A
12/24/2019 | 1:00 | #N/A | #N/A | Tuesday | 0 | 0 | #N/A | #N/A |  | #N/A | #N/A
12/24/2019 | 2:00 | #N/A | #N/A | Tuesday | 0 | 0 | #N/A | #N/A |  | #N/A | #N/A
12/24/2019 | 3:00 | #N/A | #N/A | Tuesday | 0 | 0 | #N/A | #N/A |  | #N/A | #N/A
12/24/2019 | 4:00 | #N/A | #N/A | Tuesday | 0 | 0 | #N/A | #N/A |  | #N/A | #N/A
12/24/2019 | 5:00 | #N/A | #N/A | Tuesday | 0 | 0 | #N/A | #N/A |  | #N/A | #N/A
12/24/2019 | 6:00 | #N/A | #N/A | Tuesday | 0 | 0 | #N/A | #N/A |  | #N/A | #N/A
12/24/2019 | 7:00 | #N/A | #N/A | Tuesday | 0 | 0 | #N/A | #N/A |  | #N/A | #N/A
12/24/2019 | 8:00 | #N/A | #N/A | Tuesday | 0 | 0 | #N/A | #N/A |  | #N/A | #N/A
12/24/2019 | 9:00 | #N/A | #N/A | Tuesday | 0 | 0 | #N/A | #N/A |  | #N/A | #N/A
12/24/2019 | 10:00 | #N/A | #N/A | Tuesday | 0 | 0 | #N/A | #N/A |  | #N/A | #N/A
12/24/2019 | 11:00 | #N/A | #N/A | Tuesday | 0 | 0 | #N/A | #N/A |  | #N/A | #N/A
12/24/2019 | 12:00 | #N/A | #N/A | Tuesday | 0 | 0 | #N/A | #N/A |  | #N/A | #N/A
12/24/2019 | 13:00 | #N/A | #N/A | Tuesday | 0 | 0 | #N/A | #N/A |  | #N/A | #N/A
12/24/2019 | 14:00 | #N/A | #N/A | Tuesday | 0 | 0 | #N/A | #N/A |  | #N/A | #N/A
12/24/2019 | 15:00 | #N/A | #N/A | Tuesday | 0 | 0 | #N/A | #N/A |  | #N/A | #N/A
12/24/2019 | 16:00 | #N/A | #N/A | Tuesday | 0 | 0 | #N/A | #N/A |  | #N/A | #N/A
12/24/2019 | 17:00 | #N/A | #N/A | Tuesday | 0 | 0 | #N/A | #N/A |  | #N/A | #N/A
12/24/2019 | 18:00 | #N/A | #N/A | Tuesday | 0 | 0 | #N/A | #N/A |  | #N/A | #N/A
12/24/2019 | 19:00 | #N/A | #N/A | Tuesday | 0 | 0 | #N/A | #N/A |  | #N/A | #N/A
12/24/2019 | 20:00 | #N/A | #N/A | Tuesday | 0 | 0 | #N/A | #N/A |  | #N/A | #N/A
12/24/2019 | 21:00 | #N/A | #N/A | Tuesday | 0 | 0 | #N/A | #N/A |  | #N/A | #N/A
12/24/2019 | 22:00 | #N/A | #N/A | Tuesday | 0 | 0 | #N/A | #N/A |  | #N/A | #N/A
12/24/2019 | 23:00 | #N/A | #N/A | Tuesday | 0 | 0 | #N/A | #N/A |  | #N/A | #N/A
12/24/2019 | 24:00 | #N/A | #N/A | Tuesday | 0 | 0 | #N/A | #N/A |  | #N/A | #N/A
12/25/2019 | 1:00 | #N/A | #N/A | Wednesday | 0 | 0 | #N/A | #N/A |  | #N/A | #N/A
12/25/2019 | 2:00 | #N/A | #N/A | Wednesday | 0 | 0 | #N/A | #N/A |  | #N/A | #N/A
12/25/2019 | 3:00 | #N/A | #N/A | Wednesday | 0 | 0 | #N/A | #N/A |  | #N/A | #N/A
12/25/2019 | 4:00 | #N/A | #N/A | Wednesday | 0 | 0 | #N/A | #N/A |  | #N/A | #N/A
12/25/2019 | 5:00 | #N/A | #N/A | Wednesday | 0 | 0 | #N/A | #N/A |  | #N/A | #N/A
12/25/2019 | 6:00 | #N/A | #N/A | Wednesday | 0 | 0 | #N/A | #N/A |  | #N/A | #N/A
12/25/2019 | 7:00 | #N/A | #N/A | Wednesday | 0 | 0 | #N/A | #N/A |  | #N/A | #N/A
12/25/2019 | 8:00 | #N/A | #N/A | Wednesday | 0 | 0 | #N/A | #N/A |  | #N/A | #N/A
12/25/2019 | 9:00 | #N/A | #N/A | Wednesday | 0 | 0 | #N/A | #N/A |  | #N/A | #N/A
12/25/2019 | 10:00 | #N/A | #N/A | Wednesday | 0 | 0 | #N/A | #N/A |  | #N/A | #N/A
12/25/2019 | 11:00 | #N/A | #N/A | Wednesday | 0 | 0 | #N/A | #N/A |  | #N/A | #N/A
12/25/2019 | 12:00 | #N/A | #N/A | Wednesday | 0 | 0 | #N/A | #N/A |  | #N/A | #N/A
12/25/2019 | 13:00 | #N/A | #N/A | Wednesday | 0 | 0 | #N/A | #N/A |  | #N/A | #N/A
12/25/2019 | 14:00 | #N/A | #N/A | Wednesday | 0 | 0 | #N/A | #N/A |  | #N/A | #N/A
12/25/2019 | 15:00 | #N/A | #N/A | Wednesday | 0 | 0 | #N/A | #N/A |  | #N/A | #N/A
12/25/2019 | 16:00 | #N/A | #N/A | Wednesday | 0 | 0 | #N/A | #N/A |  | #N/A | #N/A
12/25/2019 | 17:00 | #N/A | #N/A | Wednesday | 0 | 0 | #N/A | #N/A |  | #N/A | #N/A
12/25/2019 | 18:00 | #N/A | #N/A | Wednesday | 0 | 0 | #N/A | #N/A |  | #N/A | #N/A
12/25/2019 | 19:00 | #N/A | #N/A | Wednesday | 0 | 0 | #N/A | #N/A |  | #N/A | #N/A
12/25/2019 | 20:00 | #N/A | #N/A | Wednesday | 0 | 0 | #N/A | #N/A |  | #N/A | #N/A
12/25/2019 | 21:00 | #N/A | #N/A | Wednesday | 0 | 0 | #N/A | #N/A |  | #N/A | #N/A
12/25/2019 | 22:00 | #N/A | #N/A | Wednesday | 0 | 0 | #N/A | #N/A |  | #N/A | #N/A
12/25/2019 | 23:00 | #N/A | #N/A | Wednesday | 0 | 0 | #N/A | #N/A |  | #N/A | #N/A
12/25/2019 | 24:00 | #N/A | #N/A | Wednesday | 0 | 0 | #N/A | #N/A |  | #N/A | #N/A
12/26/2019 | 1:00 | #N/A | #N/A | Thursday | 0 | 0 | #N/A | #N/A |  | #N/A | #N/A
12/26/2019 | 2:00 | #N/A | #N/A | Thursday | 0 | 0 | #N/A | #N/A |  | #N/A | #N/A
12/26/2019 | 3:00 | #N/A | #N/A | Thursday | 0 | 0 | #N/A | #N/A |  | #N/A | #N/A
12/26/2019 | 4:00 | #N/A | #N/A | Thursday | 0 | 0 | #N/A | #N/A |  | #N/A | #N/A
12/26/2019 | 5:00 | #N/A | #N/A | Thursday | 0 | 0 | #N/A | #N/A |  | #N/A | #N/A
12/26/2019 | 6:00 | #N/A | #N/A | Thursday | 0 | 0 | #N/A | #N/A |  | #N/A | #N/A
12/26/2019 | 7:00 | #N/A | #N/A | Thursday | 0 | 0 | #N/A | #N/A |  | #N/A | #N/A
12/26/2019 | 8:00 | #N/A | #N/A | Thursday | 0 | 0 | #N/A | #N/A |  | #N/A | #N/A
12/26/2019 | 9:00 | #N/A | #N/A | Thursday | 0 | 0 | #N/A | #N/A |  | #N/A | #N/A
12/26/2019 | 10:00 | #N/A | #N/A | Thursday | 0 | 0 | #N/A | #N/A |  | #N/A | #N/A
12/26/2019 | 11:00 | #N/A | #N/A | Thursday | 0 | 0 | #N/A | #N/A |  | #N/A | #N/A
12/26/2019 | 12:00 | #N/A | #N/A | Thursday | 0 | 0 | #N/A | #N/A |  | #N/A | #N/A
12/26/2019 | 13:00 | #N/A | #N/A | Thursday | 0 | 0 | #N/A | #N/A |  | #N/A | #N/A
12/26/2019 | 14:00 | #N/A | #N/A | Thursday | 0 | 0 | #N/A | #N/A |  | #N/A | #N/A
12/26/2019 | 15:00 | #N/A | #N/A | Thursday | 0 | 0 | #N/A | #N/A |  | #N/A | #N/A
12/26/2019 | 16:00 | #N/A | #N/A | Thursday | 0 | 0 | #N/A | #N/A |  | #N/A | #N/A
12/26/2019 | 17:00 | #N/A | #N/A | Thursday | 0 | 0 | #N/A | #N/A |  | #N/A | #N/A
12/26/2019 | 18:00 | #N/A | #N/A | Thursday | 0 | 0 | #N/A | #N/A |  | #N/A | #N/A
12/26/2019 | 19:00 | #N/A | #N/A | Thursday | 0 | 0 | #N/A | #N/A |  | #N/A | #N/A
12/26/2019 | 20:00 | #N/A | #N/A | Thursday | 0 | 0 | #N/A | #N/A |  | #N/A | #N/A
12/26/2019 | 21:00 | #N/A | #N/A | Thursday | 0 | 0 | #N/A | #N/A |  | #N/A | #N/A
12/26/2019 | 22:00 | #N/A | #N/A | Thursday | 0 | 0 | #N/A | #N/A |  | #N/A | #N/A
12/26/2019 | 23:00 | #N/A | #N/A | Thursday | 0 | 0 | #N/A | #N/A |  | #N/A | #N/A
12/26/2019 | 24:00 | #N/A | #N/A | Thursday | 0 | 0 | #N/A | #N/A |  | #N/A | #N/A
12/27/2019 | 1:00 | #N/A | #N/A | Friday | 0 | 0 | #N/A | #N/A |  | #N/A | #N/A
12/27/2019 | 2:00 | #N/A | #N/A | Friday | 0 | 0 | #N/A | #N/A |  | #N/A | #N/A
12/27/2019 | 3:00 | #N/A | #N/A | Friday | 0 | 0 | #N/A | #N/A |  | #N/A | #N/A
12/27/2019 | 4:00 | #N/A | #N/A | Friday | 0 | 0 | #N/A | #N/A |  | #N/A | #N/A
12/27/2019 | 5:00 | #N/A | #N/A | Friday | 0 | 0 | #N/A | #N/A |  | #N/A | #N/A
12/27/2019 | 6:00 | #N/A | #N/A | Friday | 0 | 0 | #N/A | #N/A |  | #N/A | #N/A
12/27/2019 | 7:00 | #N/A | #N/A | Friday | 0 | 0 | #N/A | #N/A |  | #N/A | #N/A
12/27/2019 | 8:00 | #N/A | #N/A | Friday | 0 | 0 | #N/A | #N/A |  | #N/A | #N/A
12/27/2019 | 9:00 | #N/A | #N/A | Friday | 0 | 0 | #N/A | #N/A |  | #N/A | #N/A
12/27/2019 | 10:00 | #N/A | #N/A | Friday | 0 | 0 | #N/A | #N/A |  | #N/A | #N/A
12/27/2019 | 11:00 | #N/A | #N/A | Friday | 0 | 0 | #N/A | #N/A |  | #N/A | #N/A
12/27/2019 | 12:00 | #N/A | #N/A | Friday | 0 | 0 | #N/A | #N/A |  | #N/A | #N/A
12/27/2019 | 13:00 | #N/A | #N/A | Friday | 0 | 0 | #N/A | #N/A |  | #N/A | #N/A
12/27/2019 | 14:00 | #N/A | #N/A | Friday | 0 | 0 | #N/A | #N/A |  | #N/A | #N/A
12/27/2019 | 15:00 | #N/A | #N/A | Friday | 0 | 0 | #N/A | #N/A |  | #N/A | #N/A
12/27/2019 | 16:00 | #N/A | #N/A | Friday | 0 | 0 | #N/A | #N/A |  | #N/A | #N/A
12/27/2019 | 17:00 | #N/A | #N/A | Friday | 0 | 0 | #N/A | #N/A |  | #N/A | #N/A
12/27/2019 | 18:00 | #N/A | #N/A | Friday | 0 | 0 | #N/A | #N/A |  | #N/A | #N/A
12/27/2019 | 19:00 | #N/A | #N/A | Friday | 0 | 0 | #N/A | #N/A |  | #N/A | #N/A
12/27/2019 | 20:00 | #N/A | #N/A | Friday | 0 | 0 | #N/A | #N/A |  | #N/A | #N/A
12/27/2019 | 21:00 | #N/A | #N/A | Friday | 0 | 0 | #N/A | #N/A |  | #N/A | #N/A
12/27/2019 | 22:00 | #N/A | #N/A | Friday | 0 | 0 | #N/A | #N/A |  | #N/A | #N/A
12/27/2019 | 23:00 | #N/A | #N/A | Friday | 0 | 0 | #N/A | #N/A |  | #N/A | #N/A
12/27/2019 | 24:00 | #N/A | #N/A | Friday | 0 | 0 | #N/A | #N/A |  | #N/A | #N/A
12/28/2019 | 1:00 | #N/A | #N/A | Saturday | 0 | 0 | #N/A | #N/A |  | #N/A | #N/A
12/28/2019 | 2:00 | #N/A | #N/A | Saturday | 0 | 0 | #N/A | #N/A |  | #N/A | #N/A
12/28/2019 | 3:00 | #N/A | #N/A | Saturday | 0 | 0 | #N/A | #N/A |  | #N/A | #N/A
12/28/2019 | 4:00 | #N/A | #N/A | Saturday | 0 | 0 | #N/A | #N/A |  | #N/A | #N/A
12/28/2019 | 5:00 | #N/A | #N/A | Saturday | 0 | 0 | #N/A | #N/A |  | #N/A | #N/A
12/28/2019 | 6:00 | #N/A | #N/A | Saturday | 0 | 0 | #N/A | #N/A |  | #N/A | #N/A
12/28/2019 | 7:00 | #N/A | #N/A | Saturday | 0 | 0 | #N/A | #N/A |  | #N/A | #N/A
12/28/2019 | 8:00 | #N/A | #N/A | Saturday | 0 | 0 | #N/A | #N/A |  | #N/A | #N/A
12/28/2019 | 9:00 | #N/A | #N/A | Saturday | 0 | 0 | #N/A | #N/A |  | #N/A | #N/A
12/28/2019 | 10:00 | #N/A | #N/A | Saturday | 0 | 0 | #N/A | #N/A |  | #N/A | #N/A
12/28/2019 | 11:00 | #N/A | #N/A | Saturday | 0 | 0 | #N/A | #N/A |  | #N/A | #N/A
12/28/2019 | 12:00 | #N/A | #N/A | Saturday | 0 | 0 | #N/A | #N/A |  | #N/A | #N/A
12/28/2019 | 13:00 | #N/A | #N/A | Saturday | 0 | 0 | #N/A | #N/A |  | #N/A | #N/A
12/28/2019 | 14:00 | #N/A | #N/A | Saturday | 0 | 0 | #N/A | #N/A |  | #N/A | #N/A
12/28/2019 | 15:00 | #N/A | #N/A | Saturday | 0 | 0 | #N/A | #N/A |  | #N/A | #N/A
12/28/2019 | 16:00 | #N/A | #N/A | Saturday | 0 | 0 | #N/A | #N/A |  | #N/A | #N/A
12/28/2019 | 17:00 | #N/A | #N/A | Saturday | 0 | 0 | #N/A | #N/A |  | #N/A | #N/A
12/28/2019 | 18:00 | #N/A | #N/A | Saturday | 0 | 0 | #N/A | #N/A |  | #N/A | #N/A
12/28/2019 | 19:00 | #N/A | #N/A | Saturday | 0 | 0 | #N/A | #N/A |  | #N/A | #N/A
12/28/2019 | 20:00 | #N/A | #N/A | Saturday | 0 | 0 | #N/A | #N/A |  | #N/A | #N/A
12/28/2019 | 21:00 | #N/A | #N/A | Saturday | 0 | 0 | #N/A | #N/A |  | #N/A | #N/A
12/28/2019 | 22:00 | #N/A | #N/A | Saturday | 0 | 0 | #N/A | #N/A |  | #N/A | #N/A
12/28/2019 | 23:00 | #N/A | #N/A | Saturday | 0 | 0 | #N/A | #N/A |  | #N/A | #N/A
12/28/2019 | 24:00 | #N/A | #N/A | Saturday | 0 | 0 | #N/A | #N/A |  | #N/A | #N/A
12/29/2019 | 1:00 | #N/A | #N/A | Sunday | 0 | 0 | #N/A | #N/A |  | #N/A | #N/A
12/29/2019 | 2:00 | #N/A | #N/A | Sunday | 0 | 0 | #N/A | #N/A |  | #N/A | #N/A
12/29/2019 | 3:00 | #N/A | #N/A | Sunday | 0 | 0 | #N/A | #N/A |  | #N/A | #N/A
12/29/2019 | 4:00 | #N/A | #N/A | Sunday | 0 | 0 | #N/A | #N/A |  | #N/A | #N/A
12/29/2019 | 5:00 | #N/A | #N/A | Sunday | 0 | 0 | #N/A | #N/A |  | #N/A | #N/A
12/29/2019 | 6:00 | #N/A | #N/A | Sunday | 0 | 0 | #N/A | #N/A |  | #N/A | #N/A
12/29/2019 | 7:00 | #N/A | #N/A | Sunday | 0 | 0 | #N/A | #N/A |  | #N/A | #N/A
12/29/2019 | 8:00 | #N/A | #N/A | Sunday | 0 | 0 | #N/A | #N/A |  | #N/A | #N/A
12/29/2019 | 9:00 | #N/A | #N/A | Sunday | 0 | 0 | #N/A | #N/A |  | #N/A | #N/A
12/29/2019 | 10:00 | #N/A | #N/A | Sunday | 0 | 0 | #N/A | #N/A |  | #N/A | #N/A
12/29/2019 | 11:00 | #N/A | #N/A | Sunday | 0 | 0 | #N/A | #N/A |  | #N/A | #N/A
12/29/2019 | 12:00 | #N/A | #N/A | Sunday | 0 | 0 | #N/A | #N/A |  | #N/A | #N/A
12/29/2019 | 13:00 | #N/A | #N/A | Sunday | 0 | 0 | #N/A | #N/A |  | #N/A | #N/A
12/29/2019 | 14:00 | #N/A | #N/A | Sunday | 0 | 0 | #N/A | #N/A |  | #N/A | #N/A
12/29/2019 | 15:00 | #N/A | #N/A | Sunday | 0 | 0 | #N/A | #N/A |  | #N/A | #N/A
12/29/2019 | 16:00 | #N/A | #N/A | Sunday | 0 | 0 | #N/A | #N/A |  | #N/A | #N/A
12/29/2019 | 17:00 | #N/A | #N/A | Sunday | 0 | 0 | #N/A | #N/A |  | #N/A | #N/A
12/29/2019 | 18:00 | #N/A | #N/A | Sunday | 0 | 0 | #N/A | #N/A |  | #N/A | #N/A
12/29/2019 | 19:00 | #N/A | #N/A | Sunday | 0 | 0 | #N/A | #N/A |  | #N/A | #N/A
12/29/2019 | 20:00 | #N/A | #N/A | Sunday | 0 | 0 | #N/A | #N/A |  | #N/A | #N/A
12/29/2019 | 21:00 | #N/A | #N/A | Sunday | 0 | 0 | #N/A | #N/A |  | #N/A | #N/A
12/29/2019 | 22:00 | #N/A | #N/A | Sunday | 0 | 0 | #N/A | #N/A |  | #N/A | #N/A
12/29/2019 | 23:00 | #N/A | #N/A | Sunday | 0 | 0 | #N/A | #N/A |  | #N/A | #N/A
12/29/2019 | 24:00 | #N/A | #N/A | Sunday | 0 | 0 | #N/A | #N/A |  | #N/A | #N/A
12/30/2019 | 1:00 | #N/A | #N/A | Monday | 0 | 0 | #N/A | #N/A |  | #N/A | #N/A
12/30/2019 | 2:00 | #N/A | #N/A | Monday | 0 | 0 | #N/A | #N/A |  | #N/A | #N/A
12/30/2019 | 3:00 | #N/A | #N/A | Monday | 0 | 0 | #N/A | #N/A |  | #N/A | #N/A
12/30/2019 | 4:00 | #N/A | #N/A | Monday | 0 | 0 | #N/A | #N/A |  | #N/A | #N/A
12/30/2019 | 5:00 | #N/A | #N/A | Monday | 0 | 0 | #N/A | #N/A |  | #N/A | #N/A
12/30/2019 | 6:00 | #N/A | #N/A | Monday | 0 | 0 | #N/A | #N/A |  | #N/A | #N/A
12/30/2019 | 7:00 | #N/A | #N/A | Monday | 0 | 0 | #N/A | #N/A |  | #N/A | #N/A
12/30/2019 | 8:00 | #N/A | #N/A | Monday | 0 | 0 | #N/A | #N/A |  | #N/A | #N/A
12/30/2019 | 9:00 | #N/A | #N/A | Monday | 0 | 0 | #N/A | #N/A |  | #N/A | #N/A
12/30/2019 | 10:00 | #N/A | #N/A | Monday | 0 | 0 | #N/A | #N/A |  | #N/A | #N/A
12/30/2019 | 11:00 | #N/A | #N/A | Monday | 0 | 0 | #N/A | #N/A |  | #N/A | #N/A
12/30/2019 | 12:00 | #N/A | #N/A | Monday | 0 | 0 | #N/A | #N/A |  | #N/A | #N/A
12/30/2019 | 13:00 | #N/A | #N/A | Monday | 0 | 0 | #N/A | #N/A |  | #N/A | #N/A
12/30/2019 | 14:00 | #N/A | #N/A | Monday | 0 | 0 | #N/A | #N/A |  | #N/A | #N/A
12/30/2019 | 15:00 | #N/A | #N/A | Monday | 0 | 0 | #N/A | #N/A |  | #N/A | #N/A
12/30/2019 | 16:00 | #N/A | #N/A | Monday | 0 | 0 | #N/A | #N/A |  | #N/A | #N/A
12/30/2019 | 17:00 | #N/A | #N/A | Monday | 0 | 0 | #N/A | #N/A |  | #N/A | #N/A
12/30/2019 | 18:00 | #N/A | #N/A | Monday | 0 | 0 | #N/A | #N/A |  | #N/A | #N/A
12/30/2019 | 19:00 | #N/A | #N/A | Monday | 0 | 0 | #N/A | #N/A |  | #N/A | #N/A
12/30/2019 | 20:00 | #N/A | #N/A | Monday | 0 | 0 | #N/A | #N/A |  | #N/A | #N/A
12/30/2019 | 21:00 | #N/A | #N/A | Monday | 0 | 0 | #N/A | #N/A |  | #N/A | #N/A
12/30/2019 | 22:00 | #N/A | #N/A | Monday | 0 | 0 | #N/A | #N/A |  | #N/A | #N/A
12/30/2019 | 23:00 | #N/A | #N/A | Monday | 0 | 0 | #N/A | #N/A |  | #N/A | #N/A
12/30/2019 | 24:00 | #N/A | #N/A | Monday | 0 | 0 | #N/A | #N/A |  | #N/A | #N/A
12/31/2019 | 1:00 | #N/A | #N/A | Tuesday | 0 | 0 | #N/A | #N/A |  | #N/A | #N/A
12/31/2019 | 2:00 | #N/A | #N/A | Tuesday | 0 | 0 | #N/A | #N/A |  | #N/A | #N/A
12/31/2019 | 3:00 | #N/A | #N/A | Tuesday | 0 | 0 | #N/A | #N/A |  | #N/A | #N/A
12/31/2019 | 4:00 | #N/A | #N/A | Tuesday | 0 | 0 | #N/A | #N/A |  | #N/A | #N/A
12/31/2019 | 5:00 | #N/A | #N/A | Tuesday | 0 | 0 | #N/A | #N/A |  | #N/A | #N/A
12/31/2019 | 6:00 | #N/A | #N/A | Tuesday | 0 | 0 | #N/A | #N/A |  | #N/A | #N/A
12/31/2019 | 7:00 | #N/A | #N/A | Tuesday | 0 | 0 | #N/A | #N/A |  | #N/A | #N/A
12/31/2019 | 8:00 | #N/A | #N/A | Tuesday | 0 | 0 | #N/A | #N/A |  | #N/A | #N/A
12/31/2019 | 9:00 | #N/A | #N/A | Tuesday | 0 | 0 | #N/A | #N/A |  | #N/A | #N/A
12/31/2019 | 10:00 | #N/A | #N/A | Tuesday | 0 | 0 | #N/A | #N/A |  | #N/A | #N/A
12/31/2019 | 11:00 | #N/A | #N/A | Tuesday | 0 | 0 | #N/A | #N/A |  | #N/A | #N/A
12/31/2019 | 12:00 | #N/A | #N/A | Tuesday | 0 | 0 | #N/A | #N/A |  | #N/A | #N/A
12/31/2019 | 13:00 | #N/A | #N/A | Tuesday | 0 | 0 | #N/A | #N/A |  | #N/A | #N/A
12/31/2019 | 14:00 | #N/A | #N/A | Tuesday | 0 | 0 | #N/A | #N/A |  | #N/A | #N/A
12/31/2019 | 15:00 | #N/A | #N/A | Tuesday | 0 | 0 | #N/A | #N/A |  | #N/A | #N/A
12/31/2019 | 16:00 | #N/A | #N/A | Tuesday | 0 | 0 | #N/A | #N/A |  | #N/A | #N/A
12/31/2019 | 17:00 | #N/A | #N/A | Tuesday | 0 | 0 | #N/A | #N/A |  | #N/A | #N/A
12/31/2019 | 18:00 | #N/A | #N/A | Tuesday | 0 | 0 | #N/A | #N/A |  | #N/A | #N/A
12/31/2019 | 19:00 | #N/A | #N/A | Tuesday | 0 | 0 | #N/A | #N/A |  | #N/A | #N/A
12/31/2019 | 20:00 | #N/A | #N/A | Tuesday | 0 | 0 | #N/A | #N/A |  | #N/A | #N/A
12/31/2019 | 21:00 | #N/A | #N/A | Tuesday | 0 | 0 | #N/A | #N/A |  | #N/A | #N/A
12/31/2019 | 22:00 | #N/A | #N/A | Tuesday | 0 | 0 | #N/A | #N/A |  | #N/A | #N/A
12/31/2019 | 23:00 | #N/A | #N/A | Tuesday | 0 | 0 | #N/A | #N/A |  | #N/A | #N/A
12/31/2019 | 24:00 | #N/A | #N/A | Tuesday | 0 | 0 | #N/A | #N/A |  | #N/A | #N/A

## TMY3 Data (hidden)
| 727910 | 726959 | 726886 | 727976 | 726770 | 726810 | 726797 | 727928 | 725867 | 726830 | 726785 | 726813 | 727834 | 726945 | 727796 | 727826 | 726930 | 727855 | 727856 | 727680 | 726676 | 742070 | 727750 | 725865 | 727840 | 727770 | 727720 | 727923 | 725785 | 725866 | 727790 | 727924 | 725895 | 726884 | 725976 | 727830 | 726776 | 726798 | 725786 | 725970 | 742300 | 727730 | 727827 | 726815 | 726917 | 727920 | 727845 | 726880 | 725780 | 726980 | 726986 | 726985 | 727857 | 727970 | 726835 | 727934 | 726904 | 726940 | 726865 | 727935 | 727930 | 725975 | 727687 | 727937 | 725868 | 727850 | 727815 | 742060 | 727938 | 726988 | 727926 | 727846 | 727825 | 690230 | 727885 | 727686 | 727810 | 727910 | 726959 | 726886 | 727976 | 726770 | 726810 | 726797 | 727928 | 725867 | 726830 | 726785 | 726813 | 727834 | 726945 | 727796 | 727826 | 726930 | 727855 | 727856 | 727680 | 726676 | 742070 | 727750 | 725865 | 727840 | 727770 | 727720 | 727923 | 725785 | 725866 | 727790 | 727924 | 725895 | 726884 | 725976 | 727830 | 726776 | 726798 | 725786 | 725970 | 742300 | 727730 | 727827 | 726815 | 726917 | 727920 | 727845 | 726880 | 725780 | 726980 | 726986 | 726985 | 727857 | 727970 | 726835 | 727934 | 726904 | 726940 | 726865 | 727935 | 727930 | 725975 | 727687 | 727937 | 725868 | 727850 | 727815 | 742060 | 727938 | 726988 | 727926 | 727846 | 727825 | 690230 | 727885 | 727686 | 727810
DateTime | ASTORIA REGIONAL AIRPORT | AURORA STATE | BAKER MUNICIPAL AP | BELLINGHAM INTL AP | BILLINGS LOGAN INT'L ARPT | BOISE AIR TERMINAL [UO] | BOZEMAN GALLATIN FIELD | BREMERTON NATIONAL | BURLEY MUNICIPAL ARPT | BURNS MUNICIPAL ARPT [UO] | BUTTE BERT MOONEY ARPT | CALDWELL (AWOS) | COEUR D`ALENE(AWOS) | CORVALLIS MUNI | CUT BANK MUNI AP | EPHRATA AP FCWOS | EUGENE MAHLON SWEET ARPT [UO] | FAIRCHILD AFB | FELTS FLD | GLASGOW INTL ARPT | GLENDIVE(AWOS) | GRAY AAF | GREAT FALLS INTL ARPT | HAILEY/FRIEDMAN MEM | HANFORD | HAVRE CITY-COUNTY AP | HELENA REGIONAL AIRPORT | HOQUIAM AP | IDAHO FALLS FANNING FIELD | JOSLIN FLD MAGIC VA [TWIN FALLS - UO] | KALISPELL GLACIER PK INT'L AR | KELSO WB AP | KLAMATH FALLS INTL AP [UO] | LA GRANDE MUNI AP | LAKEVIEW (AWOS) | LEWISTON NEZ PERCE CNTY AP | LEWISTOWN MUNICIPAL ARPT | LIVINGSTON MISSION FIELD | MALAD CITY | MEDFORD ROGUE VALLEY INTL AP [ASHLAND - UO] | MILES CITY MUNICIPAL ARPT | MISSOULA INTERNATIONAL AP | MOSES LAKE GRANT COUNTY AP | MOUNTAIN HOME AFB | NORTH BEND MUNI AIRPORT | OLYMPIA AIRPORT | PASCO | PENDLETON E OR REGIONAL AP | POCATELLO REGIONAL AP | PORTLAND INTERNATIONAL AP | PORTLAND/HILLSBORO | PORTLAND/TROUTDALE | PULLMAN/MOSCOW RGNL | QUILLAYUTE STATE AIRPORT | REDMOND ROBERTS FIELD | RENTON MUNI | ROSEBURG REGIONAL AP | SALEM MCNARY FIELD | SALMON/LEMHI (AWOS) | SEATTLE BOEING FIELD [ISIS] | SEATTLE SEATTLE-TACOMA INTL A | SEXTON SUMMIT | SIDNEY-RICHLAND | SNOHOMISH CO | SODA SPRINGS/TIGERT | SPOKANE INTERNATIONAL AP [CHENEY - UO] | STAMPEDE PASS | TACOMA MCCHORD AFB | TACOMA NARROWS | THE DALLES MUNICIPAL ARPT | TOLEDO-WINLOCK MEM | WALLA WALLA CITY COUNTY AP | WENATCHEE/PANGBORN | WHIDBEY ISLAND NAS | WILLIAM R FAIRCHILD | WOLF POINT INTL [FORT PECK - SURFRAD] | YAKIMA AIR TERMINAL | ASTORIA REGIONAL AIRPORT | AURORA STATE | BAKER MUNICIPAL AP | BELLINGHAM INTL AP | BILLINGS LOGAN INT'L ARPT | BOISE AIR TERMINAL [UO] | BOZEMAN GALLATIN FIELD | BREMERTON NATIONAL | BURLEY MUNICIPAL ARPT | BURNS MUNICIPAL ARPT [UO] | BUTTE BERT MOONEY ARPT | CALDWELL (AWOS) | COEUR D`ALENE(AWOS) | CORVALLIS MUNI | CUT BANK MUNI AP | EPHRATA AP FCWOS | EUGENE MAHLON SWEET ARPT [UO] | FAIRCHILD AFB | FELTS FLD | GLASGOW INTL ARPT | GLENDIVE(AWOS) | GRAY AAF | GREAT FALLS INTL ARPT | HAILEY/FRIEDMAN MEM | HANFORD | HAVRE CITY-COUNTY AP | HELENA REGIONAL AIRPORT | HOQUIAM AP | IDAHO FALLS FANNING FIELD | JOSLIN FLD MAGIC VA [TWIN FALLS - UO] | KALISPELL GLACIER PK INT'L AR | KELSO WB AP | KLAMATH FALLS INTL AP [UO] | LA GRANDE MUNI AP | LAKEVIEW (AWOS) | LEWISTON NEZ PERCE CNTY AP | LEWISTOWN MUNICIPAL ARPT | LIVINGSTON MISSION FIELD | MALAD CITY | MEDFORD ROGUE VALLEY INTL AP [ASHLAND - UO] | MILES CITY MUNICIPAL ARPT | MISSOULA INTERNATIONAL AP | MOSES LAKE GRANT COUNTY AP | MOUNTAIN HOME AFB | NORTH BEND MUNI AIRPORT | OLYMPIA AIRPORT | PASCO | PENDLETON E OR REGIONAL AP | POCATELLO REGIONAL AP | PORTLAND INTERNATIONAL AP | PORTLAND/HILLSBORO | PORTLAND/TROUTDALE | PULLMAN/MOSCOW RGNL | QUILLAYUTE STATE AIRPORT | REDMOND ROBERTS FIELD | RENTON MUNI | ROSEBURG REGIONAL AP | SALEM MCNARY FIELD | SALMON/LEMHI (AWOS) | SEATTLE BOEING FIELD [ISIS] | SEATTLE SEATTLE-TACOMA INTL A | SEXTON SUMMIT | SIDNEY-RICHLAND | SNOHOMISH CO | SODA SPRINGS/TIGERT | SPOKANE INTERNATIONAL AP [CHENEY - UO] | STAMPEDE PASS | TACOMA MCCHORD AFB | TACOMA NARROWS | THE DALLES MUNICIPAL ARPT | TOLEDO-WINLOCK MEM | WALLA WALLA CITY COUNTY AP | WENATCHEE/PANGBORN | WHIDBEY ISLAND NAS | WILLIAM R FAIRCHILD | WOLF POINT INTL [FORT PECK - SURFRAD] | YAKIMA AIR TERMINAL
2013-01-01 01:00 | 50 | 39 | 29.5 | 46.5 | 10 | 17 | 26.5 | 34 | 30.5 | 18 | 1 | 25 | 34.5 | 43 | 1 | 21 | 41 | 30 | 25 | 18 | 25 | 41 | 37 | 23.5 | 32.5 | 28 | 2 | 33 | 22 | 35.5 | -0.5 | 48.5 | 25 | 34 | 35 | 23 | 2 | 30 | 12.5 | 24 | 25.5 | 21 | 28.5 | 18 | 34 | 23 | 28.5 | 25 | 22 | 37 | 43 | 39 | 30 | 46 | 37 | 43 | 46.5 | 28 | 21 | 37.5 | 41 | 32 | 24 | 41 | 27 | 30 | 27 | 42 | 42.5 | 37.5 | 36 | 37 | 38.5 | 43 | 41 | -6 | 19 | 46 | 39 | 25 | 41 | -2 | 13 | 21 | 30 | 27 | 10 | -2 | 21 | 30.5 | 39 | -9.5 | 15 | 39 | 30 | 21 | 15.5 | 19.5 | 39 | 24 | 16.5 | 32.5 | 25 | 1 | 33 | 20 | 32 | -8.5 | 44 | 25 | 27 | 26 | 15 | -3.5 | 22 | 3.5 | 22 | 16.5 | 20 | 26.5 | 13.5 | 29 | 21 | 28.5 | 24 | 21 | 21 | 34 | 35.5 | 30 | 44 | 35 | 34 | 46.5 | 25 | 14.5 | 35.5 | 35 | 28 | 18 | 35.5 | 26.5 | 25 | 25 | 39 | 40 | 34 | 36 | 33 | 27 | 39 | 39.5 | -7.5 | 17
2013-01-01 02:00 | 51 | 41 | 29 | 45 | 6 | 18 | 30 | 34 | 30.5 | 19.5 | -1 | 21 | 36 | 43 | -1 | 21 | 41 | 30 | 25 | 18 | 23 | 41 | 36 | 23.5 | 32.5 | 23 | 2 | 33 | 21 | 35.5 | -2 | 49.5 | 26.5 | 35 | 33 | 23 | 2 | 27 | 12 | 24 | 24 | 21 | 28.5 | 19.5 | 33 | 23 | 26.5 | 25 | 22 | 36 | 44.5 | 39 | 32 | 45 | 37 | 41 | 46.5 | 27.5 | 22 | 35.5 | 41 | 32 | 23 | 43 | 27 | 30 | 27 | 42 | 43 | 37 | 35.5 | 38 | 38 | 43 | 42 | -6 | 19 | 47 | 39 | 24.5 | 41 | -3 | 14 | 23 | 30 | 27 | 11.5 | -5 | 19.5 | 29.5 | 39 | -7 | 16 | 39 | 30 | 21 | 16 | 19.5 | 38 | 23 | 16 | 32.5 | 20 | 0 | 33 | 19.5 | 30 | -10 | 44 | 25 | 27 | 27 | 13 | -2 | 20 | 2 | 22 | 16 | 20 | 26.5 | 13.5 | 28.5 | 21 | 26.5 | 24 | 20 | 21 | 34 | 35.5 | 30 | 44 | 33 | 35.5 | 46.5 | 24 | 14 | 34 | 37 | 28 | 17 | 34 | 26.5 | 25 | 25 | 39 | 41 | 34 | 35.5 | 33 | 27.5 | 39 | 40 | -9.5 | 18
2013-01-01 03:00 | 52 | 41 | 28.5 | 42 | 5 | 17 | 28.5 | 34 | 30.5 | 20.5 | -2 | 21 | 35 | 41 | 0 | 22 | 41 | 30 | 21 | 16.5 | 25 | 41 | 36 | 24.5 | 32 | 24 | 4 | 34 | 20 | 35.5 | -3 | 50 | 25 | 36.5 | 34 | 22 | 2 | 24 | 11.5 | 24 | 26.5 | 22 | 28.5 | 19.5 | 32 | 23 | 26.5 | 26 | 17 | 34 | 44.5 | 39 | 30 | 47 | 37 | 41 | 46.5 | 27 | 19.5 | 35.5 | 41 | 32 | 20 | 43 | 26.5 | 30 | 27 | 42 | 39 | 37 | 35 | 37 | 37.5 | 43 | 43 | -6 | 19 | 50 | 41 | 25 | 40 | -2 | 14 | 21 | 30 | 27 | 13 | -6 | 21 | 29 | 39 | -2.5 | 17 | 39 | 28.5 | 19.5 | 16.5 | 19.5 | 35 | 23 | 16 | 32 | 23 | 1 | 34 | 18.5 | 30 | -9.5 | 44.5 | 25 | 27 | 27 | 13 | -3.5 | 18 | 1 | 21 | 20 | 20 | 26.5 | 13.5 | 27.5 | 21 | 26.5 | 24 | 16 | 22 | 34 | 35.5 | 30 | 45 | 33 | 37.5 | 46.5 | 22.5 | 12 | 34 | 37 | 28 | 13 | 35.5 | 26 | 26 | 25 | 39 | 39 | 34 | 35 | 32 | 28 | 39 | 41.5 | -9.5 | 18
2013-01-01 04:00 | 52 | 39 | 28.5 | 44 | 6 | 18 | 26.5 | 34 | 30.5 | 20 | -4 | 21 | 36.5 | 41 | 0.5 | 23 | 40 | 30 | 23 | 15.5 | 25 | 41 | 35 | 24 | 32.5 | 22 | 1 | 34 | 19.5 | 34 | -4 | 50.5 | 25 | 38.5 | 34 | 22 | 1.5 | 22 | 11 | 24 | 28.5 | 22 | 28.5 | 19.5 | 31 | 23 | 26.5 | 25 | 18 | 36 | 44.5 | 39 | 28.5 | 47 | 36 | 41 | 46.5 | 26 | 19 | 34 | 42 | 31 | 17 | 43 | 26.5 | 30 | 27 | 42 | 39 | 38 | 34.5 | 38 | 37 | 42 | 43.5 | -6 | 19 | 50 | 39 | 23 | 40 | -2 | 15 | 21 | 30 | 27 | 14 | -8 | 19.5 | 28 | 39 | -2.5 | 19 | 39 | 28.5 | 21 | 15.5 | 21 | 38 | 21 | 16 | 32.5 | 21 | -2 | 34 | 17.5 | 28.5 | -10.5 | 44.5 | 25 | 27 | 27 | 12 | -3.5 | 17 | -0.5 | 21 | 21.5 | 20 | 26.5 | 15.5 | 26 | 20 | 25 | 24 | 18 | 19 | 34 | 35.5 | 26.5 | 47 | 33 | 37.5 | 46.5 | 21 | 11.5 | 32 | 38 | 27 | 12 | 37.5 | 26 | 25 | 25 | 38 | 39 | 34 | 34.5 | 33 | 28.5 | 39 | 42 | -7.5 | 18
2013-01-01 05:00 | 49 | 37.5 | 28.5 | 45 | 6 | 18 | 23 | 34 | 31 | 20 | -5 | 21 | 38 | 43 | 1 | 24 | 40 | 28.5 | 25 | 14 | 25 | 41 | 36 | 24.5 | 32.5 | 19 | 6 | 35 | 19.5 | 34 | -5 | 51 | 26.5 | 39.5 | 35 | 21 | 1.5 | 29 | 4.5 | 23 | 31 | 22 | 26.5 | 19.5 | 30 | 22.5 | 26.5 | 25 | 19 | 30 | 44.5 | 39 | 28.5 | 48 | 37 | 41 | 47 | 25.5 | 16 | 34 | 43 | 31 | 16 | 43 | 26 | 30 | 26 | 42 | 39 | 38 | 34 | 39 | 36 | 41 | 44.5 | -6 | 20 | 45 | 37.5 | 23 | 41 | -1 | 16 | 19.5 | 30 | 27.5 | 14 | -10 | 19.5 | 27.5 | 39 | -7 | 19 | 38 | 26.5 | 21 | 13 | 21 | 39 | 22 | 16 | 32.5 | 17 | 4 | 34 | 18 | 28.5 | -14 | 44.5 | 25 | 27 | 27 | 11 | -2 | 20 | -2 | 19 | 20 | 20 | 26.5 | 15.5 | 26 | 20 | 26.5 | 24 | 18 | 25 | 35.5 | 35.5 | 26.5 | 47 | 34 | 37.5 | 47 | 21.5 | 9.5 | 32 | 39 | 26 | 10 | 37.5 | 25.5 | 26 | 25 | 39 | 37.5 | 34 | 34 | 32 | 29 | 39 | 43 | -9.5 | 18
2013-01-01 06:00 | 49 | 37 | 28.5 | 44 | 6 | 19 | 23 | 34 | 33.5 | 20 | -4 | 21 | 37 | 44.5 | -1 | 24 | 40 | 28.5 | 21 | 16.5 | 26.5 | 41 | 33 | 24.5 | 32 | 20 | 6 | 35 | 19.5 | 32 | -4 | 52 | 26.5 | 41.5 | 33 | 21 | 2 | 29 | 5 | 21 | 29.5 | 22 | 26.5 | 19.5 | 29 | 21.5 | 35.5 | 24 | 19 | 33 | 44.5 | 39 | 26.5 | 47 | 37 | 41 | 46.5 | 25.5 | 17 | 34 | 46 | 31 | 15 | 43 | 25 | 30 | 26 | 42 | 38.5 | 38 | 33.5 | 39 | 35.5 | 41 | 43 | -6 | 19 | 45 | 37 | 23 | 41 | -1 | 17 | 19.5 | 30 | 29.5 | 14 | -7 | 19.5 | 29 | 39 | -4.5 | 21 | 38 | 26.5 | 19.5 | 16.5 | 21 | 39 | 21 | 15 | 32 | 18 | 3 | 34 | 17.5 | 26.5 | -11 | 44.5 | 26.5 | 27 | 28 | 14 | -2 | 21 | -3 | 18 | 22.5 | 21 | 25 | 15.5 | 25.5 | 19 | 34 | 22 | 18 | 20 | 34 | 35.5 | 25 | 44 | 34 | 37.5 | 46.5 | 21.5 | 16.5 | 28.5 | 40 | 27 | 8 | 37.5 | 23 | 27 | 25 | 39 | 37 | 34 | 33.5 | 33 | 29.5 | 39 | 43 | -9.5 | 18
2013-01-01 07:00 | 48 | 37 | 28.5 | 43 | 6 | 20 | 23 | 35.5 | 33.5 | 19 | -4 | 21 | 38.5 | 43 | -3 | 25 | 39 | 26.5 | 21 | 18.5 | 26.5 | 41 | 30 | 25 | 32 | 19 | 2 | 35 | 16 | 32 | -3 | 50.5 | 23 | 41 | 32 | 19 | 2 | 27 | 5 | 21 | 28 | 23 | 26.5 | 19.5 | 28 | 21 | 39 | 24 | 19 | 32 | 44.5 | 37.5 | 26.5 | 47 | 38 | 39 | 46.5 | 25 | 16.5 | 35.5 | 44 | 31 | 14 | 43 | 25 | 30 | 26 | 41 | 37 | 37 | 36.5 | 39 | 35 | 39 | 43 | -6 | 20 | 45 | 37 | 23 | 41 | -1 | 18 | 19.5 | 30 | 29.5 | 13 | -8 | 19.5 | 28 | 39 | -6.5 | 23 | 37 | 26.5 | 19.5 | 18.5 | 21 | 38 | 20 | 12 | 32 | 19 | 0 | 34 | 12 | 26.5 | -11 | 44.5 | 23 | 28 | 30 | 10 | -1 | 20 | -3 | 17 | 22.5 | 21 | 26.5 | 14 | 24 | 18 | 35.5 | 22 | 18 | 21 | 34 | 34 | 25 | 45 | 34 | 37.5 | 46.5 | 21 | 12.5 | 28.5 | 42 | 27 | 7 | 37.5 | 23 | 28 | 24 | 38 | 36.5 | 34 | 35 | 33 | 29.5 | 39 | 39 | -9.5 | 18
2013-01-01 08:00 | 49 | 36.5 | 26.5 | 40 | 7 | 21 | 30 | 34 | 34 | 17.5 | -5 | 21 | 39.5 | 43 | -5 | 26 | 39 | 26.5 | 23 | 21 | 30 | 41 | 29 | 26.5 | 32 | 19 | 2 | 35 | 8.5 | 32 | -2 | 50.5 | 23 | 44 | 32 | 20 | -1 | 25 | 4 | 21 | 27 | 23 | 28.5 | 19.5 | 31 | 23 | 39 | 22 | 19 | 30 | 44.5 | 37.5 | 26.5 | 46 | 38 | 39 | 46.5 | 27.5 | 17.5 | 35.5 | 44 | 31 | 14 | 43 | 24.5 | 31 | 26 | 42 | 35.5 | 37 | 36 | 39 | 34.5 | 39 | 41 | -2 | 19 | 45 | 36.5 | 23 | 39 | 0 | 19 | 23 | 30 | 30 | 11 | -8 | 19.5 | 29 | 37.5 | -12 | 24 | 37 | 25 | 21 | 18 | 26.5 | 38 | 20 | 16 | 32 | 18 | -1 | 34 | 7 | 26.5 | -11 | 44.5 | 23 | 27 | 29 | 12 | -4 | 18 | 0 | 17 | 20 | 21 | 28.5 | 14 | 23.5 | 20 | 35.5 | 21 | 18 | 24 | 35.5 | 35.5 | 25 | 45 | 34 | 37.5 | 46.5 | 22.5 | 16 | 28.5 | 42 | 27 | 7 | 37.5 | 23.5 | 31 | 24 | 38 | 35.5 | 33 | 36 | 32 | 30 | 37.5 | 39 | -7.5 | 17
2013-01-01 09:00 | 49 | 38 | 30 | 39 | 9 | 22 | 25 | 35.5 | 33 | 17 | -7 | 21 | 41 | 41 | -3 | 26 | 39 | 28.5 | 26.5 | 22.5 | 30 | 41 | 30 | 26.5 | 32 | 18 | 5 | 35 | 8.5 | 32 | -0.5 | 50.5 | 26.5 | 43.5 | 32 | 21 | 0 | 22 | 7 | 25 | 31.5 | 23 | 28.5 | 19.5 | 34 | 25 | 39 | 21 | 19 | 29 | 44.5 | 37.5 | 28 | 47 | 39 | 41 | 46.5 | 29.5 | 17.5 | 35.5 | 46 | 31 | 14 | 44.5 | 21 | 32 | 26 | 42 | 37.5 | 37 | 38 | 40 | 34 | 43 | 39 | -2 | 19 | 46 | 38 | 25 | 38 | 1 | 20 | 21 | 30 | 30 | 10.5 | -11 | 19.5 | 30 | 37.5 | -6.5 | 24 | 37 | 25 | 21 | 22.5 | 26.5 | 38 | 21 | 12 | 32 | 18 | 1 | 34 | 5 | 26.5 | -8.5 | 44.5 | 26.5 | 31.5 | 30 | 13 | -4 | 16 | -2 | 21 | 25 | 22 | 28.5 | 14 | 23.5 | 22.5 | 35.5 | 21 | 18 | 27 | 37.5 | 35.5 | 25.5 | 45 | 35 | 37.5 | 46.5 | 24.5 | 17.5 | 28.5 | 41 | 28 | 8 | 35.5 | 21 | 32 | 25 | 39 | 37.5 | 33 | 38 | 32 | 30.5 | 39 | 37.5 | -7.5 | 17
2013-01-01 10:00 | 48 | 39 | 34 | 42 | 13 | 26 | 28.5 | 35.5 | 34 | 18 | 0 | 21 | 41.5 | 39 | -1 | 26 | 43 | 28.5 | 28.5 | 24.5 | 30 | 42 | 39 | 30 | 32 | 22 | 12 | 35 | 8.5 | 34 | 1.5 | 51.5 | 32 | 46.5 | 32 | 24 | 4 | 22 | 10 | 28 | 36.5 | 25 | 28.5 | 19.5 | 37 | 27 | 39 | 25 | 18 | 32 | 43 | 41 | 30 | 48 | 40 | 43 | 48 | 32 | 21 | 35.5 | 46 | 32 | 15 | 43 | 21 | 33 | 27 | 43 | 39 | 37 | 40 | 39 | 33.5 | 44.5 | 39 | -0.5 | 20 | 46 | 39 | 25 | 40 | 3 | 24 | 25 | 30 | 30 | 10 | -3 | 21 | 30.5 | 37.5 | -3.5 | 24 | 38 | 23 | 21 | 24.5 | 26.5 | 39 | 24 | 19.5 | 32 | 21 | 8 | 34 | 3 | 26.5 | -6 | 45 | 28.5 | 31 | 30 | 11 | -1 | 17 | -1 | 22 | 27.5 | 23 | 28.5 | 15.5 | 23 | 25 | 35.5 | 22 | 17 | 29 | 39 | 35.5 | 26.5 | 42 | 35 | 37.5 | 46.5 | 26 | 17.5 | 28.5 | 42 | 28 | 8 | 39 | 21 | 32 | 26 | 39 | 39 | 34 | 40 | 32 | 31 | 41 | 37.5 | -4 | 17
2013-01-01 11:00 | 48 | 43 | 35.5 | 43 | 16 | 39 | 34 | 35.5 | 33 | 22.5 | 5 | 23 | 41.5 | 44.5 | 1 | 29 | 46 | 28.5 | 30 | 26 | 32 | 44 | 43 | 34 | 32 | 31 | 11 | 36 | 10.5 | 35.5 | 3 | 52.5 | 35.5 | 50 | 32 | 27 | 6 | 26 | 15.5 | 32 | 41 | 26 | 28.5 | 19 | 39.5 | 30.5 | 43 | 25 | 18 | 35 | 43 | 43 | 30 | 48 | 43 | 43 | 50 | 34.5 | 23 | 37.5 | 48 | 32 | 15 | 41 | 26.5 | 33 | 27 | 44 | 39 | 37 | 41 | 39 | 32.5 | 48 | 39 | 5 | 21 | 46 | 39 | 25 | 40 | 5 | 30 | 30 | 30 | 30 | 11.5 | 3 | 21 | 30.5 | 37.5 | -5 | 24 | 38 | 25 | 21 | 20 | 28.5 | 39 | 25 | 25 | 32 | 25 | 7 | 34 | 8.5 | 26.5 | -5 | 45 | 28.5 | 33.5 | 30 | 14 | 1 | 19 | 2.5 | 23 | 27 | 24 | 28.5 | 15.5 | 24.5 | 27.5 | 35.5 | 23 | 16 | 29 | 39 | 35.5 | 26.5 | 43 | 35 | 37.5 | 48 | 26.5 | 17.5 | 28.5 | 41 | 27 | 8 | 39 | 26.5 | 33 | 27 | 40 | 39 | 34 | 41 | 32 | 31.5 | 39 | 35.5 | 1.5 | 15
2013-01-01 12:00 | 48 | 44.5 | 37.5 | 47 | 20 | 25 | 39 | 37.5 | 34 | 26 | 9 | 23 | 41.5 | 43 | 4.5 | 27 | 47 | 28.5 | 32 | 29 | 32 | 44 | 45 | 35.5 | 32 | 36 | 15 | 37 | 12 | 37.5 | 6 | 53.5 | 39 | 49.5 | 33 | 27 | 15 | 27 | 20 | 34 | 43.5 | 27 | 30 | 21 | 41.5 | 33.5 | 43 | 25 | 19 | 36 | 43 | 44.5 | 32 | 49 | 42 | 44.5 | 53.5 | 36.5 | 25 | 39 | 49 | 31 | 16 | 41 | 30 | 34 | 27 | 45 | 39 | 37 | 42 | 40 | 33 | 48 | 37.5 | 8.5 | 23 | 45 | 41 | 25 | 41 | 6 | 22 | 32 | 28.5 | 29 | 12.5 | 8 | 21 | 30.5 | 37.5 | 0.5 | 25 | 38 | 25 | 21 | 27.5 | 28.5 | 39 | 25 | 19.5 | 32 | 25 | 8 | 35 | 10.5 | 28.5 | -0.5 | 45 | 28.5 | 32.5 | 30 | 14 | 8 | 20 | 5 | 20 | 30 | 25 | 28.5 | 15.5 | 25 | 29 | 37.5 | 24 | 14 | 28 | 39 | 35.5 | 28.5 | 44 | 33 | 39 | 48 | 26 | 19.5 | 30 | 41 | 27 | 9 | 39 | 28.5 | 33 | 27 | 39 | 39 | 35 | 41 | 33 | 31 | 43 | 35.5 | 3 | 16
2013-01-01 13:00 | 48 | 50 | 37.5 | 49 | 22 | 31 | 35.5 | 37.5 | 34 | 29.5 | 13 | 25 | 41.5 | 43 | 7.5 | 27 | 49 | 28.5 | 34 | 32 | 32 | 44 | 46 | 34 | 32 | 37 | 19 | 38 | 16 | 39 | 9 | 53 | 43 | 47.5 | 33 | 29 | 18 | 28 | 21 | 37 | 45.5 | 26 | 30 | 21 | 44 | 37 | 44.5 | 25 | 19 | 39 | 43 | 44.5 | 34 | 50 | 40 | 46.5 | 59 | 39 | 26.5 | 41 | 43 | 31 | 16 | 41 | 30 | 35 | 28 | 46 | 41 | 38 | 44 | 39 | 33 | 48 | 37.5 | 10.5 | 25 | 46 | 43 | 23 | 42 | 6 | 28 | 34 | 26.5 | 29 | 13.5 | 10 | 23 | 30.5 | 35.5 | 2 | 25 | 37 | 23 | 21 | 29 | 28.5 | 40 | 25 | 21 | 32 | 24 | 9 | 35 | 10.5 | 28.5 | 2.5 | 44 | 26.5 | 33 | 30 | 16 | 8 | 21 | 3 | 20 | 30.5 | 25 | 28.5 | 15.5 | 25 | 29 | 37.5 | 22 | 10 | 27 | 39 | 34 | 28.5 | 45 | 34 | 37.5 | 44.5 | 25 | 21 | 30 | 42 | 27 | 9 | 39 | 26.5 | 34 | 27 | 39 | 41 | 35 | 42 | 35 | 31 | 43 | 34 | 5 | 17
2013-01-01 14:00 | 47 | 50 | 39 | 49 | 22 | 36 | 39 | 37.5 | 34 | 32 | 17 | 25 | 41 | 44.5 | 11 | 28 | 49 | 28.5 | 34 | 35 | 34 | 45 | 47 | 35.5 | 32 | 38 | 23 | 39 | 14 | 39 | 12 | 56.5 | 46.5 | 49 | 34 | 29 | 20 | 26.5 | 24 | 39 | 48 | 28 | 30 | 21 | 44 | 38 | 46.5 | 25 | 20 | 41 | 44.5 | 44.5 | 34 | 49 | 38 | 46.5 | 61 | 38.5 | 26.5 | 39 | 44 | 31 | 17 | 41 | 31.5 | 34 | 28 | 46 | 43 | 39 | 44 | 39 | 33 | 50 | 37.5 | 12 | 25 | 44 | 43 | 23 | 42 | 6 | 30 | 34 | 28.5 | 29 | 13.5 | 11 | 25 | 30 | 37.5 | 0 | 26 | 37 | 23 | 23 | 25 | 28.5 | 40 | 25 | 25 | 32 | 26 | 11 | 36 | 8.5 | 26.5 | 4 | 45 | 26.5 | 33 | 31 | 14 | 10 | 21 | 7 | 18 | 27 | 27 | 30 | 15.5 | 26 | 29 | 35.5 | 21 | 11 | 27 | 39 | 34 | 28.5 | 42 | 37 | 37.5 | 44.5 | 25 | 21 | 34 | 40 | 27 | 9 | 41 | 28 | 34 | 27 | 40 | 43 | 33 | 43 | 34 | 31 | 41 | 34 | 7 | 18
2013-01-01 15:00 | 47 | 46.5 | 37.5 | 48 | 22 | 38 | 41 | 35.5 | 34 | 34 | 16 | 25 | 41.5 | 46.5 | 11 | 28 | 49 | 30 | 34 | 33.5 | 32 | 46 | 45 | 39 | 32 | 40 | 26 | 38 | 14 | 39 | 12.5 | 54.5 | 46.5 | 49 | 34 | 30 | 26 | 26 | 26 | 40 | 44 | 28 | 30 | 21 | 44 | 38.5 | 46.5 | 25 | 18 | 40 | 44.5 | 44.5 | 34 | 49 | 38 | 44.5 | 61 | 38.5 | 28.5 | 37.5 | 44 | 31 | 16 | 41 | 31 | 34 | 27 | 45 | 41 | 39 | 43 | 40 | 33 | 48 | 37.5 | 12 | 24 | 44 | 43 | 26.5 | 42 | 6 | 31 | 34 | 30 | 29 | 14 | 11 | 25 | 31.5 | 37.5 | 5 | 24 | 36 | 23 | 23 | 31.5 | 26.5 | 40 | 25 | 25 | 31.5 | 27 | 12 | 35 | 12 | 26.5 | 6.5 | 45 | 26.5 | 33 | 31 | 14 | 18 | 23 | 11 | 19 | 29 | 27 | 30 | 15.5 | 26.5 | 28.5 | 34 | 21 | 12 | 25 | 39 | 34 | 28.5 | 43 | 36 | 35.5 | 44.5 | 24.5 | 21 | 34 | 40 | 28 | 9 | 39 | 27.5 | 34 | 27 | 40 | 41 | 33 | 43 | 33 | 30 | 41 | 34 | 8.5 | 19
2013-01-01 16:00 | 46 | 44.5 | 35.5 | 46 | 21 | 40 | 44.5 | 34 | 35 | 35 | 14 | 25 | 41.5 | 44.5 | 11 | 28 | 50 | 28.5 | 32 | 32.5 | 32 | 45 | 41 | 39 | 30 | 38 | 26 | 38 | 12 | 37.5 | 12.5 | 54 | 44.5 | 49 | 34 | 29 | 26 | 26 | 26 | 40 | 40 | 30 | 30 | 21 | 44 | 39 | 43 | 25 | 16 | 39 | 44.5 | 43 | 30 | 48 | 37 | 43 | 61 | 38 | 28.5 | 34 | 43 | 31 | 15 | 41 | 31 | 34 | 27 | 44 | 41 | 39 | 43 | 40 | 32 | 46.5 | 39 | 12 | 27 | 43 | 39 | 26.5 | 41 | 6 | 29 | 34 | 30 | 30 | 14 | 10 | 25 | 32.5 | 37.5 | 6.5 | 25 | 34 | 25 | 21 | 32 | 26.5 | 40 | 24 | 23 | 29.5 | 25 | 14 | 35 | 8.5 | 28.5 | 6.5 | 45 | 26.5 | 33 | 31 | 16 | 18 | 24 | 8 | 19 | 27.5 | 28 | 28.5 | 15.5 | 26 | 27 | 34 | 21 | 10 | 26 | 39 | 34 | 26.5 | 42 | 35 | 37.5 | 43 | 23 | 21 | 34 | 40 | 27 | 8 | 39 | 27 | 34 | 27 | 40 | 41 | 34 | 43 | 32 | 32 | 41 | 30 | 8.5 | 19
2013-01-01 17:00 | 45 | 44.5 | 30 | 44 | 19 | 38 | 41 | 34 | 34 | 31.5 | 8 | 25 | 41.5 | 41 | 11 | 28.5 | 44 | 26.5 | 30 | 31 | 26.5 | 44 | 39 | 41 | 26 | 37 | 26 | 37 | 5 | 35.5 | 13 | 53 | 35.5 | 48.5 | 34 | 26 | 24 | 26 | 23 | 37 | 36 | 34 | 30 | 19 | 42.5 | 35.5 | 43 | 25 | 12 | 36 | 44.5 | 41 | 30 | 47 | 37 | 43 | 61 | 35 | 26.5 | 34 | 43 | 30 | 13 | 39 | 28 | 34 | 27 | 45 | 39 | 39 | 40 | 39 | 32 | 43 | 37.5 | 10.5 | 31 | 44 | 37.5 | 26.5 | 40 | 4 | 30 | 34 | 30 | 30 | 13.5 | 4 | 25 | 32.5 | 35.5 | 4 | 25 | 36 | 25 | 21 | 26 | 21 | 40 | 24 | 26.5 | 26 | 22 | 16 | 36 | 1.5 | 28.5 | 5 | 46 | 25 | 33.5 | 30 | 15 | 12 | 21 | 12 | 19 | 23 | 30 | 28.5 | 14 | 26.5 | 27 | 34 | 21 | 9 | 20 | 39 | 34 | 26.5 | 43 | 35 | 35.5 | 43 | 23.5 | 21 | 34 | 41 | 26 | 7 | 39 | 23.5 | 34 | 27 | 40 | 39 | 34 | 40 | 31 | 32 | 39 | 30 | 8.5 | 18
2013-01-01 18:00 | 46 | 43 | 30 | 43 | 18 | 32 | 43 | 34 | 36 | 29 | 1 | 25 | 42 | 41 | 12 | 28 | 44 | 25 | 30 | 30 | 21 | 42 | 39 | 37.5 | 27 | 34 | 20 | 36 | 5 | 34 | 12 | 53 | 30 | 47 | 33 | 25 | 23 | 26 | 19.5 | 30 | 35 | 36 | 28.5 | 19 | 40.5 | 31.5 | 41 | 25 | 8 | 35 | 44.5 | 43 | 28.5 | 44 | 37 | 41 | 62.5 | 32.5 | 26.5 | 34 | 43 | 30 | 12 | 39 | 22 | 34 | 27 | 43 | 39 | 38 | 38.5 | 39 | 32 | 41 | 37.5 | 8.5 | 40 | 42 | 37.5 | 25 | 39 | 3 | 27 | 34 | 30 | 30 | 12.5 | -2 | 23 | 33.5 | 35.5 | 7.5 | 24 | 37 | 25 | 23 | 30 | 17.5 | 39 | 24 | 19.5 | 27 | 20 | 15 | 35 | 1.5 | 28.5 | 5.5 | 44.5 | 25 | 33.5 | 30 | 16 | 14 | 20 | 12.5 | 20 | 25.5 | 27 | 28.5 | 14 | 26 | 26 | 34 | 21 | 6 | 22 | 39 | 34 | 25 | 42 | 34 | 34 | 43 | 23.5 | 21 | 34 | 41 | 27 | 6 | 39 | 16 | 34 | 27 | 39 | 39 | 33 | 38.5 | 30 | 31 | 39 | 30 | 7 | 20
2013-01-01 19:00 | 45 | 43 | 25 | 41 | 16 | 31 | 43 | 34 | 35 | 27.5 | -2 | 23.5 | 42.5 | 41 | 13 | 30 | 44 | 24.5 | 26.5 | 29 | 19.5 | 41 | 37 | 35.5 | 28 | 35 | 24 | 36 | 7 | 32 | 11.5 | 52 | 30 | 47 | 33 | 25 | 21 | 26 | 16.5 | 31 | 34.5 | 35 | 26.5 | 19 | 39 | 28 | 39 | 25 | 5 | 33 | 44.5 | 43 | 28.5 | 42 | 36 | 41 | 62.5 | 30 | 27 | 34 | 43 | 30 | 11 | 39 | 21.5 | 34 | 27 | 43 | 39 | 38 | 38 | 38 | 33 | 43 | 36.5 | 8.5 | 40 | 42 | 35.5 | 23 | 38 | 2 | 26 | 34 | 30 | 29 | 12 | -7 | 22.5 | 34.5 | 37.5 | 8 | 21 | 39 | 24.5 | 23 | 29 | 18 | 39 | 24 | 21 | 28 | 18 | 18 | 35 | 3 | 26.5 | 5 | 44.5 | 25 | 33.5 | 30 | 15 | 12 | 20 | 12.5 | 21 | 25.5 | 22 | 26.5 | 14 | 25 | 25 | 34 | 21 | 3 | 20 | 37.5 | 34 | 26.5 | 41 | 31 | 32 | 43 | 23 | 22.5 | 34 | 40 | 26 | 5 | 39 | 16.5 | 34 | 27 | 39 | 39 | 34 | 38 | 31 | 31 | 39 | 32 | 7 | 22
2013-01-01 20:00 | 47 | 43 | 25 | 41 | 16 | 26 | 41 | 32 | 34 | 26 | -1 | 22.5 | 43 | 41 | 14 | 29 | 44 | 25 | 26.5 | 28 | 19.5 | 40 | 35 | 39 | 27.5 | 34 | 25 | 36 | 3 | 30 | 11 | 52 | 26.5 | 46.5 | 32 | 24 | 22 | 25 | 11 | 27 | 34 | 33 | 25 | 19 | 38 | 27.5 | 39 | 24 | 1 | 30 | 46.5 | 43 | 26.5 | 42 | 37 | 41 | 61 | 29 | 26.5 | 34 | 43 | 30 | 11 | 39 | 19 | 33 | 28 | 41 | 37.5 | 37 | 37 | 37 | 32 | 39 | 35.5 | 8.5 | 40 | 44 | 35.5 | 23 | 38 | 2 | 23 | 34 | 30 | 29 | 11.5 | -4 | 22 | 35.5 | 37.5 | 5 | 23 | 40 | 25 | 21 | 27 | 19.5 | 39 | 23 | 30 | 27.5 | 17 | 18 | 35 | -0.5 | 28.5 | 2 | 44.5 | 25 | 33.5 | 30 | 13 | 12 | 22 | 8 | 21 | 23 | 21 | 25 | 16 | 25.5 | 25.5 | 34 | 21 | -1 | 21 | 37.5 | 32 | 23 | 41 | 29 | 32 | 43 | 23 | 23 | 34 | 40 | 26 | 5 | 39 | 14 | 33 | 27 | 40 | 37.5 | 33 | 37 | 31 | 30 | 39 | 34 | 7 | 19
2013-01-01 21:00 | 49 | 41 | 23 | 41 | 12 | 26 | 43 | 34 | 34 | 25 | -5 | 21.5 | 42.5 | 39 | 15 | 27 | 44 | 25 | 25 | 27 | 23 | 39 | 36 | 39 | 30.5 | 29 | 20 | 36 | 1.5 | 32 | 11.5 | 50.5 | 28.5 | 46.5 | 33 | 23 | 23 | 24 | 15.5 | 28 | 33.5 | 33 | 25 | 19 | 36.5 | 27.5 | 37.5 | 24 | 0 | 32 | 44.5 | 43 | 26.5 | 44 | 36 | 39 | 62.5 | 27.5 | 26.5 | 34 | 42 | 30 | 11 | 39 | 16.5 | 33 | 28 | 40 | 35.5 | 37 | 36 | 36 | 33 | 39 | 34 | 7 | 35 | 44 | 35.5 | 21 | 37 | 1 | 21 | 34 | 30 | 29 | 11.5 | -9 | 21.5 | 34.5 | 35.5 | 7 | 25 | 39 | 25 | 21 | 27 | 21 | 38 | 24 | 30 | 29.5 | 18 | 15 | 35 | -2 | 28.5 | 4.5 | 44.5 | 26.5 | 32 | 30 | 14 | 13 | 20 | 14.5 | 21 | 26.5 | 21 | 25 | 16 | 25.5 | 25.5 | 34 | 21 | -3 | 22 | 39 | 32 | 25 | 42 | 28 | 30 | 43 | 22.5 | 21 | 34 | 40 | 26 | 4 | 39 | 11.5 | 33 | 27 | 39 | 35.5 | 32 | 36 | 31 | 28 | 37.5 | 30 | 5 | 21
2013-01-01 22:00 | 49 | 39 | 23 | 39 | 12 | 22 | 39 | 34 | 32 | 23.5 | -3 | 21 | 42 | 41 | 16 | 27 | 44 | 25 | 25 | 26 | 21 | 39 | 35 | 37.5 | 29.5 | 27 | 18 | 36 | -4 | 30 | 12 | 49.5 | 28.5 | 46.5 | 31 | 23 | 24 | 23 | 14.5 | 24 | 33.5 | 34 | 25 | 21 | 35 | 27 | 37.5 | 22 | 4 | 31 | 44.5 | 43 | 28.5 | 45 | 36 | 39 | 62.5 | 26 | 25 | 34 | 43 | 29 | 10 | 39 | 14.5 | 33 | 29 | 40 | 37.5 | 37 | 35 | 37 | 32 | 37.5 | 34 | 5 | 30 | 42 | 37.5 | 21 | 36 | 0 | 19 | 34 | 30 | 29 | 11 | -6 | 21 | 34 | 37.5 | 6 | 25 | 40 | 25 | 19.5 | 26 | 19.5 | 37 | 24 | 28.5 | 29 | 16 | 15 | 35 | -7.5 | 26.5 | 5 | 43.5 | 25 | 32 | 28 | 12 | 13 | 19 | 12.5 | 20 | 27 | 21 | 25 | 16 | 25 | 25 | 32 | 19 | 2 | 23 | 39 | 32 | 26.5 | 42 | 27 | 30 | 43 | 22 | 21 | 34 | 40 | 26 | 4 | 39 | 9 | 33 | 28 | 39 | 37.5 | 32 | 35 | 30 | 28 | 37.5 | 32 | 3 | 20
2013-01-01 23:00 | 49 | 37.5 | 23 | 36 | 11 | 26 | 39 | 34 | 30 | 23 | -5 | 23 | 41.5 | 39 | 17 | 27 | 44 | 25 | 26.5 | 25 | 19.5 | 38 | 33 | 39 | 28.5 | 25 | 18 | 36 | -0.5 | 28.5 | 13 | 49.5 | 28.5 | 46 | 32 | 21 | 24.5 | 22 | 14 | 25 | 33 | 32 | 26.5 | 21 | 33.5 | 27.5 | 39 | 23 | -3 | 26 | 44.5 | 41 | 28.5 | 47 | 35 | 39 | 61 | 25.5 | 26.5 | 34 | 43 | 29 | 9 | 43 | 12 | 33 | 29 | 37 | 39 | 37 | 34.5 | 37 | 32 | 39 | 34 | 10.5 | 26 | 43 | 37.5 | 19.5 | 34 | 0 | 22 | 34 | 30 | 28 | 10.5 | -9 | 21 | 34 | 37.5 | 0 | 26 | 38 | 25 | 19.5 | 23 | 16 | 37 | 23 | 30 | 28.5 | 15 | 14 | 35 | -2 | 25 | 4 | 43.5 | 25 | 34 | 30 | 12 | 11 | 20 | 11.5 | 20 | 25 | 21 | 26.5 | 16 | 25.5 | 26 | 32 | 20 | -6 | 23 | 39 | 32 | 26.5 | 43 | 25 | 30 | 44.5 | 21.5 | 21 | 34 | 40 | 26 | 2 | 41 | 6.5 | 33 | 28 | 37 | 39 | 32 | 34.5 | 30 | 28 | 39 | 32 | 7 | 19
2013-01-02 | 49 | 37.5 | 21 | 36 | 10 | 26 | 37.5 | 34 | 29 | 21.5 | -6 | 21 | 41.5 | 39 | 16.5 | 27 | 43 | 25 | 28.5 | 24 | 21 | 37 | 34 | 39.5 | 27 | 22 | 20 | 36 | -4 | 30 | 13.5 | 50.5 | 28.5 | 46 | 33 | 21 | 25 | 21 | 13.5 | 23 | 31.5 | 33 | 26.5 | 20.5 | 32.5 | 27.5 | 37.5 | 23 | -3 | 27 | 44.5 | 41 | 30 | 45 | 31 | 39 | 61 | 25 | 26.5 | 34 | 43 | 29 | 9 | 44.5 | 9.5 | 33 | 29 | 35 | 39 | 36 | 33.5 | 36 | 32 | 43 | 34.5 | 14 | 20 | 44 | 37.5 | 17.5 | 35 | -1 | 20 | 34 | 30 | 28 | 10 | -10 | 19.5 | 33.5 | 37.5 | 8 | 26 | 39 | 25 | 21 | 24 | 19.5 | 36 | 22 | 34 | 26.5 | 15 | 17 | 35 | -6 | 23 | 6.5 | 43.5 | 25 | 32.5 | 30 | 12 | 15 | 19 | 10 | 18 | 28.5 | 21 | 26.5 | 16 | 25.5 | 26 | 34 | 21 | -5 | 23 | 41 | 32 | 26.5 | 43 | 26 | 30 | 43 | 21 | 21 | 34 | 40 | 25 | 3 | 43 | 4.5 | 33 | 29 | 35 | 39 | 33 | 33.5 | 29 | 29 | 37.5 | 32 | 10.5 | 15
2013-01-02 01:00 | 49 | 37.5 | 21 | 38 | 13 | 27 | 39 | 34 | 25.5 | 21 | -7 | 21 | 41 | 39 | 16.5 | 27 | 42 | 25 | 28.5 | 23 | 21 | 37 | 32 | 40.5 | 21.5 | 21 | 20 | 35 | -0.5 | 30 | 13.5 | 49.5 | 28.5 | 48 | 31 | 20 | 25.5 | 19 | 12.5 | 22 | 30.5 | 33 | 26.5 | 19 | 31 | 28 | 39 | 23 | -2 | 29 | 43 | 39 | 30 | 45 | 30 | 39 | 59 | 24 | 26.5 | 34 | 44 | 29 | 9 | 46.5 | 7 | 33 | 30 | 36 | 40 | 36 | 33 | 36 | 32 | 43 | 34.5 | 21 | 18 | 44 | 37.5 | 17.5 | 37 | 0 | 21 | 34 | 30 | 24 | 10 | -12 | 19.5 | 32 | 35.5 | 11.5 | 25 | 40 | 25 | 21 | 23 | 19.5 | 35 | 20 | 34.5 | 21 | 16 | 17 | 35 | -6 | 21 | 7.5 | 42.5 | 25 | 32.5 | 29 | 12 | 15 | 17 | 8.5 | 18 | 30 | 20 | 26.5 | 16 | 25 | 26 | 34 | 20 | -5 | 26 | 41 | 32 | 26.5 | 43 | 26 | 30 | 43 | 20 | 23 | 34 | 39 | 25 | 2 | 44.5 | 2 | 33 | 29 | 36 | 40 | 34 | 33 | 29 | 27 | 39 | 32.5 | 19.5 | 12
2013-01-02 02:00 | 50 | 37.5 | 21 | 38 | 10 | 26 | 44.5 | 34 | 25.5 | 20 | -9 | 21 | 41 | 39 | 16 | 26.5 | 42 | 25 | 30 | 22 | 21 | 37 | 31 | 36 | 27.5 | 20 | 21 | 35 | -0.5 | 30 | 14 | 49.5 | 28.5 | 46 | 27 | 20 | 26.5 | 17 | 12 | 22 | 29 | 32 | 26.5 | 19 | 31.5 | 28.5 | 39 | 23 | -2 | 29 | 43 | 39 | 32 | 45 | 29 | 39 | 59 | 25 | 26.5 | 34 | 43 | 28 | 9 | 44.5 | 4.5 | 31 | 30 | 36 | 41 | 36 | 32 | 37 | 32 | 41 | 34.5 | 25 | 17 | 45 | 37.5 | 19.5 | 37 | -3 | 22 | 35.5 | 30 | 22.5 | 10 | -14 | 19.5 | 32 | 35.5 | 10 | 26.5 | 41 | 25 | 21 | 19 | 19.5 | 36 | 19 | 30.5 | 26.5 | 14 | 16 | 35 | -6 | 21 | 6 | 42 | 26.5 | 32.5 | 25 | 11 | 12.5 | 15 | 7 | 18 | 28 | 20 | 26.5 | 14 | 26 | 27.5 | 34 | 21 | -5 | 26 | 41 | 32 | 28.5 | 44 | 25 | 28.5 | 43 | 21 | 23 | 34 | 40 | 25 | 3 | 44.5 | -0.5 | 31 | 30 | 36 | 41 | 34 | 32 | 29 | 28 | 39 | 32.5 | 21 | 13
2013-01-02 03:00 | 51 | 37.5 | 21 | 41 | 9 | 27 | 44.5 | 34 | 25 | 19 | -8 | 21 | 37.5 | 37.5 | 16 | 28 | 43 | 23 | 30 | 21 | 19.5 | 37 | 31 | 40.5 | 29.5 | 20 | 25 | 34 | -2 | 28.5 | 14 | 50.5 | 28.5 | 45.5 | 28 | 20 | 27.5 | 13 | 11 | 21 | 28 | 33 | 26.5 | 19 | 31.5 | 28.5 | 39 | 23 | -6 | 31 | 43 | 41 | 32 | 45 | 32 | 37.5 | 55.5 | 26 | 25 | 34 | 43 | 29 | 3 | 44.5 | 2 | 31 | 31 | 37 | 41.5 | 36 | 31.5 | 37 | 31 | 43 | 35 | 26.5 | 17 | 44 | 37.5 | 19.5 | 38 | -3 | 22 | 35.5 | 30 | 20.5 | 10 | -13 | 19.5 | 35.5 | 35.5 | 15 | 26 | 41 | 23 | 23 | 21 | 17.5 | 36 | 19 | 34 | 28 | 13 | 20 | 34 | -6 | 23 | 8.5 | 42 | 26.5 | 32.5 | 25 | 10 | 16 | 10 | 5.5 | 18 | 28 | 18 | 25 | 14 | 26.5 | 28 | 34 | 21 | -9 | 27 | 41 | 30 | 26.5 | 45 | 26 | 26.5 | 44.5 | 22.5 | 19.5 | 34 | 40 | 25 | -3 | 44.5 | -2.5 | 31 | 30 | 36 | 41.5 | 33 | 31.5 | 30 | 28 | 39 | 32.5 | 25 | 13
2013-01-02 04:00 | 49 | 37.5 | 19.5 | 41 | 11 | 28 | 43 | 34 | 25 | 18.5 | -8 | 21 | 35 | 39 | 16 | 25 | 43 | 23 | 30 | 20 | 19.5 | 37 | 31 | 39.5 | 30.5 | 24 | 26 | 33 | -0.5 | 28.5 | 14 | 50 | 30 | 45.5 | 29 | 19 | 28 | 7 | 10.5 | 21 | 27.5 | 31 | 26.5 | 19 | 32 | 29 | 39 | 22 | -8 | 29 | 44.5 | 41 | 32 | 47 | 29 | 37.5 | 53.5 | 27 | 25 | 34 | 44 | 29 | 5 | 44.5 | -0.5 | 31 | 32 | 37 | 41 | 36 | 30.5 | 36 | 31 | 41 | 34 | 28.5 | 16 | 43 | 35.5 | 17.5 | 37 | -2 | 22 | 35.5 | 28.5 | 19 | 10 | -11 | 19.5 | 31.5 | 35.5 | 15.5 | 22 | 41 | 23 | 25 | 20 | 17.5 | 36 | 18 | 35.5 | 29.5 | 17 | 20 | 33 | -4 | 23 | 9 | 42 | 26.5 | 32.5 | 26 | 9 | 17 | 5 | 4 | 17 | 27.5 | 19 | 25 | 14 | 26 | 28 | 34 | 20 | -12 | 26 | 41 | 30 | 26.5 | 47 | 25 | 26.5 | 46.5 | 23 | 19.5 | 34 | 40 | 25 | -1 | 44.5 | -5 | 31 | 30 | 37 | 41 | 33 | 30.5 | 29 | 29 | 39 | 32 | 28.5 | 12
2013-01-02 05:00 | 49 | 39 | 19.5 | 41 | 16 | 25 | 43 | 32 | 25.5 | 17.5 | -9 | 21 | 34 | 39 | 16 | 24 | 44 | 25 | 30 | 19 | 19.5 | 36 | 32 | 41 | 29.5 | 25 | 18 | 33 | -2 | 28.5 | 14 | 49 | 30 | 45.5 | 29 | 19 | 29 | 5 | 9.5 | 23 | 27 | 29 | 26.5 | 19 | 32.5 | 29 | 39 | 22 | -8 | 30 | 44.5 | 41 | 30 | 49 | 28 | 35.5 | 55.5 | 27 | 21 | 34 | 43 | 28 | 4 | 46.5 | -2.5 | 32 | 33 | 36 | 41 | 37 | 30 | 36 | 31 | 44.5 | 34 | 28.5 | 15 | 45 | 35.5 | 17.5 | 37 | -1 | 20 | 35.5 | 28.5 | 18 | 9.5 | -13 | 21 | 23.5 | 35.5 | 11 | 21 | 42 | 25 | 25 | 16 | 16 | 35 | 19 | 36 | 27 | 16 | 15 | 33 | -6 | 21 | 7 | 42 | 26.5 | 33 | 26 | 12 | 14.5 | 1 | 2.5 | 18 | 25 | 20 | 25 | 14 | 27 | 28 | 34 | 19 | -13 | 27 | 41 | 30 | 26.5 | 48 | 25 | 28.5 | 46.5 | 23.5 | 17.5 | 34 | 40 | 24 | -1 | 44.5 | -7.5 | 32 | 31 | 35 | 41 | 33 | 30 | 29 | 29 | 39 | 32 | 26.5 | 12
2013-01-02 06:00 | 50 | 39 | 19.5 | 42 | 18 | 20 | 43 | 30 | 28 | 16.5 | -7 | 21 | 32.5 | 39 | 14.5 | 27 | 44 | 25 | 30.5 | 18 | 21 | 36 | 30 | 40.5 | 27.5 | 22 | 19 | 34 | -2 | 30 | 14 | 49 | 28.5 | 43.5 | 30 | 16 | 30 | 7 | 11 | 22 | 25.5 | 22 | 26.5 | 19 | 32.5 | 29 | 39 | 22 | -7 | 30 | 44 | 41 | 32 | 49 | 32 | 35.5 | 53 | 27 | 19.5 | 34 | 43 | 27 | 1.5 | 46.5 | 1 | 32 | 34 | 34 | 43 | 36 | 29 | 38 | 31 | 43 | 34 | 25 | 15 | 43 | 35.5 | 17.5 | 37 | -1 | 18 | 35.5 | 28.5 | 18 | 9.5 | -12 | 21 | 27.5 | 35.5 | 14 | 21 | 42 | 23 | 25.5 | 18 | 17.5 | 35 | 19 | 39.5 | 24.5 | 17 | 15 | 34 | -7.5 | 23 | 9.5 | 42 | 26.5 | 33 | 27 | 12 | 18 | 2 | 3 | 18 | 25 | 15 | 25 | 12 | 27 | 28 | 33.5 | 19 | -11 | 26 | 41 | 30 | 26.5 | 48 | 26 | 26.5 | 47.5 | 23.5 | 16 | 34 | 40 | 24 | -3.5 | 44.5 | -5.5 | 32 | 31 | 33 | 41 | 33 | 29 | 28 | 29 | 37.5 | 32 | 21 | 13
2013-01-02 07:00 | 50 | 41 | 17.5 | 42 | 17 | 21 | 43 | 29.5 | 27 | 16 | -9 | 21 | 31 | 39 | 13.5 | 27 | 45 | 25 | 30 | 17 | 19.5 | 33 | 28 | 39 | 28.5 | 23 | 30 | 34 | -0.5 | 30 | 14 | 48 | 28.5 | 45.5 | 31 | 16 | 30 | 9 | 9.5 | 22 | 23.5 | 21 | 28.5 | 18.5 | 33 | 29 | 39 | 22 | -10 | 32 | 43 | 41 | 30 | 49 | 33 | 35.5 | 52 | 27 | 19.5 | 34 | 43 | 27 | -2 | 46.5 | 2.5 | 32 | 34 | 33 | 43 | 36 | 28 | 38 | 31 | 43 | 35.5 | 21 | 15 | 43 | 34 | 16 | 36 | -1 | 19 | 35.5 | 27.5 | 18 | 9 | -13 | 19.5 | 28 | 35.5 | 13 | 22 | 42 | 23 | 26.5 | 17 | 14 | 32 | 17 | 35.5 | 25 | 19 | 25 | 34 | -4 | 23 | 9 | 41.5 | 26.5 | 33 | 29 | 11 | 18 | 3 | 3.5 | 19 | 23 | 15 | 25 | 12.5 | 27 | 27 | 34 | 19 | -14 | 24 | 41 | 30 | 26.5 | 48 | 24 | 26.5 | 50 | 23 | 17.5 | 34 | 40 | 24 | -7 | 44.5 | -4.5 | 31 | 32 | 32 | 41 | 34 | 28 | 28 | 29 | 37.5 | 34 | 19.5 | 12
2013-01-02 08:00 | 50 | 39 | 21 | 42 | 15 | 20 | 39 | 29 | 27 | 15.5 | -6 | 21 | 29.5 | 39 | 12 | 27 | 45 | 23 | 30 | 16 | 17.5 | 32 | 28 | 39 | 28.5 | 24 | 32 | 34 | -0.5 | 30 | 14 | 50 | 28.5 | 41.5 | 32 | 15 | 30 | 9 | 8 | 22 | 22 | 20 | 26.5 | 17 | 34 | 29.5 | 37.5 | 21 | -13 | 33 | 43 | 39 | 30 | 46 | 35 | 35.5 | 52 | 28 | 21 | 34 | 44 | 27 | 0 | 48 | 10 | 33 | 35 | 30 | 43 | 37 | 26 | 37 | 31 | 44.5 | 34 | 19.5 | 17 | 43 | 35.5 | 19.5 | 37 | -1 | 18 | 35.5 | 27.5 | 19 | 9.5 | -10 | 20 | 25.5 | 35.5 | 8 | 20 | 43 | 21 | 26.5 | 13 | 14 | 32 | 16 | 28.5 | 26.5 | 19 | 23 | 34 | -4 | 25 | 8 | 43.5 | 26.5 | 33.5 | 29 | 10 | 20 | 4 | 4 | 19 | 18 | 15 | 23 | 12.5 | 27 | 27 | 34 | 18 | -17 | 22 | 41 | 30 | 25 | 46 | 25 | 26.5 | 50 | 24 | 17.5 | 32 | 40 | 25 | -5 | 44.5 | 1 | 31 | 32 | 30 | 39 | 33 | 26 | 29 | 29 | 37.5 | 32 | 17.5 | 14
2013-01-02 09:00 | 50 | 37.5 | 23 | 42 | 19 | 26 | 39 | 29 | 27 | 18 | -3 | 21 | 29 | 39 | 10.5 | 25 | 46 | 23 | 30 | 16 | 21 | 33 | 30 | 39 | 28.5 | 27 | 34 | 35 | 3 | 30 | 14.5 | 52 | 34 | 43.5 | 32 | 18 | 31 | 9 | 10.5 | 26 | 22.5 | 18 | 26.5 | 18.5 | 34.5 | 29.5 | 39 | 21 | -6 | 33 | 43 | 43 | 32 | 46 | 35 | 35.5 | 52 | 29.5 | 23 | 32 | 44 | 27 | 0 | 48 | 11 | 33 | 37 | 32 | 44.5 | 37 | 29 | 38 | 31 | 46.5 | 34 | 19.5 | 17 | 42 | 37.5 | 21 | 37 | -1 | 19 | 34 | 28 | 19 | 12.5 | -6 | 21 | 20 | 35.5 | 9 | 17 | 44 | 21 | 28.5 | 16 | 17.5 | 33 | 18 | 30 | 25 | 21 | 21 | 35 | -0.5 | 21 | 10 | 45 | 28.5 | 35 | 30 | 10 | 20 | 4 | 4.5 | 22 | 21 | 14 | 25 | 12.5 | 28 | 27 | 32 | 17 | -11 | 23 | 41 | 30 | 25 | 46 | 25 | 25 | 50 | 25.5 | 19.5 | 30 | 40 | 25 | -5 | 44.5 | 3 | 32 | 32 | 31 | 39 | 32 | 29 | 29 | 29 | 37.5 | 32 | 17.5 | 14
2013-01-02 10:00 | 49 | 44.5 | 30 | 43 | 20 | 28 | 39 | 30 | 28 | 20 | 4 | 25 | 27.5 | 41 | 8.5 | 26 | 47 | 25 | 30 | 16 | 25 | 36 | 36 | 35.5 | 28.5 | 32 | 36 | 36 | 5 | 34 | 15.5 | 52 | 39 | 41.5 | 34 | 20 | 30 | 3 | 14.5 | 30 | 22.5 | 17 | 26.5 | 18.5 | 35 | 30 | 41 | 24 | -3 | 35 | 44.5 | 43 | 30 | 46 | 36 | 37.5 | 52 | 31 | 26.5 | 34 | 44 | 28 | 1 | 50 | 15 | 34 | 35 | 36 | 46.5 | 38 | 31 | 37 | 31 | 50 | 35.5 | 25 | 20 | 42 | 35.5 | 26.5 | 38 | 1 | 21 | 34 | 28.5 | 21 | 14 | 0 | 25 | 27 | 35.5 | 7.5 | 20 | 44 | 21 | 28.5 | 16 | 19.5 | 35 | 24 | 32 | 25 | 25 | 20 | 35 | 1.5 | 23 | 11 | 44.5 | 26.5 | 35 | 31 | 10 | 21 | 0 | 5.5 | 25 | 22 | 12 | 26.5 | 12.5 | 28 | 27 | 34 | 20 | -5 | 22 | 41 | 32 | 25 | 46 | 26 | 25 | 50 | 27 | 21 | 34 | 40 | 26 | -4 | 46.5 | 7 | 32 | 33 | 34 | 39 | 32 | 31 | 31 | 30 | 37.5 | 30 | 19.5 | 16
2013-01-02 11:00 | 47 | 46.5 | 35.5 | 46 | 19 | 23 | 44.5 | 32 | 30 | 23.5 | 11 | 26.5 | 27.5 | 41 | 7 | 28 | 49 | 26.5 | 32 | 16 | 26.5 | 39 | 39 | 37.5 | 30 | 44 | 39 | 37 | 10.5 | 34 | 16 | 53 | 44.5 | 45 | 34 | 22 | 32 | 7 | 20 | 32 | 23 | 23 | 30 | 18.5 | 38.5 | 31.5 | 43 | 25 | 5 | 36 | 44.5 | 43 | 32 | 45 | 36 | 37.5 | 53.5 | 33.5 | 30 | 35.5 | 47 | 30 | 3 | 52 | 16.5 | 34 | 38 | 39 | 46.5 | 38 | 34 | 36 | 31 | 50 | 37.5 | 25 | 25 | 42 | 39 | 26.5 | 39 | 2 | 18 | 35.5 | 30 | 23 | 16.5 | 7 | 26.5 | 18.5 | 35.5 | 2 | 18 | 45 | 19.5 | 28.5 | 13 | 21 | 36 | 25 | 34 | 25 | 31 | 19 | 36 | 5 | 23 | 11 | 45.5 | 25 | 35.5 | 31 | 14 | 22 | 3 | 8 | 25 | 20 | 16 | 28.5 | 12.5 | 30.5 | 28 | 34 | 20 | 3 | 20 | 43 | 32 | 25 | 45 | 26 | 25 | 50 | 28.5 | 21 | 35.5 | 38 | 28 | -3 | 46.5 | 10 | 32 | 34 | 35 | 39 | 32 | 31 | 33 | 30 | 37.5 | 34 | 19.5 | 19
2013-01-02 12:00 | 48 | 48 | 37.5 | 47 | 21 | 25 | 43 | 34 | 31 | 26 | 16 | 30 | 27 | 44.5 | 7.5 | 29 | 50 | 26.5 | 32 | 16.5 | 30 | 43 | 43 | 39 | 30 | 46 | 39 | 37 | 12 | 35.5 | 17 | 52.5 | 48 | 41 | 35 | 25 | 32 | 6 | 23 | 34 | 22.5 | 24 | 30 | 20.5 | 41.5 | 33.5 | 43 | 26 | 5 | 40 | 44.5 | 44.5 | 34 | 45 | 36 | 39 | 53.5 | 35.5 | 30 | 39 | 48 | 30 | 6 | 53.5 | 18.5 | 35 | 38 | 46 | 48 | 39 | 35 | 38 | 33 | 52 | 38.5 | 26.5 | 28 | 42 | 37.5 | 26.5 | 39 | 4 | 20 | 35.5 | 30 | 26 | 18 | 12 | 30 | 26 | 37.5 | 5.5 | 18 | 46 | 21 | 30 | 16.5 | 25 | 38 | 23 | 34 | 25 | 31 | 20 | 36 | 7 | 25 | 11 | 45.5 | 25 | 35.5 | 31 | 13 | 22 | 2 | 12 | 25 | 21.5 | 17 | 26.5 | 12.5 | 32.5 | 27.5 | 34 | 21 | 1 | 22 | 43 | 32 | 25 | 44 | 28 | 26.5 | 50 | 29.5 | 23 | 35.5 | 36 | 28 | 0 | 46.5 | 13 | 32 | 35 | 35 | 43 | 31 | 34 | 32 | 30 | 37.5 | 33 | 19.5 | 21
2013-01-02 13:00 | 49 | 48 | 39 | 48 | 28 | 28 | 44.5 | 34 | 31 | 29.5 | 21 | 30 | 25.5 | 44.5 | 7.5 | 28 | 50 | 28.5 | 32 | 17 | 35.5 | 45 | 44 | 39 | 30 | 51 | 37 | 38 | 17.5 | 35.5 | 18.5 | 53.5 | 52 | 44.5 | 35 | 27 | 34 | 3 | 26 | 37 | 21.5 | 25 | 30 | 22.5 | 45 | 35 | 46.5 | 26 | 10 | 40 | 46.5 | 44.5 | 34 | 45 | 38 | 41 | 55.5 | 38 | 30 | 38.5 | 46 | 30 | 11 | 53.5 | 20.5 | 36 | 36 | 47 | 50 | 39 | 36 | 39 | 33 | 52 | 39 | 28.5 | 30 | 40 | 37.5 | 23 | 40 | 10 | 22 | 35.5 | 30 | 28 | 21 | 13 | 30 | 15.5 | 37.5 | 5 | 19 | 46 | 21 | 30 | 17 | 23 | 37 | 22 | 30 | 23 | 34 | 18 | 37 | 12 | 25 | 9 | 46.5 | 21 | 35.5 | 31 | 12 | 22 | 0 | 9 | 25 | 20.5 | 17 | 28.5 | 12.5 | 34 | 26 | 30 | 19 | 0 | 22 | 44.5 | 32 | 25 | 42 | 26 | 28.5 | 46.5 | 30 | 25 | 35.5 | 39 | 28 | 4 | 46.5 | 15 | 31 | 34 | 34 | 43 | 32 | 36 | 32 | 30 | 37.5 | 32 | 21 | 21
2013-01-02 14:00 | 49 | 52 | 41 | 48 | 27 | 29 | 44.5 | 34 | 32 | 32 | 23 | 30 | 24.5 | 43 | 8 | 29 | 49 | 28.5 | 32 | 18 | 39 | 46 | 44 | 43 | 30 | 50 | 39 | 38 | 19.5 | 35.5 | 20 | 55.5 | 55.5 | 45 | 36 | 29 | 33 | 5 | 25.5 | 40 | 21 | 26 | 30 | 22 | 45.5 | 35.5 | 48 | 24 | 14 | 41 | 48 | 44.5 | 35.5 | 44 | 37 | 43 | 55.5 | 38.5 | 30 | 37.5 | 47 | 30 | 13 | 55.5 | 21 | 36 | 33 | 47 | 50 | 39 | 39 | 39 | 33 | 50 | 39 | 30 | 28 | 37 | 37.5 | 23 | 41 | 7 | 21 | 34 | 30 | 30 | 23.5 | 14 | 30 | 14 | 37.5 | 1 | 18 | 46 | 21 | 30 | 15 | 23 | 35 | 21 | 30 | 23 | 33 | 19 | 37 | 14 | 23 | 6 | 44.5 | 21 | 36 | 31 | 15 | 22 | 2 | 11.5 | 25 | 16 | 18 | 28.5 | 12.5 | 35 | 27.5 | 26.5 | 18 | 5 | 23 | 44.5 | 32 | 25 | 43 | 28 | 28.5 | 44.5 | 30.5 | 26.5 | 35.5 | 38 | 27 | 6 | 44.5 | 16 | 31 | 33 | 38 | 43 | 32 | 39 | 32 | 30 | 37.5 | 34 | 23 | 24
2013-01-02 15:00 | 49 | 52 | 41 | 47 | 25 | 29 | 37.5 | 34 | 34 | 31.5 | 25 | 30 | 24.5 | 43 | 5.5 | 27 | 49 | 28.5 | 32 | 18 | 39 | 45 | 43 | 39 | 25.5 | 48 | 38 | 38 | 17.5 | 37.5 | 19 | 55 | 55.5 | 45.5 | 37 | 28 | 25 | 7 | 26.5 | 40 | 21 | 27 | 30 | 24 | 45.5 | 35.5 | 44.5 | 23 | 12 | 40 | 50 | 43 | 35.5 | 45 | 38 | 43 | 55.5 | 38.5 | 32 | 37.5 | 46 | 31 | 15 | 55.5 | 20.5 | 36 | 32 | 46 | 52 | 39 | 39 | 40 | 34 | 48 | 39 | 28.5 | 28 | 38 | 39 | 21 | 42 | 8 | 23 | 34 | 30 | 31 | 25 | 15 | 30 | 20 | 37.5 | 3 | 18 | 47 | 21 | 32 | 18 | 23 | 37 | 20 | 34 | 21.5 | 32 | 17 | 36 | 12 | 25 | 9.5 | 44 | 21 | 36 | 32 | 14 | 24 | 3 | 14 | 24 | 20 | 18 | 28.5 | 12.5 | 35.5 | 28 | 25 | 18 | 6 | 23 | 46.5 | 32 | 26.5 | 41 | 28 | 30 | 44.5 | 30.5 | 28.5 | 35.5 | 39 | 29 | 8 | 44.5 | 15 | 30 | 32 | 38 | 41 | 32 | 39 | 32 | 28 | 39 | 32 | 25 | 27
2013-01-02 16:00 | 52 | 52 | 37.5 | 47 | 24 | 29 | 35.5 | 34 | 34 | 30 | 22 | 30 | 23 | 43 | 2.5 | 25 | 50 | 25 | 32 | 18 | 39 | 43 | 41 | 39 | 25 | 49 | 38 | 37 | 17.5 | 35.5 | 18.5 | 54 | 48 | 44 | 37 | 26 | 24 | 6 | 25 | 39 | 21 | 25 | 28.5 | 24 | 46 | 36 | 41 | 23 | 13 | 39 | 50 | 43 | 35.5 | 45 | 39 | 41 | 55.5 | 39 | 32 | 37.5 | 46 | 29 | 16 | 55.5 | 20.5 | 36 | 32 | 44 | 48 | 39 | 37 | 38 | 33 | 48 | 39 | 26.5 | 28 | 35 | 39 | 21 | 41 | 8 | 24 | 32 | 30 | 32 | 25.5 | 16 | 30 | 11 | 37.5 | 1.5 | 16 | 47 | 19.5 | 30 | 18 | 23 | 37 | 19 | 34 | 21 | 32 | 18 | 35 | 12 | 26.5 | 11 | 44.5 | 25 | 35.5 | 31 | 14 | 23 | 1 | 15 | 24 | 20.5 | 18 | 26.5 | 12.5 | 35 | 28 | 25 | 17 | 5 | 23 | 46.5 | 32 | 26.5 | 40 | 27 | 30 | 43 | 30 | 28.5 | 35.5 | 38 | 27 | 8 | 44.5 | 14.5 | 30 | 32 | 38 | 43 | 32 | 37 | 30 | 29 | 41 | 32 | 21 | 28
2013-01-02 17:00 | 52 | 48 | 34 | 46 | 21 | 29 | 28.5 | 34 | 35 | 27.5 | 22 | 30 | 21.5 | 43 | 0 | 24 | 49 | 23 | 32 | 18 | 35.5 | 40 | 36 | 39 | 18.5 | 45 | 33 | 36 | 17.5 | 32 | 18 | 51.5 | 39 | 43 | 38 | 25 | 24 | 4 | 24 | 37 | 21 | 23 | 28.5 | 22 | 45 | 35 | 35.5 | 23 | 6 | 38 | 44.5 | 43 | 35.5 | 43 | 39 | 39 | 52 | 38 | 32 | 37.5 | 48 | 28 | 16 | 53.5 | 19.5 | 35 | 33 | 41 | 48 | 39 | 35 | 37 | 33 | 46.5 | 37.5 | 21 | 28 | 33 | 41 | 19.5 | 41 | 8 | 24 | 28.5 | 30 | 32 | 25 | 17 | 30 | 10.5 | 37.5 | -4 | 17 | 48 | 19.5 | 30 | 15 | 23 | 36 | 17 | 34 | 18.5 | 31 | 17 | 35 | 14 | 26.5 | 10 | 43 | 21 | 36 | 32 | 14 | 22 | 0 | 13 | 24 | 18 | 18 | 26.5 | 12.5 | 35 | 27.5 | 28.5 | 18 | 1 | 23 | 43 | 32 | 26.5 | 40 | 25 | 28.5 | 44.5 | 30.5 | 26.5 | 35.5 | 38 | 27 | 9 | 43 | 14 | 31 | 33 | 37 | 39 | 32 | 35 | 29 | 29 | 39 | 32 | 17.5 | 27
2013-01-02 18:00 | 52 | 44.5 | 32 | 41 | 22 | 32 | 25 | 34 | 35 | 28 | 24 | 28.5 | 21 | 41 | -3.5 | 22 | 48 | 23 | 32 | 18.5 | 35.5 | 40 | 36 | 35.5 | 18 | 41 | 29 | 36 | 17.5 | 28.5 | 17 | 50.5 | 35.5 | 43 | 38 | 24 | 24 | 5 | 22.5 | 34 | 21.5 | 24 | 26.5 | 18.5 | 44 | 34.5 | 30 | 23 | 1 | 37 | 43 | 43 | 35.5 | 42 | 37 | 37.5 | 46.5 | 36.5 | 30 | 37.5 | 49 | 29 | 18 | 52 | 17 | 35 | 33 | 40 | 48 | 38 | 34 | 35 | 32 | 44.5 | 35.5 | 19.5 | 27 | 34 | 37.5 | 21 | 39 | 8 | 25 | 21 | 30 | 32 | 26.5 | 18 | 28.5 | 11 | 37.5 | -3.5 | 15 | 47 | 19.5 | 30 | 18.5 | 25 | 37 | 18 | 34 | 18 | 31 | 17 | 35 | 14 | 25 | 12 | 42.5 | 21 | 35.5 | 33 | 13 | 22 | 2 | 13 | 25 | 20.5 | 19 | 25 | 10.5 | 34.5 | 26.5 | 25 | 19 | -2 | 25 | 43 | 32 | 25 | 40 | 26 | 28.5 | 43 | 30.5 | 28.5 | 35.5 | 38 | 27 | 10 | 46.5 | 11 | 30 | 33 | 36 | 39 | 32 | 34 | 29 | 28 | 39.5 | 30 | 17.5 | 26
2013-01-02 19:00 | 48 | 43 | 25 | 40 | 20 | 34 | 19.5 | 34 | 35 | 27.5 | 23 | 26.5 | 20 | 39 | -6.5 | 22 | 48 | 25 | 32 | 18.5 | 34 | 39 | 38 | 35.5 | 17 | 44 | 30 | 35.5 | 19.5 | 28.5 | 16.5 | 48.5 | 34 | 41.5 | 37 | 21 | 21 | 5 | 21 | 31 | 21.5 | 22 | 23 | 16.5 | 43 | 34 | 30 | 22 | -3 | 37 | 39 | 41 | 34 | 43 | 40 | 37.5 | 44.5 | 35 | 30 | 37.5 | 48 | 28 | 18 | 48 | 20 | 36 | 33 | 38 | 48 | 38 | 34 | 34 | 31 | 42.5 | 35.5 | 19.5 | 27 | 40 | 37.5 | 19.5 | 38 | 8 | 26 | 17.5 | 30 | 32 | 27 | 18 | 26.5 | 11 | 37.5 | -6.5 | 15 | 47 | 21 | 30 | 18.5 | 25 | 35 | 18 | 34 | 17 | 31 | 16 | 35.5 | 14 | 25 | 12.5 | 41 | 23 | 35.5 | 33 | 15 | 19 | 2 | 12.5 | 25 | 20.5 | 18 | 21 | 11 | 33 | 25 | 25 | 18 | -6 | 24 | 39 | 32 | 25 | 40 | 25 | 26.5 | 43 | 30 | 28.5 | 35.5 | 38 | 26 | 12 | 46.5 | 14.5 | 31 | 33 | 35 | 39 | 32 | 34 | 29 | 28 | 39 | 30 | 19.5 | 27
2013-01-02 20:00 | 46 | 43 | 30 | 39 | 20 | 35 | 17.5 | 33.5 | 34 | 28 | 21 | 26.5 | 19 | 39 | -10 | 18 | 48 | 26.5 | 34 | 19 | 35.5 | 37 | 39 | 34 | 20 | 47 | 27 | 35.5 | 19.5 | 26.5 | 16 | 47 | 28.5 | 40.5 | 38 | 20 | 21 | 2 | 17 | 30 | 22 | 22 | 21 | 16.5 | 42.5 | 34.5 | 28.5 | 22 | 0 | 37 | 39 | 41 | 34 | 43 | 41 | 35.5 | 43 | 36.5 | 30 | 35.5 | 47 | 28 | 18 | 48 | 21 | 35 | 33 | 37 | 46.5 | 38 | 32 | 34 | 31 | 41 | 34 | 16 | 23 | 42 | 35.5 | 21 | 38 | 10 | 27 | 16 | 30 | 32 | 27 | 18 | 25 | 11 | 37.5 | -10 | 14 | 47 | 23 | 32 | 17 | 25 | 34 | 17 | 32 | 20 | 31 | 17 | 35.5 | 16 | 23 | 11 | 40.5 | 23 | 35 | 34 | 12 | 18 | -1 | 7.5 | 25 | 18 | 18 | 21 | 11 | 33.5 | 26 | 21 | 18 | -3 | 24 | 39 | 34 | 25 | 39 | 26 | 26.5 | 41 | 32 | 28.5 | 35.5 | 39 | 25 | 12 | 46.5 | 16 | 31 | 33 | 34 | 41 | 32 | 32 | 30 | 28 | 39 | 32 | 16 | 22
2013-01-02 21:00 | 46 | 43 | 26.5 | 40 | 20 | 36 | 16 | 34 | 33 | 28.5 | 19 | 25 | 19 | 39 | -10 | 13 | 48 | 26.5 | 34 | 20 | 34 | 36 | 39 | 34 | 22.5 | 46 | 25 | 34 | 19.5 | 25 | 15.5 | 45 | 30 | 39 | 39 | 18 | 20 | 2 | 20.5 | 31 | 23 | 23 | 19.5 | 16.5 | 42.5 | 34.5 | 25 | 22 | 0 | 36 | 37.5 | 41 | 34 | 45 | 41 | 35.5 | 41 | 38 | 32 | 37.5 | 45 | 29 | 20 | 48 | 22 | 36 | 34 | 35 | 46.5 | 38 | 32 | 33 | 31 | 43 | 35.5 | 17.5 | 25 | 42 | 34 | 21 | 39 | 13 | 28 | 12 | 30 | 32 | 27.5 | 16 | 21 | 9 | 37.5 | -10 | 11 | 47 | 21 | 32 | 20 | 25 | 34 | 17 | 32 | 16.5 | 31 | 16 | 34 | 16 | 21 | 12.5 | 39 | 23 | 34.5 | 35 | 10 | 16 | -1 | 13.5 | 26 | 22.5 | 19 | 17.5 | 12.5 | 33.5 | 27 | 21 | 18 | -4 | 23 | 37.5 | 32 | 25 | 42 | 24 | 26.5 | 39 | 33.5 | 28.5 | 35.5 | 40 | 25 | 12 | 46.5 | 17.5 | 30 | 33 | 33 | 41 | 32 | 32 | 30 | 28 | 39 | 32 | 16 | 25
2013-01-02 22:00 | 47 | 43 | 23 | 39 | 19 | 39 | 12 | 34 | 32 | 28 | 18 | 23 | 19 | 39 | -10 | 20 | 48 | 25 | 33.5 | 21 | 37.5 | 35 | 39 | 32.5 | 23.5 | 46 | 22 | 34 | 21 | 26.5 | 15.5 | 44.5 | 32 | 38 | 38 | 18 | 19 | 4 | 18.5 | 30 | 24 | 24 | 21 | 18.5 | 42 | 35 | 25 | 22 | 3 | 37 | 35.5 | 41 | 32 | 46 | 42 | 35.5 | 39 | 39 | 30 | 37.5 | 44 | 28 | 20 | 50 | 23 | 37 | 33 | 36 | 44.5 | 38 | 32 | 33 | 31 | 43 | 34 | 16 | 26 | 43 | 35.5 | 21 | 38 | 16 | 28 | 10.5 | 30 | 31 | 27 | 16 | 20.5 | 19 | 37.5 | -11 | 12 | 47 | 21 | 32 | 21 | 25 | 32 | 17 | 31 | 17 | 29 | 15 | 34 | 16 | 21 | 12 | 39.5 | 21 | 34.5 | 34 | 13 | 14 | 1 | 11 | 25 | 24 | 20 | 19.5 | 12.5 | 33 | 27 | 21 | 18 | 0 | 26 | 35.5 | 32 | 25 | 44 | 23 | 26.5 | 39 | 35 | 28.5 | 35.5 | 40 | 25 | 14 | 48 | 19 | 30 | 33 | 31 | 39 | 32 | 32 | 30 | 28 | 39 | 30 | 14 | 26
2013-01-02 23:00 | 52 | 43 | 23 | 41 | 18 | 38 | 12 | 34 | 33 | 29 | 17 | 21 | 18 | 39 | -10 | 15 | 49 | 26.5 | 34 | 22 | 30 | 32 | 39 | 32 | 25 | 42 | 24 | 32 | 21 | 25 | 15 | 42.5 | 28.5 | 36.5 | 38 | 20 | 20.5 | 4 | 16.5 | 30 | 25 | 23 | 21 | 16.5 | 41.5 | 36 | 21 | 22 | -5 | 36 | 37.5 | 41 | 34 | 47 | 43 | 35.5 | 41 | 38.5 | 30 | 35.5 | 44 | 28 | 20 | 50 | 24 | 37 | 34 | 34 | 44.5 | 38 | 31.5 | 33 | 30 | 43 | 32 | 10.5 | 22 | 45 | 35.5 | 19.5 | 39 | 16 | 29 | 10.5 | 30 | 32 | 28 | 15 | 19.5 | 18 | 37.5 | -18 | 11 | 47 | 21 | 32 | 19 | 21 | 29 | 16 | 30 | 18 | 30 | 17 | 32 | 17.5 | 19.5 | 10 | 39 | 23 | 34 | 33 | 12 | 12.5 | 1 | 9 | 26 | 23 | 21 | 19.5 | 11 | 33.5 | 29.5 | 19.5 | 17 | -8 | 24 | 37.5 | 32 | 25 | 45 | 22 | 26.5 | 39 | 34.5 | 28.5 | 35.5 | 40 | 25 | 15 | 46.5 | 20.5 | 31 | 34 | 30 | 37.5 | 31 | 31.5 | 30 | 29 | 39 | 30 | 7 | 20
2013-01-03 | 50 | 43 | 23 | 40 | 18 | 29 | 12 | 34 | 33 | 28 | 17 | 21 | 18 | 39 | -9 | 15 | 49 | 25 | 34 | 22 | 28.5 | 30 | 38 | 32.5 | 25 | 38 | 23 | 33 | 21 | 21 | 15.5 | 41 | 26.5 | 35.5 | 37 | 18 | 22 | 3 | 14.5 | 31 | 25.5 | 23 | 21 | 13 | 40.5 | 37 | 21 | 20 | -6 | 35 | 35.5 | 41 | 30 | 47 | 42 | 34 | 39 | 38 | 31.5 | 37.5 | 45 | 29 | 20 | 50 | 25 | 38 | 35 | 32 | 44.5 | 38 | 31.5 | 32 | 31 | 43.5 | 32.5 | 16 | 25 | 47 | 34 | 19.5 | 37 | 15 | 28 | 8.5 | 30 | 32 | 27 | 15 | 19.5 | 18 | 37.5 | -13 | 9 | 46 | 21 | 32 | 22 | 23 | 29 | 15 | 32.5 | 19.5 | 30 | 18.5 | 33 | 17.5 | 17.5 | 10 | 37.5 | 21 | 34 | 33 | 15 | 17 | 1 | 7 | 27 | 25.5 | 22 | 19.5 | 9 | 33.5 | 31.5 | 19.5 | 17 | -9 | 27 | 35.5 | 32 | 25 | 46 | 22 | 25 | 39 | 34 | 29.5 | 35.5 | 39 | 24 | 15 | 46.5 | 21.5 | 28 | 34 | 29 | 37.5 | 32 | 31.5 | 29 | 29 | 39 | 30.5 | 14 | 23
2013-01-03 01:00 | 51 | 39 | 20.5 | 40 | 18 | 31 | 12 | 34 | 31 | 33 | 17 | 23 | 18 | 39 | -8.5 | 21 | 48 | 25 | 34 | 22 | 26.5 | 28 | 37 | 33.5 | 25 | 38 | 22 | 33 | 21 | 21 | 15.5 | 41 | 25 | 36.5 | 37 | 17 | 23.5 | 3 | 12.5 | 30 | 26 | 23 | 19.5 | 12 | 40 | 38 | 19.5 | 15 | -9 | 35 | 34 | 39 | 32 | 48 | 42 | 32 | 39 | 37 | 29 | 35.5 | 45 | 28 | 19 | 48 | 25.5 | 35 | 37 | 27 | 43 | 38 | 31.5 | 31 | 30 | 44 | 33 | 19.5 | 24 | 47 | 34 | 17.5 | 37 | 9 | 30 | 8.5 | 30 | 30 | 31 | 15 | 21 | 16.5 | 37.5 | -12 | 12 | 46 | 21 | 32 | 22 | 21 | 27 | 15 | 33 | 19.5 | 32 | 17.5 | 33 | 16 | 17.5 | 9 | 35.5 | 21 | 34 | 34 | 10 | 17.5 | 1 | 4.5 | 27 | 26 | 22 | 17.5 | 10 | 33 | 33 | 17.5 | 12 | -13 | 29 | 34 | 32 | 25 | 46 | 24 | 25 | 39 | 33 | 26.5 | 34 | 40 | 25 | 14 | 41 | 23 | 33 | 30 | 25 | 37.5 | 31 | 31.5 | 29 | 28 | 38.5 | 30.5 | 17.5 | 23
2013-01-03 02:00 | 49 | 35.5 | 17.5 | 41 | 17 | 33 | 10.5 | 34 | 32.5 | 41 | 18 | 25 | 17 | 41 | -8 | 20 | 48 | 23 | 34 | 22 | 30 | 26 | 38 | 29.5 | 23 | 35 | 21 | 33 | 21 | 23 | 16 | 40.5 | 26.5 | 37 | 37 | 17 | 25.5 | 3 | 11 | 31 | 27 | 22 | 19.5 | 9 | 40 | 38.5 | 21 | 13 | -6 | 35 | 34 | 39 | 32 | 47 | 44 | 34 | 39 | 37.5 | 30 | 37.5 | 48 | 29 | 19 | 48 | 27 | 36 | 36 | 26 | 44.5 | 38 | 31 | 32 | 30 | 44 | 32.5 | 19.5 | 25 | 45 | 34 | 16 | 37 | 8 | 30 | 7 | 30 | 30 | 30 | 15 | 21 | 16 | 37.5 | -16 | 11 | 45 | 21 | 32 | 21 | 21 | 26 | 16 | 27.5 | 19.5 | 29 | 15 | 33 | 17.5 | 18.5 | 5 | 36.5 | 21 | 34 | 34 | 9 | 16 | 0 | 2.5 | 27 | 25 | 21 | 19.5 | 8 | 34 | 34.5 | 17.5 | 9 | -10 | 27 | 34 | 32 | 25 | 45 | 28 | 26.5 | 39 | 34 | 25.5 | 34 | 41 | 25 | 14 | 37.5 | 24.5 | 34 | 29 | 25 | 35.5 | 31 | 31 | 28 | 29 | 38.5 | 30.5 | 17.5 | 23
2013-01-03 03:00 | 49 | 35.5 | 19.5 | 40 | 16 | 30 | 10.5 | 34 | 33.5 | 42 | 19 | 25 | 17 | 41 | -7 | 20 | 48 | 23 | 34 | 21 | 32 | 28 | 39 | 34 | 23 | 35 | 20 | 34 | 23 | 25 | 15.5 | 39.5 | 21 | 37.5 | 37 | 16 | 27.5 | 1 | 9 | 31 | 25.5 | 22 | 19.5 | 13 | 40 | 38.5 | 21 | 16 | -6 | 35 | 32 | 39 | 34 | 47 | 44 | 32 | 39 | 37.5 | 27.5 | 37.5 | 47 | 28 | 18 | 48 | 27.5 | 36 | 35 | 24.5 | 44.5 | 38 | 30.5 | 32 | 31 | 44.5 | 33 | 21 | 24 | 45 | 34 | 16 | 37 | 7 | 29 | 7 | 30 | 30 | 31 | 17 | 25 | 13 | 37.5 | -10.5 | 12 | 45 | 21 | 32 | 21 | 23 | 27 | 16 | 30.5 | 17.5 | 28 | 16.5 | 31 | 17.5 | 19.5 | 7.5 | 36.5 | 19.5 | 34 | 33 | 8 | 20 | -2 | 0 | 28 | 25.5 | 21 | 19.5 | 10 | 34.5 | 35 | 21 | 12 | -9 | 28 | 32 | 32 | 25 | 46 | 30 | 26.5 | 39 | 34.5 | 24.5 | 34 | 41 | 25 | 14 | 35.5 | 26 | 33 | 26 | 23 | 37.5 | 31 | 30.5 | 28 | 29 | 38.5 | 30.5 | 17.5 | 22
2013-01-03 04:00 | 48 | 34 | 19.5 | 39 | 16 | 20 | 10.5 | 34 | 35 | 41 | 19 | 25 | 16 | 41 | -6.5 | 20 | 47 | 21 | 34 | 20.5 | 28.5 | 26 | 37 | 33.5 | 23 | 30 | 20 | 35 | 23 | 19.5 | 15.5 | 40 | 23 | 41 | 37 | 15 | 29 | 0 | 7 | 31 | 23.5 | 20 | 19.5 | 13 | 40 | 39 | 25 | 16 | -7 | 34 | 34 | 39 | 34 | 47 | 41 | 32 | 39 | 38 | 27 | 37.5 | 47 | 27 | 17 | 46.5 | 28.5 | 39 | 34 | 25 | 46.5 | 38 | 30.5 | 33 | 30 | 45 | 32.5 | 21 | 24 | 45 | 32 | 17.5 | 36 | 5 | 18 | 7 | 30 | 29.5 | 31 | 16 | 23 | 16 | 37.5 | -9.5 | 12 | 44 | 19.5 | 32 | 20.5 | 21 | 25 | 16 | 31 | 17.5 | 26 | 16.5 | 32 | 19.5 | 17.5 | 8.5 | 36.5 | 21 | 30 | 33 | 11 | 21 | -3 | -2 | 28 | 23.5 | 19 | 19.5 | 9 | 34 | 35 | 25 | 12 | -10 | 30 | 34 | 32 | 25 | 45 | 30 | 28.5 | 39 | 35 | 23.5 | 34 | 43 | 25 | 14 | 37.5 | 27.5 | 30 | 28 | 23 | 35.5 | 31 | 30.5 | 28 | 29 | 38 | 30 | 17.5 | 21
2013-01-03 05:00 | 50 | 32 | 16 | 38 | 16 | 21 | 8.5 | 34 | 37 | 39 | 17 | 25 | 16 | 41 | -6 | 19 | 47 | 21 | 34 | 20 | 26.5 | 27 | 37 | 35 | 25 | 34 | 22 | 36 | 25 | 23 | 15 | 40.5 | 19.5 | 40.5 | 34 | 16 | 30.5 | -1 | 5 | 31 | 22 | 23 | 21 | 9 | 40 | 39.5 | 26.5 | 13 | -9 | 34 | 32 | 39 | 35.5 | 48 | 41 | 28.5 | 39 | 38 | 26 | 37.5 | 46 | 27 | 17 | 46.5 | 29.5 | 38 | 34 | 25 | 46.5 | 37 | 30.5 | 33 | 30 | 45 | 32 | 21 | 17 | 47 | 32 | 14 | 36 | 5 | 19 | 7 | 30 | 30 | 31 | 15 | 23 | 11 | 37.5 | -13 | 12 | 44 | 19.5 | 32 | 19 | 21 | 26 | 18 | 30.5 | 19.5 | 28 | 14 | 35 | 21 | 17.5 | 7 | 36.5 | 17.5 | 29 | 31 | 8 | 19 | -4 | -4.5 | 28 | 19 | 20 | 19.5 | 7 | 35.5 | 35 | 25 | 11 | -14 | 31 | 30 | 30 | 25 | 45 | 31 | 25 | 39 | 35 | 22.5 | 34 | 44 | 25 | 13 | 39 | 29 | 31 | 25 | 25 | 35.5 | 32 | 30.5 | 27 | 28 | 38 | 30 | 17.5 | 15
2013-01-03 06:00 | 49 | 34 | 17.5 | 40 | 15 | 21 | 8.5 | 32 | 41 | 39 | 18 | 23 | 15.5 | 41 | -5 | 18 | 48 | 21 | 34 | 21 | 28.5 | 26 | 36 | 34.5 | 25 | 36 | 24 | 35.5 | 25 | 21 | 15 | 40.5 | 19.5 | 39.5 | 33 | 16 | 33 | 2 | 5 | 32 | 22 | 21 | 21 | 9 | 40 | 39.5 | 28.5 | 10 | -12 | 34 | 34 | 39 | 34 | 47 | 41 | 26.5 | 39 | 38 | 25.5 | 35.5 | 46 | 27 | 17 | 46.5 | 29.5 | 39 | 34 | 24.5 | 43 | 37 | 30 | 33 | 28 | 45.5 | 34 | 23 | 15 | 46 | 34 | 16 | 36 | 4 | 20 | 3 | 25 | 32 | 31 | 16 | 21 | 12 | 37.5 | -7.5 | 12 | 44 | 19.5 | 32 | 21 | 21 | 24.5 | 20 | 33 | 19.5 | 28 | 16 | 34 | 21 | 17.5 | 9.5 | 36.5 | 19.5 | 27.5 | 29 | 9 | 23 | -1 | -4.5 | 28 | 22 | 20 | 21 | 7 | 36.5 | 35 | 26.5 | 8 | -16 | 30 | 34 | 30 | 25 | 44 | 31 | 25 | 39 | 34.5 | 21.5 | 34 | 44 | 25 | 14 | 39 | 27.5 | 31 | 25 | 23 | 37.5 | 31 | 30 | 27 | 27 | 38 | 30 | 19.5 | 14
2013-01-03 07:00 | 49 | 34 | 17.5 | 41 | 16 | 24 | 8.5 | 30 | 41 | 39 | 18 | 23 | 15 | 41 | -4 | 18 | 47 | 21 | 34 | 22 | 28.5 | 25 | 34 | 34 | 25 | 38 | 23 | 35 | 25 | 21 | 15 | 41 | 19.5 | 38.5 | 32 | 15 | 32 | 2 | 4 | 32 | 22 | 23 | 21 | 9 | 40 | 40 | 30 | 12 | -10 | 34 | 35.5 | 39 | 34 | 46 | 39 | 26.5 | 39.5 | 38 | 26.5 | 34 | 46 | 27 | 18 | 46.5 | 27 | 40 | 33 | 23 | 43 | 37 | 30 | 34 | 27 | 46 | 34 | 21 | 14 | 45 | 34 | 16 | 36 | 2 | 23 | 3 | 25 | 32 | 32 | 17 | 21 | 9.5 | 37.5 | -6.5 | 10 | 44 | 21 | 34 | 22 | 21 | 23 | 8 | 28.5 | 19.5 | 30 | 16 | 34 | 21 | 17.5 | 9 | 36.5 | 19.5 | 26.5 | 30 | 6 | 24 | -2 | -5 | 28 | 22 | 22 | 21 | 7 | 37 | 34 | 28.5 | 9 | -13 | 30 | 34 | 30 | 23 | 44 | 31 | 23 | 39.5 | 34 | 20.5 | 30 | 42 | 25 | 14 | 39 | 25 | 32 | 26 | 22 | 35.5 | 32 | 27 | 27 | 27 | 37.5 | 30 | 19.5 | 12
2013-01-03 08:00 | 49 | 34 | 19 | 47 | 15 | 20 | 8.5 | 30 | 37 | 38 | 20 | 25 | 16 | 41 | -3 | 17 | 47 | 21 | 33.5 | 23 | 28.5 | 26 | 34 | 37.5 | 23 | 44 | 27 | 34 | 25 | 21 | 15 | 41 | 21 | 38.5 | 31 | 14 | 34 | 0 | 3 | 31 | 22 | 22 | 25 | 10 | 41.5 | 39 | 30 | 11 | -10 | 34 | 35 | 39 | 34 | 47 | 40 | 30 | 40 | 38 | 24 | 34 | 45 | 27 | 19 | 46.5 | 30 | 39 | 33 | 23 | 43 | 37 | 28 | 34 | 26 | 46.5 | 34.5 | 21 | 17 | 46 | 34 | 16.5 | 36 | 3 | 18 | 5 | 25 | 32 | 32 | 18 | 21 | 8 | 37.5 | -9 | 8 | 44 | 21 | 33.5 | 23 | 23 | 24.5 | 7 | 34 | 17.5 | 33 | 16 | 34 | 25 | 17.5 | 8 | 36.5 | 19.5 | 25.5 | 29 | 8 | 25 | -4 | -4 | 29 | 20 | 21 | 23 | 6 | 37 | 34 | 30 | 9 | -14 | 30 | 34.5 | 30 | 23 | 44 | 31 | 28.5 | 40 | 34 | 20 | 26.5 | 42 | 25 | 15 | 39 | 27 | 33 | 27 | 22 | 35.5 | 31 | 28 | 27 | 25 | 37.5 | 29 | 17.5 | 16
2013-01-03 09:00 | 48 | 34 | 23 | 47 | 15 | 25 | 8.5 | 28.5 | 40 | 39 | 23 | 25 | 16.5 | 43 | -1.5 | 16 | 49 | 23 | 34 | 24.5 | 30 | 27 | 33 | 39 | 25 | 45 | 38 | 34 | 25 | 26.5 | 15.5 | 41.5 | 28.5 | 39 | 35 | 17 | 37 | -1 | 7 | 32 | 24.5 | 22 | 25 | 8 | 42.5 | 38 | 35.5 | 14 | -7 | 33 | 35.5 | 39 | 34 | 46 | 40 | 28.5 | 41 | 38 | 23.5 | 32 | 45 | 29 | 21 | 48 | 30 | 39 | 34 | 26 | 43 | 37 | 28 | 35 | 27 | 50 | 35.5 | 23 | 20 | 44 | 34 | 19.5 | 36 | 2 | 24 | 5 | 21 | 32 | 32 | 20 | 21 | 6 | 37.5 | -4.5 | 7 | 45 | 23 | 34 | 24.5 | 26.5 | 25 | 9 | 26.5 | 19.5 | 33 | 18 | 34 | 23 | 17.5 | 10 | 36.5 | 26.5 | 25 | 31 | 9 | 25 | -5 | 3 | 30 | 23.5 | 21 | 25 | 5 | 38 | 34 | 32 | 12 | -10 | 30 | 35.5 | 32 | 21 | 44 | 31 | 25 | 40.5 | 34.5 | 18.5 | 28.5 | 41 | 26 | 16 | 39 | 26.5 | 33 | 27 | 23 | 35.5 | 32 | 28 | 28 | 26 | 35.5 | 28.5 | 19.5 | 19
2013-01-03 10:00 | 47 | 35.5 | 28.5 | 51 | 16 | 26 | 10.5 | 28.5 | 42 | 42 | 24 | 25 | 18 | 44.5 | 0 | 15 | 51 | 25 | 34 | 25.5 | 37.5 | 32 | 34 | 37.5 | 26.5 | 48 | 40 | 35 | 26.5 | 28.5 | 15.5 | 41.5 | 32 | 41 | 40 | 20 | 41 | -1 | 13 | 32 | 26.5 | 23 | 26.5 | 14 | 44 | 37 | 35.5 | 16 | -2 | 33 | 39 | 41 | 34 | 48 | 41 | 34 | 42.5 | 38 | 24.5 | 30 | 45 | 30 | 22 | 48 | 34 | 39 | 35 | 32 | 44.5 | 38 | 29 | 35 | 29 | 51 | 36.5 | 26.5 | 22 | 44 | 34 | 23 | 33 | 2 | 24 | 7 | 21 | 32 | 33 | 21 | 25 | 5 | 39 | -2.5 | 5 | 45 | 23 | 34 | 25.5 | 28.5 | 29 | 9 | 34 | 19.5 | 34 | 19 | 34 | 25 | 21 | 11 | 36.5 | 26.5 | 27.5 | 34 | 13 | 27 | -5 | 6 | 30 | 24.5 | 22 | 25 | 9 | 38 | 34 | 35.5 | 13 | -4 | 30 | 37.5 | 32 | 25 | 43 | 31 | 26.5 | 41 | 35 | 19.5 | 25 | 41 | 26 | 17 | 41 | 34 | 36 | 28 | 29 | 35.5 | 31 | 29 | 31 | 28 | 36 | 29.5 | 23 | 21
2013-01-03 11:00 | 47 | 37.5 | 32 | 52 | 17 | 31 | 12 | 28.5 | 43 | 42 | 26 | 28.5 | 19 | 44.5 | 1 | 16 | 55 | 26.5 | 34 | 27 | 39 | 36 | 36 | 41.5 | 26.5 | 49 | 41 | 36 | 28.5 | 34 | 16 | 43 | 37.5 | 42 | 43 | 21 | 41 | -1 | 18 | 32 | 29 | 24 | 28.5 | 17 | 45 | 37 | 35.5 | 19 | 1 | 33 | 43 | 43 | 35.5 | 46 | 42 | 35.5 | 44.5 | 38.5 | 23.5 | 30 | 46 | 31 | 22 | 48 | 34 | 39 | 37 | 40 | 46.5 | 38 | 31 | 35 | 30 | 52 | 37.5 | 30 | 25 | 44 | 35.5 | 23 | 33 | 3 | 26 | 7.5 | 19.5 | 27 | 33 | 23 | 26.5 | 3 | 39 | -5 | 5 | 45 | 25 | 32 | 27 | 28.5 | 31 | 10 | 33.5 | 19.5 | 33 | 20 | 35 | 25 | 21 | 11 | 37.5 | 26.5 | 27 | 35 | 13 | 28 | -4 | 8 | 30 | 23 | 22 | 26.5 | 10 | 39.5 | 35 | 35.5 | 16 | -1 | 31 | 41 | 32 | 23 | 43 | 30 | 28.5 | 42 | 36.5 | 18.5 | 21 | 41 | 27 | 17 | 39 | 32 | 35 | 26 | 29 | 37.5 | 31 | 31 | 32 | 28 | 35.5 | 30 | 26.5 | 23
2013-01-03 12:00 | 48 | 37.5 | 35.5 | 56 | 18 | 36 | 12 | 28.5 | 44 | 42 | 27 | 30 | 21 | 44.5 | 2.5 | 16 | 56 | 26.5 | 34 | 30 | 43 | 40 | 37 | 46.5 | 26.5 | 50 | 42 | 36 | 28.5 | 35.5 | 17 | 43 | 43 | 43 | 45 | 22 | 42 | 0 | 21.5 | 33 | 33 | 27 | 30 | 20 | 45.5 | 37 | 37.5 | 21 | 6 | 34 | 44.5 | 43 | 35.5 | 48 | 46 | 37.5 | 46.5 | 39 | 25 | 30 | 46 | 32 | 22 | 48 | 38 | 39 | 37 | 43 | 48 | 39 | 33 | 37 | 31 | 53.5 | 37.5 | 34 | 27 | 44 | 35.5 | 23 | 29 | 2 | 28 | 7 | 19.5 | 22 | 33 | 24 | 26.5 | 5 | 39 | 0.5 | 3 | 46 | 25 | 32 | 30 | 28.5 | 30 | 9 | 34 | 19.5 | 22 | 20 | 35 | 25 | 21 | 13.5 | 39 | 26.5 | 28 | 36 | 13 | 29 | -4 | 9.5 | 31 | 29 | 23 | 30 | 10 | 40 | 34.5 | 37.5 | 16 | 5 | 31 | 43 | 32 | 25 | 42 | 30 | 26.5 | 43 | 37 | 21 | 21 | 42 | 28 | 17 | 41 | 33.5 | 36 | 27 | 29 | 34 | 31 | 33 | 33 | 28 | 35.5 | 30 | 26.5 | 22
2013-01-03 13:00 | 45 | 37.5 | 35.5 | 52 | 18 | 39 | 14 | 28.5 | 45 | 43 | 28 | 34 | 22 | 46.5 | 3.5 | 15 | 56 | 28.5 | 34 | 33 | 41 | 43 | 38 | 46.5 | 26.5 | 48 | 44 | 36 | 28.5 | 35.5 | 18 | 43 | 43 | 41 | 46 | 25 | 40 | 0 | 24.5 | 33 | 37 | 28 | 32 | 23 | 46 | 37 | 37.5 | 21 | 8 | 34 | 46.5 | 43 | 37.5 | 47 | 46 | 39 | 48 | 40 | 26 | 30 | 48 | 33 | 20 | 48 | 39 | 39 | 36 | 45 | 48 | 39 | 34 | 38 | 30 | 53.5 | 37.5 | 35.5 | 28 | 42 | 37.5 | 23 | 35 | 4 | 25 | 8.5 | 17.5 | 32 | 33 | 26 | 28.5 | 6.5 | 41 | 1.5 | 1 | 46 | 23 | 32 | 33 | 28.5 | 29 | 9 | 25 | 19.5 | 24 | 20 | 35 | 26.5 | 23 | 13.5 | 38.5 | 26.5 | 29 | 35 | 17 | 30 | -4 | 10 | 31 | 32.5 | 24 | 30 | 11 | 40 | 33 | 37.5 | 16 | 2 | 31 | 43 | 32 | 25 | 41 | 29 | 26.5 | 43 | 37 | 21.5 | 21 | 41 | 29 | 16 | 37.5 | 32 | 37 | 25 | 29 | 34 | 31 | 32 | 34 | 28 | 39 | 30 | 28.5 | 22
2013-01-03 14:00 | 45 | 39 | 37.5 | 53 | 18 | 38 | 16 | 26.5 | 45 | 43 | 29 | 34 | 21.5 | 46.5 | 5 | 15 | 59 | 28.5 | 34 | 36 | 43 | 43 | 41 | 44.5 | 26.5 | 50 | 47 | 35.5 | 30 | 35.5 | 19 | 44 | 39 | 41.5 | 46 | 27 | 41 | 0 | 26 | 35 | 41 | 29 | 32 | 24 | 46 | 38 | 39 | 21 | 10 | 34 | 48 | 43 | 37.5 | 44 | 46 | 41 | 50 | 40.5 | 29.5 | 30 | 48 | 34 | 20 | 50 | 39.5 | 39 | 35 | 45 | 48 | 39 | 35 | 37 | 31 | 48 | 37.5 | 37.5 | 29 | 42 | 37.5 | 21 | 34 | 4 | 28 | 10.5 | 16 | 32 | 33 | 28 | 28.5 | 6.5 | 41 | -1 | 0 | 47 | 23 | 32 | 32 | 28.5 | 28 | 9 | 30 | 19.5 | 20 | 22 | 34 | 28.5 | 25 | 13 | 39.5 | 26.5 | 29.5 | 32 | 16 | 30 | -5 | 10 | 31 | 32 | 26 | 32 | 11 | 41 | 34.5 | 37.5 | 16 | 7 | 32 | 43 | 32 | 23 | 42 | 27 | 28.5 | 41 | 38 | 24 | 19.5 | 41 | 29 | 15 | 37.5 | 32 | 36 | 26 | 29 | 34 | 31 | 35 | 35 | 28 | 43 | 32 | 28.5 | 22
2013-01-03 15:00 | 44 | 39 | 37.5 | 49 | 18 | 39 | 16 | 26.5 | 44 | 43 | 30 | 34 | 20.5 | 46.5 | 4.5 | 15 | 60 | 26.5 | 34 | 33 | 43 | 43 | 42 | 45 | 26.5 | 49 | 45 | 33 | 30 | 37.5 | 19.5 | 44.5 | 41 | 41.5 | 43 | 28 | 42 | -4 | 28 | 35 | 39.5 | 31 | 32 | 24 | 46 | 38.5 | 39 | 21 | 11 | 35 | 48 | 41 | 37.5 | 43 | 45 | 41 | 52 | 40.5 | 29.5 | 30 | 47 | 34 | 19 | 50 | 38 | 40 | 34 | 44 | 46.5 | 39 | 34 | 38 | 32 | 48 | 37.5 | 35.5 | 26 | 42 | 37.5 | 21 | 40 | 4 | 28 | 10.5 | 12 | 32 | 33 | 29 | 26.5 | 6 | 41 | 2 | -2 | 47 | 21 | 30 | 33 | 28.5 | 28 | 8 | 28 | 19.5 | 19 | 22 | 33 | 30 | 25 | 15.5 | 40 | 25 | 30.5 | 34 | 15 | 29 | -9 | 11 | 32 | 33 | 25 | 32 | 11 | 41.5 | 35 | 37.5 | 16 | 7 | 32 | 43 | 34 | 26.5 | 42 | 28 | 26.5 | 39 | 38.5 | 24.5 | 19.5 | 41 | 28 | 13 | 37.5 | 30.5 | 35 | 26 | 29 | 37.5 | 31 | 34 | 35 | 29 | 44.5 | 30 | 28.5 | 22
2013-01-03 16:00 | 44 | 39 | 35.5 | 45 | 17 | 40 | 16 | 26.5 | 44 | 41 | 30 | 34 | 18.5 | 46.5 | 3.5 | 14 | 59 | 25 | 34 | 30 | 44.5 | 41 | 37 | 44.5 | 26.5 | 47 | 43 | 30 | 32 | 35.5 | 19.5 | 44.5 | 39 | 42.5 | 35 | 26 | 41 | -6 | 31 | 35 | 37.5 | 32 | 32 | 25 | 46 | 39 | 39 | 21 | 10 | 35 | 48 | 41 | 35.5 | 43 | 44 | 39 | 52 | 41 | 30 | 28.5 | 46 | 34 | 18 | 50 | 38.5 | 40 | 33 | 42 | 46.5 | 38 | 32 | 39 | 31 | 46.5 | 39 | 35.5 | 29 | 41 | 39 | 21 | 43 | 2 | 23 | 10.5 | 12 | 32 | 33 | 28 | 28.5 | 5.5 | 43 | 1.5 | -1 | 48 | 21 | 30 | 30 | 35.5 | 29 | 6 | 25 | 17.5 | 19 | 24 | 30 | 32 | 23 | 15.5 | 40.5 | 26.5 | 31 | 30 | 16 | 30 | -13 | 15 | 32 | 30.5 | 25 | 32 | 11 | 41 | 35 | 37.5 | 16 | 5 | 33 | 44.5 | 34 | 25 | 41 | 28 | 28.5 | 39 | 38 | 24 | 16 | 42 | 26 | 12 | 35.5 | 31 | 35 | 27 | 30 | 44.5 | 31 | 32 | 36 | 28 | 46.5 | 28.5 | 28.5 | 25
2013-01-03 17:00 | 45 | 39 | 28.5 | 45 | 15 | 38 | 16 | 25 | 42 | 39 | 29 | 32 | 16 | 46.5 | 3 | 13 | 53 | 23 | 34 | 27 | 41 | 39 | 29 | 37.5 | 25 | 45 | 45 | 29 | 30 | 34 | 20 | 42.5 | 34 | 42.5 | 33 | 26 | 41 | -6 | 27 | 35 | 36 | 31 | 32 | 23 | 45.5 | 39.5 | 39 | 21 | 6 | 36 | 44.5 | 43 | 35.5 | 42 | 40 | 37.5 | 48 | 41.5 | 23 | 28.5 | 45 | 32 | 15 | 48 | 35.5 | 37 | 33 | 39 | 44.5 | 38 | 30 | 41 | 30 | 46.5 | 37.5 | 32 | 28 | 43 | 39 | 21 | 44 | 2 | 23 | 12 | 12 | 31 | 32 | 28 | 28.5 | 4 | 43 | -3 | -3 | 47 | 19.5 | 30 | 27 | 34 | 30 | 7 | 23 | 19.5 | 20 | 22 | 28 | 28.5 | 25 | 14 | 39.5 | 26.5 | 32 | 29 | 14 | 27 | -10 | 11 | 32 | 25 | 24 | 32 | 11 | 41.5 | 36 | 37.5 | 16 | 3 | 34 | 43 | 34 | 25 | 41 | 28 | 25 | 41 | 38.5 | 18.5 | 12 | 43 | 27 | 9 | 37.5 | 28.5 | 35 | 28 | 31 | 43 | 32 | 30 | 36 | 28 | 46.5 | 32 | 28.5 | 25
2013-01-03 18:00 | 47 | 39 | 26.5 | 45 | 14 | 30 | 16 | 25 | 41 | 38 | 28 | 32 | 15 | 46.5 | 7.5 | 13 | 51 | 19.5 | 34 | 26 | 44.5 | 38 | 27 | 34 | 25 | 43 | 45 | 29 | 28.5 | 26.5 | 19.5 | 42.5 | 32 | 42.5 | 34 | 23 | 41 | -6 | 25 | 35 | 32.5 | 31 | 34 | 20 | 45.5 | 39.5 | 39 | 21 | 4 | 37 | 44.5 | 41 | 35.5 | 42 | 40 | 35.5 | 44.5 | 42.5 | 21.5 | 28.5 | 45 | 32 | 14 | 50 | 31 | 35 | 32 | 39 | 43 | 37 | 28 | 42 | 27 | 44.5 | 36.5 | 30 | 28 | 43 | 37.5 | 21 | 44 | -2 | 24 | 12 | 10.5 | 31 | 33 | 25 | 28.5 | 3 | 43 | -1.5 | -3 | 48 | 19.5 | 30 | 26 | 21 | 30 | 7 | 28.5 | 19.5 | 21 | 22 | 26 | 26.5 | 23 | 15.5 | 39 | 26.5 | 32.5 | 30 | 12 | 29 | -11 | 11.5 | 32 | 26.5 | 24 | 32 | 11 | 41.5 | 36.5 | 39 | 16 | 1 | 33 | 43 | 34 | 25 | 42 | 29 | 25 | 39 | 38.5 | 18 | 12 | 41 | 27 | 7 | 37.5 | 24.5 | 34 | 30 | 30 | 43 | 32 | 28 | 37 | 27 | 44.5 | 32.5 | 28.5 | 25
2013-01-03 19:00 | 47 | 39 | 25 | 45 | 14 | 25 | 16 | 25 | 39 | 37 | 28 | 30 | 13.5 | 46.5 | 12.5 | 12 | 49 | 17.5 | 34 | 25.5 | 41 | 37 | 23 | 32.5 | 26.5 | 40 | 45 | 28 | 28 | 26.5 | 19.5 | 41.5 | 30 | 42 | 32 | 20 | 41 | -4 | 23.5 | 35 | 28.5 | 31 | 34 | 19 | 45 | 40 | 37.5 | 20 | 2 | 36 | 43 | 39 | 35.5 | 42 | 38 | 35.5 | 43 | 43 | 21 | 26.5 | 44 | 32 | 13 | 50 | 32.5 | 34 | 32 | 37 | 43 | 37 | 26 | 44 | 28 | 44.5 | 36 | 28.5 | 27 | 43 | 39 | 23 | 44 | -4 | 21 | 13.5 | 10.5 | 32 | 34 | 26 | 28.5 | 2 | 43 | -3 | -4 | 46 | 17.5 | 32 | 25.5 | 17.5 | 30 | 7 | 27 | 19.5 | 20 | 22 | 25 | 26.5 | 23 | 15.5 | 38.5 | 26.5 | 32.5 | 28 | 12 | 29 | -8 | 11 | 32 | 25.5 | 24 | 32 | 12 | 41 | 36 | 37.5 | 16 | -1 | 33 | 43 | 35.5 | 26.5 | 41 | 29 | 25 | 39 | 38 | 17 | 10.5 | 41 | 26 | 6 | 41 | 26.5 | 33 | 32 | 29 | 43 | 32 | 26 | 37 | 28 | 44.5 | 33 | 26.5 | 25
2013-01-03 20:00 | 45 | 41 | 23 | 45 | 14 | 21 | 16.5 | 25 | 37 | 36 | 27 | 30 | 14 | 46.5 | 17 | 12 | 48 | 19.5 | 34 | 25 | 39 | 36 | 24 | 32 | 26.5 | 40 | 44 | 28 | 28.5 | 26.5 | 19 | 40 | 30 | 41 | 30 | 19 | 41 | -4 | 19.5 | 34 | 25 | 30 | 34 | 17 | 45.5 | 40.5 | 35.5 | 20 | 5 | 36 | 43 | 39 | 37.5 | 41 | 38 | 34 | 39 | 43.5 | 22 | 26.5 | 45 | 31 | 12 | 50 | 32 | 34 | 32 | 36 | 43 | 37 | 26 | 44 | 29 | 44.5 | 35.5 | 28.5 | 26 | 40 | 39 | 21 | 42 | 1 | 18 | 14.5 | 8.5 | 31 | 34 | 26 | 28.5 | 4 | 43 | -8 | -4 | 46 | 17.5 | 32 | 21 | 17.5 | 29 | 9 | 25.5 | 19.5 | 20 | 24 | 24 | 26.5 | 21 | 13 | 37.5 | 28.5 | 33.5 | 27 | 11 | 28 | -9 | 6.5 | 32 | 22 | 23 | 32 | 11 | 41.5 | 38 | 35.5 | 16 | 2 | 34 | 41 | 35.5 | 26.5 | 40 | 29 | 23 | 37.5 | 38 | 18.5 | 10.5 | 40 | 27 | 6 | 37.5 | 26.5 | 33 | 32 | 29 | 43 | 33 | 26 | 37 | 28 | 44.5 | 34 | 26.5 | 25
2013-01-03 21:00 | 44 | 43 | 21 | 40 | 12 | 19 | 17.5 | 25 | 36 | 34 | 26 | 30 | 14.5 | 46.5 | 20.5 | 11 | 47 | 17.5 | 34 | 24.5 | 43 | 35 | 24 | 32 | 26.5 | 39 | 43 | 27 | 28 | 26.5 | 19 | 40 | 34 | 41 | 31 | 19 | 42 | -5 | 22.5 | 34 | 24.5 | 28 | 32 | 13 | 45.5 | 41.5 | 35.5 | 20 | 1 | 37 | 41 | 41 | 35.5 | 41 | 37 | 34 | 37.5 | 43.5 | 23.5 | 26.5 | 45 | 31 | 12 | 48 | 31.5 | 34 | 32 | 35 | 43 | 37 | 26 | 43 | 28 | 44.5 | 35.5 | 30 | 26 | 42 | 41 | 19.5 | 40 | 1 | 18 | 16 | 8.5 | 28 | 33 | 25 | 28.5 | 5.5 | 43 | 3.5 | -4 | 45 | 17.5 | 30 | 24.5 | 19.5 | 28 | 9 | 25 | 19.5 | 19 | 25 | 21 | 27 | 21 | 15 | 37 | 28.5 | 35 | 27 | 12 | 28 | -10 | 12 | 32 | 23.5 | 21 | 32 | 10 | 42.5 | 39 | 35.5 | 16 | -1 | 35 | 39 | 37.5 | 26.5 | 40 | 28 | 23 | 37.5 | 38 | 21 | 10.5 | 39 | 26 | 5 | 37.5 | 26.5 | 32 | 32 | 28 | 43 | 34 | 26 | 39 | 28 | 44.5 | 34 | 26.5 | 25
2013-01-03 22:00 | 44 | 43 | 19.5 | 40 | 9 | 20 | 12 | 23 | 36 | 34 | 27 | 30 | 15 | 46.5 | 23.5 | 11 | 49 | 19.5 | 34 | 24.5 | 44.5 | 30 | 23 | 32 | 26.5 | 37 | 42 | 27 | 28 | 25 | 19 | 38.5 | 30 | 41 | 35 | 17 | 42 | -6 | 20.5 | 34 | 24.5 | 29 | 32 | 13 | 46 | 42 | 35.5 | 20 | 2 | 38 | 35.5 | 39 | 37.5 | 42 | 37 | 34 | 37.5 | 44 | 23.5 | 26.5 | 45 | 30 | 10 | 50 | 31 | 34 | 32 | 32 | 43 | 37 | 26 | 44 | 26 | 44.5 | 35.5 | 34 | 26 | 42 | 43 | 17.5 | 40 | 0 | 18 | 10.5 | 7 | 28 | 32 | 22 | 28.5 | 8 | 41 | 12 | -5 | 46 | 17.5 | 30 | 24.5 | 21 | 26 | 8 | 25 | 19.5 | 19 | 25 | 22 | 27.5 | 21 | 15.5 | 36.5 | 28.5 | 35 | 30 | 10 | 27 | -10 | 10 | 32 | 23 | 22 | 32 | 10 | 42 | 40 | 35.5 | 16 | -1 | 35 | 35.5 | 37.5 | 28.5 | 41 | 27 | 25 | 35.5 | 38 | 21.5 | 10.5 | 38 | 25 | 4 | 37.5 | 26.5 | 33 | 32 | 27 | 43 | 34 | 26 | 37 | 26 | 44.5 | 34 | 28.5 | 25
2013-01-03 23:00 | 44 | 41 | 21 | 43 | 8 | 19 | 14 | 21 | 38 | 31 | 26 | 32 | 15.5 | 46 | 27 | 10 | 49 | 19.5 | 34 | 24 | 44.5 | 29 | 23 | 32 | 26.5 | 38 | 40 | 25 | 26.5 | 21 | 19 | 37.5 | 34 | 41 | 36 | 18 | 41.5 | -6 | 18 | 34 | 24 | 26 | 32 | 12 | 45.5 | 42.5 | 37.5 | 20 | 1 | 37 | 35.5 | 41 | 35.5 | 42 | 37 | 34 | 35.5 | 44 | 24 | 26.5 | 45 | 30 | 8 | 50 | 30.5 | 35 | 32 | 26 | 44.5 | 37 | 26 | 45 | 29 | 44.5 | 35.5 | 34 | 25 | 42 | 41 | 19.5 | 43 | -1 | 16 | 11 | 8.5 | 30 | 30 | 20 | 28.5 | 10.5 | 43 | 16 | -5 | 46 | 17.5 | 32 | 20 | 19.5 | 27 | 9 | 24.5 | 19.5 | 18 | 28 | 19 | 26.5 | 19.5 | 14 | 35.5 | 30 | 35 | 30 | 12 | 24.5 | -11 | 8 | 32 | 19 | 22 | 32 | 10 | 42.5 | 41 | 37.5 | 16 | -3 | 35 | 35.5 | 35.5 | 28.5 | 41 | 25 | 25 | 35.5 | 39 | 23 | 12 | 38 | 25 | 2 | 37.5 | 26.5 | 34 | 32 | 24.5 | 43 | 34 | 26 | 37 | 29 | 44.5 | 34 | 28.5 | 24
2013-01-04 | 45 | 41 | 17.5 | 42 | 8 | 14 | 16 | 21 | 37 | 28 | 25 | 34 | 16.5 | 47.5 | 27 | 9 | 48 | 19.5 | 34 | 23.5 | 35.5 | 26 | 20 | 32.5 | 26.5 | 32 | 36 | 25 | 26.5 | 23 | 19 | 38 | 34 | 42 | 36 | 15 | 41.5 | -8 | 16 | 34 | 23 | 23 | 32 | 12 | 45.5 | 42.5 | 37 | 20 | 2 | 38 | 34 | 41 | 35.5 | 43 | 34 | 34 | 35.5 | 44 | 21.5 | 26.5 | 44 | 29 | 7 | 50 | 30 | 34 | 33 | 25 | 45 | 37 | 25.5 | 47 | 29 | 44.5 | 36 | 35.5 | 22 | 43 | 41 | 16 | 41 | -1 | 12 | 12 | 7 | 31 | 27 | 19 | 28.5 | 12.5 | 43 | 21 | -5 | 46 | 19.5 | 30 | 23.5 | 30 | 24.5 | 8 | 27 | 17.5 | 18 | 29.5 | 17 | 25 | 17.5 | 16 | 35.5 | 30 | 35 | 30 | 9 | 27.5 | -13 | 6 | 32 | 20.5 | 20 | 32 | 10 | 42 | 42 | 37 | 17 | -1 | 36 | 34 | 35.5 | 25 | 42 | 25 | 23 | 34 | 39.5 | 20.5 | 10.5 | 40 | 24 | 1 | 37.5 | 26.5 | 34 | 33 | 24.5 | 43 | 34 | 25.5 | 37 | 29 | 44.5 | 34 | 30 | 20
2013-01-04 01:00 | 45 | 41 | 19.5 | 42 | 6 | 18 | 16 | 21 | 33 | 29 | 26 | 34 | 17 | 47.5 | 27 | 8 | 47 | 19.5 | 34 | 22.5 | 35.5 | 27 | 20 | 34 | 23 | 31 | 37 | 23 | 26.5 | 21 | 19 | 38.5 | 30 | 43 | 39 | 15 | 41 | -9 | 14 | 34 | 22 | 16 | 32 | 16 | 45 | 43 | 37.5 | 20 | 2 | 38 | 34 | 43 | 35.5 | 44 | 34 | 34 | 37.5 | 44 | 23.5 | 25 | 43 | 29 | 5 | 48 | 29.5 | 34 | 33 | 24.5 | 44.5 | 36 | 25.5 | 47 | 29 | 44.5 | 36.5 | 37.5 | 24 | 43 | 41 | 17.5 | 42 | -2 | 15 | 12 | 7 | 27.5 | 27 | 18 | 28.5 | 14.5 | 43 | 22 | -5 | 45 | 17.5 | 30 | 22.5 | 32 | 24.5 | 8 | 26 | 17.5 | 18 | 28.5 | 16 | 23.5 | 16 | 16 | 35.5 | 28.5 | 35 | 31 | 8 | 27 | -14 | 4 | 32 | 20 | 14 | 32 | 11 | 41 | 42 | 37.5 | 16 | -1 | 36 | 34 | 37.5 | 26.5 | 42 | 27 | 25 | 35.5 | 40 | 22 | 12 | 41 | 24 | -1 | 39 | 26 | 33 | 33 | 22 | 43.5 | 33 | 25.5 | 35 | 28 | 44.5 | 34.5 | 30 | 22
2013-01-04 02:00 | 47 | 41 | 16 | 43 | 4 | 18 | 16 | 21 | 32.5 | 27 | 26 | 34 | 18.5 | 45.5 | 27 | 8 | 44 | 17.5 | 34 | 22 | 37.5 | 26 | 21 | 29.5 | 25 | 29 | 36 | 23 | 26.5 | 25 | 19 | 39 | 26.5 | 43 | 38 | 17 | 41 | -10 | 11.5 | 34 | 21 | 14 | 32 | 16 | 45.5 | 43.5 | 39 | 20 | 2 | 37 | 34 | 43 | 37.5 | 43 | 34 | 32 | 35.5 | 44 | 23 | 25 | 43 | 29 | 4 | 50 | 29 | 34 | 33 | 24.5 | 45 | 35 | 25 | 49 | 29 | 46.5 | 36 | 37.5 | 24 | 42 | 41 | 14 | 41 | -4 | 15 | 12 | 8.5 | 26 | 24 | 18 | 30 | 17 | 43.5 | 18 | -6 | 43 | 17.5 | 30 | 20 | 34 | 23 | 8 | 21 | 17.5 | 17 | 26 | 16 | 23 | 17.5 | 14 | 35.5 | 25 | 35 | 31 | 9 | 24.5 | -15 | 2 | 32 | 16 | 11 | 32 | 10 | 42.5 | 43 | 39 | 16 | -1 | 36 | 34 | 37.5 | 26.5 | 42 | 28 | 25 | 35.5 | 40.5 | 21 | 10.5 | 42 | 24 | -2 | 39 | 26 | 32 | 33 | 22 | 43.5 | 32 | 25 | 37 | 28 | 44.5 | 34.5 | 30 | 22
2013-01-04 03:00 | 46 | 43 | 19.5 | 42 | 0 | 19 | 12 | 21 | 31.5 | 26 | 26 | 34 | 19 | 45 | 25.5 | 8 | 45 | 17.5 | 34 | 21.5 | 35.5 | 24.5 | 21 | 34 | 25 | 30 | 38 | 23 | 25.5 | 21 | 19.5 | 41 | 25 | 41 | 38 | 15 | 41 | -10 | 9.5 | 34 | 20.5 | 13 | 32 | 13 | 45.5 | 44 | 44.5 | 19 | -3 | 37 | 34 | 43 | 37.5 | 43 | 31 | 32 | 35.5 | 44 | 21.5 | 25 | 43 | 27 | 4 | 50 | 28.5 | 33 | 33 | 22 | 45 | 34 | 25 | 46 | 29 | 46.5 | 36.5 | 37.5 | 24 | 43 | 41 | 17.5 | 41 | -7 | 17 | 10.5 | 8.5 | 25 | 23 | 18 | 30 | 19 | 43.5 | 21 | -6 | 44 | 17.5 | 30 | 21.5 | 34 | 22 | 8 | 23 | 19.5 | 18 | 27.5 | 14 | 22 | 17.5 | 16 | 37 | 25 | 36 | 30 | 10 | 27 | -14 | 0 | 32 | 18 | 10 | 32 | 10 | 43 | 43.5 | 39 | 16 | -6 | 36 | 34 | 37.5 | 30 | 42 | 25 | 25 | 35.5 | 41 | 20 | 10.5 | 41 | 23 | -3 | 39 | 26 | 31 | 33 | 20 | 44.5 | 31 | 25 | 39 | 29 | 44.5 | 34.5 | 28.5 | 23
2013-01-04 04:00 | 44 | 43 | 19.5 | 43 | -1 | 20 | 12 | 21 | 31 | 28 | 25 | 35.5 | 20 | 45 | 23.5 | 7 | 44 | 17.5 | 32.5 | 21.5 | 37.5 | 24.5 | 22 | 33 | 21 | 30 | 34 | 22 | 25 | 25 | 19.5 | 39.5 | 25 | 42 | 41 | 14 | 41 | -11 | 7 | 34 | 20 | 10 | 32 | 16 | 46 | 45 | 44.5 | 19 | -1 | 37 | 35.5 | 43 | 35.5 | 42 | 30 | 34 | 35.5 | 44 | 20 | 25 | 42 | 27 | 2 | 52 | 28 | 32 | 33 | 22 | 44.5 | 32 | 24.5 | 46 | 30 | 46.5 | 35.5 | 39 | 25 | 42 | 41 | 17.5 | 41 | -7 | 16 | 10.5 | 7 | 23 | 23 | 16 | 30 | 20 | 43.5 | 19 | -6 | 43 | 16 | 30 | 21.5 | 34 | 21 | 8 | 23.5 | 17.5 | 17 | 27.5 | 12 | 21 | 17.5 | 16 | 35.5 | 25 | 36 | 30 | 10 | 27 | -15 | -2 | 32 | 17.5 | 7 | 32 | 8 | 43 | 43 | 39 | 16 | -5 | 36 | 35.5 | 35.5 | 28.5 | 42 | 25 | 26.5 | 35.5 | 41 | 16.5 | 10.5 | 41 | 22 | -5 | 41 | 26 | 31 | 33 | 21 | 44.5 | 29 | 24.5 | 38 | 29 | 44.5 | 34 | 28.5 | 22
2013-01-04 05:00 | 45 | 43 | 21 | 43 | -1 | 21 | 10.5 | 19.5 | 31 | 25 | 22 | 37.5 | 20.5 | 44.5 | 22 | 6 | 44 | 17.5 | 32 | 21 | 37.5 | 22 | 23 | 35 | 21 | 26 | 36 | 22 | 21 | 21 | 20 | 39.5 | 23 | 41 | 39 | 13 | 40.5 | -12 | 5 | 34 | 19 | 10 | 32 | 16 | 47 | 45 | 44.5 | 19 | 1 | 37 | 37.5 | 43 | 35.5 | 43 | 29 | 34 | 36 | 44.5 | 21 | 25 | 42 | 25 | 0 | 52 | 27.5 | 32 | 33 | 20 | 44.5 | 31 | 24.5 | 45 | 30 | 44.5 | 35.5 | 37.5 | 24 | 42 | 43 | 19.5 | 41 | -8 | 15 | 8.5 | 8.5 | 22.5 | 21 | 16 | 32 | 20.5 | 43.5 | 13 | -6 | 44 | 16 | 30 | 18 | 34 | 20 | 9 | 22.5 | 17.5 | 17 | 25 | 13 | 17.5 | 17.5 | 14 | 35 | 23 | 35 | 31 | 11 | 24.5 | -16 | -4 | 32 | 14 | 8 | 32 | 9 | 44 | 43.5 | 39 | 16 | -3 | 36 | 37.5 | 35.5 | 30 | 42 | 24 | 23 | 35.5 | 41.5 | 18 | 10.5 | 40 | 22 | -7 | 43 | 26 | 31 | 33 | 18 | 44.5 | 28 | 24.5 | 40 | 30 | 44.5 | 34 | 28.5 | 20
2013-01-04 06:00 | 46 | 41 | 21 | 41 | -5 | 21 | 12 | 21 | 33 | 23 | 19 | 37.5 | 21 | 44 | 23 | 7 | 45 | 19.5 | 32 | 20.5 | 37.5 | 22 | 22 | 34.5 | 21 | 22 | 29 | 21 | 17.5 | 23 | 20.5 | 38 | 23 | 41 | 39 | 14 | 41 | -12 | 5 | 34 | 16 | 7 | 32 | 11 | 48 | 45 | 44.5 | 19 | 1 | 38 | 37.5 | 43 | 35.5 | 42 | 29 | 34 | 35.5 | 44.5 | 22.5 | 25 | 41 | 25 | -3 | 50 | 27 | 32 | 33 | 20 | 45.5 | 31 | 24.5 | 45 | 30 | 44.5 | 35.5 | 39 | 26 | 42 | 41 | 19.5 | 40 | -11 | 15 | 10.5 | 7 | 23 | 20 | 14 | 32 | 21 | 44 | 18.5 | -6 | 44 | 16 | 32 | 20.5 | 34 | 20 | 8 | 24.5 | 16 | 15 | 27 | 12 | 16 | 17.5 | 17 | 33.5 | 23 | 36 | 30 | 7 | 27 | -17 | -3 | 32 | 13.5 | 5 | 32 | 8 | 45 | 43 | 39 | 17 | -2 | 36 | 37.5 | 35.5 | 30 | 42 | 24 | 23 | 35 | 42 | 19 | 7 | 39 | 21 | -10 | 46.5 | 25 | 31 | 33 | 18 | 45.5 | 28 | 24.5 | 40 | 30 | 44.5 | 34 | 30 | 21
2013-01-04 07:00 | 44 | 43 | 23 | 41 | -4 | 19 | 14 | 19.5 | 33 | 24 | 19 | 37.5 | 21.5 | 45.5 | 24 | 7 | 45 | 17.5 | 32 | 20.5 | 35.5 | 22 | 22 | 33.5 | 21 | 22 | 29 | 20 | 12 | 23 | 20.5 | 38 | 21 | 43 | 38 | 14 | 41 | -11 | 6.5 | 34 | 13 | 7 | 30 | 14 | 49 | 45 | 44.5 | 18 | 3 | 39 | 35.5 | 43 | 35.5 | 42 | 27 | 32 | 36 | 45 | 22.5 | 25 | 43 | 25 | -3 | 50 | 24 | 30 | 33 | 21 | 46.5 | 30 | 25 | 47 | 29 | 44.5 | 35.5 | 37.5 | 25 | 41 | 43 | 19.5 | 40 | -10 | 13 | 12 | 7 | 29 | 20 | 15 | 30 | 21.5 | 44 | 19.5 | -7 | 44 | 16 | 32 | 20.5 | 28.5 | 19 | 8 | 19.5 | 16 | 14 | 28 | 12 | 10.5 | 17.5 | 16.5 | 33 | 21 | 35 | 30 | 9 | 26 | -18.5 | -2 | 32 | 10 | 5 | 30 | 8 | 45 | 42 | 39 | 16 | 0 | 38 | 35.5 | 35.5 | 30 | 41 | 24 | 21 | 35.5 | 42 | 17.5 | 8.5 | 38 | 20 | -10 | 46.5 | 22.5 | 29 | 33 | 19 | 46.5 | 27 | 25 | 40 | 29 | 44.5 | 34 | 30 | 21
2013-01-04 08:00 | 43 | 44.5 | 21 | 42 | -4 | 20 | 17.5 | 19.5 | 33 | 25 | 21 | 35.5 | 28.5 | 43.5 | 25 | 7 | 46 | 19.5 | 32 | 20 | 34 | 21 | 20 | 34 | 21 | 23 | 29 | 20 | 19.5 | 21 | 21 | 35.5 | 23 | 43 | 38 | 13 | 41 | -11 | 8 | 35 | 10 | 9 | 30 | 15 | 49.5 | 45 | 48 | 18 | 5 | 41 | 35.5 | 44.5 | 35.5 | 41 | 26 | 32 | 36.5 | 45.5 | 24 | 25 | 42 | 25 | -3 | 48 | 26.5 | 30 | 33 | 19 | 45.5 | 29 | 25 | 48 | 29 | 44.5 | 34 | 35.5 | 23 | 42 | 43 | 19.5 | 40 | -10 | 14 | 16 | 8.5 | 23 | 20 | 16 | 32 | 28.5 | 43.5 | 17 | -7 | 45 | 16 | 32 | 18 | 26.5 | 18 | 7 | 19.5 | 14 | 15 | 26 | 12 | 17.5 | 17.5 | 16 | 30.5 | 23 | 35 | 30 | 9 | 27 | -16 | -1 | 33 | 4 | 7 | 30 | 8 | 45 | 42.5 | 39 | 16 | 2 | 39 | 35.5 | 35.5 | 30 | 40 | 23 | 21 | 36 | 42.5 | 18 | 8 | 38 | 19 | -9 | 46.5 | 25 | 28 | 32 | 13 | 45.5 | 27 | 25 | 39 | 29 | 44.5 | 34 | 28.5 | 20
2013-01-04 09:00 | 43 | 43 | 25.5 | 42 | -4 | 20 | 19.5 | 21 | 33 | 29 | 21 | 35.5 | 28.5 | 43.5 | 26 | 5 | 47 | 19.5 | 34 | 19 | 35.5 | 23 | 24 | 35.5 | 25 | 24 | 27 | 21 | 21 | 26.5 | 22 | 35.5 | 32 | 44 | 38 | 14 | 38 | -10 | 10 | 35 | 13.5 | 13 | 34 | 14 | 50.5 | 45 | 48 | 18 | 7 | 48 | 37.5 | 44.5 | 35.5 | 40 | 31 | 34 | 38 | 46 | 23.5 | 25.5 | 42 | 27 | -3 | 50 | 28 | 34 | 33 | 23 | 44.5 | 30 | 25 | 48 | 29 | 44.5 | 34 | 37.5 | 28 | 42 | 43 | 22.5 | 41 | -11 | 13 | 17.5 | 8.5 | 28 | 24 | 17 | 34 | 28 | 42.5 | 21 | -8 | 45 | 16 | 32 | 19 | 26.5 | 20 | 8 | 21 | 16 | 16 | 24 | 13 | 19.5 | 17.5 | 18 | 30 | 26.5 | 35 | 33 | 9 | 28 | -17 | 6 | 33 | 10.5 | 12 | 34 | 9 | 46 | 43 | 39 | 16 | 2 | 45 | 37.5 | 35.5 | 30 | 39 | 25 | 21 | 37 | 44 | 16.5 | 8 | 39 | 21 | -8 | 46.5 | 26.5 | 31 | 33 | 10 | 44.5 | 28 | 25 | 39 | 29 | 44.5 | 32 | 30 | 23
2013-01-04 10:00 | 44 | 44.5 | 30 | 43 | -1 | 20 | 25 | 25 | 33 | 33 | 25 | 35.5 | 29.5 | 45 | 27.5 | 5 | 49 | 25 | 34 | 18.5 | 37.5 | 28 | 27 | 37.5 | 26.5 | 31 | 30 | 23 | 19.5 | 29.5 | 23 | 37 | 37.5 | 43 | 39 | 15 | 41 | -10 | 17 | 35 | 16.5 | 10 | 37.5 | 17 | 51 | 45 | 48 | 18 | 11 | 50 | 39 | 46.5 | 35.5 | 42 | 33 | 35.5 | 39 | 47 | 26.5 | 26.5 | 42 | 29 | -3 | 50 | 33 | 37 | 32 | 29 | 46.5 | 34 | 26 | 47 | 31 | 44.5 | 35.5 | 39 | 29 | 41 | 44.5 | 25 | 41 | -9 | 13 | 21 | 7 | 27 | 27 | 18 | 34 | 28 | 44.5 | 22 | -8 | 46 | 17.5 | 32 | 18.5 | 26.5 | 25 | 10 | 28.5 | 14 | 17 | 28 | 14 | 17.5 | 20 | 19.5 | 31.5 | 26.5 | 36 | 33 | 10 | 28 | -15 | 5 | 33 | 14.5 | 8 | 34 | 13 | 46 | 43 | 41 | 16 | 6 | 45 | 39 | 37.5 | 30 | 41 | 26 | 21 | 37.5 | 45 | 19.5 | 8.5 | 39 | 23 | -9 | 46.5 | 31 | 32 | 32 | 13 | 46.5 | 31 | 26 | 39 | 31 | 44.5 | 32 | 30 | 23
2013-01-04 11:00 | 48 | 46.5 | 32 | 44 | 3 | 21 | 26.5 | 25 | 34 | 35 | 27 | 35.5 | 30 | 46.5 | 29 | 7 | 50 | 25 | 34 | 18 | 39 | 30 | 30 | 39 | 28.5 | 37 | 32 | 25 | 21 | 32 | 24 | 38 | 43 | 44 | 38 | 17 | 43 | -9 | 31 | 36 | 20 | 12 | 40.5 | 22 | 51 | 45.5 | 52 | 20 | 12 | 49 | 41 | 46.5 | 37.5 | 45 | 38 | 35.5 | 44.5 | 47.5 | 28 | 26.5 | 44 | 30 | -2 | 50 | 35.5 | 37 | 33 | 33 | 46.5 | 36 | 27 | 48 | 31 | 46.5 | 35.5 | 37.5 | 30 | 43 | 44.5 | 23 | 42 | -7 | 14 | 21 | 12 | 26 | 24 | 19 | 34 | 28.5 | 43 | 19 | -6 | 46 | 17.5 | 32 | 13 | 25 | 26 | 9 | 26.5 | 15 | 18 | 29 | 15 | 19.5 | 21 | 20 | 32 | 26.5 | 36 | 34 | 13 | 28 | -15 | 11 | 34 | 16 | 10 | 35 | 14 | 47 | 45 | 43 | 18 | 8 | 46 | 41 | 37.5 | 28.5 | 42 | 26 | 21 | 37.5 | 46 | 20 | 10.5 | 39 | 25 | -9 | 48 | 34 | 32 | 33 | 3 | 46.5 | 33 | 27 | 39 | 30 | 44.5 | 34 | 30 | 24
2013-01-04 12:00 | 50 | 48 | 35.5 | 45 | 6 | 20 | 30 | 26.5 | 35 | 36 | 29 | 37.5 | 31 | 50.5 | 29.5 | 9 | 51 | 26.5 | 35.5 | 18.5 | 44.5 | 32 | 34 | 41 | 30 | 42 | 33 | 26 | 21 | 35.5 | 25 | 37.5 | 46.5 | 46 | 37 | 21 | 43 | -9 | 29.5 | 37 | 20.5 | 15 | 43 | 28 | 51 | 46 | 52 | 20 | 15 | 50 | 44.5 | 48 | 39 | 45 | 42 | 37.5 | 46.5 | 47.5 | 32 | 28.5 | 44 | 31 | -2 | 50 | 39 | 38 | 33 | 37 | 48 | 36 | 28 | 48 | 32 | 48 | 37.5 | 39 | 31 | 44 | 46.5 | 25 | 42 | -5 | 13 | 25 | 12 | 23.5 | 20 | 20 | 35.5 | 28 | 45 | 24 | -6 | 46 | 17.5 | 34 | 18.5 | 25 | 27 | 12 | 25 | 16 | 20 | 29 | 16 | 19.5 | 25 | 22.5 | 31.5 | 25 | 37 | 32 | 12 | 29 | -15 | 10 | 35 | 20 | 14 | 35.5 | 11 | 47.5 | 45.5 | 43 | 17 | 9 | 47 | 41 | 37.5 | 30 | 43 | 26 | 23 | 37.5 | 46.5 | 21.5 | 10.5 | 40 | 25 | -8 | 48 | 36.5 | 32 | 33 | 30 | 48 | 32 | 28 | 40 | 31 | 46.5 | 34 | 28.5 | 24
2013-01-04 13:00 | 49 | 52 | 37.5 | 45 | 10 | 20 | 34 | 26.5 | 36 | 36 | 29 | 37.5 | 31.5 | 49.5 | 29.5 | 9 | 50 | 28.5 | 35.5 | 18.5 | 46.5 | 38 | 35 | 37.5 | 30 | 44 | 36 | 27 | 21 | 37.5 | 26 | 41.5 | 50 | 47 | 37 | 23 | 46 | -8 | 27 | 38 | 21 | 19 | 44.5 | 29 | 51 | 47 | 52 | 20 | 16 | 50 | 44.5 | 48 | 39 | 47 | 43 | 39 | 50 | 48 | 32.5 | 28.5 | 46 | 31 | -1 | 52 | 39.5 | 39 | 32 | 39 | 48 | 36 | 29 | 48 | 32 | 50 | 38.5 | 39 | 32 | 43 | 46.5 | 25 | 41 | -2 | 14 | 26.5 | 12 | 21 | 19 | 19 | 35.5 | 27.5 | 46 | 25 | -6 | 46 | 17.5 | 34 | 18.5 | 25 | 27 | 12 | 30 | 16 | 22 | 30 | 17 | 21 | 26.5 | 23.5 | 35 | 25 | 37 | 32 | 15 | 30 | -17 | 8 | 35 | 21 | 17 | 35.5 | 10 | 47 | 45 | 39 | 17 | 10 | 47 | 41 | 37.5 | 30 | 42 | 26 | 21 | 37.5 | 46 | 21.5 | 5 | 41 | 23 | -8 | 50 | 37 | 32 | 32 | 30 | 46.5 | 32 | 29 | 39 | 30 | 48 | 35 | 30 | 24
2013-01-04 14:00 | 51 | 52 | 37.5 | 45 | 10 | 22 | 37 | 26.5 | 36 | 36 | 31 | 37.5 | 32 | 52 | 30 | 10 | 46 | 30 | 35.5 | 19 | 46.5 | 40 | 36 | 37 | 30 | 40 | 38 | 28 | 23 | 39 | 27 | 41 | 53.5 | 42 | 37 | 25 | 46 | -7 | 30 | 39 | 22 | 17 | 46.5 | 33 | 51 | 47.5 | 53.5 | 21 | 16 | 50 | 44.5 | 50 | 39 | 47 | 45 | 41 | 52 | 48.5 | 35 | 30 | 46 | 31 | -2 | 53.5 | 40 | 40 | 36 | 40 | 48 | 37 | 30 | 47 | 32 | 50 | 39 | 37.5 | 32 | 42 | 46.5 | 23 | 42 | -2 | 15 | 30.5 | 8.5 | 22 | 20 | 18 | 35.5 | 27 | 46.5 | 22 | -7 | 45 | 17.5 | 34 | 13 | 23 | 25 | 12 | 31.5 | 16 | 22 | 28 | 17 | 21 | 25 | 23 | 34 | 25 | 37 | 32 | 13 | 30 | -16 | 12 | 36 | 19 | 15 | 35.5 | 12 | 47.5 | 46 | 39 | 17 | 9 | 47 | 41 | 37.5 | 30 | 43 | 27 | 21 | 37.5 | 47 | 23 | 8.5 | 40 | 25 | -8 | 48 | 37.5 | 32 | 35 | 24.5 | 48 | 32 | 30 | 36 | 30 | 46.5 | 35.5 | 30 | 22
2013-01-04 15:00 | 49 | 52 | 37.5 | 44 | 10 | 24 | 39 | 26.5 | 37 | 36 | 32 | 41 | 31.5 | 56.5 | 31.5 | 9 | 45 | 30 | 35.5 | 18.5 | 46.5 | 39 | 37 | 35.5 | 30 | 39 | 40 | 28 | 23 | 39 | 28.5 | 41 | 53.5 | 45 | 38 | 25 | 44 | -6 | 31 | 39 | 21 | 19 | 44.5 | 30 | 51 | 47.5 | 52 | 20 | 17 | 50 | 44.5 | 50 | 39 | 48 | 43 | 41 | 52 | 48.5 | 35 | 28.5 | 46 | 30 | -1 | 53.5 | 39 | 40 | 35 | 40 | 48 | 38 | 30 | 47 | 32 | 50 | 39 | 37.5 | 32 | 43 | 46.5 | 25 | 42 | -3 | 16 | 34 | 10.5 | 21 | 21 | 19 | 39 | 26 | 47 | 25.5 | -6 | 44 | 17.5 | 34 | 18.5 | 21 | 25 | 17 | 32 | 14 | 23 | 25 | 18 | 21 | 25 | 26.5 | 35.5 | 25 | 35 | 33 | 13 | 28 | -16 | 12 | 37 | 20.5 | 16 | 32 | 15 | 47.5 | 46.5 | 39 | 16 | 15 | 47 | 39 | 35.5 | 30 | 43 | 27 | 21 | 39 | 47.5 | 25.5 | 8.5 | 39 | 24 | -8 | 44.5 | 36 | 31 | 35 | 25 | 48 | 33 | 30 | 36 | 30 | 48 | 34 | 28.5 | 23
2013-01-04 16:00 | 48 | 53.5 | 35.5 | 44 | 8 | 24 | 35.5 | 25 | 36 | 34 | 30 | 41 | 30 | 54 | 33.5 | 9 | 43 | 28.5 | 35.5 | 18 | 41 | 37 | 35 | 34 | 28.5 | 39 | 40 | 28 | 23 | 41 | 30.5 | 40.5 | 53.5 | 43 | 38 | 24 | 39 | -7 | 30 | 39 | 20 | 17 | 43 | 29 | 51 | 48 | 48 | 19 | 19 | 50 | 44.5 | 50 | 37.5 | 47 | 42 | 39 | 52 | 49 | 35 | 28.5 | 46 | 30 | -2 | 52 | 39.5 | 38 | 35 | 38 | 50 | 38 | 29 | 45 | 31 | 52 | 39 | 35.5 | 31 | 41 | 46.5 | 25 | 43 | -2 | 15 | 30 | 10.5 | 21 | 23 | 18 | 37.5 | 25 | 47.5 | 25.5 | -8 | 42 | 16 | 34 | 18 | 23 | 28 | 12 | 32 | 14 | 24 | 24 | 18 | 21 | 25 | 28.5 | 35.5 | 26.5 | 37 | 33 | 13 | 25 | -13 | 11 | 37 | 19 | 15 | 34 | 15 | 47 | 46 | 37.5 | 16 | 16 | 47 | 39 | 35.5 | 30 | 44 | 27 | 21 | 37.5 | 47 | 27.5 | 8.5 | 40 | 24 | -8 | 44.5 | 37 | 33 | 35 | 24.5 | 48 | 33 | 29 | 35 | 31 | 50 | 34 | 28.5 | 24
2013-01-04 17:00 | 46 | 52 | 32 | 44 | 5 | 23 | 35.5 | 23 | 34 | 30 | 27 | 39 | 29.5 | 49 | 35 | 7 | 42 | 26.5 | 34 | 17 | 34 | 32 | 34 | 35.5 | 23 | 33 | 35 | 27 | 23 | 34 | 32 | 39.5 | 39 | 41 | 34 | 24 | 37 | -8 | 29 | 39 | 19 | 14 | 39 | 26 | 51 | 47 | 44.5 | 19 | 19 | 50 | 43 | 48 | 37.5 | 45 | 35 | 37.5 | 48 | 49 | 33 | 28.5 | 45 | 28 | -8 | 50 | 36.5 | 33 | 32 | 35 | 48 | 37 | 27 | 43 | 31 | 52 | 38.5 | 35.5 | 30 | 42 | 46.5 | 25 | 44 | -3 | 16 | 28.5 | 10.5 | 24 | 23 | 17 | 34 | 24.5 | 43 | 22 | -9 | 41 | 16 | 34 | 12 | 23 | 26 | 12 | 32 | 14 | 22 | 24 | 17 | 21 | 25 | 28 | 35.5 | 28.5 | 35 | 30 | 13 | 23 | -13 | 12.5 | 36 | 14 | 11 | 32 | 14 | 47.5 | 45.5 | 35.5 | 16 | 17 | 48 | 39 | 35.5 | 30 | 42 | 27 | 21 | 41 | 47.5 | 27.5 | 10.5 | 39 | 24 | -14 | 44.5 | 35 | 31 | 32 | 24.5 | 48 | 33 | 27 | 35 | 31 | 48 | 34 | 28.5 | 22
2013-01-04 18:00 | 45 | 50 | 32 | 53 | 1 | 22 | 30.5 | 21 | 32 | 27 | 25 | 37.5 | 29 | 50 | 34.5 | 6 | 42 | 25 | 32 | 16 | 35.5 | 29 | 34 | 33 | 21 | 33 | 33 | 25 | 23 | 26.5 | 32.5 | 38.5 | 35.5 | 41 | 33 | 23 | 38 | -7 | 29 | 39 | 18.5 | 8 | 35.5 | 22 | 51 | 46 | 44.5 | 19 | 19 | 50 | 41 | 48 | 37.5 | 45 | 30 | 37.5 | 46.5 | 49 | 33 | 26.5 | 44 | 27 | -8 | 48 | 32 | 32 | 33 | 30 | 50 | 37 | 25 | 41 | 32 | 52 | 37.5 | 32 | 29 | 41 | 46.5 | 26.5 | 49 | -5 | 17 | 24.5 | 10.5 | 25 | 24 | 16 | 35.5 | 24.5 | 41.5 | 26 | -9 | 41 | 14 | 32 | 16 | 23 | 25 | 13 | 28 | 14 | 22 | 22 | 16 | 21 | 25 | 30 | 35 | 26.5 | 33 | 31 | 13 | 24 | -14 | 15 | 36 | 16 | 6 | 32 | 13 | 47.5 | 44.5 | 35.5 | 16 | 17 | 48 | 39 | 35.5 | 28.5 | 42 | 25 | 21 | 39 | 47.5 | 26 | 10.5 | 38 | 23 | -14 | 44.5 | 30.5 | 31 | 32 | 24.5 | 48 | 33 | 25 | 34 | 31 | 48 | 34 | 26.5 | 23
2013-01-04 19:00 | 44 | 50 | 28.5 | 53 | 0 | 23 | 26.5 | 21 | 31 | 28 | 23 | 35.5 | 29 | 48.5 | 34.5 | 6 | 42 | 23 | 30 | 15 | 34 | 27 | 35 | 32 | 20.5 | 33 | 29 | 25 | 23 | 30 | 32.5 | 38 | 35.5 | 41 | 33 | 23 | 36 | -7.5 | 29.5 | 39 | 18 | 5 | 37.5 | 22 | 51 | 45 | 43 | 19 | 19 | 51 | 41 | 46.5 | 39 | 42 | 28 | 35.5 | 44.5 | 49 | 33 | 26.5 | 41 | 27 | -10 | 48 | 33.5 | 32 | 32 | 27 | 50 | 38 | 23 | 40 | 32 | 52 | 37.5 | 30 | 30 | 41 | 46.5 | 25 | 49 | -6 | 17 | 21 | 10.5 | 24 | 23 | 16 | 32 | 25 | 40.5 | 26.5 | -9 | 41 | 16 | 30 | 15 | 21 | 24.5 | 13 | 25 | 13.5 | 23 | 21 | 15 | 21 | 25 | 30.5 | 35 | 26.5 | 33 | 30 | 15 | 25 | -13 | 17 | 37 | 16 | 2 | 30 | 15 | 47 | 43 | 35.5 | 16 | 17 | 47 | 39 | 35.5 | 28.5 | 40 | 25 | 21 | 39 | 47 | 28 | 10.5 | 38 | 23 | -16 | 44.5 | 32.5 | 31 | 32 | 23 | 48 | 33 | 23 | 34 | 31 | 48 | 34 | 26.5 | 22
2013-01-04 20:00 | 44 | 48 | 26.5 | 55 | 0 | 25 | 26.5 | 21 | 30 | 25 | 20 | 34 | 29 | 49.5 | 34 | 5 | 41 | 23 | 30 | 14 | 32 | 26 | 34 | 30 | 20 | 34 | 29 | 24 | 23 | 34 | 33 | 38 | 34 | 37 | 33 | 21 | 36 | -7 | 27 | 38 | 17 | 5 | 37.5 | 21 | 51.5 | 43.5 | 43 | 19 | 20 | 51 | 39 | 44.5 | 39 | 40 | 29 | 35.5 | 43 | 48 | 35 | 25 | 40 | 27 | -11 | 48 | 33.5 | 28 | 32 | 25 | 50 | 37 | 23 | 40 | 31 | 53.5 | 35.5 | 26.5 | 28 | 41 | 46.5 | 25 | 47 | -7 | 19 | 21 | 10.5 | 22 | 22 | 14 | 32 | 25 | 41 | 24 | -9 | 38 | 16 | 30 | 11 | 21 | 23 | 14 | 25 | 13 | 24 | 21 | 15 | 21 | 25 | 29 | 35 | 26.5 | 32 | 29 | 14 | 25 | -14 | 14 | 36 | 13 | 3 | 30 | 15 | 47.5 | 41.5 | 35.5 | 17 | 18 | 47 | 39 | 35.5 | 28.5 | 40 | 25 | 21 | 39 | 46 | 30 | 10.5 | 37 | 21 | -15 | 44.5 | 32.5 | 28 | 31 | 22 | 48 | 33 | 23 | 33 | 31 | 48 | 34 | 25 | 27
2013-01-04 21:00 | 44 | 53.5 | 26.5 | 56 | -1 | 23 | 32 | 21 | 30 | 25 | 20 | 34 | 29 | 48.5 | 28.5 | 6 | 40 | 21 | 31 | 13 | 28.5 | 26 | 34 | 30 | 19 | 34 | 28 | 24 | 17.5 | 30 | 32 | 37.5 | 28.5 | 38 | 33 | 19 | 37 | -9 | 32 | 38 | 16.5 | 6 | 41 | 20 | 51.5 | 42.5 | 43 | 19 | 20 | 49 | 39 | 44.5 | 39 | 39 | 27 | 34 | 43 | 47 | 34 | 25 | 40 | 27 | -13 | 46.5 | 33 | 27 | 32 | 25 | 53.5 | 37 | 22 | 40 | 31 | 53.5 | 35.5 | 26.5 | 28 | 41 | 43 | 23 | 45 | -7 | 18 | 26.5 | 10.5 | 21 | 23 | 14 | 30 | 25 | 40 | 24 | -9 | 38 | 14 | 31 | 13 | 21 | 24.5 | 16 | 21 | 12.5 | 25 | 20 | 15 | 16 | 25 | 30 | 35 | 25 | 32 | 29 | 12 | 25 | -15 | 22.5 | 37 | 15.5 | 3 | 30 | 16 | 48 | 39.5 | 34 | 17 | 18 | 43 | 37.5 | 35.5 | 28.5 | 39 | 24 | 23 | 39 | 44.5 | 27 | 8.5 | 38 | 22 | -18 | 44.5 | 32 | 27 | 30 | 24.5 | 43 | 34 | 22 | 34 | 31 | 46.5 | 35.5 | 23 | 27
2013-01-04 22:00 | 45 | 53.5 | 25 | 55 | -2 | 26 | 30 | 21 | 29 | 24 | 15 | 34 | 29 | 49.5 | 23.5 | 4 | 39 | 21 | 32 | 12 | 28.5 | 25 | 33 | 28.5 | 18.5 | 36 | 28 | 24 | 18.5 | 34 | 31 | 37.5 | 28.5 | 41 | 32 | 21 | 37 | -13 | 31.5 | 38 | 16 | 6 | 39 | 19 | 52 | 41 | 41 | 19 | 20 | 45 | 37.5 | 44.5 | 39 | 38 | 25 | 34 | 43 | 46 | 35 | 25 | 41 | 28 | -13 | 46.5 | 32.5 | 26 | 32 | 23 | 55.5 | 37 | 21.5 | 40 | 31 | 55.5 | 37.5 | 23 | 28 | 41 | 43 | 23 | 42 | -10 | 19 | 30 | 10.5 | 22 | 22 | 11 | 30 | 25 | 40.5 | 21 | -9 | 36 | 14 | 32 | 12 | 23 | 23 | 15 | 19.5 | 12 | 31 | 21 | 15 | 16.5 | 26.5 | 29.5 | 35 | 26.5 | 27 | 29 | 12 | 25 | -22 | 22.5 | 36 | 15 | 4 | 30 | 14 | 48 | 37 | 34 | 17 | 18 | 40 | 37.5 | 35.5 | 28.5 | 38 | 24 | 21 | 39 | 43 | 25 | 8.5 | 39 | 21 | -17 | 43 | 32 | 25 | 30 | 20 | 37.5 | 33 | 21.5 | 33 | 30 | 44.5 | 35.5 | 21 | 27
2013-01-04 23:00 | 45 | 55.5 | 23 | 52 | -1 | 25 | 34 | 21 | 28 | 23 | 15 | 32 | 29 | 50 | 18 | 3 | 38 | 21 | 34 | 11 | 26.5 | 23 | 32 | 28.5 | 18 | 38 | 28 | 24 | 18.5 | 35.5 | 30 | 37.5 | 28.5 | 40 | 31 | 20 | 36 | -13 | 31 | 38 | 15 | 5 | 37.5 | 23 | 49.5 | 40 | 41 | 19 | 20 | 44 | 38.5 | 43 | 41 | 38 | 24 | 34 | 43 | 45 | 37 | 23 | 39 | 27 | -12 | 44.5 | 32 | 27 | 32 | 25 | 55.5 | 37 | 20.5 | 39 | 30 | 53.5 | 37.5 | 21 | 28 | 41 | 39 | 23 | 44 | -9 | 20 | 30 | 10.5 | 22 | 21 | 11 | 30 | 25.5 | 41 | 13 | -10 | 36 | 14 | 32 | 9 | 23 | 20 | 16 | 19.5 | 11.5 | 31 | 21 | 15 | 16.5 | 25 | 27 | 35.5 | 25 | 28 | 28 | 13 | 23 | -22 | 22.5 | 36 | 12 | 3 | 30 | 15 | 46.5 | 37 | 35.5 | 17 | 19 | 39 | 37.5 | 35.5 | 28.5 | 37 | 23 | 19.5 | 39 | 42 | 23.5 | 10.5 | 36 | 22 | -16 | 43 | 32 | 27 | 31 | 22 | 37.5 | 34 | 20.5 | 34 | 30 | 44.5 | 35.5 | 19.5 | 27
2013-01-05 | 44 | 55.5 | 23 | 52 | -2 | 26 | 30 | 21 | 29 | 23 | 14 | 34 | 29.5 | 49 | 13.5 | 3 | 38 | 21 | 34 | 11.5 | 25 | 22 | 32 | 27 | 17 | 38 | 27 | 24 | 17.5 | 28.5 | 31.5 | 37.5 | 26.5 | 41 | 30 | 17 | 35 | -19 | 30.5 | 38 | 15 | 7 | 35.5 | 22 | 47.5 | 39 | 43 | 19 | 21 | 43 | 39 | 43 | 39 | 37 | 23 | 30 | 43 | 44 | 33 | 19.5 | 38 | 27 | -12 | 44.5 | 32 | 27 | 31 | 20 | 53.5 | 37 | 20 | 39 | 30 | 53.5 | 38 | 21 | 28 | 41 | 39 | 21 | 45 | -8 | 20 | 30 | 8.5 | 21 | 20 | 11 | 28.5 | 26 | 40 | 13.5 | -9 | 36 | 12 | 32 | 11.5 | 21 | 20 | 17 | 21 | 11 | 31 | 21.5 | 15 | 16 | 21 | 29.5 | 35.5 | 25 | 28 | 26 | 12 | 26.5 | -25 | 22.5 | 36 | 14.5 | 5 | 30 | 15 | 44.5 | 37 | 35.5 | 17 | 19 | 38 | 37.5 | 35.5 | 28.5 | 36 | 21 | 21 | 39 | 40.5 | 24 | 8.5 | 35 | 21 | -16 | 43 | 31.5 | 27 | 31 | 18 | 41 | 34 | 20 | 33 | 30 | 46.5 | 35.5 | 19.5 | 27
2013-01-05 01:00 | 44 | 55.5 | 25 | 48 | -3 | 25 | 28.5 | 21 | 25 | 24 | 15 | 35.5 | 29.5 | 49.5 | 8.5 | -3 | 37 | 19.5 | 34 | 12 | 25 | 23 | 28 | 26.5 | 16.5 | 37 | 29 | 24 | 17.5 | 32 | 32.5 | 37 | 25 | 41 | 32 | 18 | 34 | -17 | 30.5 | 38 | 15 | 8 | 37.5 | 18 | 45 | 38 | 41 | 19 | 21 | 42 | 39 | 43 | 43 | 35 | 23 | 30 | 43 | 43 | 34 | 21 | 35 | 27 | -12 | 44.5 | 31.5 | 26 | 31 | 22 | 50 | 36 | 19 | 38 | 31 | 52 | 38.5 | 17.5 | 28 | 40 | 41 | 23 | 47 | -8 | 23 | 28.5 | 8.5 | 19 | 21 | 11 | 28.5 | 26 | 39 | 8.5 | -11 | 36 | 12 | 32 | 12 | 19.5 | 21 | 15 | 19 | 10.5 | 31 | 20 | 15 | 10.5 | 19.5 | 30.5 | 35.5 | 25 | 28 | 26 | 11 | 26 | -25 | 22.5 | 36 | 14.5 | 5 | 30 | 14 | 42 | 36 | 34 | 17 | 19 | 40 | 37.5 | 35.5 | 28.5 | 35 | 21 | 25 | 39 | 39 | 20.5 | 8.5 | 33 | 22 | -17 | 43 | 31.5 | 26 | 31 | 20 | 44.5 | 33 | 19 | 33 | 30 | 48 | 35.5 | 17.5 | 27
2013-01-05 02:00 | 44 | 53.5 | 25 | 49 | -4 | 25 | 28.5 | 21 | 24 | 24 | 16 | 34 | 30 | 48.5 | 4 | -11 | 37 | 16 | 34 | 13 | 25 | 21 | 28 | 20.5 | 15.5 | 38 | 27 | 24 | 17.5 | 30 | 34 | 37.5 | 21 | 40 | 31 | 18 | 33 | -20 | 30 | 38 | 15 | 7 | 35.5 | 17 | 45 | 37 | 43 | 19 | 21 | 42 | 39 | 41 | 39 | 35 | 21 | 26.5 | 43 | 42.5 | 32 | 19.5 | 37 | 26 | -13 | 46.5 | 31 | 29 | 32 | 20 | 48 | 36 | 18.5 | 38 | 31 | 50 | 38 | 17.5 | 28 | 40 | 43 | 23 | 47 | -10 | 23 | 28.5 | 12 | 19 | 20 | 12 | 28.5 | 26.5 | 38 | 1 | -17 | 36 | 12 | 32 | 11 | 21 | 19 | 15 | 12.5 | 10 | 36 | 17 | 15 | 10.5 | 21 | 29 | 35.5 | 21 | 28 | 25 | 11 | 23.5 | -27 | 22.5 | 36 | 12 | 5 | 30 | 15 | 42.5 | 35.5 | 34 | 17 | 19 | 40 | 39 | 37.5 | 28.5 | 35 | 19 | 21 | 39 | 38.5 | 22.5 | 10.5 | 34 | 21 | -18 | 43 | 31 | 29 | 31 | 17 | 46.5 | 34 | 18.5 | 33 | 31 | 48 | 35 | 16 | 27
2013-01-05 03:00 | 43 | 52 | 25 | 50 | -5 | 25 | 23 | 21 | 23 | 23 | 17 | 34 | 30 | 49.5 | 4 | -8 | 37 | 16 | 34 | 13 | 28.5 | 21 | 27 | 23.5 | 15 | 38 | 28 | 24 | 17.5 | 30.5 | 35 | 38 | 25 | 39 | 30 | 16 | 32 | -20 | 29.5 | 40 | 16 | 7 | 34 | 23 | 45 | 36 | 39 | 19 | 21 | 42 | 41 | 43 | 39 | 35 | 22 | 28.5 | 43 | 41.5 | 32 | 19.5 | 36 | 27 | -15 | 44.5 | 30.5 | 30 | 32 | 19 | 48 | 36 | 17.5 | 38 | 31 | 50 | 38.5 | 17.5 | 29 | 40 | 46.5 | 23 | 46 | -10 | 24 | 23 | 12 | 19 | 20 | 13 | 28.5 | 28.5 | 38.5 | 4 | -14 | 36 | 12 | 32 | 13 | 25 | 18 | 15 | 14 | 9.5 | 35 | 18 | 15 | 14 | 20.5 | 31.5 | 36 | 23 | 27 | 24 | 9 | 27 | -26 | 23 | 36 | 16 | 4 | 28.5 | 17 | 43 | 34.5 | 34 | 17 | 20 | 40 | 37.5 | 39 | 28.5 | 35 | 20 | 21 | 41 | 38 | 23 | 8.5 | 34 | 21 | -18 | 43 | 30.5 | 30 | 31 | 16 | 46.5 | 33 | 17.5 | 33 | 31 | 48 | 35 | 16 | 27
2013-01-05 04:00 | 43 | 52 | 25 | 49 | -7 | 25 | 21 | 21 | 22.5 | 23 | 17 | 34 | 30 | 48 | 4 | -6 | 37 | 14 | 32.5 | 13 | 28.5 | 21 | 26 | 20.5 | 14.5 | 39 | 27 | 24 | 17.5 | 32 | 36 | 38 | 28.5 | 39 | 30 | 18 | 31.5 | -23 | 29.5 | 42 | 17 | 7 | 34 | 25 | 45 | 35 | 39 | 19 | 22 | 39 | 39 | 43 | 39 | 34 | 22 | 26.5 | 43 | 41 | 32 | 21 | 32 | 28 | -13 | 44.5 | 30.5 | 29 | 31 | 20 | 48 | 36 | 16.5 | 37 | 30 | 48 | 38 | 14 | 29 | 39 | 46.5 | 23 | 46 | -13 | 24 | 21 | 10.5 | 19 | 19 | 13 | 26.5 | 28 | 39 | 4 | -13 | 36 | 10.5 | 31 | 13 | 25 | 19 | 19 | 13 | 9 | 34 | 17 | 15 | 17.5 | 19.5 | 32 | 36 | 25 | 25 | 25 | 14 | 27.5 | -30 | 23 | 40 | 17 | 5 | 28.5 | 17 | 42 | 33 | 34 | 16 | 20 | 38 | 37.5 | 43 | 28.5 | 34 | 21 | 21 | 41 | 37 | 21 | 7 | 31 | 21 | -21.5 | 43 | 30.5 | 29 | 31 | 16 | 46.5 | 34 | 16.5 | 32 | 30 | 48 | 34 | 12 | 28
2013-01-05 05:00 | 42 | 52 | 25 | 50 | -8 | 26 | 19.5 | 21 | 22 | 23 | 18 | 32 | 30.5 | 49 | 4 | -10 | 37 | 14 | 32 | 13 | 28.5 | 20 | 25 | 21 | 14 | 40 | 25 | 24 | 19.5 | 32 | 37 | 38.5 | 26.5 | 38 | 30 | 17 | 30.5 | -23 | 29 | 43 | 18 | 8 | 35.5 | 22 | 45 | 35.5 | 37.5 | 19 | 22 | 41 | 39 | 52 | 39 | 34 | 23 | 25 | 44.5 | 41 | 32 | 21.5 | 32 | 27 | -15 | 44.5 | 30 | 29 | 30 | 17 | 48 | 37 | 16 | 37 | 30 | 48 | 37.5 | 17.5 | 28 | 39 | 48 | 23 | 45 | -14 | 24 | 19.5 | 10.5 | 20 | 20 | 14 | 26.5 | 28 | 39.5 | 0 | -15 | 36 | 10.5 | 30 | 11 | 25 | 17 | 18 | 11.5 | 8.5 | 35 | 14 | 15 | 17.5 | 17.5 | 30 | 36 | 25 | 27 | 22 | 11 | 25 | -29 | 23 | 37 | 15 | 6 | 28.5 | 19 | 41.5 | 34 | 32 | 18 | 20 | 38 | 39 | 46.5 | 26.5 | 34 | 21 | 17.5 | 39 | 38 | 23.5 | 7.5 | 32 | 22 | -26 | 41 | 30 | 29 | 30 | 13 | 46 | 35 | 16 | 32 | 30 | 46.5 | 34 | 17.5 | 28
2013-01-05 06:00 | 42 | 50 | 23 | 49 | -9 | 26 | 19.5 | 21 | 24 | 23 | 18 | 34 | 29.5 | 50 | 2 | -8 | 36 | 7 | 32 | 13.5 | 28.5 | 21 | 23 | 18.5 | 16 | 40 | 19 | 24 | 19.5 | 32 | 33.5 | 38.5 | 28.5 | 35 | 29 | 18 | 30 | -23 | 25 | 41 | 18.5 | 9 | 32 | 22 | 45 | 35.5 | 37.5 | 19 | 22 | 40 | 39.5 | 52 | 39 | 34 | 23 | 25 | 43 | 41 | 31 | 21 | 30 | 28 | -14 | 44.5 | 29.5 | 29 | 31 | 20 | 48 | 37 | 15.5 | 35 | 30 | 48 | 37.5 | 19.5 | 29 | 39 | 48 | 21 | 47 | -15 | 25 | 19.5 | 10.5 | 22 | 20 | 14 | 26.5 | 26.5 | 40.5 | 1 | -14 | 36 | 5 | 30 | 13.5 | 25 | 18 | 17 | 12.5 | 10.5 | 35 | 15 | 14 | 16 | 19.5 | 30.5 | 36 | 25 | 30 | 22 | 12 | 28 | -29 | 19 | 35 | 17.5 | 7 | 28.5 | 17 | 40.5 | 34.5 | 30 | 17 | 21 | 38 | 39.5 | 46.5 | 28.5 | 34 | 21 | 17.5 | 41 | 38 | 20 | 8.5 | 30 | 22 | -25 | 41 | 29 | 29 | 31 | 17 | 46.5 | 35 | 15.5 | 31 | 30 | 48 | 35.5 | 17.5 | 28
2013-01-05 07:00 | 40 | 50 | 21 | 48 | -9 | 29 | 23 | 21 | 23 | 23 | 20 | 32 | 29.5 | 48.5 | 0 | -7 | 36 | 5 | 32 | 13.5 | 28.5 | 19 | 22 | 16 | 14 | 40 | 17 | 24 | 18.5 | 34 | 30.5 | 37 | 26.5 | 36 | 29 | 15 | 30 | -23 | 25 | 42 | 19 | 10 | 32 | 23 | 45 | 36 | 37.5 | 19 | 22 | 41 | 39 | 52 | 37.5 | 33 | 25 | 25 | 43 | 41 | 31 | 21 | 33 | 27 | -15 | 43 | 26.5 | 28 | 30 | 18 | 48 | 37 | 14 | 35 | 29 | 48 | 35.5 | 16 | 28 | 37 | 48 | 19.5 | 46.5 | -15 | 27 | 23 | 10.5 | 21 | 20 | 15 | 26.5 | 27 | 41 | -2 | -12 | 36 | 5 | 30 | 13.5 | 25 | 16 | 16 | 6.5 | 8.5 | 36 | 13 | 14 | 15.5 | 17.5 | 27.5 | 36.5 | 25 | 29 | 22 | 12 | 28 | -29 | 19 | 35 | 18 | 8 | 26.5 | 19 | 39 | 34 | 30 | 16 | 21 | 38 | 39 | 46.5 | 28.5 | 33 | 22 | 17.5 | 41 | 38 | 16.5 | 7 | 33 | 22 | -25 | 41 | 26.5 | 28 | 30 | 15.5 | 44.5 | 35 | 14 | 31 | 29 | 46.5 | 34 | 16 | 28
2013-01-05 08:00 | 40 | 50 | 19.5 | 49 | -9 | 30 | 21 | 19.5 | 24 | 23 | 21 | 30 | 31.5 | 49.5 | -2 | -7 | 36 | 8.5 | 34 | 14 | 28.5 | 19 | 21 | 21 | 14 | 40 | 16 | 24 | 17.5 | 37.5 | 27 | 37.5 | 28.5 | 33 | 29 | 17 | 29 | -22 | 24 | 42 | 20 | 10 | 30 | 23 | 45 | 36 | 37.5 | 19 | 23 | 41 | 39 | 50 | 39 | 33 | 25 | 25 | 43 | 42 | 33 | 19.5 | 33 | 26 | -16 | 43 | 28 | 29 | 31 | 17 | 46.5 | 36 | 15.5 | 35 | 28 | 48 | 37.5 | 16 | 26 | 37 | 48 | 17.5 | 45 | -15 | 28 | 21 | 8.5 | 22 | 20 | 17 | 26.5 | 28 | 41.5 | -9 | -13 | 36 | 8.5 | 30 | 13 | 25 | 15.5 | 16 | 5 | 8 | 36 | 14 | 14 | 16 | 19.5 | 24 | 34.5 | 25 | 30 | 22 | 12 | 28 | -29 | 19 | 35 | 15 | 8 | 26.5 | 22 | 38.5 | 33.5 | 30 | 17 | 22 | 38 | 39 | 46.5 | 32 | 33 | 24 | 19.5 | 41 | 38.5 | 15 | 3 | 33 | 22 | -25 | 39 | 27.5 | 29 | 30 | 12 | 44.5 | 35 | 15.5 | 31 | 28 | 44.5 | 35.5 | 14 | 25
2013-01-05 09:00 | 41 | 52 | 24.5 | 50 | -9 | 28 | 25 | 21 | 27 | 26 | 24 | 30 | 34.5 | 50 | -2.5 | -3 | 37 | 10.5 | 34 | 15 | 28.5 | 21 | 16 | 25 | 17 | 41 | 17 | 24 | 17.5 | 37.5 | 26 | 38 | 32 | 35 | 31 | 17 | 28 | -23 | 24 | 44 | 22 | 11 | 34 | 23 | 45 | 36 | 37.5 | 20 | 24 | 41 | 39 | 53.5 | 43 | 35 | 26 | 25 | 44.5 | 43 | 31 | 23 | 31 | 28 | -16 | 43 | 27 | 30 | 31 | 20 | 48 | 38 | 19 | 35 | 30 | 48 | 37.5 | 19.5 | 28 | 37 | 48 | 21.5 | 41 | -15 | 27 | 25 | 10.5 | 22 | 22 | 21 | 26.5 | 29.5 | 42 | -7.5 | -9 | 36 | 8.5 | 32 | 15 | 25 | 18 | 15 | 12 | 9.5 | 37 | 14 | 12 | 16 | 21 | 24 | 36.5 | 28.5 | 31 | 22 | 12 | 28 | -29 | 20 | 37 | 18.5 | 9 | 28.5 | 22 | 38.5 | 33.5 | 30 | 19 | 22 | 37 | 39 | 46.5 | 34 | 34 | 24 | 21 | 41 | 39.5 | 17 | 3 | 31 | 23 | -27 | 39 | 26 | 30 | 29 | 15.5 | 46.5 | 36 | 19 | 32 | 29 | 44.5 | 35.5 | 17.5 | 27
2013-01-05 10:00 | 44 | 52 | 30 | 49 | -8 | 28 | 25 | 23 | 31 | 28 | 24 | 32 | 34.5 | 51 | -2.5 | 3 | 40 | 16 | 34 | 16 | 30 | 24.5 | 12 | 25 | 18.5 | 42 | 24 | 25 | 17.5 | 41 | 25.5 | 39.5 | 34 | 35 | 31 | 20 | 28 | -21 | 25 | 46 | 24 | 12 | 37.5 | 24 | 45 | 36 | 43 | 21 | 24 | 39 | 41 | 53.5 | 44.5 | 36 | 29 | 28.5 | 44.5 | 44 | 31 | 25 | 37 | 31 | -13 | 44.5 | 29 | 30 | 31 | 25 | 48 | 43 | 25 | 38 | 32 | 48 | 39 | 23 | 28 | 38 | 50 | 25 | 42 | -14 | 28 | 25 | 12 | 23 | 23 | 22 | 28.5 | 28 | 41 | -8.5 | -6 | 38 | 12 | 32 | 16 | 25 | 21 | 10 | 8.5 | 10 | 37 | 18 | 14 | 16 | 21 | 23 | 37 | 28.5 | 32 | 22 | 13 | 28 | -30 | 21 | 36 | 20 | 10 | 30 | 23 | 38 | 33 | 34 | 19 | 23 | 36 | 39 | 48 | 35.5 | 35 | 25 | 21 | 41 | 40 | 19 | 5 | 36 | 24 | -23 | 39 | 27 | 30 | 31 | 21 | 46.5 | 40 | 25 | 33 | 30 | 44.5 | 37.5 | 21 | 27
2013-01-05 11:00 | 47 | 53.5 | 35 | 49 | -7 | 30 | 25.5 | 25 | 35 | 31 | 25 | 35.5 | 37.5 | 53.5 | -3 | 5 | 41 | 16 | 35.5 | 17 | 34 | 27 | 10 | 26.5 | 22 | 45 | 27 | 25 | 19.5 | 46.5 | 25 | 42 | 39 | 36 | 31 | 22 | 29 | -17 | 28 | 46 | 26 | 13 | 43 | 26 | 46.5 | 38 | 46.5 | 21 | 27 | 42 | 43 | 53.5 | 43 | 39 | 31 | 32 | 46.5 | 44 | 31 | 28.5 | 36 | 34 | -13 | 46.5 | 32.5 | 31 | 31 | 29 | 50 | 47 | 27 | 41 | 33 | 50 | 41 | 28.5 | 30 | 40 | 52 | 25 | 42 | -13 | 28 | 25.5 | 12 | 22 | 25 | 22 | 28.5 | 32 | 43.5 | -14 | -5 | 38 | 12 | 32 | 15 | 25 | 24.5 | 8 | 12 | 11 | 39 | 19 | 14 | 16 | 21 | 21 | 39 | 30 | 32 | 23 | 15 | 28 | -25 | 24 | 34 | 18 | 11 | 30 | 24 | 38.5 | 35.5 | 34 | 20 | 23 | 38 | 41 | 48 | 35.5 | 37 | 26 | 25 | 41 | 40 | 25 | 3 | 36 | 26 | -23 | 39 | 32.5 | 31 | 31 | 25 | 44.5 | 42 | 27 | 34 | 31 | 44.5 | 39 | 25 | 27
2013-01-05 12:00 | 46 | 55.5 | 39 | 52 | -1 | 33 | 25 | 26.5 | 36 | 32 | 27 | 37.5 | 38.5 | 54 | -4 | 6 | 43 | 16 | 37.5 | 18 | 37.5 | 31 | 6 | 28.5 | 23.5 | 47 | 29 | 26 | 17.5 | 48 | 28.5 | 43.5 | 43 | 34 | 32 | 23 | 29 | -12 | 29.5 | 45 | 27.5 | 15 | 44.5 | 27 | 48.5 | 40 | 48 | 21 | 27 | 44 | 43 | 57 | 46.5 | 44 | 33 | 35.5 | 48 | 44 | 31 | 28.5 | 37 | 35 | -11 | 48 | 35.5 | 32 | 32 | 32 | 50 | 55 | 30 | 42 | 35 | 48 | 41 | 32 | 30 | 40 | 52 | 25 | 41 | -8 | 28 | 25 | 10.5 | 23 | 25 | 22 | 28.5 | 31.5 | 44 | -12.5 | -4 | 37 | 16 | 34 | 18 | 25 | 25 | 2 | 16 | 11.5 | 37 | 19 | 12 | 16 | 25 | 25 | 38 | 28.5 | 32 | 24 | 14 | 28 | -22 | 27 | 32 | 22 | 13 | 30 | 25 | 38.5 | 37 | 34 | 19 | 23 | 38 | 43 | 48 | 35.5 | 40 | 28 | 23 | 43 | 39 | 25 | 3 | 37 | 26 | -21 | 39 | 35 | 32 | 31 | 23 | 44.5 | 45 | 30 | 34 | 32 | 43 | 37.5 | 28.5 | 28
2013-01-05 13:00 | 48 | 53.5 | 40.5 | 51 | 4 | 32 | 26.5 | 26.5 | 35 | 33 | 28 | 39 | 39.5 | 55 | -5 | 7 | 42 | 17.5 | 37.5 | 18.5 | 37.5 | 33 | 2 | 34 | 25 | 46 | 32 | 27 | 19.5 | 50 | 31.5 | 44 | 46.5 | 36 | 33 | 24 | 28 | -9 | 30 | 47 | 29 | 15 | 44.5 | 28 | 50 | 42 | 48 | 22 | 28 | 46 | 44.5 | 57 | 46.5 | 47 | 34 | 37.5 | 48 | 44 | 31 | 28.5 | 38 | 36 | -10 | 50 | 36.5 | 32 | 32 | 35 | 52 | 57 | 32 | 44 | 38 | 48 | 41.5 | 35.5 | 32 | 40 | 48 | 25.5 | 39 | -4 | 29 | 26.5 | 10.5 | 23 | 24 | 22 | 30 | 31.5 | 44.5 | -15 | -4 | 37 | 16 | 34 | 18.5 | 26.5 | 25 | -2 | 26.5 | 12 | 37 | 20 | 14 | 17.5 | 25 | 27 | 37 | 30 | 33 | 26 | 14 | 27 | -19 | 29 | 32 | 23.5 | 13 | 28.5 | 25 | 38 | 37 | 35.5 | 19 | 22 | 39 | 43 | 46.5 | 35.5 | 40 | 28 | 25 | 44.5 | 38 | 27 | 3 | 37 | 25 | -20 | 39 | 36 | 31 | 30 | 23 | 44.5 | 45 | 32 | 35 | 33 | 44.5 | 37.5 | 28.5 | 27
2013-01-05 14:00 | 47 | 55.5 | 41 | 51 | 3 | 32 | 26.5 | 26.5 | 37 | 33 | 27 | 41 | 41 | 56 | -6 | 8 | 46 | 19.5 | 37.5 | 19 | 37.5 | 34 | 1 | 32 | 26 | 47 | 35 | 27 | 19.5 | 52 | 35 | 46.5 | 52 | 38 | 34 | 25 | 28 | -5 | 30 | 46 | 30 | 16 | 44.5 | 29 | 49 | 41.5 | 50 | 22 | 29 | 47 | 44.5 | 57 | 46.5 | 48 | 34 | 39 | 53.5 | 43.5 | 31 | 28.5 | 41 | 34 | -10 | 48 | 36.5 | 32 | 32 | 36 | 48 | 57 | 33 | 44 | 42 | 46.5 | 41.5 | 35.5 | 31 | 41 | 46.5 | 26.5 | 38 | -7 | 28 | 26.5 | 8.5 | 22 | 25 | 22 | 30 | 33.5 | 45 | -21 | -4 | 37 | 17.5 | 34 | 17 | 26.5 | 25 | -5 | 20 | 12.5 | 35 | 19 | 15 | 17.5 | 26.5 | 28 | 35.5 | 25 | 31 | 25 | 14 | 27 | -16 | 24 | 32 | 21 | 13 | 28.5 | 26 | 39 | 37.5 | 35.5 | 18 | 23 | 37 | 43 | 44.5 | 35.5 | 39 | 28 | 25 | 44.5 | 39 | 27.5 | 5 | 38 | 25 | -20 | 43 | 36.5 | 31 | 30 | 21 | 43 | 42 | 30.5 | 34 | 33 | 44.5 | 37.5 | 30 | 26
2013-01-05 15:00 | 49 | 55.5 | 43 | 51 | 4 | 33 | 26.5 | 27 | 37 | 34 | 29 | 41 | 39.5 | 56.5 | -7 | 8 | 45 | 19.5 | 35.5 | 18.5 | 37.5 | 35 | -1 | 28.5 | 26.5 | 48 | 35 | 27 | 19.5 | 48 | 34.5 | 46.5 | 53.5 | 36 | 34 | 26 | 28 | -1 | 31.5 | 45 | 29 | 17 | 43 | 28 | 48 | 40.5 | 49 | 22 | 29 | 46 | 44.5 | 55.5 | 46.5 | 49 | 33 | 39 | 52 | 43 | 33 | 28.5 | 44 | 35 | -9 | 48 | 34 | 33 | 32 | 37 | 48 | 56 | 34 | 44 | 39 | 48 | 41 | 35.5 | 30 | 41 | 44.5 | 26.5 | 38 | -6 | 29 | 25 | 9 | 20 | 25 | 23 | 28.5 | 33 | 44 | -17.5 | -3 | 34 | 17.5 | 34 | 18.5 | 26.5 | 25 | -10 | 12 | 12 | 34 | 21 | 17 | 17.5 | 26.5 | 29 | 36.5 | 25 | 32 | 21 | 17 | 26 | -16 | 27.5 | 33 | 25 | 13 | 28 | 25 | 40 | 37 | 36 | 18 | 24 | 36 | 43 | 43 | 35.5 | 41 | 28 | 23 | 44.5 | 39 | 27.5 | 5 | 38 | 26 | -20 | 39 | 33 | 31 | 30 | 17 | 43 | 42 | 29 | 34 | 32 | 43 | 37.5 | 30 | 29
2013-01-05 16:00 | 47 | 55.5 | 39 | 50 | 3 | 33 | 23 | 26.5 | 37 | 33 | 31 | 39 | 38 | 57 | -8.5 | 7 | 43 | 19.5 | 35.5 | 18 | 37.5 | 35 | -3 | 30 | 25 | 45 | 37 | 27 | 19.5 | 46.5 | 34 | 46 | 52 | 37 | 33 | 26 | 28 | -1 | 31 | 44 | 28 | 18 | 40.5 | 28 | 47 | 40 | 47.5 | 22 | 29 | 45 | 44.5 | 55.5 | 44.5 | 47 | 33 | 37.5 | 52 | 42 | 32 | 28.5 | 43 | 34 | -11 | 50 | 33 | 32 | 31 | 35 | 48 | 55 | 31 | 42 | 40 | 46.5 | 39 | 37.5 | 31 | 40 | 44.5 | 26.5 | 38 | -7 | 29 | 19.5 | 8.5 | 21 | 26 | 21 | 29 | 31.5 | 44.5 | -18 | -3 | 36 | 17.5 | 34 | 18 | 26.5 | 23 | -12 | 10.5 | 14 | 35 | 20 | 16 | 17.5 | 28.5 | 27.5 | 37 | 26.5 | 30 | 20 | 16 | 25 | -16 | 29 | 35 | 26 | 14 | 27.5 | 25 | 40 | 36 | 36 | 18 | 24 | 37 | 43 | 41 | 35.5 | 40 | 28 | 23 | 46.5 | 39 | 27 | 3 | 37 | 25 | -21.5 | 39 | 32 | 32 | 29 | 13 | 43 | 41 | 30 | 34 | 32 | 43 | 37.5 | 32 | 29
2013-01-05 17:00 | 44 | 52 | 32 | 45 | 0 | 32 | 17.5 | 26.5 | 35 | 31 | 22 | 36.5 | 39 | 54.5 | -10 | 8 | 40 | 19.5 | 35.5 | 17 | 35.5 | 34 | -4 | 27.5 | 19.5 | 37 | 33 | 27 | 19.5 | 39 | 33 | 44.5 | 44.5 | 36 | 32 | 23 | 28 | -6 | 30 | 41 | 27 | 16 | 37.5 | 27 | 46 | 39 | 44.5 | 21 | 28 | 43 | 44.5 | 53.5 | 41 | 42 | 32 | 34 | 52 | 41.5 | 32 | 26.5 | 39 | 32 | -13.5 | 46.5 | 29 | 30 | 31 | 34 | 46.5 | 52 | 31 | 39 | 39 | 46.5 | 38.5 | 41 | 28 | 38 | 43 | 26.5 | 37 | -8 | 29 | 14 | 10.5 | 21 | 28 | 19 | 29 | 30 | 44.5 | -22 | -3 | 34 | 17.5 | 34 | 15 | 26.5 | 23 | -12 | 8 | 12 | 32 | 22 | 16 | 17.5 | 26.5 | 24 | 37.5 | 28.5 | 30 | 20 | 16 | 25 | -18 | 27 | 34 | 24 | 13 | 26.5 | 25 | 40.5 | 36.5 | 35.5 | 17 | 23 | 38 | 43 | 39 | 34 | 38 | 28 | 25 | 48 | 39 | 26 | 7 | 36 | 26 | -24 | 43 | 27.5 | 29 | 28 | 24.5 | 43 | 41 | 30 | 32 | 32 | 43 | 36.5 | 34 | 28
2013-01-05 18:00 | 41 | 50 | 26.5 | 46 | -3 | 32 | 12 | 26.5 | 33 | 30 | 20 | 34 | 38 | 48.5 | -11.5 | 8 | 39 | 19.5 | 35.5 | 15.5 | 34 | 32 | -5 | 24.5 | 16 | 35 | 31 | 27 | 17.5 | 37.5 | 32 | 43 | 37.5 | 36 | 31 | 21 | 27 | -8 | 30 | 36 | 21.5 | 18 | 35.5 | 26 | 45 | 38.5 | 39 | 21 | 28 | 43 | 44.5 | 52 | 39 | 38 | 32 | 32 | 52 | 41.5 | 30 | 26.5 | 38 | 32 | -16 | 44.5 | 23 | 29 | 31 | 33 | 46.5 | 49 | 30 | 38 | 41 | 46.5 | 37.5 | 43 | 25 | 37 | 43 | 23 | 37 | -10 | 30 | 8.5 | 10.5 | 22 | 28 | 17 | 28.5 | 29 | 43.5 | -19.5 | -3 | 35 | 17.5 | 34 | 15.5 | 26.5 | 25 | -13 | 5 | 12 | 31 | 20 | 16 | 16 | 25 | 24.5 | 37.5 | 28.5 | 30 | 21 | 14 | 24 | -18 | 28.5 | 32 | 20.5 | 14 | 28.5 | 24 | 40.5 | 36.5 | 34 | 18 | 24 | 38 | 43 | 43 | 34 | 35 | 28 | 25 | 48 | 38 | 25 | 7 | 36 | 25 | -26 | 43 | 21 | 28 | 29 | 25 | 43 | 40 | 30 | 31 | 33 | 43 | 35.5 | 30 | 24
2013-01-05 19:00 | 40 | 48 | 25 | 45 | 0 | 32 | 14 | 26.5 | 31 | 30 | 17 | 34 | 38 | 46 | -13.5 | 7 | 39 | 19.5 | 35.5 | 14.5 | 35.5 | 32 | -7 | 22.5 | 14 | 35 | 32 | 26 | 17.5 | 37.5 | 31 | 43 | 30 | 34.5 | 29 | 20 | 26 | -7 | 30.5 | 38 | 15.5 | 17 | 32 | 24 | 44 | 38 | 39 | 21 | 28 | 42 | 43 | 52 | 39 | 36 | 31 | 30 | 50 | 41 | 27 | 26.5 | 36 | 32 | -18 | 44.5 | 23 | 29 | 31 | 31 | 46.5 | 47 | 29 | 37 | 42 | 46.5 | 37 | 43 | 27 | 37 | 41 | 23 | 37 | -9 | 30 | 10.5 | 10.5 | 22 | 29 | 14 | 28.5 | 29.5 | 41.5 | -20 | -2 | 36 | 17.5 | 34 | 14.5 | 26.5 | 26 | -15 | 3 | 10.5 | 32 | 18 | 19 | 16 | 25 | 23 | 35.5 | 26.5 | 28 | 21 | 14 | 24 | -17 | 29 | 34 | 14.5 | 15 | 26.5 | 23 | 40 | 36 | 34 | 18 | 24 | 39 | 43 | 39 | 34 | 35 | 28 | 23 | 48 | 37 | 25 | 7 | 35 | 24 | -28 | 43 | 21 | 27 | 28 | 24.5 | 39 | 40 | 29 | 31 | 32 | 43 | 35.5 | 30 | 27
2013-01-05 20:00 | 39 | 46.5 | 25 | 42 | -2 | 31 | 14.5 | 26.5 | 30 | 30 | 15 | 30 | 39 | 41.5 | -15 | 7 | 38 | 17.5 | 35.5 | 13 | 34 | 31 | -8 | 21.5 | 14 | 33 | 31 | 26 | 17.5 | 37.5 | 30 | 39 | 28.5 | 33.5 | 30 | 19 | 25 | -12 | 28 | 40 | 10 | 17 | 30 | 22 | 43.5 | 37.5 | 35.5 | 21 | 26 | 42 | 43 | 44.5 | 37.5 | 34 | 31 | 30 | 52 | 40.5 | 27 | 26.5 | 36 | 32 | -18 | 44.5 | 22.5 | 27 | 31 | 33 | 44.5 | 46 | 29 | 37 | 42 | 46.5 | 37.5 | 39 | 28 | 36 | 41 | 25 | 37 | -10 | 30 | 10 | 10.5 | 25 | 29 | 13 | 28.5 | 29.5 | 39 | -24 | -4 | 35 | 16 | 34 | 11 | 28.5 | 27 | -19 | 1 | 10.5 | 30 | 20 | 20 | 16 | 23 | 20 | 35.5 | 26.5 | 27.5 | 22 | 13 | 23 | -21 | 25 | 34 | 6 | 14 | 26.5 | 21 | 40 | 36.5 | 32 | 18 | 24 | 38 | 43 | 39 | 34 | 34 | 27 | 25 | 48 | 37 | 24 | 7 | 34 | 24 | -27 | 39 | 20.5 | 25 | 28 | 22 | 41 | 39 | 29 | 30 | 31 | 43 | 35.5 | 30 | 28
2013-01-05 21:00 | 38 | 44.5 | 25 | 42 | -3 | 32 | 16 | 26.5 | 29 | 30 | 12 | 30 | 39 | 41 | -15 | 7 | 37 | 14 | 35.5 | 11 | 35.5 | 31 | -9 | 21.5 | 14 | 29 | 30 | 26 | 19.5 | 37.5 | 30.5 | 35.5 | 30 | 33 | 29 | 20 | 25 | 0 | 33 | 40 | 8 | 18 | 32 | 22 | 43.5 | 37.5 | 37.5 | 21 | 24 | 41 | 44.5 | 43 | 37.5 | 33 | 31 | 28.5 | 52 | 40.5 | 28 | 26.5 | 37 | 31 | -20 | 44.5 | 21.5 | 25 | 30 | 33 | 43 | 47 | 28 | 36 | 44 | 46.5 | 37.5 | 39 | 29 | 36 | 39 | 23 | 36 | -10 | 30 | 10.5 | 10.5 | 23 | 30 | 10 | 26.5 | 29 | 38.5 | -20 | -4 | 34 | 14 | 34 | 11 | 28.5 | 26 | -19 | -0.5 | 12 | 27 | 20 | 20 | 17.5 | 26.5 | 21.5 | 34 | 26.5 | 25.5 | 22 | 14 | 23 | -15 | 32 | 34 | 6.5 | 15 | 26.5 | 21 | 39.5 | 36 | 32 | 19 | 21 | 38 | 43 | 39 | 32 | 32 | 28 | 25 | 48 | 37 | 24 | 5 | 36 | 24 | -29 | 39 | 20 | 22 | 27 | 20 | 41 | 38 | 28 | 30 | 31 | 43 | 35.5 | 30 | 29
2013-01-05 22:00 | 39 | 43 | 25 | 41 | -5 | 31 | 12 | 26.5 | 28 | 29 | 11 | 28.5 | 39 | 38 | -15 | 7 | 36 | 13 | 35.5 | 9 | 34 | 30 | -9 | 21 | 14 | 34 | 27 | 26 | 19.5 | 35.5 | 30.5 | 35.5 | 28.5 | 31 | 29 | 19 | 24 | -14 | 32.5 | 40 | 6 | 19 | 28.5 | 22 | 43 | 37 | 37.5 | 21 | 23 | 41 | 44.5 | 39 | 35.5 | 32 | 31 | 28.5 | 52 | 40 | 28 | 26.5 | 37 | 32 | -21 | 43 | 20.5 | 25 | 30 | 32 | 41 | 46 | 28 | 35 | 36 | 44.5 | 37.5 | 37.5 | 29 | 36 | 39 | 23 | 36 | -11 | 30 | 10.5 | 10.5 | 21 | 28.5 | 8 | 26.5 | 29 | 36 | -20 | -5 | 34 | 13 | 34 | 9 | 28.5 | 26 | -21 | -2 | 10.5 | 29 | 18 | 20 | 17.5 | 26.5 | 21.5 | 32 | 25 | 25 | 21 | 14 | 23 | -22 | 31 | 33 | 3.5 | 16 | 25 | 21 | 39 | 35 | 32 | 19 | 21 | 38 | 43 | 37.5 | 32 | 32 | 28 | 25 | 50 | 37 | 25 | 5 | 34 | 24 | -29 | 37.5 | 19.5 | 23 | 27 | 20 | 39 | 38 | 28 | 29 | 30 | 41 | 37.5 | 30 | 28
2013-01-05 23:00 | 39 | 41 | 23 | 40 | -5 | 32 | 14 | 26.5 | 28 | 28 | 12 | 28.5 | 39 | 37.5 | -15 | 6 | 37 | 12 | 35.5 | 7 | 35.5 | 29 | -11 | 20.5 | 14 | 33 | 28 | 26 | 19.5 | 35.5 | 31 | 34 | 26.5 | 28.5 | 29 | 18 | 22.5 | -12 | 32 | 39 | 4 | 19 | 28.5 | 22 | 43.5 | 37 | 35.5 | 21 | 18 | 41 | 44.5 | 39 | 34 | 33 | 31 | 28.5 | 52 | 38.5 | 28 | 26.5 | 32 | 33 | -22 | 43 | 20 | 22 | 29 | 28 | 41 | 42 | 28 | 34 | 34 | 43 | 37.5 | 35.5 | 28 | 35 | 39 | 21 | 37 | -10 | 30 | 10.5 | 7 | 20 | 27.5 | 10 | 26.5 | 28.5 | 33.5 | -24 | -5 | 35 | 12 | 34 | 4 | 30 | 26 | -20 | -4 | 12 | 28 | 18 | 21 | 17.5 | 26.5 | 20 | 30 | 25 | 23.5 | 21 | 13 | 19 | -23 | 29.5 | 34 | -2 | 17 | 25 | 21 | 39.5 | 36 | 30 | 20 | 16 | 37 | 44.5 | 37.5 | 30 | 32 | 28 | 23 | 48 | 36 | 26 | 3 | 32 | 27 | -30 | 37.5 | 19 | 20 | 27 | 24.5 | 39 | 36 | 28 | 29 | 29 | 39 | 35.5 | 30 | 27
2013-01-06 | 36 | 41 | 25 | 40 | -6 | 32 | 14 | 25 | 27 | 28 | 14 | 26.5 | 38.5 | 35 | -15.5 | 5 | 37 | 14 | 34 | 5 | 34 | 29 | -11 | 20.5 | 14 | 33 | 28 | 26 | 19.5 | 39 | 30 | 30 | 26.5 | 26.5 | 27 | 18 | 21 | -14 | 32 | 38 | 2.5 | 19 | 25 | 22 | 44 | 37 | 35.5 | 21 | 17 | 39 | 44.5 | 37.5 | 35.5 | 31 | 31 | 28.5 | 52 | 37 | 27 | 26.5 | 31 | 31 | -24 | 43 | 19 | 22 | 29 | 28 | 41 | 41 | 28 | 34 | 30 | 44.5 | 38.5 | 34 | 24 | 34 | 39 | 23 | 36 | -12 | 31 | 8.5 | 8.5 | 19 | 27 | 12 | 26.5 | 28 | 31 | -19.5 | -6 | 35 | 14 | 34 | 5 | 30 | 25 | -20 | -1.5 | 12 | 28 | 18.5 | 20 | 19.5 | 25 | 23.5 | 28.5 | 26.5 | 22.5 | 20 | 13 | 21 | -24 | 28.5 | 34 | -1 | 17 | 21 | 20 | 39.5 | 36 | 30 | 19 | 13 | 35 | 44.5 | 35.5 | 32 | 29 | 28 | 23 | 48 | 34.5 | 24 | 7 | 31 | 25 | -29 | 35.5 | 18.5 | 21 | 27 | 24.5 | 39 | 37 | 28 | 29 | 26 | 39 | 36 | 28.5 | 23
2013-01-06 01:00 | 36 | 39 | 25 | 36 | -7 | 29 | 12 | 26.5 | 24 | 27 | 15 | 26.5 | 38 | 34 | -15.5 | 5 | 35 | 12 | 35.5 | 3 | 32 | 29 | -15 | 20.5 | 14 | 31 | 27 | 27 | 21 | 37.5 | 29.5 | 32 | 28.5 | 26 | 26 | 19 | 20 | -12 | 31.5 | 38 | 0.5 | 18 | 25 | 24 | 45 | 37 | 35.5 | 21 | 13 | 38 | 46.5 | 34 | 35.5 | 31 | 30 | 28.5 | 50 | 36 | 25 | 26.5 | 28 | 31 | -24 | 44.5 | 18.5 | 24 | 29 | 29 | 43 | 43 | 28 | 32 | 37 | 43 | 39 | 34 | 21 | 34 | 37.5 | 23 | 35 | -13 | 28 | 8.5 | 10.5 | 17 | 25.5 | 12 | 21 | 28 | 30 | -19.5 | -5 | 33 | 12 | 35.5 | 3 | 30 | 25 | -25 | -2.5 | 10.5 | 28 | 16.5 | 20 | 17.5 | 25 | 25.5 | 28.5 | 26.5 | 20.5 | 20 | 14 | 19 | -23 | 27.5 | 34 | -2 | 16 | 23 | 22 | 39 | 36 | 30 | 20 | 11 | 35 | 44.5 | 34 | 32 | 30 | 28 | 23 | 48 | 33 | 22 | 8.5 | 27 | 25 | -29 | 34 | 18 | 22 | 27 | 24.5 | 39 | 36 | 28 | 30 | 28 | 39 | 36.5 | 28.5 | 20
2013-01-06 02:00 | 36 | 39 | 25 | 34 | -7 | 29 | 12 | 26.5 | 24.5 | 26 | 17 | 25 | 37.5 | 35 | -16 | 6 | 36 | 17.5 | 35.5 | 1 | 32 | 29 | -14 | 16 | 14 | 30 | 26 | 26 | 21 | 35.5 | 29 | 30 | 28.5 | 23 | 27 | 20 | 18.5 | -3 | 31.5 | 36 | -1 | 16 | 25 | 23 | 44.5 | 37 | 30 | 21 | 17 | 39 | 44.5 | 35.5 | 34 | 28 | 30 | 28.5 | 52 | 35 | 25 | 26.5 | 29 | 31 | -23 | 42 | 17.5 | 25 | 28 | 28 | 41.5 | 36 | 28 | 33 | 32 | 43 | 39 | 30 | 22 | 33 | 39 | 25 | 32 | -14 | 28 | 8.5 | 8.5 | 17 | 24 | 14 | 25 | 28 | 33.5 | -24 | -5 | 34 | 17.5 | 34 | -2 | 30 | 26 | -25 | -8 | 10.5 | 26 | 13 | 23 | 17.5 | 25 | 25 | 28.5 | 26.5 | 21.5 | 20 | 12 | 14.5 | -15 | 26.5 | 34 | -6 | 15 | 21 | 22 | 39 | 36 | 28.5 | 19 | 15 | 35 | 44.5 | 34.5 | 32 | 27 | 29 | 23 | 50 | 33 | 23 | 5 | 28 | 25 | -28.5 | 35 | 17.5 | 24 | 27 | 25 | 39 | 32 | 28 | 28 | 27 | 39 | 37 | 26.5 | 21
2013-01-06 03:00 | 36 | 37.5 | 25 | 33 | -6 | 29 | 10.5 | 25 | 24.5 | 25 | 20 | 25 | 37 | 34.5 | -15 | 6 | 35 | 17.5 | 35.5 | 1 | 30 | 29 | -15 | 19.5 | 12 | 31 | 26 | 25 | 19.5 | 37.5 | 29 | 32 | 30 | 21.5 | 23 | 19 | 17 | -2 | 31 | 36 | -1.5 | 14 | 25 | 23 | 44.5 | 37 | 25 | 22 | 17 | 39 | 44.5 | 37.5 | 34 | 29 | 30 | 26.5 | 52 | 34.5 | 26 | 28.5 | 29 | 31 | -22 | 39 | 17 | 26 | 28 | 28 | 41 | 37 | 28 | 32 | 34 | 41 | 39.5 | 30 | 24 | 33 | 37.5 | 23 | 32 | -12 | 29 | 7 | 14 | 17.5 | 22.5 | 17 | 25 | 27.5 | 30.5 | -19 | -4 | 34 | 17.5 | 34 | 1 | 28 | 25 | -25 | -5.5 | 10.5 | 27 | 13.5 | 23 | 17.5 | 25 | 27 | 28.5 | 28.5 | 20.5 | 18 | 15 | 16 | -15 | 25.5 | 34 | -4 | 13 | 25 | 23 | 38.5 | 36 | 23 | 20 | 16 | 36 | 44.5 | 35.5 | 30 | 28 | 29 | 23 | 50 | 32.5 | 24 | 7 | 28 | 28 | -29 | 35.5 | 17 | 25 | 27 | 24.5 | 39 | 32 | 28 | 28 | 28 | 39 | 37.5 | 26.5 | 23
2013-01-06 04:00 | 33 | 37.5 | 26.5 | 32 | -6 | 27 | 12 | 23 | 25 | 24 | 20 | 23 | 36.5 | 32 | -14 | 6 | 35 | 19.5 | 35.5 | 1 | 28.5 | 28 | -12 | 18 | 12 | 31 | 20 | 25 | 19.5 | 35.5 | 29 | 32 | 30 | 20.5 | 26 | 20 | 16 | -5 | 30.5 | 36 | -1.5 | 16 | 25 | 23 | 44 | 37 | 25 | 21 | 22 | 39 | 44.5 | 37.5 | 34 | 28 | 30 | 26.5 | 50 | 34 | 25 | 28.5 | 29 | 31 | -20 | 39 | 16 | 27 | 29 | 27 | 41 | 32 | 28 | 33 | 35 | 39 | 39.5 | 30 | 40 | 32 | 37.5 | 25 | 31 | -12 | 27 | 8.5 | 17.5 | 18 | 21 | 18 | 19.5 | 27.5 | 30 | -18 | -4 | 33 | 17.5 | 35.5 | 1 | 26.5 | 25 | -22 | -5.5 | 10.5 | 26 | 12.5 | 23 | 18 | 26.5 | 27 | 28.5 | 28.5 | 17.5 | 20 | 17 | 15 | -18 | 24.5 | 34 | -4.5 | 14 | 25 | 22 | 37 | 35 | 23 | 19 | 20 | 35 | 44.5 | 35.5 | 30 | 27 | 29 | 21 | 50 | 32 | 20 | 7 | 29 | 27 | -28 | 35.5 | 16 | 26 | 27 | 24.5 | 39 | 30 | 28 | 27 | 28 | 37.5 | 37 | 26.5 | 25
2013-01-06 05:00 | 34 | 38 | 26.5 | 32 | -8 | 21 | 10.5 | 23 | 26 | 21 | 21 | 23 | 36 | 34 | -13 | 7 | 34 | 19.5 | 35.5 | 1 | 30 | 27 | -12 | 19 | 14 | 32 | 19 | 26 | 20.5 | 37.5 | 29 | 34 | 28.5 | 19 | 23 | 20 | 14.5 | 1 | 30.5 | 36 | -2 | 19 | 25 | 23 | 43.5 | 36.5 | 25 | 22 | 23 | 39 | 44.5 | 37.5 | 32 | 29 | 30 | 28.5 | 50 | 34.5 | 21 | 26.5 | 30 | 30 | -21 | 41 | 15.5 | 26 | 28 | 26 | 41 | 31 | 28 | 33 | 32 | 37.5 | 39 | 32 | 43 | 32 | 38 | 25 | 32 | -14 | 20 | 5 | 17.5 | 18.5 | 18 | 19 | 21 | 25.5 | 30 | -22 | -3 | 33 | 17.5 | 35.5 | -2 | 28.5 | 24.5 | -21 | -6.5 | 10.5 | 26 | 9.5 | 23 | 18.5 | 26.5 | 25 | 30 | 28.5 | 15.5 | 19 | 16 | 10.5 | -13 | 23 | 34 | -8 | 17 | 21 | 22 | 38 | 34.5 | 23 | 19 | 21 | 36 | 44.5 | 35.5 | 30 | 28 | 29 | 21 | 50 | 32.5 | 17 | 12 | 30 | 28 | -24 | 34 | 15.5 | 24 | 25 | 24.5 | 39 | 30 | 28 | 27 | 27 | 35.5 | 37.5 | 26.5 | 23
2013-01-06 06:00 | 33 | 37.5 | 26.5 | 32 | -8 | 21 | 10.5 | 23 | 29 | 17 | 21 | 23 | 35.5 | 32 | -13 | 7 | 35 | 21 | 34 | 0.5 | 26.5 | 27 | -13 | 17.5 | 16 | 30 | 14 | 25 | 21 | 37.5 | 29.5 | 34 | 30 | 19 | 25 | 20 | 14 | 5 | 32 | 37 | -3 | 18 | 21 | 24 | 43 | 36 | 25 | 22 | 24 | 38 | 44.5 | 35.5 | 32 | 32 | 30 | 28.5 | 50 | 35 | 22 | 26.5 | 29 | 30 | -22 | 41 | 14.5 | 27 | 28 | 26 | 37.5 | 31 | 28 | 32 | 31 | 35.5 | 39 | 32 | 43 | 31 | 37.5 | 25 | 32 | -14 | 20 | 7 | 17.5 | 21 | 12.5 | 18 | 21 | 25.5 | 30 | -18.5 | -3 | 33 | 17.5 | 34 | 0.5 | 25 | 24.5 | -21 | -4 | 14 | 25 | 10 | 23 | 19.5 | 26.5 | 27 | 30 | 28.5 | 14.5 | 20 | 14 | 12 | -7 | 24 | 35 | -6.5 | 16 | 19.5 | 23 | 38 | 33.5 | 23 | 19 | 23 | 34 | 44.5 | 35.5 | 30 | 31 | 29 | 21 | 50 | 32.5 | 14 | 17.5 | 29 | 28 | -26 | 34 | 14.5 | 26 | 26 | 24.5 | 37.5 | 29 | 28 | 26 | 28 | 35.5 | 37.5 | 28.5 | 24
2013-01-06 07:00 | 33 | 37.5 | 25 | 31 | -5 | 25 | 8.5 | 23 | 27 | 16 | 18 | 21 | 36.5 | 32 | -13 | 7 | 36 | 21 | 35.5 | 0 | 25 | 27 | -14 | 16 | 16 | 31 | 13 | 25 | 21 | 37.5 | 29.5 | 34 | 30 | 17.5 | 24 | 20 | 13 | 6 | 32 | 36 | -4 | 17 | 23 | 25 | 42 | 35 | 25 | 23 | 24 | 39 | 44.5 | 35 | 30 | 30 | 30 | 30 | 50 | 36 | 19 | 26.5 | 28 | 30 | -22 | 43 | 10.5 | 27 | 26 | 26 | 38 | 30 | 28 | 32 | 28 | 35.5 | 38 | 34 | 41 | 31 | 37.5 | 23 | 31 | -11 | 24 | 3 | 17.5 | 22 | 10 | 17 | 21 | 25 | 30 | -19 | 1 | 34 | 17.5 | 35.5 | 0 | 23 | 25 | -23 | -9.5 | 14 | 25 | 10 | 24 | 19.5 | 26.5 | 25.5 | 30 | 28.5 | 12 | 21 | 16 | 11 | -2 | 24 | 34 | -8 | 15 | 21 | 23 | 38 | 32 | 23 | 20 | 23 | 35 | 44.5 | 35 | 28.5 | 29 | 29 | 21 | 48 | 32 | 15 | 16 | 27 | 28 | -28.5 | 32 | 9.5 | 26 | 24 | 25 | 37.5 | 29 | 28 | 28 | 26 | 35.5 | 36 | 28.5 | 26
2013-01-06 08:00 | 33 | 36.5 | 25 | 30 | -9 | 27 | 9 | 22.5 | 25 | 14 | 18 | 21 | 36 | 34 | -13 | 7 | 35 | 21 | 35.5 | -1 | 25 | 28 | -14 | 15.5 | 15 | 30 | 13 | 26 | 21 | 37.5 | 30 | 34 | 28.5 | 20 | 25 | 19 | 13 | 6 | 28 | 36 | -5 | 17 | 23 | 25 | 41.5 | 36 | 23 | 23 | 24 | 39 | 44.5 | 35.5 | 28.5 | 28 | 30 | 30 | 52 | 37 | 14 | 25 | 27 | 30 | -21 | 43 | 12.5 | 27 | 25 | 27 | 39 | 31 | 27 | 32 | 28 | 34 | 37.5 | 34 | 40 | 32 | 36.5 | 23 | 29 | -15 | 26 | 3.5 | 18 | 21 | 7.5 | 17 | 19.5 | 27 | 32 | -23 | 3 | 33 | 19.5 | 35.5 | -6 | 23 | 25 | -24 | -7.5 | 13.5 | 24 | 11 | 24 | 19.5 | 26.5 | 24 | 30 | 26.5 | 14 | 22 | 15 | 11 | -2 | 27 | 34 | -12 | 15 | 21 | 23 | 38 | 33 | 21 | 20 | 23 | 35 | 44.5 | 35.5 | 28.5 | 27 | 29 | 25 | 48 | 33.5 | 10 | 19.5 | 27 | 29 | -29 | 30 | 9 | 26 | 24 | 25 | 37.5 | 28 | 27 | 27 | 28 | 34 | 35.5 | 28.5 | 25
2013-01-06 09:00 | 35 | 37.5 | 26.5 | 29 | -4 | 27 | 10.5 | 23 | 26 | 17 | 22 | 21 | 37.5 | 34 | -14 | 8 | 35 | 23 | 37.5 | -3 | 28.5 | 28 | -15 | 16 | 16 | 35 | 12 | 26 | 21 | 37.5 | 30.5 | 34 | 30 | 23.5 | 27 | 20 | 11 | 7 | 28 | 38 | -4.5 | 18 | 26.5 | 25 | 41.5 | 36.5 | 28.5 | 23 | 24 | 40 | 46.5 | 37.5 | 32 | 30 | 30 | 32 | 53.5 | 38.5 | 17 | 24.5 | 28 | 31 | -19 | 44.5 | 10.5 | 27 | 25 | 28 | 41 | 32 | 27 | 35 | 28 | 35.5 | 35.5 | 34 | 40 | 32 | 37.5 | 25 | 28 | -10 | 24 | 5 | 19 | 21 | 11.5 | 19 | 19.5 | 26.5 | 32 | -21.5 | 3 | 34 | 19.5 | 37.5 | -5 | 26.5 | 25 | -25 | -2 | 14 | 26 | 8 | 24 | 19.5 | 28.5 | 25 | 30 | 30 | 16 | 21 | 15 | 9 | -4 | 27 | 36 | -11 | 16 | 25 | 23 | 39 | 34 | 26.5 | 20 | 23 | 35 | 44.5 | 35.5 | 30 | 30 | 29 | 26.5 | 50 | 35.5 | 14 | 20 | 28 | 30 | -30 | 30 | 7.5 | 26 | 25 | 26 | 37.5 | 30 | 27 | 30 | 27 | 35.5 | 34 | 26.5 | 24
2013-01-06 10:00 | 37 | 37.5 | 26.5 | 35 | 1 | 27 | 14 | 24 | 28 | 20 | 23 | 23 | 37.5 | 35.5 | -15 | 8 | 38 | 23 | 35.5 | -5 | 30 | 30 | -9 | 19.5 | 16 | 39 | 19 | 27 | 21 | 44.5 | 30.5 | 34 | 34 | 26.5 | 29 | 21 | 10 | 9 | 28 | 39 | -4.5 | 19 | 28.5 | 28 | 41 | 37 | 34 | 24 | 25 | 42 | 46.5 | 37.5 | 35.5 | 33 | 31 | 34 | 55.5 | 40 | 20 | 25 | 30 | 31 | -16 | 48 | 12 | 27 | 26 | 30 | 41 | 34 | 30 | 37 | 31 | 39 | 37.5 | 32 | 43 | 34 | 37.5 | 26.5 | 34 | -5 | 23 | 8.5 | 20 | 22 | 13 | 20 | 21 | 27.5 | 32 | -22.5 | 3 | 35 | 21 | 35.5 | -9 | 28.5 | 26 | -22 | -2.5 | 16 | 25 | 13 | 24 | 19.5 | 28.5 | 25 | 32 | 30 | 17.5 | 22 | 17 | 8 | -2 | 27 | 36 | -12.5 | 17 | 26.5 | 25 | 39 | 35 | 30 | 21 | 24 | 36 | 46.5 | 35.5 | 34 | 31 | 28 | 30 | 50 | 37 | 16 | 21 | 30 | 31 | -25 | 30 | 8.5 | 26 | 25 | 25 | 37.5 | 32 | 28 | 31 | 27 | 39 | 35.5 | 26.5 | 24
2013-01-06 11:00 | 40 | 41 | 35.5 | 39 | 5 | 31 | 19.5 | 24.5 | 32 | 22.5 | 25 | 26.5 | 37.5 | 37.5 | -16 | 8 | 39 | 25 | 37.5 | -7 | 35.5 | 31 | -5 | 23 | 19.5 | 41 | 20 | 28 | 25 | 48 | 31 | 35 | 35.5 | 30 | 30 | 22 | 10 | 12 | 30.5 | 41 | -4 | 21 | 29.5 | 30 | 42.5 | 39 | 35 | 25 | 26 | 43 | 48 | 37.5 | 37.5 | 38 | 33 | 35.5 | 61 | 41 | 22 | 26 | 31 | 31 | -14 | 52 | 19.5 | 28 | 27 | 32 | 43 | 36 | 32 | 40 | 34 | 44.5 | 41 | 34 | 35 | 35 | 39 | 30 | 35 | -4 | 25 | 12 | 21 | 24 | 14 | 21 | 23 | 28 | 34 | -28 | 3 | 35 | 21 | 35.5 | -18 | 34 | 26 | -20 | -3.5 | 16 | 27 | 14 | 26 | 21 | 30 | 24 | 32 | 30 | 19.5 | 21 | 17 | 7 | -1 | 28 | 37 | -17 | 18 | 28.5 | 26 | 40 | 37.5 | 31.5 | 22 | 24 | 37 | 46.5 | 35.5 | 34 | 36 | 28 | 34 | 50 | 38 | 17 | 21 | 31 | 30 | -22 | 30 | 16 | 27 | 26 | 30 | 39 | 33 | 28 | 28 | 28 | 39 | 39 | 28.5 | 24
2013-01-06 12:00 | 43 | 44.5 | 37.5 | 43 | 8 | 35 | 21 | 25 | 32 | 24.5 | 28 | 30.5 | 38 | 39 | -15.5 | 9 | 41 | 25 | 37.5 | -6.5 | 44.5 | 32 | -1 | 27.5 | 19.5 | 44 | 26 | 28 | 25 | 48 | 31.5 | 35.5 | 39 | 31.5 | 31 | 22 | 9 | 15 | 32 | 43 | -3.5 | 23 | 30 | 31 | 44.5 | 41 | 35.5 | 26 | 27 | 43 | 50 | 43 | 39 | 43 | 34 | 37.5 | 62.5 | 42 | 26 | 26.5 | 33 | 31 | -12 | 53.5 | 25.5 | 28 | 28 | 33 | 44.5 | 39 | 33 | 39 | 34 | 44.5 | 43 | 35.5 | 39 | 36 | 39 | 28.5 | 35 | -2 | 24 | 16 | 21 | 24 | 14.5 | 22 | 25 | 28 | 35.5 | -23.5 | 4 | 36 | 21 | 35.5 | -12 | 35.5 | 26 | -17 | -1 | 16 | 26 | 16 | 26 | 21 | 30 | 25.5 | 32 | 30 | 21 | 22 | 19 | 5 | 2 | 29 | 37 | -15 | 19 | 30 | 27 | 40.5 | 39 | 32 | 22 | 24 | 36 | 48 | 37.5 | 34 | 38 | 29 | 35.5 | 50 | 38 | 19 | 21 | 33 | 30 | -21 | 30 | 20.5 | 27 | 28 | 30 | 37.5 | 34 | 28 | 31 | 29 | 41 | 39 | 30 | 24
2013-01-06 13:00 | 46 | 46.5 | 41 | 46 | 12 | 36 | 26.5 | 26.5 | 35 | 26 | 30 | 34 | 37.5 | 39 | -15 | 10 | 41 | 25 | 37.5 | -6.5 | 44.5 | 33 | 2 | 30 | 21 | 48 | 28 | 29 | 25 | 48 | 31.5 | 36.5 | 39 | 31.5 | 31 | 23 | 7 | 17 | 34 | 44 | -2.5 | 26 | 32 | 34 | 46 | 43 | 37.5 | 27 | 27 | 44 | 53.5 | 50 | 41 | 45 | 34 | 39 | 61 | 43 | 32 | 28.5 | 34 | 31 | -9 | 57 | 29 | 29 | 28 | 34 | 44.5 | 43 | 34 | 41 | 35 | 44.5 | 43 | 35.5 | 42 | 35 | 37.5 | 26.5 | 34 | 1 | 24 | 17.5 | 21 | 24 | 14.5 | 23 | 26.5 | 28.5 | 35.5 | -23.5 | 5 | 36 | 21 | 37.5 | -11.5 | 34 | 26 | -15 | 6 | 16 | 27 | 17 | 27 | 23 | 30 | 25.5 | 32 | 32 | 22 | 21 | 20 | 4 | 4 | 30 | 36 | -16 | 21 | 30 | 29 | 40 | 39 | 32 | 21 | 24 | 35 | 52 | 35.5 | 32 | 37 | 26 | 35.5 | 48 | 37 | 14 | 21 | 34 | 30 | -20 | 32 | 22.5 | 27 | 28 | 28 | 39 | 35 | 28 | 30 | 29 | 37.5 | 39 | 30 | 25
2013-01-06 14:00 | 46 | 50 | 44.5 | 46 | 16 | 36 | 26.5 | 28.5 | 35 | 27 | 36 | 37.5 | 37 | 39 | -14 | 10 | 41 | 25 | 39 | -6 | 53.5 | 34 | 5 | 32 | 21 | 50 | 32 | 30 | 25 | 50 | 32 | 37.5 | 44.5 | 32 | 32 | 25 | 5 | 19 | 33 | 44 | -2 | 25 | 34 | 36 | 46 | 42 | 34 | 27 | 27 | 45 | 53.5 | 52 | 41 | 46 | 33 | 39 | 59 | 42.5 | 32 | 28.5 | 39 | 31 | -8 | 57 | 32 | 29 | 29 | 35 | 44.5 | 46 | 33 | 40 | 36 | 46.5 | 43 | 35.5 | 40 | 36 | 39 | 28.5 | 34 | 4 | 24 | 19.5 | 23 | 25 | 14.5 | 25 | 26.5 | 28.5 | 35.5 | -27 | 5 | 36 | 21 | 37.5 | -17 | 28.5 | 27 | -12 | 3 | 16 | 26 | 17 | 28.5 | 25 | 30 | 24 | 32 | 30 | 23 | 21 | 19 | 2 | 6 | 31 | 34 | -21 | 21 | 30 | 29 | 40 | 39 | 32 | 20 | 25 | 35 | 53.5 | 35.5 | 32 | 36 | 25 | 35.5 | 50 | 37 | 15 | 25 | 36 | 30 | -20 | 32 | 25 | 27 | 28 | 29 | 37.5 | 36 | 29 | 35 | 29 | 35.5 | 41 | 30 | 27
2013-01-06 15:00 | 46 | 52 | 44.5 | 47 | 18 | 37 | 26.5 | 29 | 35 | 27 | 37 | 37.5 | 35.5 | 39 | -15 | 10 | 40 | 26.5 | 39 | -7 | 52 | 35 | 8 | 32 | 21 | 52 | 31 | 30 | 26.5 | 48 | 28.5 | 37.5 | 43 | 31.5 | 32 | 25 | 4 | 21 | 34 | 44 | -3 | 27 | 34 | 38 | 46 | 41 | 34 | 27 | 27 | 45 | 55.5 | 52 | 39 | 46 | 37 | 39 | 61 | 42.5 | 32 | 28.5 | 38 | 32 | -8 | 59 | 30.5 | 29 | 28 | 36 | 44.5 | 47 | 33 | 40 | 36 | 46.5 | 43 | 35.5 | 36 | 36 | 39 | 28.5 | 35 | 6 | 26 | 19.5 | 24 | 26 | 14.5 | 27 | 28.5 | 28.5 | 37.5 | -23.5 | 5 | 37 | 23 | 37.5 | -12 | 30 | 27 | -9 | 5 | 16 | 25 | 18 | 29 | 25 | 28.5 | 21.5 | 34 | 32 | 24.5 | 21 | 20 | 1 | 8.5 | 31 | 34 | -15.5 | 23 | 30 | 30 | 39 | 38.5 | 30 | 20 | 24 | 35 | 52 | 34 | 32 | 36 | 24 | 35.5 | 50 | 37 | 15 | 25 | 34 | 31 | -19 | 30 | 23.5 | 26 | 27 | 24.5 | 37.5 | 35 | 31 | 32 | 29 | 37.5 | 41 | 30 | 25
2013-01-06 16:00 | 44 | 52 | 43 | 45 | 20 | 37 | 23 | 28.5 | 35 | 26 | 35 | 37.5 | 35 | 41 | -16 | 10.5 | 40 | 25 | 39 | -8 | 44.5 | 34 | 8 | 35.5 | 21 | 50 | 30 | 31 | 28.5 | 46.5 | 25.5 | 37.5 | 44.5 | 30 | 31 | 25 | 3 | 21 | 34 | 44 | -4 | 27 | 32 | 38 | 46 | 40 | 34 | 27 | 26 | 44 | 55.5 | 50 | 35.5 | 40 | 34 | 39 | 62.5 | 42 | 30 | 28.5 | 38 | 31 | -10 | 55.5 | 30.5 | 28 | 28 | 35 | 44.5 | 47 | 30 | 38 | 34 | 44.5 | 43 | 37.5 | 31 | 35 | 39 | 28.5 | 34 | 7 | 24 | 17.5 | 25 | 25 | 14 | 27 | 28.5 | 28 | 37.5 | -24 | 5 | 36 | 25 | 39 | -13 | 32 | 29 | -6 | 10.5 | 16 | 24 | 18 | 29 | 26.5 | 30 | 16.5 | 34 | 30 | 25 | 22 | 19 | -1 | 8.5 | 30 | 35 | -13.5 | 24 | 30 | 31 | 38 | 37 | 32 | 19 | 24 | 35 | 53.5 | 34 | 34 | 35 | 25 | 37.5 | 50 | 36 | 16 | 25 | 35 | 31 | -23 | 32 | 25 | 24 | 27 | 25 | 37.5 | 35 | 30 | 31 | 28 | 35.5 | 39 | 30 | 24
2013-01-06 17:00 | 40 | 46.5 | 35.5 | 40 | 18 | 35 | 21 | 28.5 | 35 | 23.5 | 33 | 35.5 | 34.5 | 41 | -17 | 10.5 | 37 | 26.5 | 39 | -9 | 41 | 31 | 7 | 30 | 21 | 48 | 26 | 32 | 28.5 | 43 | 22 | 37.5 | 35.5 | 29.5 | 29 | 25 | 1 | 21 | 34 | 41 | -5 | 27 | 32 | 32 | 45 | 39 | 34 | 26 | 26 | 44 | 55.5 | 48 | 34 | 40 | 29 | 39 | 62.5 | 41.5 | 28 | 28.5 | 35 | 31 | -12 | 53.5 | 31 | 28 | 28 | 31 | 43 | 42 | 30 | 36 | 32 | 39 | 41 | 35.5 | 26 | 34 | 41 | 26.5 | 33 | 6 | 24 | 17.5 | 26.5 | 26 | 14 | 25 | 26.5 | 27 | 37.5 | -28 | 7 | 36 | 26.5 | 39 | -20 | 28.5 | 30 | -6 | 10.5 | 16 | 24 | 18 | 30 | 28.5 | 28.5 | 10 | 34 | 28.5 | 25 | 21 | 19 | -4 | 12 | 30 | 35 | -15 | 25 | 30 | 30 | 39 | 37 | 30 | 20 | 23 | 36 | 53.5 | 34 | 30 | 35 | 24 | 37.5 | 50 | 36.5 | 11 | 25 | 34 | 30 | -23 | 30 | 26 | 24 | 27 | 29 | 37.5 | 33 | 30 | 32 | 28 | 35.5 | 39 | 30 | 22
2013-01-06 18:00 | 38 | 43 | 32 | 40 | 18 | 30 | 21 | 30 | 34 | 22 | 30 | 34 | 34.5 | 41 | -16.5 | 10 | 36 | 25 | 39 | -10.5 | 35.5 | 31 | 5 | 28.5 | 21 | 46 | 20 | 32 | 30 | 35.5 | 21 | 38 | 30 | 29.5 | 26 | 25 | 0 | 23 | 33.5 | 40 | -8 | 27 | 32 | 29 | 44 | 38.5 | 34 | 25 | 26 | 43 | 55.5 | 48 | 32 | 35 | 28 | 39 | 62.5 | 41.5 | 29 | 28.5 | 34 | 30 | -13 | 52 | 29.5 | 28 | 28 | 31 | 43 | 38 | 30 | 35 | 28 | 35.5 | 41 | 35.5 | 21 | 33 | 39 | 28.5 | 35 | 6 | 24 | 17.5 | 26.5 | 27 | 14 | 27 | 25 | 27 | 37.5 | -24.5 | 6 | 34 | 25 | 39 | -14.5 | 28.5 | 30 | -5 | 10.5 | 16 | 24 | 16 | 31 | 30 | 26.5 | 13.5 | 34 | 28.5 | 24.5 | 20 | 18 | -4 | 7 | 31 | 35 | -14 | 25 | 30 | 27 | 39 | 36.5 | 30 | 20 | 24 | 36 | 53.5 | 34 | 30 | 35 | 24 | 37.5 | 48 | 37 | 11 | 25 | 34 | 30 | -21 | 30 | 25.5 | 24 | 26 | 30 | 37.5 | 32 | 30 | 33 | 26 | 34 | 39 | 30 | 19
2013-01-06 19:00 | 37 | 39 | 32 | 35 | 18 | 26 | 21 | 30 | 34 | 21 | 32 | 32.5 | 34 | 43 | -16.5 | 11 | 35 | 25 | 43 | -12.5 | 34 | 31 | 8 | 28.5 | 21 | 46 | 17 | 33 | 30 | 35.5 | 20 | 39.5 | 28.5 | 30 | 24 | 25 | -1 | 24 | 33 | 40 | -10.5 | 28 | 30 | 27 | 43 | 38 | 34 | 25 | 25 | 43 | 57 | 48 | 30 | 32 | 26 | 41 | 57 | 41 | 27 | 30 | 33 | 30 | -13 | 53.5 | 30 | 28 | 28 | 32 | 43 | 38 | 31 | 36 | 27 | 35.5 | 41 | 35.5 | 19 | 33 | 39 | 28.5 | 33 | 5 | 22 | 17.5 | 26.5 | 27 | 14 | 26 | 25 | 27 | 37.5 | -24 | 5 | 34 | 25 | 41 | -14.5 | 28.5 | 30 | -3 | 12 | 16 | 24 | 14 | 32 | 30 | 26.5 | 15.5 | 34 | 26.5 | 24.5 | 20 | 18 | -5 | 7 | 32 | 36 | -15.5 | 26 | 28.5 | 26 | 39 | 35 | 30 | 20 | 23 | 36 | 53.5 | 32 | 28.5 | 31 | 24 | 37.5 | 52 | 37 | 11 | 26.5 | 33 | 30 | -26 | 28.5 | 27 | 24 | 26 | 30 | 39 | 32 | 31 | 30 | 25 | 34.5 | 39 | 28.5 | 16
2013-01-06 20:00 | 37 | 39 | 28.5 | 31 | 16 | 26 | 25 | 30 | 32 | 20.5 | 31 | 32 | 34.5 | 43 | -16 | 12 | 36 | 25 | 43 | -14 | 35.5 | 32 | 5 | 26.5 | 21 | 45 | 16 | 33 | 30 | 35.5 | 19 | 39.5 | 26.5 | 30 | 23 | 26 | -1 | 24 | 30 | 39 | -13 | 31 | 30 | 30 | 43 | 38 | 34 | 25 | 25 | 43 | 57 | 46.5 | 30 | 32 | 27 | 39 | 55.5 | 40.5 | 24 | 32 | 34 | 30 | -13 | 52 | 29 | 28 | 28 | 32 | 41 | 36 | 31.5 | 37 | 26 | 35.5 | 39 | 34 | 18 | 31 | 37.5 | 26.5 | 29 | 5 | 20 | 16 | 28.5 | 28 | 14 | 26 | 25 | 27 | 37.5 | -27 | 5 | 35 | 25 | 41 | -20 | 28.5 | 30 | -5 | 12 | 16 | 23 | 13 | 32 | 30 | 25 | 15 | 36 | 26.5 | 24.5 | 19 | 21 | -6 | 12 | 28 | 35 | -20 | 28 | 28.5 | 28 | 39.5 | 36 | 32 | 20 | 24 | 38 | 53.5 | 32 | 28.5 | 32 | 25 | 37.5 | 53.5 | 36.5 | 12 | 28.5 | 34 | 30 | -18 | 28.5 | 26 | 24 | 26 | 30 | 37.5 | 31 | 31.5 | 29 | 25 | 35.5 | 37.5 | 28.5 | 16
2013-01-06 21:00 | 35 | 37.5 | 28.5 | 29 | 14 | 17 | 21 | 32 | 32 | 20.5 | 30 | 32 | 34.5 | 43 | -16 | 12 | 35 | 25 | 44.5 | -15.5 | 37.5 | 32 | -3 | 25 | 21 | 44 | 15 | 34 | 30 | 37.5 | 18 | 40 | 25 | 30.5 | 21 | 25 | -2 | 24 | 34.5 | 40 | -12.5 | 28 | 30 | 30 | 43 | 38 | 34 | 24 | 24 | 41 | 55.5 | 46.5 | 30 | 31 | 29 | 39 | 55.5 | 39.5 | 24 | 32 | 34 | 31 | -19 | 50 | 27.5 | 28 | 28 | 32 | 41 | 32 | 31 | 38 | 26 | 37.5 | 39 | 35.5 | 17 | 30 | 35.5 | 26.5 | 28 | 4 | 13 | 17.5 | 30 | 28 | 14.5 | 26 | 25 | 26.5 | 37.5 | -23.5 | 5 | 34 | 25 | 41 | -16 | 28.5 | 30 | -7 | 8.5 | 17.5 | 22 | 11 | 33 | 29 | 21 | 15.5 | 36.5 | 25 | 24.5 | 17 | 19 | -6 | 16 | 34.5 | 35 | -16.5 | 27 | 28.5 | 27 | 40 | 36.5 | 32 | 21 | 24 | 37 | 53.5 | 32 | 26.5 | 30 | 26 | 37.5 | 53.5 | 36 | 9 | 28.5 | 34 | 30 | -30 | 28.5 | 25.5 | 24 | 26 | 30 | 37.5 | 29 | 31 | 29 | 25 | 35.5 | 37.5 | 26.5 | 15
2013-01-06 22:00 | 35 | 34 | 30 | 29 | 12 | 18 | 21 | 32 | 31 | 20 | 30 | 32 | 34.5 | 43 | -16 | 12 | 34 | 25 | 43 | -17 | 35.5 | 32 | -5 | 21 | 21 | 43 | 13 | 34 | 30 | 39 | 16.5 | 42 | 25 | 31 | 20 | 25 | -2 | 25 | 34 | 39 | -11.5 | 29 | 28.5 | 31 | 43 | 38 | 34 | 24 | 25 | 40 | 55.5 | 46.5 | 30 | 31 | 25 | 39 | 53.5 | 39 | 25 | 32 | 33 | 30 | -20 | 52 | 26.5 | 28 | 27 | 32 | 41 | 34 | 31.5 | 39 | 25 | 37.5 | 39 | 34 | 20 | 31 | 34 | 26.5 | 27 | 3 | 14 | 17.5 | 30 | 28 | 14.5 | 25 | 25 | 26.5 | 37.5 | -23 | 8 | 33 | 25 | 41 | -18 | 28.5 | 31 | -12 | 10.5 | 17.5 | 22 | 10 | 33 | 28.5 | 23 | 14 | 36.5 | 23 | 24.5 | 16 | 19 | -7 | 16 | 34 | 36 | -16 | 27 | 26.5 | 29 | 40 | 36 | 32 | 21 | 24 | 36 | 55.5 | 30 | 26.5 | 30 | 24 | 37.5 | 53.5 | 35 | 9 | 26.5 | 33 | 30 | -29 | 28.5 | 24.5 | 25 | 25 | 31 | 35.5 | 30 | 31.5 | 30 | 24 | 34 | 37.5 | 26.5 | 18
2013-01-06 23:00 | 34 | 32 | 32 | 28 | 12 | 11 | 21 | 32 | 30 | 20 | 28 | 30 | 35 | 43 | -16 | 12 | 35 | 26.5 | 44.5 | -18 | 37.5 | 32 | -7 | 19.5 | 21 | 42 | 14 | 34 | 30 | 39 | 15 | 42 | 23 | 31.5 | 18 | 25 | -3 | 26 | 33.5 | 39 | -11 | 28 | 28.5 | 32 | 43.5 | 38 | 34 | 24 | 25 | 39 | 55.5 | 44.5 | 30 | 28 | 24 | 39 | 53.5 | 38.5 | 24 | 34 | 32 | 30 | -17 | 52 | 25.5 | 28 | 27 | 32 | 43 | 35 | 32 | 40 | 26 | 37.5 | 39 | 32 | 24 | 30 | 32 | 28.5 | 27 | 3 | 9 | 14 | 30 | 27 | 14.5 | 24 | 25 | 26.5 | 39 | -27 | 9 | 34 | 26.5 | 39 | -25 | 28.5 | 31 | -15 | 7 | 17.5 | 22 | 10 | 34 | 28.5 | 25 | 11 | 36.5 | 23 | 24.5 | 13 | 19 | -10 | 17 | 33.5 | 36 | -18 | 27 | 28.5 | 29 | 41 | 36.5 | 30 | 20 | 24 | 36 | 55.5 | 32 | 26.5 | 25 | 23 | 37.5 | 53.5 | 35.5 | 9 | 28.5 | 32 | 29 | -27 | 26.5 | 23.5 | 24 | 26 | 31 | 35.5 | 30 | 32 | 30 | 25 | 32 | 37.5 | 26.5 | 20
2013-01-07 | 34 | 30 | 32 | 29 | 13 | 13 | 19.5 | 34 | 31 | 20 | 36 | 28.5 | 35.5 | 43 | -17 | 12 | 34 | 25 | 48 | -17.5 | 37.5 | 32 | -7 | 20.5 | 23 | 35 | 12 | 34 | 29 | 39 | 14.5 | 40.5 | 26.5 | 32 | 17 | 25 | -3.5 | 26 | 32.5 | 39 | -12.5 | 30 | 28.5 | 32 | 43.5 | 38 | 30 | 24 | 25 | 37 | 55.5 | 44.5 | 30 | 30 | 22 | 39 | 53.5 | 38.5 | 21 | 32 | 30 | 30 | -12 | 50 | 24.5 | 27 | 27 | 33 | 41 | 32 | 32 | 43 | 25 | 35.5 | 39.5 | 34 | 23 | 29 | 30 | 26.5 | 28 | 2 | 12 | 16 | 30 | 24 | 15 | 28 | 25 | 26.5 | 39 | -23 | 8 | 33 | 25 | 39 | -19.5 | 26.5 | 31 | -14 | 11 | 17.5 | 22 | 11 | 34 | 27.5 | 21 | 11.5 | 36.5 | 25 | 24.5 | 12 | 18 | -7.5 | 18 | 32.5 | 35 | -16 | 27 | 26.5 | 29 | 41 | 36.5 | 28.5 | 20 | 24 | 35 | 53.5 | 32 | 26.5 | 30 | 21 | 37.5 | 53.5 | 35.5 | 9 | 28.5 | 30 | 29 | -23 | 26.5 | 23 | 24 | 26 | 31 | 34 | 26 | 32 | 32 | 25 | 32 | 37 | 26.5 | 20
2013-01-07 01:00 | 33 | 30 | 28.5 | 27 | 13 | 16 | 19.5 | 34 | 27.5 | 20 | 41 | 28.5 | 34.5 | 43 | -18 | 12 | 32 | 25 | 48 | -17 | 34 | 33 | -7 | 22 | 23 | 43 | 10 | 35 | 28.5 | 41 | 14.5 | 40.5 | 25 | 32.5 | 17 | 23 | -4.5 | 27 | 32 | 40 | -13.5 | 31 | 25 | 33 | 44 | 38 | 30 | 24 | 26 | 36 | 55.5 | 44.5 | 30 | 29 | 27 | 39 | 53.5 | 38 | 14 | 32 | 29 | 30 | -9 | 39 | 23 | 27 | 28 | 33 | 35.5 | 32 | 32.5 | 42 | 22 | 35.5 | 39.5 | 34 | 22 | 29 | 30 | 25 | 26 | 3 | 13 | 16 | 28.5 | 21.5 | 16 | 30 | 25 | 26 | 39 | -23.5 | 9 | 32 | 25 | 41 | -18 | 26.5 | 32 | -14 | 11.5 | 17.5 | 23 | 9 | 34 | 27.5 | 21 | 10.5 | 37 | 23 | 25 | 13 | 18 | -8.5 | 17 | 32 | 36 | -16.5 | 26 | 21 | 29 | 41 | 36 | 28.5 | 21 | 25 | 35 | 55.5 | 32 | 26.5 | 26 | 25 | 35.5 | 53.5 | 35 | 4 | 28.5 | 29 | 29 | -16 | 34 | 22 | 24 | 25 | 32 | 32 | 29 | 32.5 | 33 | 22 | 30 | 37 | 28.5 | 20
2013-01-07 02:00 | 31 | 30 | 30 | 26 | 11 | 15 | 17.5 | 32 | 27 | 20 | 41 | 28.5 | 33 | 43 | -19 | 13 | 32 | 25 | 48 | -16 | 34 | 33 | -7 | 18.5 | 23 | 42 | 8 | 35 | 28.5 | 39 | 14 | 42.5 | 28.5 | 33.5 | 15 | 23 | -5 | 25 | 31.5 | 39 | -15 | 32 | 23 | 34 | 45.5 | 37.5 | 26.5 | 24 | 26 | 38 | 57 | 44.5 | 30 | 28 | 27 | 39 | 53.5 | 38.5 | 8 | 32 | 29 | 29 | -6 | 43 | 22 | 27 | 28 | 33 | 37.5 | 33 | 32.5 | 39 | 23 | 35.5 | 39 | 32 | 22 | 28 | 30 | 28.5 | 24 | 2 | 13 | 12 | 30 | 21 | 16 | 30 | 26.5 | 25.5 | 39 | -29 | 7 | 31 | 25 | 43 | -23 | 25 | 32 | -19 | 7 | 19.5 | 20 | 6 | 34 | 28 | 23 | 7 | 39 | 26.5 | 25 | 12 | 19 | -11.5 | 16 | 31 | 35 | -20 | 25 | 21 | 29 | 42.5 | 36.5 | 25 | 21 | 24 | 36 | 53.5 | 32 | 26.5 | 23 | 25 | 35.5 | 52 | 36 | 2 | 28.5 | 29 | 28 | -17 | 26.5 | 21.5 | 25 | 25 | 32 | 35.5 | 30 | 32.5 | 33 | 23 | 30 | 37 | 26.5 | 21
2013-01-07 03:00 | 31 | 32 | 30 | 27 | 6 | 15 | 12 | 34 | 26 | 20 | 43 | 28.5 | 31 | 43 | -17.5 | 13 | 33 | 25 | 48 | -16 | 35.5 | 33 | -8 | 23.5 | 25 | 41 | 8 | 35 | 28.5 | 39 | 13.5 | 42.5 | 26.5 | 34 | 17 | 22 | -5.5 | 28 | 30.5 | 37 | -15.5 | 27 | 23 | 31 | 47 | 37.5 | 26.5 | 23 | 26 | 38 | 57 | 44.5 | 30 | 27 | 27 | 37.5 | 53.5 | 39 | 7 | 32 | 29 | 29 | -4 | 44.5 | 20.5 | 27 | 28 | 33 | 35.5 | 32 | 33 | 39 | 20 | 37.5 | 39 | 28.5 | 22 | 28 | 32 | 26.5 | 25 | -1 | 13 | 8.5 | 30 | 20.5 | 16.5 | 30 | 26.5 | 24.5 | 39 | -23 | 9 | 33 | 25 | 43 | -17 | 25 | 32 | -15 | 11 | 21 | 22 | 7 | 34 | 28.5 | 21 | 8 | 39 | 25 | 25 | 13 | 17 | -9.5 | 17 | 30 | 35 | -18 | 24 | 21 | 30 | 43.5 | 36.5 | 26.5 | 21 | 25 | 36 | 55.5 | 30 | 25 | 26 | 25 | 34 | 52 | 36.5 | 3 | 28.5 | 29 | 25 | -17 | 28.5 | 20.5 | 24 | 25 | 32 | 34 | 30 | 33 | 32 | 19 | 32 | 37 | 26.5 | 20
2013-01-07 04:00 | 32 | 30 | 25 | 29 | 7 | 17 | 12 | 32.5 | 25.5 | 20 | 43 | 28.5 | 29 | 43 | -16 | 14 | 33 | 25 | 46.5 | -16 | 30 | 33 | -6 | 23 | 25 | 34 | 7 | 35 | 28 | 43 | 12.5 | 42.5 | 26.5 | 34 | 15 | 24 | -6.5 | 29 | 30 | 37 | -16 | 25 | 23 | 32 | 48 | 37 | 26.5 | 23 | 26 | 36 | 57 | 43 | 30 | 26 | 27 | 37.5 | 61 | 40 | 7 | 32 | 29 | 28 | -3 | 44.5 | 19.5 | 26 | 28 | 33 | 35.5 | 29 | 33.5 | 37 | 22 | 35.5 | 38.5 | 26.5 | 21 | 28 | 30 | 23 | 27 | 0 | 14 | 8.5 | 30 | 20 | 17 | 30 | 28.5 | 23.5 | 39 | -22 | 9 | 32 | 25 | 43 | -18 | 25 | 32 | -13 | 12 | 23 | 22 | 5.5 | 35 | 28 | 17.5 | 8 | 39 | 25 | 26.5 | 12 | 20 | -10 | 18 | 29.5 | 35 | -18.5 | 20 | 21 | 32 | 44 | 36 | 25 | 20 | 24 | 35 | 53.5 | 30 | 25 | 25 | 25 | 32 | 44.5 | 37 | 2 | 28.5 | 28 | 24 | -13 | 28.5 | 19.5 | 24 | 27 | 32 | 34 | 27 | 33.5 | 32 | 21 | 32 | 36 | 25 | 20
2013-01-07 05:00 | 33 | 30 | 26.5 | 28 | 7 | 16 | 12 | 32 | 26 | 20 | 39 | 28.5 | 27 | 44.5 | -15 | 14 | 33 | 25 | 48 | -16 | 30 | 33 | -7 | 25.5 | 25 | 31 | 6 | 35 | 28.5 | 41 | 12 | 43 | 26.5 | 34 | 16 | 24 | -7 | 20 | 29.5 | 37 | -17 | 22 | 23 | 32 | 48.5 | 37 | 25 | 21 | 26 | 37 | 57 | 43 | 30 | 25 | 26 | 37.5 | 61 | 41 | 5 | 32 | 28 | 29 | 3 | 39 | 18.5 | 27 | 28 | 33 | 35.5 | 30 | 33.5 | 36 | 17 | 37.5 | 37.5 | 25 | 18 | 29 | 30 | 23 | 26 | -1 | 13 | 8.5 | 30 | 20.5 | 17.5 | 30 | 28.5 | 22.5 | 39 | -25 | 11 | 32 | 25 | 44.5 | -23 | 25 | 32 | -15 | 12.5 | 23 | 21 | 3 | 35 | 28.5 | 19.5 | 5 | 39 | 26.5 | 28.5 | 11 | 20 | -13.5 | 10 | 29 | 35 | -22 | 19 | 21 | 31 | 45.5 | 36.5 | 25 | 18 | 25 | 36 | 55.5 | 30 | 25 | 23 | 24 | 34 | 44.5 | 38.5 | 0 | 28.5 | 28 | 24 | -13 | 28.5 | 18.5 | 24 | 26 | 32 | 35.5 | 27 | 33.5 | 31 | 16 | 30 | 36 | 21 | 16
2013-01-07 06:00 | 33 | 30 | 25 | 28 | 6 | 17 | 10.5 | 33 | 28 | 20 | 41 | 28.5 | 32 | 44.5 | -15 | 14 | 34 | 25 | 48 | -17 | 28.5 | 34 | -6 | 25.5 | 25 | 33 | 5 | 36 | 28.5 | 35.5 | 11.5 | 43 | 26.5 | 34 | 17 | 25 | -7 | 23 | 31 | 37 | -16 | 20 | 25 | 33 | 49.5 | 37 | 26.5 | 20 | 25 | 38 | 57 | 44.5 | 28.5 | 25 | 26 | 39 | 61 | 42 | 5 | 32 | 28 | 29 | 7 | 41 | 16 | 27 | 28 | 33 | 34 | 27 | 34 | 39 | 20 | 37.5 | 37.5 | 23 | 16 | 30 | 30 | 21 | 26 | -1 | 15 | 7 | 30.5 | 22 | 18 | 30 | 28.5 | 27.5 | 41 | -21 | 11 | 33 | 25 | 44.5 | -18.5 | 25 | 32 | -13 | 16 | 23 | 21 | 4 | 35 | 28.5 | 21 | 6.5 | 39 | 25 | 27.5 | 13 | 19 | -11 | 13 | 30 | 35 | -20.5 | 17 | 25 | 32 | 46 | 36.5 | 25 | 17 | 24 | 36 | 53.5 | 28.5 | 23 | 24 | 24 | 30 | 43 | 40 | 1 | 30 | 28 | 25 | -2 | 30 | 13 | 24 | 26 | 32 | 32 | 25 | 34 | 31 | 20 | 32 | 35.5 | 19.5 | 15
2013-01-07 07:00 | 34 | 30 | 26.5 | 28 | 6 | 17 | 16 | 34 | 27 | 20 | 39 | 28.5 | 30 | 44.5 | -15 | 15 | 33 | 25 | 46.5 | -18 | 28.5 | 38 | -5 | 25 | 25 | 39 | 7 | 35 | 28 | 32 | 11.5 | 42.5 | 28.5 | 34 | 20 | 25 | -7 | 26 | 31 | 37 | -15 | 20 | 26.5 | 34 | 50 | 37 | 25 | 19 | 26 | 38 | 57 | 43 | 28.5 | 24 | 26 | 39 | 62.5 | 43 | 5 | 34 | 28 | 29 | 9 | 43 | 11.5 | 26 | 28 | 36 | 32 | 29 | 35 | 36 | 20 | 37.5 | 37.5 | 19.5 | 18 | 28 | 30 | 23 | 26 | -1 | 15 | 8.5 | 30 | 22 | 18.5 | 31 | 26.5 | 25 | 41 | -21.5 | 11 | 32 | 25 | 43 | -19.5 | 25 | 36 | -13 | 12 | 23 | 21 | 5 | 35 | 27.5 | 25 | 5 | 39 | 26.5 | 28 | 16 | 20 | -11 | 15 | 29 | 35 | -21.5 | 17 | 25 | 32 | 46 | 36 | 23 | 17 | 24 | 37 | 53.5 | 28.5 | 23 | 23 | 23 | 28.5 | 43 | 41 | 0 | 30 | 27 | 26 | 2.5 | 28.5 | 8 | 24 | 26 | 34 | 30 | 27 | 35 | 33 | 20 | 31.5 | 30 | 17.5 | 16
2013-01-07 08:00 | 34 | 30 | 25 | 27 | 5 | 17 | 12 | 34 | 27 | 21 | 40 | 28.5 | 25 | 44.5 | -15 | 15 | 34 | 25.5 | 46.5 | -19 | 26.5 | 39 | -4 | 25 | 26.5 | 37 | 8 | 35 | 28 | 30 | 11 | 43 | 28.5 | 34 | 19 | 24 | -7 | 32 | 32 | 37 | -14 | 15 | 26.5 | 33 | 50.5 | 37.5 | 26.5 | 18 | 26 | 38 | 55.5 | 43 | 30 | 28 | 26 | 39 | 62.5 | 43.5 | 3 | 34 | 25 | 28 | 15 | 39 | 12.5 | 26 | 28 | 39 | 32 | 31 | 35 | 42 | 18 | 35.5 | 37.5 | 21 | 19 | 29 | 30 | 21 | 25 | -1 | 15 | 8.5 | 30 | 22 | 19.5 | 30 | 28.5 | 22.5 | 41 | -25 | 12 | 33 | 25.5 | 41 | -25 | 25 | 37 | -13 | 17.5 | 23 | 21 | 6 | 35 | 27 | 25 | 3 | 39 | 28.5 | 29 | 15 | 21 | -12 | 18 | 30 | 35 | -25 | 13 | 26.5 | 32 | 46.5 | 36 | 25 | 15 | 24 | 37 | 53.5 | 28.5 | 21 | 27 | 24 | 29.5 | 41 | 41.5 | -2 | 28.5 | 25 | 28 | 9 | 28.5 | 8 | 23 | 26 | 37 | 30 | 28 | 35 | 35 | 17 | 30 | 34 | 17.5 | 17
2013-01-07 09:00 | 35 | 32 | 30 | 29 | 5 | 19 | 19.5 | 34 | 29 | 24 | 42 | 28.5 | 34 | 44.5 | -14.5 | 15 | 34 | 26.5 | 46.5 | -17.5 | 28.5 | 39 | -7 | 26.5 | 26.5 | 32 | 10 | 35.5 | 28.5 | 30 | 11.5 | 43.5 | 32 | 35 | 22 | 25 | -7 | 32 | 32 | 37 | -10.5 | 18 | 28.5 | 33 | 50.5 | 37.5 | 30 | 20 | 26 | 39 | 55.5 | 43 | 30 | 31 | 26 | 39 | 62.5 | 44 | 4 | 34 | 26 | 29 | 19 | 43 | 14.5 | 26 | 28 | 40 | 34 | 32 | 35 | 46 | 19 | 37.5 | 39 | 19.5 | 18 | 28 | 32 | 28.5 | 27 | -1 | 15 | 14 | 28.5 | 22 | 22.5 | 31 | 26.5 | 30 | 43 | -21.5 | 13 | 33 | 26.5 | 43 | -19 | 25 | 37 | -15 | 21 | 23 | 20 | 8 | 35.5 | 26.5 | 26.5 | 4 | 40 | 30 | 29 | 18 | 20 | -12 | 19 | 29 | 35 | -19.5 | 16 | 28.5 | 32 | 47.5 | 36.5 | 30 | 18 | 24 | 37 | 52 | 28.5 | 21 | 30 | 23 | 30 | 41 | 42.5 | 1 | 30 | 25 | 28 | 12 | 30 | 11.5 | 23 | 26 | 37 | 32 | 28 | 35 | 36 | 19 | 30.5 | 32 | 17.5 | 16
2013-01-07 10:00 | 38 | 33.5 | 34 | 34 | 9 | 24 | 23 | 34 | 33 | 27 | 44 | 28.5 | 32.5 | 46.5 | -14.5 | 16 | 36 | 26.5 | 53.5 | -16 | 39 | 40 | -4 | 28.5 | 26.5 | 38 | 14 | 36 | 28.5 | 35.5 | 11.5 | 44.5 | 39 | 36.5 | 24 | 29 | -7 | 31 | 34 | 38 | -7.5 | 17 | 28.5 | 34 | 51 | 38 | 37.5 | 21 | 26 | 39 | 57 | 43 | 32 | 33 | 27 | 39 | 62.5 | 45 | 8 | 34 | 28 | 29 | 20 | 48 | 19.5 | 27 | 29 | 40 | 35.5 | 35 | 36 | 46 | 20 | 39 | 39 | 25 | 20 | 30 | 32.5 | 30 | 31 | -1 | 17 | 17.5 | 30 | 24 | 25 | 32 | 28.5 | 32 | 43 | -20.5 | 13 | 34 | 26.5 | 43 | -18 | 26.5 | 38 | -11 | 25 | 25 | 21 | 12 | 36 | 28.5 | 26.5 | 4.5 | 41 | 23 | 29.5 | 20 | 24 | -12 | 18 | 29 | 35 | -17 | 15 | 28.5 | 33 | 48 | 37 | 35.5 | 20 | 23 | 37 | 53.5 | 28.5 | 21 | 31 | 23 | 32 | 41 | 43 | 2 | 30 | 28 | 28 | 13 | 32 | 17.5 | 24 | 26 | 38 | 35.5 | 30 | 35 | 37 | 20 | 33 | 30 | 19.5 | 16
2013-01-07 11:00 | 41 | 35.5 | 39 | 40 | 11 | 25 | 25 | 34 | 37 | 30 | 44 | 30 | 35 | 50 | -14 | 18 | 40 | 26.5 | 52 | -15 | 46.5 | 42 | -1 | 28.5 | 28.5 | 44 | 18 | 37 | 30 | 37.5 | 12 | 44.5 | 43 | 37 | 26 | 30 | -5 | 35 | 36 | 39 | -4 | 15 | 28.5 | 36 | 51.5 | 39.5 | 41 | 22 | 28 | 40 | 55.5 | 43 | 34 | 38 | 28 | 41 | 64.5 | 45.5 | 10 | 35.5 | 29 | 29 | 22 | 52 | 18 | 28 | 29 | 42 | 39 | 36 | 38 | 47 | 24 | 43 | 43 | 28.5 | 23 | 31 | 33.5 | 32 | 32 | 1 | 19 | 19.5 | 30 | 26 | 26.5 | 31 | 28.5 | 32.5 | 44.5 | -24 | 14 | 35 | 26.5 | 43 | -22 | 26.5 | 40 | -10 | 19.5 | 25 | 23 | 13 | 37 | 30 | 25 | 4 | 41 | 21 | 29.5 | 22 | 27 | -11 | 22 | 29.5 | 36 | -17 | 13 | 28.5 | 34 | 49 | 39 | 37.5 | 22 | 24 | 38 | 53.5 | 28.5 | 21 | 31 | 23 | 35.5 | 41 | 44 | 3 | 30 | 28 | 28 | 14 | 34 | 16 | 23 | 27 | 40 | 37.5 | 29 | 36 | 38 | 22 | 32.5 | 35.5 | 25 | 19
2013-01-07 12:00 | 44 | 37.5 | 41 | 40 | 12 | 24 | 26.5 | 34 | 45 | 32.5 | 47 | 30 | 37.5 | 52 | -13.5 | 17 | 41 | 26.5 | 50 | -13.5 | 48 | 42 | 1 | 32 | 30 | 50 | 23 | 38 | 30 | 39 | 13.5 | 46 | 44.5 | 37.5 | 27 | 32 | -4 | 35 | 37 | 39 | -2.5 | 22 | 28.5 | 35 | 51.5 | 40.5 | 43 | 23 | 28 | 40 | 55.5 | 44.5 | 35.5 | 41 | 29 | 43 | 61 | 46 | 14 | 34 | 31 | 30 | 26 | 53.5 | 19 | 28 | 30 | 43 | 43 | 36 | 40 | 44 | 27 | 43 | 44.5 | 30 | 26 | 33 | 34 | 35.5 | 36 | 2 | 17 | 19.5 | 30 | 29 | 27.5 | 32 | 28.5 | 34.5 | 46.5 | -20.5 | 14 | 35 | 26.5 | 43 | -17 | 26.5 | 40 | -9 | 21 | 26.5 | 24 | 15 | 38 | 30 | 26.5 | 7 | 43 | 19.5 | 29.5 | 23 | 28 | -11 | 22 | 29 | 36 | -12.5 | 17 | 28.5 | 33 | 49.5 | 40 | 37.5 | 23 | 24 | 38 | 53.5 | 28.5 | 23 | 35 | 21 | 35.5 | 46.5 | 45 | 5 | 30 | 31 | 29 | 17 | 32 | 16.5 | 23 | 27 | 41 | 39 | 28 | 39 | 37 | 23 | 34 | 32 | 25 | 20
2013-01-07 13:00 | 47 | 41 | 41 | 43 | 11 | 28 | 28.5 | 36 | 48 | 34.5 | 49 | 32 | 38 | 53.5 | -13.5 | 18 | 40 | 26.5 | 50 | -12.5 | 53.5 | 44 | 0 | 34 | 30 | 57 | 24 | 38 | 30 | 41 | 14.5 | 46 | 46.5 | 37.5 | 32 | 33 | -3 | 35 | 38 | 40 | -1.5 | 22 | 30 | 35 | 52 | 42 | 46.5 | 23 | 28 | 40 | 55.5 | 44.5 | 35.5 | 43 | 29 | 43 | 61 | 47 | 15 | 35.5 | 33 | 30 | 28 | 53.5 | 23 | 29 | 30 | 45 | 41 | 36 | 42 | 47 | 28 | 43 | 45 | 32 | 31 | 28 | 34 | 28.5 | 36 | 3 | 19 | 21 | 32 | 31 | 28 | 32 | 26.5 | 33 | 46.5 | -21 | 14 | 35 | 26.5 | 44.5 | -17 | 26.5 | 42 | -11 | 25 | 25 | 23 | 17 | 38 | 30 | 28.5 | 8 | 43 | 21 | 30 | 22 | 28 | -11 | 22 | 29 | 37 | -11 | 18 | 30 | 34 | 49 | 40 | 39 | 21 | 24 | 38 | 52 | 28.5 | 23 | 35 | 21 | 34 | 48 | 45 | 5 | 30 | 31 | 29 | 19 | 32 | 20 | 24 | 27 | 42 | 39 | 27 | 37 | 38 | 24 | 31.5 | 32 | 25 | 21
2013-01-07 14:00 | 47 | 48 | 39 | 43 | 12 | 29 | 30 | 37.5 | 50 | 36 | 46 | 34 | 37 | 53.5 | -13 | 17 | 41 | 26.5 | 52 | -11 | 53.5 | 44 | -1 | 33.5 | 30 | 57 | 26 | 40 | 30 | 39 | 16 | 46 | 46.5 | 37.5 | 36 | 33 | -2 | 34 | 37 | 40 | 0 | 24 | 30 | 35 | 52 | 42.5 | 48 | 23 | 28 | 41 | 55.5 | 44.5 | 35.5 | 44 | 33 | 44.5 | 61 | 47.5 | 16 | 35.5 | 37 | 30 | 30 | 53.5 | 23.5 | 29 | 30 | 45 | 43 | 36 | 43 | 48 | 29 | 44.5 | 44.5 | 34 | 30 | 29 | 34 | 28.5 | 37 | 4 | 22 | 25 | 34 | 32 | 28 | 32 | 28.5 | 32.5 | 46.5 | -25 | 14 | 35 | 26.5 | 43 | -23 | 28.5 | 41 | -10 | 26 | 25 | 24 | 17 | 40 | 30 | 26.5 | 8 | 45 | 25 | 31.5 | 22 | 26 | -11 | 23 | 32 | 36 | -13 | 18 | 30 | 33 | 49.5 | 41.5 | 39 | 22 | 24 | 39 | 52 | 28.5 | 21 | 33 | 22 | 34 | 46.5 | 46 | 7 | 30 | 33 | 29 | 22 | 34 | 20.5 | 25 | 28 | 41 | 37.5 | 27 | 41 | 38 | 24 | 33 | 32 | 26.5 | 23
2013-01-07 15:00 | 47 | 44.5 | 37.5 | 42 | 11 | 31 | 30 | 37.5 | 50 | 36.5 | 48 | 34 | 35 | 53.5 | -14.5 | 17 | 42 | 25 | 52 | -11.5 | 52 | 45 | -4 | 32 | 30 | 57 | 27 | 40 | 30 | 39 | 15.5 | 46 | 46.5 | 38.5 | 35 | 33 | -3 | 34 | 37 | 41 | -1.5 | 24 | 30 | 36 | 52 | 42.5 | 50 | 24 | 29 | 42 | 55.5 | 43 | 35.5 | 45 | 33 | 44.5 | 61 | 48 | 17 | 35.5 | 38 | 28 | 33 | 53.5 | 22.5 | 29 | 30 | 46 | 43 | 36 | 42 | 50 | 28 | 44.5 | 44 | 34 | 32 | 29 | 34 | 28.5 | 37 | 6 | 22 | 26.5 | 34 | 31 | 28 | 29 | 28.5 | 31 | 46.5 | -21.5 | 14 | 36 | 25 | 43 | -17.5 | 28.5 | 42 | -13 | 26.5 | 26.5 | 25 | 15 | 40 | 30 | 26.5 | 10 | 45.5 | 23 | 31.5 | 23 | 27 | -11 | 23 | 30 | 37 | -10.5 | 18 | 30 | 33 | 49.5 | 42 | 41 | 21 | 25 | 40 | 52 | 28.5 | 21 | 32 | 21 | 34 | 48 | 47 | 8 | 30 | 31 | 28 | 25 | 34 | 20 | 24 | 27 | 41 | 39 | 27 | 42 | 38 | 24 | 33.5 | 34 | 26.5 | 23
2013-01-07 16:00 | 46 | 44.5 | 37.5 | 40 | 10 | 31 | 30 | 39 | 48 | 36 | 48 | 34 | 32 | 52 | -15.5 | 16 | 40 | 25 | 52 | -12.5 | 48 | 45 | -6 | 32 | 30 | 54 | 26 | 41 | 32 | 37.5 | 15.5 | 46 | 44.5 | 38 | 35 | 32 | -6 | 33 | 37 | 40 | -2.5 | 23 | 30 | 36 | 52 | 43 | 48 | 24 | 29 | 42 | 55.5 | 43 | 34 | 43 | 32 | 44.5 | 59 | 49 | 18 | 35.5 | 37 | 27 | 29 | 53.5 | 22.5 | 29 | 29 | 45 | 43 | 36 | 42 | 48 | 27 | 45 | 43 | 34 | 26 | 30 | 34 | 26.5 | 36 | 6 | 23 | 26 | 35.5 | 31 | 28 | 29 | 28.5 | 29 | 46.5 | -22 | 13 | 36 | 25 | 43 | -17.5 | 28.5 | 41 | -14 | 28 | 26.5 | 25 | 14 | 41 | 32 | 28.5 | 10 | 45.5 | 23 | 30.5 | 22 | 27 | -12 | 24 | 32 | 36 | -11 | 19 | 30 | 33 | 49 | 42 | 39 | 21 | 26 | 41 | 52 | 28.5 | 21 | 33 | 21 | 25 | 52 | 47 | 6 | 30 | 30 | 26 | 22 | 34 | 20 | 25 | 27 | 41 | 39 | 28 | 42 | 38 | 25 | 32 | 35.5 | 26.5 | 23
2013-01-07 17:00 | 42 | 46.5 | 35.5 | 40 | 9 | 29 | 28.5 | 37.5 | 45 | 32.5 | 47 | 34 | 28.5 | 52 | -17 | 15 | 39 | 25 | 52 | -13 | 43 | 44 | -7 | 30 | 30 | 47 | 20 | 40 | 32 | 35.5 | 15 | 46 | 44.5 | 37 | 37 | 30 | -8 | 33 | 37 | 40 | -4 | 20 | 30 | 36 | 52.5 | 44 | 46.5 | 23 | 28 | 44 | 55.5 | 43 | 34 | 38 | 28 | 44.5 | 59 | 49.5 | 17 | 35.5 | 36 | 27 | 29 | 48 | 19 | 29 | 28 | 45 | 41 | 35 | 42 | 47 | 24 | 44.5 | 39 | 28.5 | 22 | 29 | 34 | 26.5 | 33 | 5 | 22 | 25 | 34 | 32 | 27 | 30 | 32 | 26.5 | 44.5 | -26 | 12 | 35 | 25 | 43 | -24 | 28.5 | 41 | -15 | 28.5 | 26.5 | 24 | 14 | 40 | 32 | 26.5 | 8 | 45.5 | 21 | 30.5 | 20 | 27 | -15 | 22 | 32 | 37 | -15 | 15 | 30 | 33 | 49.5 | 43 | 41 | 21 | 26 | 42 | 52 | 28.5 | 19.5 | 32 | 21 | 23 | 52 | 48 | 9 | 30 | 32 | 26 | 22 | 37.5 | 16.5 | 24 | 26 | 40 | 39 | 28 | 42 | 37 | 22 | 31.5 | 34 | 25 | 18
2013-01-07 18:00 | 39 | 50 | 34 | 41 | 9 | 25 | 26.5 | 39 | 43 | 30 | 44 | 34 | 25.5 | 50 | -17 | 15 | 37 | 25 | 48 | -14 | 39 | 43 | -8 | 30 | 30 | 46 | 15 | 41 | 30 | 34 | 15.5 | 46 | 44.5 | 38 | 37 | 31 | -13 | 32 | 36.5 | 40 | -5 | 15 | 30 | 36 | 52.5 | 45 | 44.5 | 23 | 26 | 43 | 55.5 | 41 | 34 | 33 | 25 | 44.5 | 59 | 50.5 | 12 | 37.5 | 35 | 26 | 29 | 44.5 | 13.5 | 29 | 28 | 44 | 43 | 34 | 41 | 47 | 24 | 48 | 35.5 | 21 | 16 | 29 | 30 | 28.5 | 32 | 5 | 20 | 25 | 35.5 | 28 | 26 | 30 | 28.5 | 24.5 | 44.5 | -22.5 | 12 | 34 | 23 | 43 | -19.5 | 26.5 | 41 | -15 | 26.5 | 26.5 | 21 | 11 | 41 | 28.5 | 28.5 | 10 | 45.5 | 21 | 31 | 20 | 28 | -18 | 22 | 33.5 | 37 | -11.5 | 13 | 30 | 33 | 49.5 | 43.5 | 39 | 21 | 25 | 41 | 52 | 30 | 21 | 31 | 20 | 21 | 50 | 48.5 | 4 | 30 | 31 | 25 | 23 | 35.5 | 11.5 | 24 | 25 | 41 | 39 | 28 | 41 | 36 | 22 | 30 | 34 | 21 | 13
2013-01-07 19:00 | 38 | 46.5 | 32 | 38 | 8 | 24 | 32 | 39 | 40 | 28.5 | 43 | 32 | 22.5 | 48 | -17 | 14 | 38 | 25 | 53.5 | -15 | 37.5 | 43 | -10 | 30 | 30 | 45 | 14 | 41 | 28.5 | 34 | 15.5 | 47.5 | 44.5 | 37 | 38 | 33 | -16 | 32 | 36.5 | 40 | -6 | 14 | 30 | 35 | 53 | 46 | 43 | 23 | 25 | 43 | 55.5 | 41 | 34 | 30 | 23 | 43 | 57 | 51 | 12 | 37.5 | 36 | 26 | 30 | 44.5 | 15.5 | 28 | 28 | 44 | 43 | 34 | 41 | 46 | 24 | 52 | 37.5 | 19.5 | 14 | 27 | 30 | 26.5 | 34 | 4 | 19 | 25 | 35.5 | 28 | 25 | 29 | 28.5 | 22 | 44.5 | -22.5 | 11 | 34 | 25 | 39 | -20.5 | 26.5 | 41 | -17 | 26.5 | 30 | 21 | 10 | 41 | 28.5 | 26.5 | 10.5 | 46 | 21 | 30 | 19 | 29 | -21 | 22 | 34.5 | 37 | -11 | 12 | 30 | 33 | 49 | 43 | 37.5 | 21 | 24 | 41 | 53.5 | 30 | 21 | 29 | 20 | 21 | 48 | 49 | 6 | 30 | 26 | 24 | 24 | 37.5 | 13.5 | 25 | 25 | 41 | 39 | 28 | 41 | 36 | 22 | 28.5 | 32 | 19.5 | 13
2013-01-07 20:00 | 39 | 44.5 | 32 | 37 | 7 | 23 | 32 | 38.5 | 37 | 27 | 39 | 30 | 29.5 | 48 | -17 | 14 | 37 | 23 | 52 | -16 | 41 | 42 | -10 | 28.5 | 30 | 47 | 12 | 42 | 28.5 | 34 | 16 | 47.5 | 39 | 37 | 37 | 33 | -18 | 32 | 33.5 | 40 | -7 | 13 | 30 | 36 | 53 | 46.5 | 44.5 | 23 | 25 | 43 | 55.5 | 43 | 34 | 32 | 22 | 43 | 59 | 51 | 14 | 37.5 | 32 | 25 | 31 | 43 | 14.5 | 28 | 28 | 44 | 46.5 | 34 | 40 | 44 | 23 | 53.5 | 37.5 | 17.5 | 14 | 26 | 32 | 28.5 | 33 | 3 | 19 | 26.5 | 35 | 28 | 24 | 29 | 28.5 | 28 | 44.5 | -26 | 11 | 34 | 23 | 39 | -27 | 25 | 40 | -17 | 25 | 30 | 20 | 9 | 42 | 28.5 | 28.5 | 9 | 47.5 | 25 | 32.5 | 18 | 28 | -23 | 23 | 30.5 | 38 | -13 | 12 | 30 | 33 | 49.5 | 44 | 39 | 22 | 25 | 42 | 52 | 28.5 | 21 | 31 | 20 | 21 | 48 | 49 | 7 | 30 | 28 | 24 | 24 | 37.5 | 13 | 25 | 25 | 41 | 35.5 | 29 | 40 | 36 | 22 | 26.5 | 34 | 17.5 | 12
2013-01-07 21:00 | 38 | 44.5 | 34 | 41 | 6 | 23 | 30 | 38 | 41 | 26 | 33 | 30 | 28.5 | 50 | -16 | 14 | 38 | 23 | 53.5 | -17 | 41 | 42 | -10 | 30 | 30 | 45 | 14 | 41 | 28.5 | 34 | 16.5 | 47.5 | 43 | 37 | 32 | 33 | -17 | 32 | 38 | 40 | -8 | 17 | 30 | 36 | 53 | 46.5 | 44.5 | 23 | 24 | 46 | 53.5 | 41 | 35.5 | 32 | 20 | 43 | 55.5 | 51 | 11 | 37.5 | 31 | 26 | 30 | 43 | 14 | 28 | 28 | 43 | 48 | 34 | 41 | 45 | 23 | 53.5 | 37.5 | 17.5 | 14 | 25 | 30 | 28.5 | 31 | 2 | 18 | 26.5 | 35 | 28 | 23.5 | 26 | 28.5 | 27.5 | 44.5 | -21.5 | 10.5 | 35 | 23 | 41 | -22.5 | 25 | 40 | -18 | 26.5 | 30 | 18 | 11 | 41 | 28.5 | 28.5 | 11.5 | 47.5 | 23 | 31.5 | 21 | 28 | -22 | 25 | 37.5 | 38 | -12.5 | 15 | 30 | 33 | 49.5 | 44.5 | 39 | 21 | 24 | 45 | 52 | 28.5 | 21 | 30 | 18 | 19.5 | 52 | 49 | 6 | 30 | 29 | 25 | 24 | 37.5 | 13 | 24 | 25 | 40 | 28.5 | 29 | 41 | 34 | 22 | 26.5 | 32 | 16 | 12
2013-01-07 22:00 | 38 | 44.5 | 32 | 41 | 5 | 21 | 30 | 38 | 42 | 25 | 29 | 30 | 28 | 50 | -15.5 | 14 | 38 | 23 | 52 | -18 | 35.5 | 42 | -10 | 34 | 30 | 42 | 10 | 42 | 26.5 | 34 | 16.5 | 49 | 43 | 37.5 | 32 | 33 | -16 | 31 | 37 | 40 | -9 | 14 | 30 | 36 | 53 | 47 | 46.5 | 23 | 24 | 52 | 52 | 41 | 34 | 31 | 19 | 43 | 53.5 | 51 | 12 | 37.5 | 33 | 26 | 32 | 41 | 13.5 | 28 | 28 | 43 | 44.5 | 34 | 40.5 | 47 | 23 | 52 | 35.5 | 16 | 13 | 25 | 30 | 26.5 | 32 | 1 | 18 | 28.5 | 35 | 28 | 22.5 | 24 | 28.5 | 25.5 | 44.5 | -20.5 | 11 | 35 | 21 | 39 | -23.5 | 23 | 40 | -18 | 21 | 30 | 17 | 7 | 42 | 25 | 28.5 | 12 | 44.5 | 19.5 | 34 | 21 | 30 | -20 | 25 | 36.5 | 38 | -15 | 12 | 30 | 33 | 49 | 44 | 39 | 21 | 24 | 49 | 52 | 28.5 | 19.5 | 31 | 17 | 21 | 52 | 49 | 7 | 30 | 27 | 25 | 25 | 37.5 | 12.5 | 24 | 25 | 40 | 39 | 30 | 40.5 | 33 | 22 | 28.5 | 32 | 12 | 11
2013-01-07 23:00 | 37 | 43 | 32 | 41 | 4 | 19 | 30 | 37 | 32 | 24 | 30 | 30 | 26 | 52 | -15 | 13 | 38 | 23 | 52 | -19 | 35.5 | 42 | -12 | 34 | 30 | 40 | 8 | 42 | 25 | 34 | 17 | 49 | 41 | 36.5 | 34 | 33 | -14.5 | 31 | 36 | 39 | -10 | 13 | 30 | 36 | 52.5 | 46.5 | 46.5 | 23 | 24 | 52 | 53.5 | 41 | 34 | 32 | 17 | 37.5 | 53.5 | 50.5 | 13 | 35.5 | 34 | 26 | 31 | 41 | 13 | 28 | 27 | 43 | 44.5 | 34 | 40.5 | 47 | 22 | 50 | 35.5 | 16 | 14 | 25 | 34 | 26.5 | 32 | 0 | 17 | 28.5 | 34.5 | 28 | 21.5 | 22 | 28.5 | 24.5 | 44.5 | -24 | 11 | 36 | 23 | 39 | -30 | 25 | 39 | -21 | 17.5 | 30 | 16 | 6 | 42 | 21 | 28.5 | 11 | 46.5 | 21 | 33 | 19 | 29 | -20.5 | 26 | 36 | 38 | -20 | 11 | 30 | 33 | 49.5 | 45.5 | 39 | 21 | 24 | 49 | 52 | 28.5 | 19.5 | 30 | 15 | 34 | 52 | 48.5 | 8 | 30 | 23 | 24 | 24 | 37.5 | 12.5 | 24 | 24 | 40 | 41 | 31 | 40.5 | 32 | 21 | 30 | 30 | 12 | 12
2013-01-08 | 35 | 44.5 | 28.5 | 39 | 4 | 19 | 26.5 | 37 | 31 | 23 | 27 | 30 | 24.5 | 52 | -14.5 | 9 | 38 | 23 | 50 | -19.5 | 43 | 42 | -13 | 31.5 | 28 | 41 | 7 | 43 | 23 | 34 | 16.5 | 47.5 | 43 | 35.5 | 34 | 33 | -12 | 34 | 35 | 39 | -10.5 | 13 | 30 | 36 | 52 | 46.5 | 44.5 | 23 | 23 | 45 | 52 | 43 | 34 | 31 | 17 | 35.5 | 53.5 | 50.5 | 14 | 37.5 | 30 | 26 | 32 | 39 | 12.5 | 28 | 27 | 43 | 44.5 | 34 | 40 | 48 | 23 | 52 | 35.5 | 12 | 14 | 27 | 30 | 25 | 35 | -1 | 15 | 25 | 34.5 | 28 | 21 | 22 | 28.5 | 21.5 | 43 | -19 | 7 | 36 | 23 | 41 | -25 | 25 | 39 | -22 | 19 | 28 | 17 | 7 | 42 | 19.5 | 26.5 | 13.5 | 46.5 | 19.5 | 32.5 | 18 | 29 | -15.5 | 24 | 35 | 38 | -17.5 | 11 | 30 | 33 | 49.5 | 46 | 39 | 21 | 23 | 43 | 52 | 28.5 | 19.5 | 29 | 14 | 34 | 52 | 48 | 9 | 30 | 23 | 25 | 24 | 35.5 | 12 | 24 | 24 | 39 | 41 | 29 | 40 | 32 | 22 | 30 | 30.5 | 12 | 12
2013-01-08 01:00 | 37 | 44.5 | 30 | 40 | 3 | 18 | 25 | 36.5 | 27.5 | 22.5 | 26 | 30 | 23.5 | 52 | -14.5 | 11 | 38 | 23 | 50 | -20 | 41 | 42 | -14 | 29.5 | 26 | 41 | 6 | 42 | 22 | 30 | 16.5 | 47 | 41 | 35 | 34 | 31 | -10 | 34 | 34.5 | 40 | -11 | 9 | 37.5 | 36 | 51 | 46 | 44.5 | 23 | 23 | 42 | 52 | 43 | 32 | 29 | 16 | 35.5 | 53.5 | 50 | 15 | 37.5 | 31 | 26 | 27 | 39 | 12 | 28 | 27 | 43 | 44.5 | 35 | 39.5 | 46 | 23 | 52 | 35.5 | 12 | 11 | 25 | 30 | 25 | 33 | -2 | 15 | 25 | 34.5 | 25.5 | 21 | 20 | 28.5 | 21 | 43 | -19 | 8 | 35 | 23 | 41 | -24.5 | 21 | 40 | -24 | 17 | 26 | 19 | 5 | 42 | 18.5 | 26.5 | 14.5 | 47 | 21 | 31.5 | 18 | 27 | -14 | 23 | 34 | 38 | -18 | 6 | 35.5 | 33 | 49 | 46 | 39 | 21 | 23 | 40 | 50 | 28.5 | 19.5 | 28 | 13 | 34 | 52 | 47 | 9 | 30 | 22 | 24 | 21 | 37.5 | 12 | 23 | 24 | 39 | 37.5 | 29 | 39.5 | 33 | 22 | 30 | 30.5 | 12 | 10
2013-01-08 02:00 | 37 | 44.5 | 26.5 | 40 | 2 | 18 | 23 | 36.5 | 27 | 21.5 | 35 | 30 | 23 | 50 | -14 | 19 | 37 | 23 | 50 | -21 | 43 | 41 | -15 | 22.5 | 24.5 | 39 | 5 | 44 | 21 | 30 | 16 | 47 | 39 | 34.5 | 34 | 31 | -7.5 | 35 | 33.5 | 40 | -12 | 12 | 34 | 37 | 51 | 45.5 | 46.5 | 23 | 22 | 41 | 52 | 43 | 34 | 30 | 14 | 35.5 | 53.5 | 49.5 | 16 | 37.5 | 32 | 26 | 27 | 37.5 | 12 | 28 | 27 | 41 | 44.5 | 34 | 39.5 | 49 | 24 | 50 | 34.5 | 12 | 14 | 25 | 32 | 23 | 34 | -2 | 15 | 23 | 34 | 25 | 20 | 22 | 28.5 | 20 | 43 | -23 | 14 | 35 | 23 | 43 | -31 | 21 | 39 | -24 | 10.5 | 24.5 | 16 | 2 | 43 | 18 | 26.5 | 13 | 47 | 19.5 | 31 | 21 | 28 | -15 | 21 | 33 | 38 | -21 | 9 | 32 | 33 | 49 | 45 | 37.5 | 21 | 22 | 39 | 50 | 28.5 | 19.5 | 28 | 11 | 34 | 48 | 46 | 9 | 30 | 21 | 25 | 21 | 37.5 | 11.5 | 23 | 24 | 39 | 41 | 30 | 39.5 | 29 | 22 | 34 | 30.5 | 10.5 | 12
2013-01-08 03:00 | 35 | 43 | 25 | 42 | 2 | 16 | 21 | 36 | 26.5 | 21 | 39 | 32 | 22 | 50 | -14 | 20 | 37 | 23 | 48 | -20.5 | 44.5 | 39 | -15 | 24.5 | 22.5 | 36 | 4 | 44 | 20 | 30 | 16.5 | 47 | 39 | 33.5 | 36 | 32 | -5.5 | 34 | 32.5 | 40 | -12.5 | 11 | 32 | 36 | 51 | 45 | 44.5 | 23 | 23 | 41 | 52 | 43 | 32 | 31 | 14 | 35.5 | 50 | 48.5 | 16 | 35.5 | 29 | 26 | 29 | 38 | 11.5 | 27 | 27 | 41 | 46.5 | 34 | 39 | 47 | 26 | 50 | 34 | 10.5 | 16 | 25 | 34 | 21 | 33 | -3 | 14 | 12 | 34 | 24.5 | 20 | 20 | 26.5 | 19 | 43 | -18.5 | 15 | 35 | 23 | 44.5 | -24.5 | 19.5 | 37 | -26 | 11.5 | 22.5 | 16 | 3 | 43 | 17.5 | 26.5 | 15.5 | 47 | 25 | 30 | 18 | 29 | -10 | 21 | 32 | 38 | -19 | 9 | 32 | 32 | 48 | 43.5 | 39 | 21 | 23 | 39 | 50 | 28.5 | 17.5 | 29 | 11 | 30 | 48 | 45.5 | 12 | 30 | 22 | 24 | 23 | 38 | 11.5 | 24 | 24 | 38 | 35.5 | 30 | 39 | 35 | 23 | 34 | 30.5 | 8.5 | 15
2013-01-08 04:00 | 35 | 41 | 23 | 40 | 1 | 18 | 14 | 36 | 26.5 | 20 | 47 | 30 | 21 | 48 | -14 | 22 | 37 | 28.5 | 48 | -20.5 | 42.5 | 40 | -16 | 20.5 | 21 | 38 | 4 | 43 | 19.5 | 28.5 | 17 | 47 | 39 | 33 | 33 | 31 | -3 | 34 | 31.5 | 40 | -13.5 | 8 | 32 | 36 | 51 | 44 | 44.5 | 23 | 23 | 42 | 52 | 41 | 32 | 31 | 12 | 35.5 | 52 | 48 | 16 | 37.5 | 28 | 26 | 29 | 38.5 | 11 | 27 | 26 | 40 | 44.5 | 34 | 38.5 | 43 | 26 | 48 | 33 | 12 | 19 | 26 | 34 | 21 | 36 | -4 | 15 | 8.5 | 34 | 24 | 19 | 17 | 26.5 | 18.5 | 43 | -18.5 | 17 | 35 | 28.5 | 44.5 | -25 | 20 | 37 | -25 | 10.5 | 21 | 17 | 2 | 42 | 17 | 25 | 16 | 47 | 26.5 | 29 | 20 | 30 | -8 | 21 | 31 | 38 | -20 | 5 | 32 | 33 | 47 | 41 | 39 | 21 | 21 | 40 | 50 | 28.5 | 17.5 | 28 | 9 | 30 | 48 | 44 | 12 | 30 | 22 | 25 | 23 | 38.5 | 11 | 24 | 23 | 38 | 35.5 | 30 | 38.5 | 41 | 24 | 35.5 | 30 | 12 | 17
2013-01-08 05:00 | 34 | 43 | 23 | 41 | 1 | 18 | 16 | 35.5 | 27 | 19 | 44 | 30 | 19.5 | 48 | -14 | 22 | 37 | 27.5 | 48 | -20 | 41 | 41 | -16 | 19.5 | 19 | 38 | 3 | 43 | 19.5 | 28.5 | 18 | 47 | 37.5 | 32 | 30 | 33 | -1 | 32 | 31 | 40 | -14 | 8 | 30 | 37 | 50.5 | 43.5 | 46.5 | 22 | 23 | 48 | 52 | 41 | 34 | 30 | 14 | 35.5 | 50 | 47.5 | 16 | 37.5 | 29 | 26 | 31 | 39 | 10 | 27 | 26 | 41 | 44.5 | 33 | 38.5 | 44 | 27 | 48 | 32 | 10.5 | 18 | 26 | 35.5 | 19.5 | 33 | -4 | 15 | 10 | 34 | 24.5 | 18.5 | 19 | 26.5 | 16.5 | 41 | -23 | 18 | 36 | 27.5 | 44.5 | -30 | 20 | 39 | -26 | 8.5 | 19 | 16 | -1 | 43 | 17.5 | 25 | 14 | 43.5 | 26.5 | 28.5 | 26 | 29 | -9 | 19 | 30 | 38 | -24 | 5 | 30 | 32 | 47 | 42 | 39 | 21 | 21 | 43 | 46.5 | 28.5 | 17.5 | 29 | 11 | 30 | 48 | 43.5 | 12 | 30 | 28 | 23 | 25 | 39 | 10 | 24 | 23 | 39 | 41 | 30 | 38.5 | 37 | 24 | 37.5 | 30 | 8.5 | 16
2013-01-08 06:00 | 35 | 39 | 21 | 40 | 1 | 19 | 17.5 | 35.5 | 29 | 18.5 | 42 | 34 | 16.5 | 48 | -13.5 | 23 | 38 | 26.5 | 46.5 | -20.5 | 39 | 39 | -16 | 16 | 17.5 | 39 | 2 | 43 | 19.5 | 28.5 | 18.5 | 47 | 37.5 | 32.5 | 30 | 32 | 2 | 32 | 32 | 40 | -15 | 7 | 28.5 | 38 | 49.5 | 43.5 | 46.5 | 23 | 22 | 48 | 50 | 41 | 32 | 30 | 11 | 34 | 50 | 47 | 17 | 37.5 | 28 | 26 | 32 | 39 | 11.5 | 27 | 26 | 41 | 43 | 32 | 38 | 45 | 27 | 48 | 32 | 10.5 | 18 | 26 | 37.5 | 17.5 | 36 | -4 | 15 | 10.5 | 34 | 26 | 18 | 19 | 26.5 | 14.5 | 41 | -19 | 19 | 36 | 26.5 | 43 | -25 | 19 | 38 | -27 | 9.5 | 17.5 | 16 | 0 | 43 | 17.5 | 25 | 16.5 | 42 | 28.5 | 29 | 26 | 28 | -4 | 18 | 31 | 38 | -23 | 4 | 26.5 | 33 | 46 | 42.5 | 39 | 21 | 20 | 42 | 44.5 | 28.5 | 17.5 | 28 | 8 | 30 | 48 | 43 | 12 | 30 | 27 | 23 | 25 | 39 | 11.5 | 24 | 23 | 39 | 41 | 30 | 38 | 38 | 24 | 35.5 | 30 | 8.5 | 17
2013-01-08 07:00 | 36 | 39 | 19.5 | 40 | 1 | 20 | 16 | 37.5 | 31 | 17.5 | 47 | 30 | 15 | 48 | -13.5 | 23 | 39 | 25 | 46.5 | -20.5 | 37.5 | 41 | -17 | 12 | 21 | 36 | 3 | 44 | 17.5 | 26.5 | 18.5 | 45 | 37.5 | 32.5 | 29 | 31 | 2 | 32 | 32 | 40 | -16 | 6 | 28.5 | 40 | 49 | 43 | 48 | 24 | 21 | 47 | 50 | 39 | 30 | 31 | 12 | 35.5 | 48 | 46 | 17 | 39 | 25 | 26 | 30 | 39 | 8 | 27 | 26 | 40 | 43 | 33 | 38 | 46 | 26 | 52 | 32 | 10.5 | 15 | 26 | 37.5 | 16 | 36 | -4 | 16 | 8.5 | 34 | 27 | 17.5 | 25 | 26.5 | 14 | 35.5 | -18.5 | 18 | 37 | 25 | 43 | -25.5 | 19.5 | 39 | -27 | 3 | 19.5 | 16 | 0 | 43 | 16 | 25 | 16 | 42 | 30 | 29.5 | 26 | 25 | -6 | 19 | 32 | 39 | -24.5 | 4 | 28.5 | 32 | 45 | 42 | 39 | 21 | 18 | 40 | 46.5 | 30 | 17.5 | 29 | 10 | 28.5 | 48 | 42 | 13 | 30 | 24 | 24 | 24 | 39 | 8 | 24 | 23 | 38 | 39 | 30 | 38 | 39 | 24 | 35.5 | 30 | 8.5 | 14
2013-01-08 08:00 | 35 | 39 | 17.5 | 40 | 0 | 20 | 16 | 37.5 | 31 | 17.5 | 41 | 30 | 14 | 48 | -13 | 23 | 40 | 26.5 | 46.5 | -21 | 37.5 | 39 | -17 | 10.5 | 23 | 36 | 1 | 41 | 16 | 28.5 | 19 | 45 | 35.5 | 33.5 | 29 | 32 | 3 | 32 | 31.5 | 40 | -17 | 6 | 35.5 | 38 | 49 | 43 | 48 | 23 | 22 | 47 | 50 | 41 | 30 | 31 | 9 | 37.5 | 48 | 46 | 18 | 39 | 26 | 26 | 40 | 39 | 10.5 | 27 | 26 | 40 | 44.5 | 33 | 39 | 47 | 25 | 52 | 35.5 | 10.5 | 14 | 25 | 37.5 | 14 | 38 | -5 | 16 | 8.5 | 34.5 | 28 | 17.5 | 23 | 28.5 | 12 | 37.5 | -22 | 18 | 37 | 26.5 | 43 | -31 | 19.5 | 38 | -27 | 1.5 | 23 | 17 | -1 | 41 | 14 | 25 | 15 | 42.5 | 28.5 | 30.5 | 25 | 28 | -6 | 18 | 30.5 | 39 | -29 | 3 | 35.5 | 33 | 45 | 41 | 39 | 21 | 21 | 42 | 46.5 | 28.5 | 17.5 | 29 | 6 | 25 | 48 | 42 | 13 | 30 | 25 | 23 | 29 | 39 | 10 | 24 | 23 | 38 | 35.5 | 30 | 39 | 38 | 24 | 35.5 | 26.5 | 9 | 13
2013-01-08 09:00 | 38 | 41 | 27.5 | 40 | -2 | 21 | 17.5 | 38 | 31 | 20 | 46 | 32 | 13.5 | 48 | -12.5 | 23 | 41 | 26.5 | 46.5 | -19.5 | 39 | 41 | -17 | 14 | 26.5 | 32 | 2 | 42 | 16 | 28.5 | 20 | 45 | 35.5 | 35 | 28 | 35 | 5 | 31 | 32 | 41 | -15.5 | 9 | 41 | 38 | 49 | 43 | 46.5 | 23 | 21 | 48 | 50 | 39 | 34 | 31 | 16 | 39 | 50 | 46 | 18 | 39 | 29 | 26 | 34 | 39 | 10.5 | 27 | 26 | 40 | 44.5 | 34 | 40 | 47 | 28 | 52 | 35.5 | 12 | 18 | 24 | 37.5 | 19.5 | 38 | -7 | 17 | 10.5 | 33 | 27 | 20 | 27 | 30 | 12 | 37.5 | -18 | 18 | 38 | 26.5 | 43 | -25 | 19.5 | 39 | -26 | 1.5 | 25 | 17 | 0 | 42 | 14 | 23 | 16 | 42.5 | 30 | 31.5 | 25 | 29 | -5 | 19 | 30 | 39 | -24.5 | 7 | 34 | 33 | 45 | 40 | 39 | 21 | 20 | 42 | 46.5 | 30 | 17.5 | 29 | 12 | 25 | 48 | 43 | 13 | 30 | 28 | 25 | 27 | 39 | 8.5 | 23 | 22 | 39 | 37.5 | 30 | 40 | 37 | 25 | 35.5 | 26.5 | 10.5 | 16
2013-01-08 10:00 | 40 | 41 | 37.5 | 46 | 0 | 23 | 21 | 39 | 35.5 | 22 | 39 | 34 | 17.5 | 48 | -11.5 | 25 | 42 | 30 | 46.5 | -18 | 44.5 | 41 | -16 | 17.5 | 28.5 | 39 | 7 | 44 | 17.5 | 32 | 20.5 | 45 | 39 | 37 | 30 | 33 | 8 | 32 | 32 | 42 | -13.5 | 10 | 37.5 | 38 | 49 | 43 | 46.5 | 24 | 22 | 48 | 52 | 41 | 35.5 | 34 | 22 | 39 | 52 | 46 | 18 | 41 | 29 | 26 | 34 | 39 | 14 | 28 | 27 | 41 | 44.5 | 36 | 42 | 46 | 28 | 48 | 37.5 | 17.5 | 22 | 26 | 39 | 25 | 39 | -4 | 18 | 16 | 35.5 | 29 | 21 | 31 | 30 | 14 | 35.5 | -16 | 19 | 38 | 28.5 | 43 | -24 | 21 | 39 | -26 | 8.5 | 26.5 | 18 | 4 | 42 | 16 | 25 | 16.5 | 42.5 | 30 | 32.5 | 26 | 29 | -3 | 22 | 27 | 40 | -22.5 | 8 | 34 | 34 | 45 | 39 | 39 | 24 | 21 | 42 | 46.5 | 28.5 | 19.5 | 30 | 16 | 26.5 | 48 | 43 | 14 | 30 | 29 | 24 | 27 | 39 | 14 | 24 | 23 | 39 | 39 | 31 | 42 | 37 | 26 | 37.5 | 28.5 | 16 | 18
2013-01-08 11:00 | 44 | 41 | 39 | 51 | 3 | 25 | 21 | 41 | 40 | 25 | 39 | 34 | 19 | 48 | -11 | 26 | 44 | 28.5 | 48 | -17 | 46.5 | 43 | -16 | 26.5 | 28.5 | 41 | 12 | 44.5 | 19.5 | 35.5 | 21 | 44.5 | 39 | 39 | 30 | 36 | 11 | 34 | 33 | 46 | -12 | 15 | 43 | 37 | 48 | 42.5 | 48 | 25 | 25 | 48 | 52 | 43 | 37.5 | 39 | 27 | 41 | 53.5 | 46.5 | 19 | 43 | 33 | 27 | 42 | 43 | 17.5 | 29 | 27 | 42 | 44.5 | 37 | 44 | 45 | 29 | 50 | 37.5 | 23 | 29 | 27 | 41 | 26.5 | 35 | -2 | 19 | 17.5 | 37.5 | 31 | 22.5 | 31 | 30 | 13.5 | 37.5 | -19 | 20 | 39 | 26.5 | 43 | -28 | 21 | 40 | -26 | 17.5 | 26.5 | 21 | 7 | 43 | 17.5 | 25 | 16 | 42.5 | 30 | 34 | 27 | 30 | 0 | 24 | 26 | 43 | -23 | 13 | 35.5 | 33 | 45 | 39.5 | 37.5 | 23 | 22 | 42 | 48 | 28.5 | 19.5 | 31 | 18 | 25 | 48 | 43.5 | 14 | 30 | 32 | 26 | 30 | 39 | 16 | 23 | 24 | 40 | 43 | 30 | 42 | 37 | 27 | 37.5 | 28.5 | 19.5 | 23
2013-01-08 12:00 | 47 | 43 | 41 | 51 | 4 | 29 | 19.5 | 39.5 | 42 | 27.5 | 41 | 35.5 | 20.5 | 48 | -8 | 25 | 44 | 28.5 | 50 | -16 | 48 | 44 | -15 | 28.5 | 30 | 46 | 15 | 45 | 21 | 37.5 | 22.5 | 44.5 | 41 | 41 | 31 | 37 | 14 | 35 | 33 | 49 | -11.5 | 19 | 43 | 37 | 47.5 | 42.5 | 48 | 25 | 27 | 50 | 52 | 41 | 37.5 | 43 | 31 | 43 | 55.5 | 46.5 | 21 | 44.5 | 35 | 27 | 43 | 44.5 | 20.5 | 30 | 28 | 45 | 44.5 | 38 | 44 | 44.5 | 30 | 50 | 37.5 | 25 | 30 | 26 | 41 | 26.5 | 37 | -2 | 21 | 16 | 37 | 31 | 23.5 | 31 | 32 | 14 | 39 | -12.5 | 21 | 40 | 25 | 39 | -21.5 | 19.5 | 41 | -27 | 19.5 | 26.5 | 20 | 9 | 43 | 21 | 25 | 18.5 | 43 | 30 | 34 | 27 | 30 | 2 | 25 | 27 | 45 | -21 | 18 | 34 | 33 | 44.5 | 39.5 | 37.5 | 23 | 24 | 43 | 48 | 32 | 21 | 33 | 18 | 26.5 | 50 | 43.5 | 14 | 30 | 33 | 24 | 29 | 41 | 18.5 | 21 | 24 | 42 | 43 | 29 | 43 | 35.5 | 27 | 39 | 26.5 | 21 | 22
2013-01-08 13:00 | 49 | 43 | 43 | 52 | 2 | 30 | 16 | 43 | 44 | 30 | 42 | 35.5 | 20 | 46.5 | -5 | 23 | 45 | 26.5 | 50 | -15 | 48 | 46 | -15 | 32 | 30 | 44 | 21 | 45 | 23 | 37.5 | 23.5 | 48 | 41 | 43 | 31 | 37 | 15 | 37 | 37 | 49 | -11.5 | 25 | 46.5 | 38 | 47 | 42 | 50 | 25 | 29 | 50 | 53.5 | 39 | 37.5 | 47 | 34 | 46.5 | 57 | 47 | 21 | 44.5 | 40 | 27 | 42 | 46.5 | 20.5 | 30 | 28 | 46 | 43 | 38 | 44 | 45 | 31 | 48 | 39 | 28.5 | 31 | 26 | 41 | 25 | 37 | -5 | 22 | 12 | 39.5 | 31 | 24 | 30 | 34 | 13 | 39 | -10.5 | 20 | 40 | 25 | 37.5 | -21 | 17.5 | 42 | -26 | 17.5 | 28.5 | 14 | 11 | 44 | 21 | 23 | 18.5 | 42.5 | 30 | 34 | 27 | 31 | 4 | 25 | 30 | 46 | -21.5 | 21 | 34 | 34 | 43 | 38 | 35.5 | 23 | 24 | 42 | 48 | 35.5 | 23 | 33 | 18 | 26.5 | 46.5 | 43 | 15 | 30 | 32 | 26 | 30 | 41 | 19 | 20 | 25 | 43 | 43 | 28 | 44 | 34 | 27 | 39 | 28.5 | 23 | 24
2013-01-08 14:00 | 47 | 44 | 41 | 48 | 5 | 31 | 17.5 | 43 | 43 | 31.5 | 42 | 35.5 | 19 | 48 | -2 | 21 | 46 | 26.5 | 52 | -14 | 48 | 47 | -14 | 34 | 28.5 | 44 | 22 | 44.5 | 25 | 39 | 25 | 48 | 39 | 41.5 | 31 | 36 | 16 | 39 | 36 | 49 | -11 | 24 | 48 | 40 | 47.5 | 42.5 | 53.5 | 27 | 29 | 50 | 53.5 | 39 | 37.5 | 49 | 35 | 44.5 | 57 | 46 | 22 | 44.5 | 41 | 27 | 41 | 46.5 | 20.5 | 30 | 29 | 47 | 44.5 | 39 | 45 | 46 | 31 | 46.5 | 37.5 | 32 | 31 | 26 | 42 | 25 | 41 | -4 | 22 | 10.5 | 39 | 32 | 24 | 29 | 34 | 12 | 39 | -12 | 19.5 | 40 | 25 | 39 | -26 | 17.5 | 41 | -27 | 25 | 26.5 | 12 | 13 | 44.5 | 25 | 23 | 18 | 42.5 | 30 | 32 | 28 | 32 | 5 | 25 | 30 | 43 | -26 | 19 | 30 | 35 | 44 | 39.5 | 35.5 | 25 | 25 | 42 | 48 | 35.5 | 21 | 30 | 18 | 25 | 43 | 42.5 | 16 | 30 | 31 | 26 | 30 | 41 | 19.5 | 20 | 26 | 42 | 43 | 28 | 43 | 34 | 28 | 44.5 | 25 | 25 | 25
2013-01-08 15:00 | 47 | 44.5 | 41 | 48 | 1 | 31 | 12 | 42.5 | 43 | 32 | 41 | 35.5 | 17 | 48 | -3 | 22 | 45 | 26.5 | 50 | -15 | 46.5 | 47 | -15 | 35.5 | 28.5 | 42 | 24 | 46.5 | 26.5 | 39 | 25 | 50 | 37.5 | 43.5 | 31 | 38 | 18 | 40 | 36 | 50 | -12 | 29 | 48 | 40 | 48 | 42.5 | 50 | 26 | 28 | 49 | 53.5 | 39 | 37.5 | 48 | 37 | 44.5 | 57 | 45 | 23 | 44.5 | 42 | 27 | 41 | 46.5 | 19 | 30 | 28 | 47 | 46.5 | 40 | 45 | 47 | 32 | 46.5 | 37.5 | 32 | 30 | 26 | 43 | 25 | 42 | -5 | 22 | 12 | 39.5 | 31 | 24.5 | 28 | 34 | 10.5 | 37.5 | -9 | 19 | 42 | 25 | 37.5 | -20.5 | 17.5 | 41 | -27 | 28.5 | 26.5 | 11 | 14 | 44.5 | 25 | 21 | 20.5 | 42 | 32 | 32 | 28 | 31 | 7 | 25 | 31 | 43 | -25.5 | 22 | 28.5 | 35 | 44.5 | 41 | 35.5 | 24 | 26 | 43 | 44.5 | 35.5 | 21 | 26 | 18 | 25 | 44.5 | 41.5 | 17 | 30 | 29 | 26 | 29 | 41 | 18 | 19 | 25 | 42 | 43 | 28 | 43 | 33 | 28 | 44.5 | 26 | 26.5 | 24
2013-01-08 16:00 | 46 | 46.5 | 37.5 | 46.5 | 2 | 31 | 10.5 | 41 | 42 | 32 | 41 | 34 | 14 | 46.5 | -4 | 22 | 45 | 26.5 | 48 | -15.5 | 43 | 45 | -15 | 35.5 | 28 | 39 | 24 | 46 | 25 | 39 | 25 | 48 | 37.5 | 42.5 | 31 | 40 | 18 | 40 | 35 | 50 | -13 | 28 | 44.5 | 39 | 49 | 43 | 48 | 27 | 28 | 48 | 52 | 39 | 35.5 | 48 | 30 | 44.5 | 57 | 44 | 23 | 44.5 | 40 | 27 | 38 | 46.5 | 18.5 | 30 | 25 | 45 | 46.5 | 40 | 43 | 45 | 31 | 46.5 | 37 | 30 | 29 | 25 | 44.5 | 25 | 43 | -5 | 23 | 8 | 39.5 | 32 | 24 | 27 | 32 | 8 | 39 | -9.5 | 18 | 43 | 25 | 37.5 | -20.5 | 17.5 | 41 | -28 | 29 | 27 | 11 | 12 | 45 | 25 | 23 | 20.5 | 40 | 30 | 28 | 28 | 31 | 9 | 25 | 33 | 41 | -28 | 21 | 26.5 | 35 | 44 | 41 | 35.5 | 23 | 26 | 43 | 44.5 | 37.5 | 25 | 26 | 19 | 25 | 44.5 | 40 | 17 | 30 | 29 | 26 | 29 | 39 | 18.5 | 20 | 24 | 42 | 43 | 28 | 43 | 32 | 28 | 44.5 | 27.5 | 25 | 24
2013-01-08 17:00 | 45 | 46.5 | 32 | 46 | -3 | 31 | 7 | 40.5 | 40 | 29 | 39 | 34 | 11.5 | 44.5 | -5 | 21 | 45 | 23 | 46.5 | -16 | 37.5 | 44 | -16 | 34 | 28 | 35 | 18 | 45 | 26.5 | 37.5 | 25 | 46.5 | 35.5 | 41 | 31 | 40 | 18 | 39 | 35 | 48 | -14 | 42 | 39 | 40 | 47.5 | 41.5 | 44.5 | 27 | 29 | 44 | 50 | 39 | 35.5 | 45 | 27 | 43 | 53.5 | 44 | 22 | 44.5 | 36 | 27 | 37 | 44.5 | 18 | 30 | 25 | 44 | 44.5 | 38 | 42 | 42 | 31 | 45 | 35.5 | 25 | 27 | 25 | 44.5 | 25 | 42 | -8 | 23 | 3 | 38.5 | 33 | 23 | 27 | 30 | 6.5 | 37.5 | -14 | 17 | 43 | 23 | 37.5 | -27 | 16 | 41 | -26 | 28.5 | 27.5 | 9 | 11 | 45 | 25 | 23 | 19 | 38 | 30 | 28 | 27 | 32 | 7 | 25 | 33 | 42 | -34 | 25 | 25 | 35 | 43.5 | 40.5 | 34 | 24 | 27 | 39 | 44.5 | 37.5 | 25 | 34 | 21 | 26.5 | 44.5 | 40.5 | 18 | 30 | 29 | 26 | 28 | 41 | 18 | 20 | 24 | 41 | 43 | 30 | 42 | 31 | 29 | 44.5 | 28.5 | 21 | 24
2013-01-08 18:00 | 45 | 44.5 | 34 | 46 | -1 | 31 | 7 | 42 | 37 | 26.5 | 35 | 30 | 9.5 | 44.5 | 4.5 | 21 | 45 | 21 | 46.5 | -18.5 | 39 | 43 | -17 | 28.5 | 27 | 34 | 16 | 46 | 26.5 | 30 | 23.5 | 44.5 | 34 | 39.5 | 30 | 35 | 14 | 39 | 35 | 45 | -14.5 | 44 | 37.5 | 40 | 45.5 | 40.5 | 44.5 | 26 | 28 | 43 | 48 | 39 | 32 | 42 | 24 | 39 | 52 | 44 | 22 | 44.5 | 38 | 28 | 37 | 43 | 14.5 | 29 | 26 | 43 | 44.5 | 37 | 40 | 41 | 30 | 44.5 | 30 | 25 | 23 | 25 | 43 | 26.5 | 42 | -6 | 24 | 3 | 39.5 | 32 | 22 | 29 | 28.5 | 4.5 | 37.5 | 0 | 18 | 43 | 21 | 39 | -22 | 16 | 41 | -26 | 23 | 27 | 5 | 10 | 45 | 25 | 21 | 20 | 38 | 30 | 29.5 | 26 | 30 | 5 | 25 | 34.5 | 41 | -28 | 25 | 25 | 35 | 42 | 39 | 32 | 24 | 25 | 39 | 44.5 | 37.5 | 28.5 | 38 | 21 | 26.5 | 44.5 | 40.5 | 17 | 30 | 26 | 27 | 28 | 39 | 14.5 | 21 | 24 | 41 | 43 | 28 | 40 | 32 | 28 | 44.5 | 28.5 | 21 | 21
2013-01-08 19:00 | 45 | 43 | 34 | 46 | -2 | 29 | 7 | 40.5 | 39 | 25 | 34 | 28.5 | 7.5 | 44.5 | 14.5 | 22 | 45 | 19.5 | 46.5 | -20.5 | 35.5 | 43 | -17 | 26.5 | 27 | 33 | 14 | 44 | 28.5 | 32 | 22.5 | 44.5 | 30 | 41.5 | 30 | 36 | 14 | 39 | 36 | 45 | -14.5 | 42 | 37.5 | 40 | 44 | 39 | 44.5 | 25 | 28 | 44 | 46.5 | 39 | 32 | 41 | 23 | 41 | 52 | 44 | 22 | 44.5 | 38 | 27 | 35 | 41 | 16 | 29 | 25 | 42 | 44.5 | 35 | 38 | 38 | 30 | 44.5 | 30 | 21 | 25 | 24 | 42 | 26.5 | 40 | -8 | 24 | 3 | 38 | 30 | 21 | 29 | 28.5 | 3 | 37.5 | 10.5 | 19 | 44 | 19.5 | 39 | -23 | 14 | 41 | -27 | 17.5 | 27 | 5 | 8 | 44 | 26.5 | 21 | 19.5 | 36 | 30 | 29.5 | 26 | 30 | 4 | 25 | 35.5 | 40 | -24 | 26 | 25 | 35 | 40 | 37 | 30 | 24 | 24 | 41 | 44.5 | 37.5 | 28.5 | 38 | 20 | 25 | 44.5 | 40 | 19 | 30 | 21 | 26 | 27 | 39 | 16 | 20 | 23 | 41 | 43 | 28 | 38 | 32 | 28 | 44.5 | 26.5 | 17.5 | 23
2013-01-08 20:00 | 42 | 41 | 30 | 45 | -4 | 29 | 7 | 40 | 38 | 23.5 | 29 | 28.5 | 9 | 44.5 | 24 | 25 | 45 | 19.5 | 44.5 | -23 | 35.5 | 41 | -16 | 19.5 | 27.5 | 32 | 11 | 44 | 28.5 | 28.5 | 21 | 43 | 28.5 | 40 | 30 | 35 | 18 | 40 | 34 | 44 | -15 | 37 | 39 | 41 | 44 | 39 | 43 | 25 | 28 | 44 | 46.5 | 39 | 34 | 40 | 20 | 39 | 50 | 43.5 | 22 | 43 | 37 | 27 | 32 | 43 | 15 | 28 | 26 | 41 | 43 | 33 | 38 | 37.5 | 29 | 44.5 | 30 | 19.5 | 26 | 29 | 41 | 25 | 40 | -10 | 25 | 3 | 38 | 31 | 20 | 26 | 28.5 | 5 | 37.5 | 18 | 22 | 44 | 19.5 | 39 | -29 | 10.5 | 40 | -26 | 7 | 27.5 | 9 | 7 | 44 | 26.5 | 21 | 17 | 37.5 | 28.5 | 31.5 | 26 | 31 | 8 | 25 | 32 | 40 | -23 | 28 | 25 | 37 | 40.5 | 38 | 32 | 24 | 25 | 40 | 43 | 37.5 | 28.5 | 35 | 19 | 26.5 | 44.5 | 39.5 | 19 | 30 | 20 | 26 | 26 | 39 | 15 | 21 | 23 | 40 | 41 | 28 | 38 | 30 | 27 | 43 | 25 | 17.5 | 24
2013-01-08 21:00 | 44 | 40 | 30 | 44 | -6 | 29 | 5 | 39.5 | 35 | 23 | 28 | 26.5 | 7.5 | 44.5 | 20.5 | 29 | 46 | 19.5 | 43 | -24.5 | 34 | 40 | -16 | 14 | 27.5 | 32 | 10 | 46 | 28.5 | 34 | 21.5 | 43 | 26.5 | 40.5 | 30 | 35 | 17 | 40 | 38.5 | 44 | -16 | 36 | 39 | 38 | 44 | 39 | 43 | 25 | 29 | 43 | 43 | 39 | 34 | 41 | 19 | 37.5 | 48 | 43 | 22 | 43 | 36 | 28 | 31 | 43 | 14 | 28 | 26 | 40 | 43 | 34 | 36 | 39 | 30 | 44.5 | 30 | 16 | 27 | 25 | 39.5 | 26.5 | 39 | -11 | 25 | 1.5 | 38.5 | 31 | 19.5 | 25 | 26.5 | 3.5 | 37.5 | 19.5 | 25 | 44 | 19.5 | 37.5 | -25 | 10.5 | 40 | -26 | 1.5 | 27.5 | 10 | 6 | 44 | 26.5 | 21 | 20 | 39 | 26.5 | 27.5 | 27 | 29 | 10 | 25 | 38.5 | 39 | -20.5 | 29 | 25 | 37 | 41 | 38 | 32 | 24 | 25 | 39 | 43 | 35.5 | 30 | 37 | 18 | 28.5 | 44.5 | 39 | 19 | 30 | 20 | 26 | 24 | 39 | 14 | 19 | 23 | 40 | 39 | 30 | 36 | 31 | 27 | 43 | 28.5 | 14 | 25
2013-01-08 22:00 | 44 | 39 | 28.5 | 44 | -2 | 29 | 3 | 39.5 | 36 | 21.5 | 30 | 26.5 | 8 | 44.5 | 16.5 | 31 | 46 | 17.5 | 43 | -26 | 34 | 39 | -16 | 12 | 28 | 32 | 9 | 46 | 30 | 34 | 22.5 | 44.5 | 25 | 39.5 | 30 | 35 | 18 | 39 | 38 | 43 | -17 | 37 | 38.5 | 39 | 44 | 39 | 43 | 25 | 27 | 43 | 39 | 37.5 | 34 | 41 | 18 | 34 | 48 | 42 | 22 | 43 | 37 | 27 | 29 | 39 | 13 | 28 | 26 | 39 | 41 | 35 | 35.5 | 40 | 29 | 43 | 29 | 16 | 28 | 24 | 39 | 25 | 40 | -8 | 25 | 1.5 | 38.5 | 32 | 18.5 | 24 | 25 | 4 | 38 | 16.5 | 27 | 45 | 17.5 | 37.5 | -26 | 7 | 39 | -26 | 1.5 | 28 | 5 | 6 | 44 | 28.5 | 21 | 20.5 | 37 | 25 | 28 | 27 | 31 | 10 | 25 | 38 | 38 | -21 | 28 | 24.5 | 37 | 41 | 37 | 32.5 | 24 | 24 | 39 | 39 | 35.5 | 30 | 38 | 16 | 26.5 | 44.5 | 38 | 19 | 30 | 19 | 26 | 23 | 39 | 12.5 | 19 | 24 | 38 | 39 | 30 | 35.5 | 31 | 27 | 41 | 26.5 | 14 | 27
2013-01-08 23:00 | 42 | 38 | 25 | 43 | 4 | 29 | 3 | 38 | 36 | 21 | 25 | 26 | 8 | 44.5 | 13 | 32 | 46 | 19.5 | 43 | -27 | 30 | 39 | -16 | 12 | 28 | 30 | 6 | 46 | 30 | 30 | 23 | 43 | 23 | 38.5 | 30 | 35 | 17.5 | 39 | 37 | 43 | -18 | 37 | 38 | 39 | 43.5 | 39.5 | 43.5 | 24 | 30 | 44 | 37.5 | 37.5 | 33.5 | 40 | 15 | 34 | 44.5 | 40.5 | 22 | 44.5 | 37 | 27 | 31 | 41 | 12 | 27 | 27 | 38 | 41 | 34 | 35.5 | 40 | 25 | 43 | 28.5 | 12 | 29 | 28 | 38 | 21 | 41 | -2 | 25 | 1.5 | 37 | 32 | 18 | 21 | 25 | 4 | 38.5 | 11 | 30 | 45 | 19.5 | 37.5 | -33 | 8.5 | 38 | -26 | 1.5 | 28 | 3 | 4 | 45 | 28.5 | 21 | 20 | 38.5 | 23 | 29 | 27 | 30 | 8 | 25 | 36.5 | 38 | -24 | 28 | 24 | 37 | 41 | 38 | 33 | 23 | 24 | 40 | 37.5 | 35.5 | 30 | 37 | 13 | 28.5 | 43 | 37 | 20 | 30 | 19 | 26 | 24 | 39 | 11.5 | 19 | 25 | 37 | 37.5 | 30 | 35.5 | 31 | 24 | 41 | 25 | 10.5 | 27
2013-01-09 | 41 | 36.5 | 25 | 44 | 6 | 26 | 3 | 39 | 35 | 20 | 25 | 25.5 | 7.5 | 44.5 | 13.5 | 33 | 47 | 19.5 | 41 | -25.5 | 28.5 | 36 | -17 | 11.5 | 26 | 28 | 5 | 47 | 26.5 | 34 | 21.5 | 43 | 21 | 38 | 30 | 35 | 17.5 | 38 | 36.5 | 42 | -17.5 | 35 | 39 | 39 | 43.5 | 39.5 | 44.5 | 24 | 30 | 42 | 36.5 | 37.5 | 34 | 40 | 14 | 34 | 44.5 | 39.5 | 22 | 41 | 36 | 27 | 31 | 39 | 11 | 27 | 28 | 37 | 39 | 33 | 35 | 40 | 25 | 44.5 | 28.5 | 10.5 | 30 | 30 | 36.5 | 21 | 39 | 0 | 23 | -0.5 | 37.5 | 22 | 17 | 22 | 25 | 2 | 39 | 13.5 | 30 | 45 | 19.5 | 37.5 | -27 | 7 | 36 | -26 | 3.5 | 26 | 3 | 5 | 44 | 25 | 19.5 | 20.5 | 38.5 | 21 | 29.5 | 27 | 30 | 12 | 26 | 35.5 | 39 | -21.5 | 29 | 25 | 37 | 41 | 38 | 34 | 23 | 23 | 38 | 36.5 | 35.5 | 30 | 37 | 12 | 26.5 | 43 | 36.5 | 18 | 30 | 19 | 25 | 23 | 39 | 10 | 19 | 25 | 36 | 37.5 | 27 | 35 | 32 | 24 | 43 | 26.5 | 8.5 | 28
2013-01-09 01:00 | 40 | 36 | 21 | 44 | 4 | 28 | -2 | 37.5 | 31.5 | 19.5 | 24 | 25 | 6.5 | 44.5 | 13.5 | 33 | 47 | 19.5 | 39 | -23.5 | 26.5 | 38 | -17 | 11.5 | 26.5 | 26 | 4 | 47 | 25 | 35.5 | 20.5 | 43 | 21.5 | 40 | 30 | 37 | 17.5 | 39 | 35.5 | 42 | -17.5 | 35 | 37.5 | 40 | 43 | 40 | 46.5 | 26 | 30 | 42 | 36 | 35.5 | 34 | 41 | 13 | 35.5 | 46.5 | 38 | 22 | 43 | 36 | 27 | 32 | 39 | 10 | 27 | 25 | 36 | 38.5 | 32 | 35 | 40 | 23 | 44.5 | 29 | 10.5 | 31 | 29 | 36 | 19.5 | 38 | -2 | 24 | -7.5 | 34 | 21 | 17 | 21 | 25 | 1 | 39 | 13.5 | 30 | 45 | 19.5 | 35.5 | -25 | 7 | 37 | -26 | 2 | 26 | 4 | 4 | 44 | 21 | 19.5 | 19.5 | 40 | 21.5 | 31 | 27 | 32 | 12.5 | 25 | 34.5 | 39 | -22 | 29 | 25 | 37 | 40 | 38 | 32 | 24 | 24 | 38 | 36 | 34 | 30 | 39 | 10 | 30 | 44.5 | 35 | 19 | 30 | 18 | 25 | 23 | 37.5 | 9 | 21 | 22 | 36 | 37 | 28 | 35 | 31 | 23 | 41 | 26.5 | 8.5 | 29
2013-01-09 02:00 | 39 | 34.5 | 23 | 45 | 7 | 28 | -4 | 37 | 31.5 | 18.5 | 26 | 26.5 | 5.5 | 44.5 | 14 | 33 | 47 | 21 | 37.5 | -22 | 26.5 | 35 | -17 | 6 | 26.5 | 24 | 4 | 47 | 25 | 35.5 | 19 | 43 | 22.5 | 40 | 30 | 34 | 17.5 | 38 | 35 | 41 | -17 | 34 | 37.5 | 40 | 42.5 | 38.5 | 43 | 26 | 29 | 42 | 35.5 | 36 | 32 | 41 | 11 | 37.5 | 46.5 | 38.5 | 21 | 43 | 34 | 27 | 29 | 39 | 9 | 27 | 22 | 37 | 38.5 | 29 | 34.5 | 40 | 20 | 44.5 | 29 | 8.5 | 31 | 28 | 34.5 | 19.5 | 36 | 1 | 25 | -9.5 | 34 | 22.5 | 16 | 22 | 25 | 0.5 | 39 | 11 | 31 | 46 | 19.5 | 35.5 | -30 | 8.5 | 35 | -26 | -4 | 25.5 | 5 | 1 | 44 | 21 | 19.5 | 16 | 39.5 | 22.5 | 31 | 27 | 30 | 10 | 25 | 33.5 | 37 | -25 | 30 | 26.5 | 37 | 40 | 37 | 34 | 24 | 23 | 38 | 35.5 | 34.5 | 30 | 39 | 8 | 30 | 44.5 | 36 | 18 | 30 | 18 | 25 | 22 | 37.5 | 7.5 | 21 | 21 | 36 | 37 | 27 | 34.5 | 31 | 20 | 39 | 26 | 7 | 30
2013-01-09 03:00 | 39 | 34 | 25 | 45 | 8 | 28 | -13 | 37.5 | 31 | 18 | 26 | 26.5 | 5 | 44.5 | 16 | 34 | 47 | 21 | 37.5 | -20.5 | 25 | 35 | -17 | 9.5 | 28 | 22 | 3 | 47 | 25.5 | 32 | 20.5 | 41 | 23 | 38.5 | 29 | 34 | 17.5 | 38 | 34 | 41 | -15.5 | 33 | 37.5 | 41 | 42.5 | 36.5 | 44.5 | 25 | 30 | 42 | 36.5 | 36.5 | 33 | 40 | 12 | 39 | 46.5 | 39 | 22 | 44.5 | 35 | 27 | 26 | 39 | 8 | 26 | 23 | 36 | 38.5 | 28 | 34 | 38 | 22 | 43 | 29 | 10.5 | 32 | 28 | 34 | 21 | 35 | 1 | 25 | -18.5 | 35 | 23.5 | 16 | 21 | 26.5 | -0.5 | 39 | 16 | 31 | 46 | 19.5 | 35.5 | -22 | 8.5 | 35 | -26 | -2.5 | 25.5 | 6 | 2.5 | 44 | 23 | 21 | 19 | 37.5 | 23 | 32.5 | 26 | 32 | 14 | 25 | 32.5 | 38 | -22 | 30 | 26.5 | 37 | 39 | 36 | 34 | 24 | 24 | 38 | 36.5 | 35 | 30 | 38 | 9 | 25 | 44.5 | 36.5 | 18 | 30 | 18 | 25 | 20 | 37.5 | 6.5 | 20 | 21 | 36 | 38 | 26 | 34 | 32 | 22 | 39 | 26 | 8.5 | 30
2013-01-09 04:00 | 38 | 33 | 23 | 42 | 9 | 28 | -16.5 | 37.5 | 31 | 17.5 | 22 | 26.5 | 3 | 44.5 | 18 | 34 | 47 | 21 | 37.5 | -18.5 | 25 | 36 | -17 | 7 | 28 | 20 | 1 | 46 | 26.5 | 32 | 22.5 | 43 | 25 | 37 | 29 | 34 | 17.5 | 39 | 33.5 | 41 | -14.5 | 34 | 34 | 43 | 42 | 35 | 43 | 24 | 29 | 42 | 37 | 37.5 | 34 | 41 | 10 | 37.5 | 46.5 | 40 | 21 | 43 | 33 | 27 | 21 | 39 | 7 | 26 | 24 | 34 | 37.5 | 27 | 34 | 39 | 22 | 43 | 28.5 | 7 | 32 | 26 | 33 | 20 | 33 | 1 | 25 | -20 | 35.5 | 25 | 15.5 | 20 | 26.5 | -1 | 39 | 17 | 31 | 46 | 21 | 35.5 | -20.5 | 8.5 | 36 | -26 | -3 | 27 | 7 | 1 | 44 | 25 | 19.5 | 20 | 39 | 25 | 34.5 | 26 | 34 | 14.5 | 25 | 31.5 | 37 | -22.5 | 31 | 26.5 | 38 | 38 | 34 | 34 | 22 | 24 | 36 | 37 | 35.5 | 30 | 38 | 7 | 32 | 44.5 | 37 | 17 | 30 | 18 | 26 | 18 | 37.5 | 5 | 21 | 21 | 34 | 37.5 | 26 | 34 | 31 | 22 | 39 | 25 | 7 | 31
2013-01-09 05:00 | 40 | 32.5 | 21 | 37 | 10 | 28 | -16.5 | 37.5 | 31.5 | 16.5 | 20 | 28.5 | 4.5 | 46.5 | 20 | 34 | 47 | 21 | 37.5 | -17 | 25 | 35 | -17 | 8 | 27 | 19 | 0 | 45 | 25 | 34 | 24 | 43.5 | 26.5 | 37.5 | 30 | 35 | 17.5 | 38 | 32.5 | 40 | -13 | 34 | 35.5 | 42 | 41.5 | 34.5 | 43 | 23 | 29 | 41 | 37.5 | 37.5 | 34 | 40 | 11 | 35.5 | 44.5 | 40 | 21 | 44.5 | 33 | 28 | 21 | 39 | 6 | 26 | 23 | 34 | 35.5 | 28 | 33.5 | 41 | 23 | 43 | 28 | 8.5 | 32 | 28 | 32.5 | 19.5 | 31 | 3 | 24 | -20 | 35.5 | 26.5 | 14.5 | 19 | 28.5 | 0 | 39 | 13 | 31 | 46 | 21 | 35.5 | -23 | 8.5 | 35 | -26 | -4.5 | 26.5 | 8 | -0.5 | 43 | 25 | 19.5 | 19 | 39.5 | 26.5 | 34 | 26 | 34 | 12.5 | 25 | 30.5 | 37 | -25 | 32 | 30 | 37 | 38.5 | 34.5 | 35.5 | 21 | 25 | 37 | 37.5 | 35.5 | 30 | 40 | 8 | 34 | 43 | 37.5 | 18 | 30 | 18 | 26 | 17 | 37.5 | 4 | 20 | 21 | 34 | 35.5 | 25 | 33.5 | 32 | 22 | 37.5 | 25 | 7 | 31
2013-01-09 06:00 | 40 | 31 | 25 | 38 | 11 | 28 | -18.5 | 37.5 | 34 | 16 | 25 | 30 | 5.5 | 44.5 | 21.5 | 35 | 47 | 21 | 37.5 | -16.5 | 25 | 38 | -17 | 6.5 | 28.5 | 18 | 3 | 46 | 26.5 | 37.5 | 21.5 | 44.5 | 26.5 | 38 | 29 | 36 | 18 | 38 | 34 | 38 | -13.5 | 35 | 35.5 | 43 | 40.5 | 34.5 | 43 | 24 | 29 | 38 | 37.5 | 37.5 | 34 | 40 | 11 | 34 | 44 | 40 | 22 | 43 | 29 | 28 | 18 | 39 | 5 | 26 | 23 | 36 | 34 | 28 | 33.5 | 42 | 24 | 43 | 28.5 | 8.5 | 32 | 28 | 31 | 23 | 30 | 3 | 22 | -25.5 | 36 | 30 | 14 | 21 | 30 | 1 | 39 | 18.5 | 31 | 46 | 21 | 35.5 | -17.5 | 10.5 | 37 | -26 | -3 | 26.5 | 8 | 1 | 43 | 25 | 17.5 | 19 | 40 | 26.5 | 34 | 26 | 33 | 16 | 25 | 31.5 | 36 | -21 | 32 | 30 | 38 | 38 | 34 | 35.5 | 21 | 24 | 36 | 37.5 | 34 | 30 | 38 | 8 | 32 | 42.5 | 37.5 | 19 | 30 | 20 | 27 | 15 | 35.5 | 3 | 19 | 20 | 35 | 34 | 26 | 33.5 | 33 | 24 | 37.5 | 25 | 7 | 31
2013-01-09 07:00 | 41 | 30 | 23 | 39 | 15 | 28 | -18.5 | 37.5 | 34 | 15.5 | 25 | 34 | 6.5 | 44.5 | 22.5 | 35 | 47 | 23 | 37.5 | -16.5 | 23 | 38 | -17 | 4 | 28.5 | 16 | 1 | 45 | 25 | 35.5 | 19.5 | 45.5 | 28.5 | 38.5 | 29 | 37 | 19 | 39 | 34 | 38 | -13.5 | 34 | 37.5 | 43 | 40 | 34 | 43 | 24 | 31 | 38 | 39 | 37.5 | 34 | 40 | 9 | 35.5 | 44.5 | 40 | 22 | 44.5 | 31 | 28 | 18 | 37.5 | 1 | 25 | 22 | 38 | 34.5 | 29 | 34 | 39 | 25 | 41 | 28.5 | 7 | 32 | 29 | 30 | 21 | 31 | 6 | 22 | -25.5 | 35.5 | 30 | 13.5 | 21 | 32 | 1 | 41 | 19.5 | 32 | 46 | 23 | 35.5 | -17.5 | 10.5 | 37 | -26 | -8.5 | 26.5 | 7 | 0 | 43 | 21 | 17.5 | 16 | 42.5 | 28.5 | 34 | 26 | 32 | 17 | 26 | 32 | 36 | -19.5 | 32 | 32 | 37 | 37 | 33 | 35.5 | 21 | 26 | 36 | 37.5 | 34 | 30 | 38 | 6 | 32 | 43 | 37 | 20 | 30 | 18 | 27 | 14 | 35.5 | -1.5 | 19 | 20 | 36 | 34.5 | 27 | 34 | 36 | 24 | 35.5 | 23 | 5 | 32
2013-01-09 08:00 | 41 | 30 | 23 | 40 | 18 | 29 | -18.5 | 37.5 | 33 | 15.5 | 27 | 34 | 6.5 | 46.5 | 24 | 35 | 48 | 21 | 37.5 | -16 | 21 | 38 | -17 | 3 | 28.5 | 15 | 1 | 45 | 21 | 32 | 17 | 49.5 | 30 | 38.5 | 29 | 37 | 19 | 38 | 34 | 37 | -14 | 34 | 37.5 | 43 | 40.5 | 35.5 | 43 | 25 | 31 | 37 | 39 | 39 | 34 | 40 | 9 | 34 | 44.5 | 40.5 | 22 | 44.5 | 32 | 28 | 18 | 37.5 | 3 | 26 | 22 | 38 | 35.5 | 29 | 34 | 43 | 25 | 39 | 28.5 | 8.5 | 32 | 28 | 30 | 21 | 31 | 8 | 24 | -25.5 | 35.5 | 30 | 13.5 | 21 | 32 | 1.5 | 41 | 17 | 31 | 46 | 21 | 35.5 | -22 | 10.5 | 37 | -26 | -9.5 | 25 | 8 | -1 | 42 | 21 | 17.5 | 13 | 46.5 | 30 | 34 | 26 | 33 | 17 | 25 | 32 | 36 | -21 | 32 | 34 | 38 | 37 | 34.5 | 35.5 | 23 | 28 | 35 | 39 | 34 | 30 | 38 | 5 | 32 | 41 | 37.5 | 18 | 30 | 27 | 27 | 14 | 30 | -0.5 | 20 | 20 | 37 | 35.5 | 27 | 33 | 35 | 24 | 35.5 | 26.5 | 5 | 32
2013-01-09 09:00 | 42 | 30 | 26.5 | 40 | 19 | 29 | -20 | 37.5 | 33.5 | 18 | 28 | 34 | 7 | 46.5 | 25 | 36 | 48 | 23 | 37.5 | -15.5 | 19.5 | 37 | -16 | 7 | 30 | 14 | 4 | 45 | 23 | 35.5 | 17.5 | 48.5 | 30 | 40.5 | 31 | 38 | 20 | 39 | 34 | 38 | -12.5 | 34 | 39 | 42 | 41.5 | 37.5 | 44.5 | 26 | 30 | 38 | 39 | 39 | 35.5 | 41 | 15 | 34 | 46.5 | 41.5 | 22 | 44.5 | 33 | 29 | 21 | 39 | 7.5 | 26 | 21 | 38 | 35.5 | 31 | 35 | 46 | 26 | 39 | 28.5 | 10.5 | 33 | 28 | 30 | 26.5 | 31 | 9 | 23 | -25.5 | 34 | 29.5 | 16 | 21 | 32 | 1.5 | 43 | 21 | 32 | 47 | 23 | 35.5 | -17 | 10.5 | 37 | -25 | -6 | 25 | 8 | 2 | 43 | 21 | 16 | 14.5 | 41.5 | 30 | 34 | 27 | 32 | 18 | 27 | 32 | 36 | -18 | 32 | 34 | 38 | 38 | 36 | 35.5 | 25 | 28 | 36 | 39 | 34 | 30 | 38 | 11 | 32 | 41 | 39 | 18 | 30 | 28 | 28 | 17 | 30 | 4.5 | 21 | 20 | 37 | 35.5 | 28 | 35 | 35 | 24 | 35.5 | 23 | 8.5 | 32
2013-01-09 10:00 | 43 | 30 | 34 | 40 | 20 | 29 | -11 | 39 | 36 | 20 | 31 | 34 | 8 | 46.5 | 25.5 | 37 | 49 | 21 | 37.5 | -15 | 17.5 | 38 | -15 | 10.5 | 30 | 18 | 8 | 44 | 25 | 41 | 17.5 | 49.5 | 35.5 | 41 | 31 | 39 | 20 | 35 | 35 | 40 | -10.5 | 34 | 43 | 43 | 42 | 39 | 50 | 26 | 33 | 42 | 43 | 39 | 37.5 | 44 | 22 | 35.5 | 44.5 | 42 | 23 | 46.5 | 36 | 30 | 25 | 43 | 14.5 | 28 | 24 | 40 | 37.5 | 32 | 35 | 47 | 27 | 43 | 30 | 17.5 | 34 | 29 | 30 | 28.5 | 31 | 9 | 24 | -15 | 35.5 | 30 | 17 | 21 | 32 | 3 | 43 | 22 | 32 | 47 | 21 | 35.5 | -16 | 8.5 | 38 | -24 | -2 | 26.5 | 8 | 5 | 43 | 25 | 17.5 | 16 | 40.5 | 32 | 34 | 27 | 35 | 18 | 25 | 33 | 36 | -17.5 | 32 | 34 | 38 | 38 | 37 | 35.5 | 25 | 32 | 38 | 43 | 34 | 30 | 38 | 15 | 34 | 41 | 40 | 20 | 30 | 31 | 29 | 20 | 34 | 12 | 18 | 22 | 38 | 37.5 | 30 | 35 | 35 | 25 | 34 | 25 | 16 | 33
2013-01-09 11:00 | 48 | 31 | 35.5 | 42 | 20 | 31 | -7.5 | 43 | 45 | 23 | 32 | 34.5 | 10 | 50 | 26 | 37 | 49 | 23 | 39 | -14 | 17.5 | 40 | -15 | 16 | 32 | 19 | 11 | 45 | 25 | 43 | 18 | 50.5 | 37.5 | 43.5 | 32 | 40 | 22 | 41 | 36 | 42 | -9 | 34 | 43 | 44 | 44 | 40.5 | 52 | 31 | 34 | 44 | 44.5 | 43 | 37.5 | 45 | 27 | 35.5 | 48 | 43 | 24 | 48 | 40 | 30 | 30 | 46.5 | 19.5 | 28 | 26 | 40 | 37.5 | 34 | 36 | 51 | 28 | 43 | 34 | 21 | 34 | 25 | 31 | 26.5 | 31 | 9 | 23 | -11 | 39 | 29 | 19 | 22 | 33 | 3 | 44.5 | 19 | 32 | 48 | 23 | 35.5 | -21 | 7 | 39 | -24 | -0.5 | 25 | 7 | 6 | 43 | 25 | 16 | 16 | 41 | 28.5 | 34 | 28 | 35 | 18 | 27 | 34 | 37 | -20 | 32 | 34 | 39 | 40 | 39 | 39 | 28 | 32 | 39 | 43 | 34 | 30 | 41 | 17 | 34 | 43 | 40.5 | 19 | 28.5 | 24 | 28 | 23 | 34 | 17.5 | 18 | 23 | 39 | 37.5 | 30 | 36 | 36 | 25 | 34 | 25 | 17.5 | 33
2013-01-09 12:00 | 47 | 32 | 43 | 43 | 23 | 31 | -6 | 39 | 51 | 26 | 34 | 35.5 | 12 | 50 | 27 | 37 | 50 | 25 | 41 | -12.5 | 17.5 | 41 | -14 | 19.5 | 32 | 21 | 14 | 45 | 25 | 44.5 | 22.5 | 51 | 39 | 45.5 | 32 | 41 | 22 | 42 | 37 | 43 | -7 | 35 | 44.5 | 46 | 46 | 41.5 | 53.5 | 33 | 34 | 44 | 46.5 | 41 | 39 | 50 | 31 | 35.5 | 50 | 43.5 | 25 | 48 | 44 | 30 | 34 | 50 | 28.5 | 28 | 27 | 41 | 39 | 34 | 36 | 51 | 29 | 43 | 34 | 26.5 | 35 | 24 | 32 | 26.5 | 31 | 10 | 24 | -7.5 | 37.5 | 29 | 20.5 | 22 | 34 | 4 | 43 | 23 | 33 | 49 | 23 | 35.5 | -14 | 7 | 39 | -23 | 8.5 | 25 | 7 | 8 | 43 | 25 | 17.5 | 21 | 39.5 | 28.5 | 34.5 | 29 | 33 | 19 | 28 | 35 | 35 | -16 | 31 | 26.5 | 29 | 41.5 | 39.5 | 37.5 | 31 | 32 | 38 | 43 | 34 | 30 | 41 | 17 | 34 | 43 | 40 | 20 | 28.5 | 24 | 29 | 26 | 28.5 | 26.5 | 18 | 24 | 40 | 39 | 30 | 36 | 37 | 26 | 34 | 27 | 19.5 | 34
2013-01-09 13:00 | 50 | 34 | 43 | 44 | 23 | 33 | -2 | 43 | 51 | 28.5 | 34 | 35.5 | 12 | 48 | 28 | 38 | 52 | 23 | 41 | -11.5 | 17.5 | 41 | -13 | 23 | 32 | 21 | 19 | 49 | 26.5 | 44.5 | 27.5 | 52 | 37.5 | 46.5 | 33 | 41 | 21 | 44 | 39 | 43 | -5 | 36 | 44.5 | 48 | 48 | 43 | 52 | 35 | 34 | 45 | 46.5 | 41 | 41 | 51 | 35 | 37.5 | 52 | 44 | 26 | 52 | 44 | 31 | 34 | 52 | 29.5 | 28 | 27 | 42 | 43 | 35 | 37 | 48.5 | 29 | 45.5 | 34 | 30 | 36 | 24 | 33.5 | 26.5 | 31 | 11 | 23 | -7.5 | 39 | 28 | 21.5 | 22 | 34 | 5 | 39 | 23 | 33 | 49 | 21 | 35.5 | -13 | 7 | 39 | -22 | 16 | 26.5 | 6 | 9 | 44 | 26.5 | 19.5 | 25 | 42 | 28.5 | 34 | 29 | 34 | 18 | 29 | 37 | 34 | -14.5 | 30 | 21 | 40 | 42 | 39 | 25 | 33 | 31 | 38 | 43 | 34 | 30 | 43 | 15 | 34 | 43 | 39 | 21 | 28.5 | 28 | 30 | 27 | 28.5 | 27 | 18 | 24 | 40 | 37.5 | 30 | 37 | 35.5 | 26 | 33.5 | 28.5 | 21 | 35
2013-01-09 14:00 | 50 | 36 | 41 | 44 | 25 | 35 | -2 | 41 | 51 | 30 | 33 | 37.5 | 12.5 | 48 | 29 | 38 | 53 | 23 | 41 | -10 | 17.5 | 42 | -13 | 25 | 32 | 22 | 23 | 50 | 26.5 | 48 | 32 | 49 | 37.5 | 47.5 | 35 | 42 | 20 | 44 | 38 | 44 | -3 | 38 | 43 | 48 | 47.5 | 42.5 | 50 | 31 | 35 | 44 | 46.5 | 41 | 41 | 51 | 37 | 37.5 | 53.5 | 43.5 | 26 | 53.5 | 46 | 31 | 35 | 48 | 30 | 28 | 27 | 42 | 43 | 36 | 37 | 48 | 29 | 48 | 34 | 32 | 36 | 26 | 35 | 28.5 | 31 | 12 | 24 | -7.5 | 35.5 | 27 | 22 | 25 | 34 | 5.5 | 37.5 | 19 | 33 | 50 | 23 | 35.5 | -17 | 5 | 41 | -22 | 17.5 | 26.5 | 7 | 9 | 44 | 26.5 | 17.5 | 27 | 40.5 | 26.5 | 34 | 29 | 35 | 17 | 30 | 26 | 34 | -17 | 32 | 23 | 40 | 41.5 | 39 | 26.5 | 29 | 31 | 37 | 43 | 34 | 30 | 39 | 15 | 34 | 43 | 39 | 22 | 28.5 | 28 | 30 | 27 | 35.5 | 27 | 18 | 25 | 41 | 39 | 30 | 36 | 36 | 27 | 34 | 26.5 | 23 | 36
2013-01-09 15:00 | 49 | 37 | 41 | 45 | 26 | 34 | 1.5 | 41 | 50 | 31 | 34 | 37.5 | 12.5 | 46.5 | 27.5 | 37 | 51 | 25 | 41 | -9 | 18 | 42 | -13 | 26.5 | 31.5 | 22 | 25 | 49 | 28.5 | 48 | 30.5 | 48 | 32 | 48 | 35 | 42 | 21 | 38 | 38 | 45 | -3.5 | 39 | 43 | 47 | 47.5 | 42.5 | 48 | 31 | 35 | 44 | 48 | 43 | 41 | 46 | 38 | 37.5 | 52 | 43 | 27 | 52 | 42 | 31 | 34 | 48 | 29.5 | 29 | 26 | 43 | 43 | 36 | 37 | 49 | 30 | 48 | 34 | 32 | 35 | 26 | 36 | 28.5 | 31 | 13 | 25 | -6 | 37.5 | 28 | 23 | 26 | 34 | 5.5 | 35.5 | 22 | 33 | 50 | 25 | 35.5 | -10.5 | 6.5 | 41 | -22 | 17.5 | 27.5 | 6 | 9 | 45 | 26.5 | 21 | 27 | 43 | 30 | 34 | 29 | 37 | 18 | 28 | 36 | 33 | -14.5 | 32 | 25 | 40 | 40.5 | 38.5 | 26.5 | 30 | 31 | 37 | 43 | 34 | 30 | 42 | 14 | 34 | 43 | 38.5 | 20 | 26.5 | 26 | 30 | 26 | 30 | 25.5 | 17 | 24 | 41 | 39 | 31 | 37 | 34 | 27 | 35.5 | 26.5 | 23 | 35
2013-01-09 16:00 | 49 | 37.5 | 39 | 42 | 26 | 33 | -0.5 | 37.5 | 50 | 31 | 35 | 37.5 | 10.5 | 46.5 | 26 | 37 | 51 | 25 | 41 | -8.5 | 17.5 | 43 | -13 | 26.5 | 29.5 | 21 | 24 | 45 | 28.5 | 44.5 | 29.5 | 47.5 | 35.5 | 45.5 | 35 | 42 | 23 | 39 | 40 | 45 | -4.5 | 36 | 35.5 | 48 | 47 | 42 | 46.5 | 30 | 36 | 45 | 46.5 | 39 | 37.5 | 50 | 37 | 37.5 | 52 | 42 | 28 | 52 | 41 | 31 | 32 | 48 | 30 | 27 | 25 | 43 | 43 | 36 | 37.5 | 47.5 | 30 | 48 | 34 | 32 | 35 | 26 | 37.5 | 26.5 | 31 | 12 | 24 | -6 | 35.5 | 27 | 23 | 24 | 34 | 4.5 | 35.5 | 21.5 | 33 | 49 | 25 | 35.5 | -9.5 | 7 | 41 | -23 | 17.5 | 27.5 | 6 | 9 | 44 | 28.5 | 21 | 25 | 43 | 26.5 | 32.5 | 28 | 37 | 18 | 28 | 38 | 32 | -15 | 32 | 28.5 | 39 | 39 | 37 | 26.5 | 29 | 30 | 37 | 43 | 35.5 | 30 | 39 | 16 | 34 | 43 | 37 | 23 | 28.5 | 30 | 30 | 25 | 28.5 | 26.5 | 18 | 23 | 41 | 39 | 31 | 37 | 33.5 | 27 | 34 | 25 | 23 | 35
2013-01-09 17:00 | 48 | 37.5 | 38 | 41 | 24 | 33 | -0.5 | 39 | 47 | 28 | 34 | 37.5 | 11 | 44.5 | 25 | 37 | 51 | 25 | 39 | -8 | 17.5 | 43 | -14 | 25 | 28.5 | 17 | 20 | 45 | 30 | 43 | 28 | 46.5 | 34 | 42.5 | 31.5 | 41 | 25 | 36 | 39 | 41 | -5 | 37 | 34 | 47 | 45.5 | 41.5 | 43 | 30 | 35 | 45 | 44.5 | 39 | 35.5 | 50 | 28 | 37.5 | 50 | 40 | 26 | 48 | 41 | 30 | 31 | 44.5 | 28 | 25 | 24 | 42 | 43 | 37 | 37 | 45.5 | 30 | 46.5 | 32 | 30 | 34 | 26 | 37.5 | 26.5 | 31 | 11 | 25 | -6 | 36.5 | 30 | 22.5 | 22 | 34 | 4.5 | 35.5 | 17 | 33 | 50 | 25 | 35.5 | -15 | 7 | 41 | -23 | 17.5 | 26.5 | 5 | 8 | 44 | 28.5 | 21 | 21 | 43 | 26.5 | 31.5 | 26 | 35 | 20 | 27 | 38 | 34 | -19 | 32 | 26.5 | 39 | 40 | 37.5 | 25 | 29 | 32 | 36 | 43 | 35.5 | 28.5 | 39 | 19 | 34 | 43 | 37 | 22 | 28.5 | 29 | 30 | 24 | 28.5 | 25 | 18 | 21 | 41 | 37.5 | 31 | 37 | 33 | 27 | 35.5 | 23 | 21 | 34
2013-01-09 18:00 | 48 | 37.5 | 35 | 41 | 23 | 31 | 1.5 | 41 | 41 | 26 | 32 | 35.5 | 11 | 44.5 | 21.5 | 37 | 51 | 25 | 39 | -7.5 | 16 | 42 | -13 | 19.5 | 28 | 14 | 14 | 45 | 28.5 | 40.5 | 27.5 | 46 | 34 | 40 | 28 | 39 | 24 | 45 | 39 | 39 | -5.5 | 35 | 34 | 46 | 43.5 | 40.5 | 39 | 29 | 34 | 43 | 43 | 41 | 35.5 | 50 | 24 | 37.5 | 48 | 38 | 24.5 | 46.5 | 41 | 30 | 31 | 43 | 24 | 22 | 23 | 42 | 43 | 36 | 37 | 41.5 | 30 | 48 | 30 | 26.5 | 33 | 27 | 37.5 | 24.5 | 31 | 9 | 25 | -4 | 37.5 | 32 | 21.5 | 23 | 32 | 5 | 37.5 | 17 | 33 | 50 | 25 | 35.5 | -9 | 7 | 41 | -22 | 7 | 25.5 | 4 | 8 | 44 | 28.5 | 20.5 | 21.5 | 43 | 26.5 | 30 | 24 | 33 | 20 | 30 | 39 | 33 | -15.5 | 32 | 26.5 | 39 | 40.5 | 37 | 26.5 | 27 | 29 | 36 | 41 | 35.5 | 28.5 | 40 | 19 | 34 | 43 | 36 | 21 | 28.5 | 25 | 29 | 24 | 30 | 21 | 18 | 21 | 41 | 39 | 31 | 37 | 33 | 28 | 35.5 | 26.5 | 21 | 33
2013-01-09 19:00 | 48 | 37.5 | 33 | 48 | 23 | 28 | 1.5 | 39 | 42 | 25 | 30 | 44.5 | 11 | 44.5 | 17.5 | 36 | 51 | 23 | 35.5 | -7.5 | 14 | 42 | -13 | 16 | 27.5 | 14 | 12 | 46 | 28.5 | 41.5 | 27.5 | 46 | 34 | 38 | 26 | 39 | 24 | 42 | 39 | 37 | -5.5 | 35 | 30 | 47 | 42 | 40 | 37.5 | 29 | 32 | 42 | 43 | 39 | 35.5 | 50 | 23 | 35.5 | 44.5 | 36 | 24.5 | 46.5 | 42 | 30 | 29 | 39 | 26 | 24 | 23 | 42 | 43 | 35 | 37 | 42.5 | 30 | 44.5 | 32 | 21 | 33 | 27 | 37.5 | 22.5 | 31 | 10 | 24 | -4 | 35.5 | 31 | 21 | 22 | 30 | 5 | 35.5 | 14.5 | 33 | 50 | 23 | 35.5 | -9 | 5 | 41 | -23 | 7 | 25 | 4 | 6 | 45 | 26.5 | 19 | 20.5 | 43 | 26.5 | 29.5 | 22.5 | 36 | 17 | 29 | 39 | 32 | -15 | 32 | 26.5 | 39 | 40 | 36 | 26.5 | 29 | 29 | 38 | 41 | 35.5 | 28.5 | 40 | 19 | 34 | 43 | 35 | 21 | 26.5 | 24 | 30 | 23 | 28.5 | 23.5 | 17 | 20 | 40 | 39 | 31 | 37 | 33.5 | 28 | 39 | 26.5 | 19.5 | 33
2013-01-09 20:00 | 48 | 39 | 31.5 | 46 | 22 | 24 | 1.5 | 39.5 | 42 | 24.5 | 23 | 43 | 8 | 44.5 | 14 | 35 | 51 | 23 | 34 | -7 | 12 | 43 | -13 | 14 | 27 | 7 | 10 | 46 | 28.5 | 40.5 | 27 | 46.5 | 34 | 36 | 24 | 40 | 24 | 44 | 36.5 | 36 | -6 | 36 | 30 | 47 | 41.5 | 40 | 35.5 | 30 | 33 | 42 | 39 | 39 | 34 | 50 | 20 | 35.5 | 43 | 36 | 24 | 46.5 | 42 | 30 | 28 | 39 | 26 | 21 | 22 | 43 | 43 | 35 | 37 | 38 | 30 | 44.5 | 32 | 25 | 33 | 28 | 39 | 21.5 | 32 | 9 | 22 | -4 | 36.5 | 35 | 20.5 | 19 | 30 | 4.5 | 35.5 | 8 | 33 | 50 | 23 | 34 | -14 | 5 | 40 | -22 | 1.5 | 24 | 1 | 4 | 45 | 26.5 | 23.5 | 17 | 43 | 26.5 | 28.5 | 21 | 34 | 18 | 28 | 36 | 31 | -17 | 32 | 26.5 | 38 | 40 | 36.5 | 26.5 | 29 | 33 | 38 | 39 | 35.5 | 28.5 | 40 | 18 | 34 | 41 | 35 | 21 | 26.5 | 24 | 30 | 23 | 30 | 24 | 17 | 20 | 40 | 39 | 31 | 37 | 33.5 | 28 | 41 | 27 | 21 | 33
2013-01-09 21:00 | 48 | 39 | 31 | 46 | 22 | 25 | 1 | 40.5 | 41.5 | 24 | 21 | 44.5 | 8 | 44.5 | 15.5 | 36 | 48 | 23 | 34 | -6.5 | 10.5 | 42 | -12 | 15 | 26.5 | 7 | 9 | 46 | 28 | 40 | 26 | 46.5 | 30 | 34 | 28 | 42 | 27 | 42 | 41.5 | 34 | -4.5 | 35 | 30 | 46 | 41.5 | 40 | 35.5 | 31 | 34 | 41 | 41 | 39 | 34 | 50 | 20 | 34 | 41 | 36 | 24 | 46.5 | 41 | 30 | 27 | 43 | 26.5 | 20 | 22 | 44 | 43 | 36 | 37 | 37.5 | 31 | 44.5 | 32 | 23 | 33 | 28 | 39 | 22.5 | 31 | 9 | 22 | -3.5 | 38 | 36.5 | 20.5 | 18 | 30 | 4 | 35.5 | 12 | 33 | 45 | 23 | 34 | -8.5 | 5 | 40 | -21 | 5 | 24.5 | 2 | 5 | 45 | 27 | 23 | 18.5 | 43 | 26.5 | 27.5 | 25 | 33 | 20 | 28 | 41.5 | 30 | -12.5 | 33 | 26.5 | 38 | 39.5 | 36.5 | 28.5 | 30 | 30 | 37 | 39 | 35.5 | 28.5 | 41 | 18 | 32 | 39 | 34.5 | 21 | 28.5 | 27 | 29 | 22 | 28.5 | 24 | 17 | 19 | 40 | 41 | 31 | 37 | 30 | 28 | 39 | 26.5 | 19.5 | 33
2013-01-09 22:00 | 47 | 43 | 32.5 | 48 | 22 | 24 | 1.5 | 41 | 41 | 23 | 19 | 44.5 | 7.5 | 44.5 | 17.5 | 33 | 46 | 23 | 34 | -6.5 | 8.5 | 42 | -12 | 16 | 25.5 | 6 | 8 | 45 | 28 | 39 | 25.5 | 46.5 | 28.5 | 32 | 23 | 45 | 24 | 42 | 41 | 33 | -3.5 | 34 | 30 | 48 | 41 | 40 | 37.5 | 31 | 34 | 42 | 37.5 | 39 | 34 | 50 | 22 | 35.5 | 39 | 36 | 24 | 44.5 | 42 | 30 | 27 | 39 | 26.5 | 19 | 21 | 42 | 44.5 | 35 | 37.5 | 37 | 30 | 44.5 | 32 | 21 | 34 | 34 | 41 | 24.5 | 31 | 9 | 21 | -2 | 39 | 38 | 20.5 | 17 | 30 | 4 | 35.5 | 13 | 32 | 42 | 23 | 34 | -8 | 3 | 40 | -21 | 8.5 | 22.5 | 0 | 4 | 45 | 27.5 | 23 | 18 | 43 | 23 | 26.5 | 19 | 35 | 20 | 28 | 41 | 30 | -11 | 33 | 25 | 38 | 39 | 36 | 28.5 | 29 | 31 | 37 | 37.5 | 35.5 | 28.5 | 42 | 18 | 32 | 37.5 | 34 | 21 | 1.5 | 23 | 30 | 22 | 28.5 | 24.5 | 16 | 18 | 41 | 39 | 31 | 37.5 | 30 | 29 | 41 | 17.5 | 19.5 | 34
2013-01-09 23:00 | 47 | 44.5 | 34 | 48 | 23 | 27 | 2 | 39 | 40 | 22.5 | 15 | 43 | 7.5 | 43 | 19 | 30 | 44 | 21 | 32.5 | -6 | 8.5 | 41 | -12 | 16.5 | 25.5 | 6 | 5 | 46 | 26.5 | 38.5 | 25 | 46.5 | 26.5 | 33 | 20 | 44 | 23.5 | 42 | 40.5 | 34 | -2 | 35 | 30 | 47 | 40.5 | 40.5 | 35.5 | 32 | 36 | 42 | 37.5 | 39 | 34 | 49 | 19 | 35.5 | 39 | 37 | 22 | 46.5 | 42 | 31 | 27 | 34 | 26.5 | 17 | 21 | 42 | 46.5 | 35 | 38 | 37.5 | 29 | 46.5 | 30 | 19.5 | 34 | 33 | 43 | 25.5 | 31 | 10 | 24 | -1.5 | 37.5 | 38 | 20 | 12 | 30 | 4 | 35.5 | 9 | 28 | 41 | 21 | 32.5 | -13 | 3 | 40 | -21 | 9.5 | 22 | 1 | 2 | 46 | 26.5 | 24.5 | 16 | 43 | 25 | 27 | 15 | 36 | 18 | 27 | 40 | 31 | -12 | 33 | 25 | 38 | 39 | 37 | 30 | 31 | 31 | 37 | 37.5 | 35.5 | 28.5 | 45 | 15 | 34 | 37.5 | 34.5 | 18 | 3 | 24 | 30 | 22 | 26.5 | 24.5 | 15 | 18 | 41 | 39 | 31 | 38 | 30 | 29 | 41 | 19.5 | 17.5 | 34
2013-01-10 | 48 | 44.5 | 34 | 48 | 23 | 22 | 3 | 43 | 39 | 22.5 | 16 | 39 | 7.5 | 44.5 | 20 | 29 | 43 | 21 | 31.5 | -5.5 | 8.5 | 42 | -11 | 17 | 25 | 4 | 4 | 46 | 25 | 38 | 24 | 46.5 | 25 | 34 | 23 | 45 | 24 | 42 | 40 | 33 | -1.5 | 33 | 30 | 46 | 39.5 | 41.5 | 37.5 | 33 | 36 | 42 | 37.5 | 39 | 30 | 50 | 18 | 34 | 39 | 38.5 | 24 | 46.5 | 43 | 31 | 27 | 39 | 27 | 18 | 21 | 43 | 46.5 | 35 | 38 | 37 | 30 | 46.5 | 28.5 | 17.5 | 33 | 29 | 43 | 26 | 31 | 11 | 20 | -0.5 | 39 | 37 | 20 | 14 | 28.5 | 4.5 | 35.5 | 14.5 | 28 | 39 | 21 | 31.5 | -7 | 3 | 40 | -20 | 13 | 21 | 1 | 3 | 46 | 24.5 | 24 | 17 | 43 | 25 | 27.5 | 21 | 33 | 21.5 | 27 | 39 | 30 | -8.5 | 33 | 25 | 38 | 38.5 | 38 | 30 | 32 | 31 | 37 | 37 | 35.5 | 28.5 | 44 | 14 | 30 | 38.5 | 35 | 20 | 7 | 26 | 30 | 22 | 21 | 25 | 16 | 18 | 41 | 39 | 32 | 38 | 30.5 | 30 | 41 | 19.5 | 16 | 33
2013-01-10 01:00 | 47 | 44.5 | 33.5 | 48 | 27 | 28 | 3 | 43 | 35 | 22 | 13 | 37.5 | 7.5 | 44.5 | 21 | 30 | 42 | 21 | 30 | -5.5 | 7 | 42 | -11 | 19 | 26.5 | 1 | 4 | 46 | 25 | 37.5 | 23 | 46.5 | 26.5 | 33 | 24 | 44 | 24 | 42 | 39.5 | 32 | -1.5 | 34 | 30 | 45 | 39 | 42 | 35.5 | 34 | 36 | 43 | 37.5 | 39 | 34 | 50 | 19 | 34 | 39 | 40 | 24 | 44.5 | 43 | 31 | 27 | 43 | 27 | 20 | 21 | 43 | 46.5 | 35 | 38.5 | 36.5 | 31 | 46.5 | 28 | 17.5 | 33 | 33 | 43 | 25.5 | 38 | 13 | 22 | -0.5 | 39 | 34 | 20 | 11 | 28.5 | 3.5 | 35.5 | 15.5 | 28 | 40 | 21 | 30 | -6 | 1.5 | 41 | -20 | 13.5 | 21 | -2 | 2 | 46 | 23 | 24.5 | 16 | 43 | 25 | 30 | 23 | 34 | 21 | 26 | 37.5 | 30 | -7 | 33 | 25 | 39 | 37 | 38 | 30 | 33 | 31 | 36 | 37.5 | 35.5 | 28.5 | 45 | 13 | 30 | 39 | 35 | 22 | 8.5 | 26 | 30 | 22 | 17.5 | 25 | 18 | 18 | 41 | 39 | 32 | 38.5 | 30 | 30 | 43 | 20 | 16 | 33
2013-01-10 02:00 | 46 | 44.5 | 34 | 47 | 29 | 26 | 3 | 43 | 34.5 | 21.5 | 11 | 35.5 | 8 | 43 | 22 | 29 | 40 | 21 | 30 | -5 | 3 | 42 | -11 | 15 | 26.5 | 0 | 5 | 46 | 25 | 37 | 22 | 44.5 | 26.5 | 32 | 27 | 42 | 24 | 39 | 39 | 30 | -1 | 33 | 30 | 45 | 39.5 | 42 | 35.5 | 36 | 35 | 43 | 38.5 | 39 | 34 | 51 | 23 | 34 | 39 | 40.5 | 24 | 46.5 | 42 | 30 | 27 | 43 | 27 | 21 | 20 | 44 | 44.5 | 35 | 38.5 | 35.5 | 30 | 46.5 | 27.5 | 16 | 33 | 36 | 43 | 26 | 39 | 14 | 22 | -0.5 | 39 | 33.5 | 20 | 8 | 30 | 4 | 37.5 | 12 | 28 | 38 | 21 | 30 | -11 | -2 | 41 | -20 | 9.5 | 21 | -4 | -0.5 | 46 | 21 | 24.5 | 13 | 41 | 25 | 32 | 25 | 34 | 18.5 | 26 | 36.5 | 29 | -9 | 33 | 25 | 39 | 37 | 39 | 30 | 34 | 30 | 36 | 38 | 35.5 | 30 | 45 | 13 | 30 | 39 | 35 | 20 | 10.5 | 28 | 29 | 22 | 17.5 | 25.5 | 18 | 17 | 41 | 39 | 32 | 38.5 | 30 | 30 | 41 | 20.5 | 14 | 33
2013-01-10 03:00 | 46 | 43 | 32.5 | 47 | 31 | 26 | 1.5 | 43 | 34 | 21.5 | 11 | 35.5 | 9 | 43 | 21.5 | 30 | 41 | 21 | 30.5 | -5 | 5 | 42 | -11 | 20 | 25 | 2 | 8 | 46 | 23 | 35.5 | 17.5 | 44.5 | 25 | 33 | 26 | 40 | 24 | 40 | 39 | 31 | -1.5 | 33 | 30 | 45 | 40.5 | 42 | 35.5 | 34 | 36 | 44 | 39 | 39 | 34 | 51 | 20 | 34 | 39.5 | 41.5 | 24 | 46.5 | 42 | 30 | 30 | 41 | 27 | 21 | 20 | 43 | 44.5 | 35 | 39 | 36 | 30 | 44.5 | 27 | 17.5 | 33 | 35 | 43 | 26 | 39 | 15 | 22 | -2 | 40.5 | 32.5 | 20 | 8 | 28.5 | 5 | 37.5 | 16 | 28 | 38 | 21 | 30.5 | -5 | 1.5 | 41 | -20 | 13 | 21 | -3 | 1 | 46 | 19 | 24.5 | 12 | 43 | 25 | 31 | 24 | 35 | 22 | 24 | 35 | 29 | -6.5 | 33 | 25 | 39 | 37 | 39 | 32 | 32 | 32 | 36 | 39 | 35.5 | 30 | 46 | 14 | 30 | 39.5 | 35.5 | 20 | 12 | 31 | 29 | 26 | 17.5 | 25.5 | 18 | 16 | 41 | 39 | 32 | 39 | 30.5 | 30 | 41 | 21 | 17.5 | 33
2013-01-10 04:00 | 45 | 41 | 32 | 46 | 31 | 24 | 1.5 | 43 | 33.5 | 21 | 9 | 34 | 8 | 43 | 21.5 | 28.5 | 37 | 21 | 30 | -5 | 3 | 42 | -11 | 19.5 | 25 | 0 | 4 | 46 | 21 | 35 | 13.5 | 44.5 | 25 | 32 | 25 | 40 | 24.5 | 41 | 38.5 | 31 | -1.5 | 32 | 26.5 | 45 | 41 | 42 | 35.5 | 35 | 36 | 44 | 39 | 39 | 34 | 50 | 19 | 34 | 39.5 | 42 | 23 | 46.5 | 42 | 30 | 30 | 37.5 | 27.5 | 20 | 19 | 43 | 44.5 | 36 | 39 | 35.5 | 28 | 44.5 | 25.5 | 16 | 33 | 34 | 41 | 26 | 39 | 16 | 19 | -2 | 41 | 31.5 | 20 | 6 | 30 | 5.5 | 37.5 | 16 | 26.5 | 36 | 21 | 30 | -6 | -0.5 | 41 | -18 | 14 | 19.5 | -4 | 0.5 | 46 | 17.5 | 24.5 | 9 | 43 | 25 | 32 | 23 | 38 | 22.5 | 24 | 34 | 30 | -7 | 32 | 23 | 39 | 36 | 39 | 32 | 35 | 32 | 36 | 39 | 35.5 | 32 | 45 | 13 | 30 | 39.5 | 35 | 19 | 12 | 29 | 29 | 27 | 19.5 | 26 | 18 | 16 | 41 | 39 | 32 | 39 | 30 | 28 | 41 | 21 | 16 | 33
2013-01-10 05:00 | 44 | 43 | 32.5 | 46 | 32 | 26 | 1.5 | 43 | 33.5 | 21 | 6 | 34 | 9.5 | 42 | 21 | 29 | 37 | 21 | 30 | -5 | 1.5 | 42 | -11 | 22 | 25 | 0 | 3 | 46 | 21 | 34.5 | 9 | 44.5 | 25 | 33 | 26 | 43 | 24.5 | 41 | 38 | 30 | -2 | 32 | 28.5 | 47 | 41.5 | 41.5 | 36.5 | 34 | 36 | 44 | 39 | 39 | 34 | 49 | 19 | 34 | 39.5 | 42 | 23 | 46.5 | 42 | 30 | 31 | 37.5 | 27.5 | 19 | 19 | 44 | 44.5 | 36 | 39.5 | 34 | 28 | 44.5 | 25 | 14 | 33 | 36 | 43 | 26 | 39 | 17 | 20 | -2 | 39 | 31.5 | 20 | 3 | 30 | 4.5 | 37.5 | 11 | 28 | 35 | 21 | 30 | -11 | -2 | 41 | -18 | 14.5 | 21 | -4 | -2 | 46 | 17.5 | 24.5 | 4 | 43.5 | 25 | 33 | 23 | 34 | 20 | 23 | 32.5 | 29 | -10 | 32 | 24 | 38 | 37 | 39.5 | 32 | 33 | 34 | 35 | 39 | 35.5 | 32 | 45 | 11 | 30 | 39.5 | 35 | 19 | 12 | 33 | 29 | 27 | 19.5 | 26 | 17 | 15 | 41 | 41 | 33 | 39.5 | 30 | 28 | 41 | 21 | 12 | 33
2013-01-10 06:00 | 42 | 39 | 32 | 45 | 32 | 23 | 1.5 | 43 | 35.5 | 20.5 | 6 | 35 | 8.5 | 41 | 21 | 29 | 39 | 21 | 30.5 | -4.5 | 3 | 42 | -11 | 21.5 | 25 | -1 | 2 | 46.5 | 20.5 | 33 | 14 | 45.5 | 26.5 | 35 | 26 | 41 | 25 | 40 | 39.5 | 30 | -2 | 33 | 30 | 48 | 41.5 | 41.5 | 37.5 | 37 | 36 | 44 | 39 | 39 | 34 | 49 | 18 | 34 | 39 | 42 | 22 | 46.5 | 41 | 30 | 33 | 37.5 | 27.5 | 18 | 19 | 43 | 44.5 | 35 | 40 | 34.5 | 29 | 43 | 25 | 14 | 33 | 35 | 39 | 26 | 40 | 17 | 22 | -2 | 39 | 32.5 | 20 | 3 | 29 | 5.5 | 37.5 | 15 | 28 | 37 | 21 | 30.5 | -5.5 | -0.5 | 40 | -19 | 18 | 21 | -4 | -0.5 | 46.5 | 18 | 23 | 10 | 43.5 | 26.5 | 34.5 | 23 | 32 | 23 | 22 | 33.5 | 29 | -8 | 33 | 25 | 38 | 38 | 39.5 | 32 | 35 | 34 | 34 | 39 | 34 | 32 | 46 | 11 | 30 | 39 | 34.5 | 18 | 14 | 33 | 29 | 29 | 19.5 | 25.5 | 17 | 15 | 41 | 41 | 31 | 40 | 31 | 28 | 41 | 21 | 12 | 33
2013-01-10 07:00 | 42 | 37.5 | 31.5 | 45 | 30 | 25 | 1.5 | 43 | 35 | 20.5 | 9 | 36 | 8.5 | 39 | 21 | 28 | 38 | 19.5 | 30 | -4.5 | 3 | 42 | -10 | 21 | 25 | -1 | 4 | 46 | 19.5 | 32.5 | 19 | 46.5 | 28.5 | 36.5 | 26 | 41 | 26 | 44 | 40 | 30 | -2 | 32 | 26.5 | 47 | 42 | 41 | 37.5 | 37 | 38 | 44 | 39 | 39 | 34 | 49 | 23 | 34 | 37.5 | 42 | 22 | 46.5 | 39 | 29 | 36 | 37.5 | 25 | 20 | 19 | 42 | 44.5 | 35 | 41 | 35.5 | 28 | 44.5 | 25 | 14 | 33 | 36 | 37.5 | 27 | 40 | 17 | 23 | -4 | 39 | 32 | 19.5 | 6 | 27.5 | 5.5 | 35.5 | 14.5 | 27 | 36 | 19.5 | 30 | -5.5 | -2 | 41 | -18 | 14 | 21 | -5 | -1 | 46 | 17.5 | 23 | 13.5 | 43.5 | 28.5 | 35 | 23 | 34 | 25 | 21 | 34 | 29 | -8 | 32 | 25 | 38 | 38 | 39 | 32 | 36 | 33 | 35 | 39 | 34 | 31 | 46 | 10 | 30 | 37.5 | 34 | 18 | 16 | 33 | 28 | 32 | 17.5 | 23 | 18 | 14 | 41 | 41 | 31 | 41 | 32 | 27 | 41 | 17.5 | 12 | 33
2013-01-10 08:00 | 42 | 37.5 | 32.5 | 43 | 31 | 26 | -0.5 | 43 | 35 | 21 | 6 | 37.5 | 9.5 | 39 | 21 | 28 | 37 | 21 | 32 | -4 | 1.5 | 42 | -10 | 23 | 25 | -1 | 6 | 46 | 19.5 | 32 | 24 | 46.5 | 30 | 37.5 | 26 | 39 | 26 | 41 | 44 | 31 | -2 | 32 | 26.5 | 47 | 43 | 40.5 | 37.5 | 38 | 38 | 44 | 39 | 39 | 34 | 48 | 24 | 34 | 37.5 | 42 | 21 | 46.5 | 41 | 29 | 36 | 39 | 25 | 21 | 19 | 42 | 43 | 35 | 40 | 35 | 27 | 43 | 21 | 10.5 | 33 | 36 | 37.5 | 27 | 39 | 17 | 23 | -4 | 39 | 32 | 20 | 2 | 26.5 | 6 | 35.5 | 11 | 27 | 35 | 21 | 30 | -10 | -6 | 41 | -18 | 19.5 | 21 | -5 | 2 | 46 | 17.5 | 22.5 | 16 | 43.5 | 28.5 | 35.5 | 23 | 34 | 24 | 22 | 31 | 30 | -11 | 32 | 25 | 38 | 39 | 38 | 34 | 36 | 33 | 35 | 39 | 34 | 30 | 46 | 10 | 30 | 37.5 | 34.5 | 17 | 17.5 | 31 | 28 | 31 | 17.5 | 23 | 18 | 15 | 41 | 41 | 31 | 40 | 32 | 27 | 39 | 16 | 8.5 | 33
2013-01-10 09:00 | 44 | 37.5 | 32 | 45 | 33 | 24 | -0.5 | 41 | 36 | 23.5 | 8 | 37.5 | 11 | 37.5 | 23 | 28 | 39 | 21 | 32 | -3.5 | 7 | 42 | -10 | 23 | 26.5 | 1 | 6 | 46 | 19.5 | 32 | 25.5 | 46.5 | 32 | 37.5 | 26 | 39 | 26 | 41 | 41 | 32 | -1.5 | 32 | 28.5 | 46 | 43.5 | 40.5 | 39 | 37 | 38 | 44 | 41 | 39 | 34 | 48 | 26 | 35.5 | 38 | 42 | 21 | 46.5 | 42 | 30 | 36 | 39 | 23.5 | 22 | 20 | 43 | 44.5 | 35 | 41 | 35 | 28 | 44 | 25 | 16 | 33 | 36 | 37.5 | 27 | 40 | 17 | 22 | -6 | 37.5 | 31 | 23 | 4 | 30 | 7 | 35.5 | 15.5 | 27 | 37 | 21 | 32 | -4.5 | 1.5 | 42 | -19 | 19.5 | 21 | -4 | 2 | 46 | 17.5 | 21.5 | 18 | 43.5 | 28.5 | 35.5 | 23 | 37 | 24 | 22 | 32 | 31 | -8 | 32 | 26.5 | 38 | 40 | 37 | 34 | 36 | 32 | 36 | 41 | 34 | 32 | 46 | 12 | 30 | 38 | 35.5 | 17 | 17.5 | 31 | 28 | 32 | 17.5 | 22 | 20 | 15 | 42 | 43 | 31 | 41 | 32 | 28 | 39.5 | 16 | 12 | 33
2013-01-10 10:00 | 47 | 44.5 | 32.5 | 46 | 35 | 26 | -0.5 | 43 | 37 | 26 | 15 | 34 | 12 | 37.5 | 25 | 28 | 41 | 21 | 32 | -2.5 | 12 | 43 | -9 | 28.5 | 26.5 | 6 | 11 | 46 | 19.5 | 34 | 27 | 46.5 | 34 | 39.5 | 26 | 45 | 26 | 42 | 42 | 33 | -1 | 32 | 32 | 48 | 44 | 40 | 39 | 37 | 38 | 44 | 43 | 41 | 35.5 | 49 | 30 | 35.5 | 39 | 42 | 23 | 46.5 | 44 | 31 | 37 | 43 | 26 | 24 | 20 | 45 | 46.5 | 36 | 42 | 36.5 | 30 | 46.5 | 26.5 | 19.5 | 33 | 38 | 41 | 27 | 40 | 18 | 24 | -4 | 39 | 31 | 24.5 | 11 | 30 | 7 | 34 | 17.5 | 27 | 37 | 21 | 32 | -4 | 5 | 43 | -18 | 25 | 23 | 2 | 6 | 46 | 19.5 | 22 | 19 | 43.5 | 28.5 | 37.5 | 23 | 38 | 24 | 23 | 29 | 32 | -7.5 | 32 | 30 | 38 | 41 | 36 | 35.5 | 36 | 31 | 37 | 43 | 34 | 34 | 47 | 11 | 30 | 39 | 36 | 20 | 44.5 | 31 | 30 | 30 | 19.5 | 24 | 21 | 15 | 43 | 41 | 32 | 42 | 33.5 | 29 | 41 | 23 | 17.5 | 33
2013-01-10 11:00 | 49 | 48 | 35 | 48 | 39 | 28 | -0.5 | 43 | 39 | 29 | 18 | 34 | 14 | 37.5 | 27 | 29 | 42 | 25 | 35.5 | -2 | 17.5 | 45 | -9 | 34 | 28.5 | 11 | 15 | 46 | 21 | 36.5 | 28 | 47.5 | 34 | 43 | 26 | 47 | 24 | 43 | 43 | 37 | 0 | 32 | 33 | 49 | 45 | 40.5 | 39 | 37 | 38 | 44 | 44.5 | 43 | 37.5 | 49 | 34 | 35.5 | 44.5 | 43 | 25 | 48 | 45 | 32 | 36 | 46.5 | 25.5 | 26 | 21 | 46 | 46.5 | 35 | 44 | 36 | 31 | 46.5 | 28.5 | 21 | 34 | 39 | 41 | 28 | 39 | 19 | 26 | -6 | 41 | 31 | 27 | 14 | 30 | 8.5 | 34.5 | 15 | 28 | 38 | 23 | 34 | -9 | 7 | 44 | -17 | 28.5 | 23 | 5 | 8 | 46 | 19.5 | 21.5 | 19 | 44 | 28.5 | 37.5 | 23 | 40 | 22 | 24 | 35 | 34 | -10 | 32 | 31.5 | 37 | 42 | 38 | 37 | 35 | 31 | 37 | 43 | 35.5 | 34 | 47 | 12 | 30 | 39 | 36.5 | 18 | 46.5 | 32 | 31 | 28 | 19.5 | 24 | 22 | 16 | 44 | 41 | 31 | 44 | 33.5 | 30 | 41 | 28.5 | 17.5 | 34
2013-01-10 12:00 | 49 | 48 | 35.5 | 49 | 40 | 30 | -0.5 | 44.5 | 41 | 31.5 | 23 | 34 | 14.5 | 37.5 | 28 | 30 | 43 | 25 | 35.5 | -2 | 21 | 46 | -8 | 34 | 28.5 | 14 | 19 | 47 | 21 | 38 | 29.5 | 48 | 37.5 | 45 | 28 | 49 | 23 | 45 | 45 | 39 | -0.5 | 32 | 34 | 49 | 46 | 40.5 | 37.5 | 37 | 39 | 45 | 44.5 | 44.5 | 39 | 49 | 38 | 37.5 | 46.5 | 44 | 24 | 50 | 46 | 32 | 37 | 46.5 | 28 | 27 | 22 | 47 | 48 | 36 | 44 | 36 | 30 | 49.5 | 30 | 28.5 | 35 | 39 | 43 | 29 | 38 | 21 | 26 | -6 | 43 | 31 | 28.5 | 15 | 31 | -4 | 35.5 | 19.5 | 29 | 39 | 23 | 34 | -4 | 5 | 44 | -18 | 28.5 | 23 | 5 | 8 | 46 | 19.5 | 22 | 21.5 | 43.5 | 28.5 | 39 | 26 | 39 | 20 | 24 | 34 | 35 | -7.5 | 32 | 32 | 38 | 42.5 | 39 | 37.5 | 36 | 32 | 37 | 43 | 35.5 | 34 | 47 | 13 | 28.5 | 41 | 36.5 | 18 | 48 | 34 | 31 | 27 | 19.5 | 26.5 | 22 | 16 | 45 | 41 | 32 | 44 | 33.5 | 30 | 40.5 | 30 | 21 | 35
2013-01-10 13:00 | 49 | 52 | 35 | 50 | 41 | 32 | -0.5 | 46.5 | 42 | 33.5 | 25 | 34 | 14.5 | 39 | 29 | 31 | 43 | 25 | 37.5 | -2 | 25 | 47 | -9 | 35.5 | 28.5 | 19 | 22 | 48 | 23 | 39.5 | 30.5 | 46.5 | 37.5 | 48.5 | 29 | 50 | 22 | 43 | 44 | 40 | -0.5 | 32 | 35.5 | 51 | 47 | 41 | 37.5 | 37 | 39 | 46 | 46.5 | 44.5 | 39 | 50 | 42 | 37.5 | 50 | 45 | 25 | 52 | 48 | 32 | 38 | 48 | 28.5 | 29 | 23 | 48 | 48 | 36 | 45 | 37 | 32 | 52 | 30 | 30 | 35 | 39 | 41 | 29 | 38 | 23 | 27 | -6 | 43 | 29 | 29.5 | 17 | 32 | -0.5 | 35.5 | 19.5 | 30 | 39 | 25 | 35.5 | -5 | -0.5 | 46 | -19 | 32 | 23 | 5 | 10 | 47 | 21 | 21.5 | 21.5 | 43.5 | 26.5 | 39 | 26 | 39 | 21 | 25 | 34 | 36 | -8 | 32 | 32 | 38 | 42 | 39 | 37.5 | 35 | 31 | 37 | 43 | 35.5 | 35.5 | 48 | 14 | 26.5 | 41 | 36 | 17 | 48 | 35 | 30 | 27 | 21 | 26.5 | 22 | 16 | 46 | 43 | 32 | 45 | 35 | 30 | 39 | 19.5 | 25 | 35
2013-01-10 14:00 | 51 | 52 | 35 | 49 | 40 | 34 | 1.5 | 46.5 | 42 | 35 | 28 | 34 | 14 | 39 | 30 | 31 | 44 | 25 | 37.5 | -2 | 25 | 47 | -10 | 34 | 30 | 21 | 26 | 47 | 23 | 40.5 | 32 | 46.5 | 39 | 47 | 29 | 53 | 25 | 43 | 42 | 40 | -1 | 32 | 34 | 48 | 47.5 | 41.5 | 39 | 37 | 40 | 47 | 46.5 | 44.5 | 39 | 50 | 43 | 39 | 53.5 | 44.5 | 28 | 52 | 49 | 32 | 37 | 50 | 30.5 | 30 | 22 | 47 | 48 | 37 | 46 | 37 | 32 | 52 | 30 | 30 | 35 | 41 | 37.5 | 29 | 40 | 28 | 27 | -6 | 43 | 27 | 30.5 | 16 | 30 | -1.5 | 35.5 | 16 | 31 | 40 | 25 | 34 | -11 | -0.5 | 46 | -21 | 28.5 | 23 | 5 | 9 | 47 | 21 | 18 | 21 | 44 | 28.5 | 37.5 | 26 | 40 | 22 | 25 | 34.5 | 34 | -12 | 32 | 34 | 41 | 42.5 | 40 | 37.5 | 34 | 31 | 37 | 43.5 | 34 | 34 | 48 | 15 | 30 | 39 | 37.5 | 17 | 44.5 | 38 | 31 | 27 | 26.5 | 29.5 | 22 | 15 | 46 | 41 | 31 | 46 | 35 | 30 | 39 | 16.5 | 25 | 35
2013-01-10 15:00 | 50 | 52 | 35 | 49 | 40 | 34 | 2 | 46.5 | 42 | 35.5 | 27 | 34 | 14 | 39 | 29 | 32 | 46 | 25 | 37.5 | -3 | 25 | 48 | -12 | 35 | 28.5 | 22 | 27 | 49 | 25 | 40.5 | 32.5 | 46.5 | 43 | 47.5 | 28 | 46 | 24 | 44 | 41 | 41 | -1.5 | 32 | 32 | 49 | 48 | 41.5 | 39 | 37 | 39 | 47 | 46.5 | 44.5 | 39 | 50 | 43 | 39 | 53.5 | 44.5 | 28 | 52 | 48 | 34 | 37 | 50 | 31 | 29 | 22 | 48 | 48 | 36 | 46 | 36.5 | 32 | 52 | 30 | 32 | 35 | 40 | 35.5 | 29 | 38 | 30 | 27 | -6 | 43 | 25 | 31.5 | 18 | 32 | 9 | 37.5 | 19.5 | 31 | 39 | 23 | 34 | -5.5 | -0.5 | 47 | -22 | 29 | 23 | 5 | 10 | 47 | 21 | 19.5 | 23.5 | 44 | 19.5 | 39 | 25 | 40 | 20 | 25 | 35 | 34 | -8 | 32 | 32 | 39 | 42 | 40.5 | 37.5 | 34 | 31 | 37 | 44.5 | 34 | 34 | 48 | 15 | 30 | 43 | 38.5 | 17 | 48 | 39 | 30 | 26 | 25 | 30.5 | 22 | 16 | 47 | 39 | 32 | 46 | 35 | 31 | 37.5 | 14 | 25 | 34
2013-01-10 16:00 | 50 | 52 | 34 | 47 | 40 | 34 | 1.5 | 45 | 42 | 35 | 28 | 34 | 13.5 | 39 | 28 | 32 | 44 | 25 | 37.5 | -4 | 21 | 48 | -14 | 35.5 | 28.5 | 23 | 28 | 48 | 25 | 39 | 32.5 | 46.5 | 39 | 43.5 | 28 | 47 | 18 | 45 | 41 | 41 | -1.5 | 31 | 32 | 46 | 49 | 42 | 37.5 | 35 | 39 | 47 | 46.5 | 44.5 | 37.5 | 50 | 42 | 39 | 52 | 44 | 25 | 50 | 50 | 33 | 37 | 44.5 | 31 | 29 | 21 | 48 | 48 | 36 | 46 | 36.5 | 32 | 49.5 | 26.5 | 30 | 34 | 42 | 35.5 | 27.5 | 36 | 30 | 28 | -6 | 41.5 | 24 | 32 | 18 | 32 | -0.5 | 37.5 | 19 | 31 | 38 | 25 | 34 | -5.5 | -0.5 | 47 | -24 | 29.5 | 23 | 5 | 12 | 47 | 21 | 21.5 | 23.5 | 44 | 25 | 37.5 | 25 | 38 | 14 | 24 | 36 | 35 | -7.5 | 31 | 32 | 39 | 41 | 40 | 37.5 | 33 | 31 | 38 | 44.5 | 34 | 34 | 48 | 17 | 30 | 43 | 39 | 17 | 46.5 | 37 | 30 | 26 | 30 | 27.5 | 22 | 16 | 47 | 39 | 32 | 45 | 35 | 31 | 37.5 | 10.5 | 25 | 34
2013-01-10 17:00 | 51 | 52 | 32.5 | 45 | 40 | 32 | -0.5 | 43 | 40 | 32 | 26 | 35.5 | 12.5 | 39 | 27 | 32 | 43 | 25 | 37.5 | -5 | 16 | 47 | -16 | 34 | 26.5 | 19 | 26 | 48 | 23 | 37 | 33 | 46.5 | 34 | 40.5 | 26 | 45 | 16 | 42 | 39 | 39 | -2 | 30 | 32 | 45 | 49 | 42.5 | 37.5 | 34 | 39 | 47 | 44.5 | 44.5 | 35.5 | 50 | 35 | 37.5 | 52 | 44.5 | 24 | 50 | 50 | 32 | 35 | 43 | 30 | 25 | 21 | 47 | 46.5 | 36 | 45 | 36 | 32 | 46.5 | 26.5 | 28.5 | 33 | 41 | 35.5 | 27.5 | 37 | 28 | 26 | -6 | 40.5 | 24 | 31 | 17 | 32 | 7.5 | 37.5 | 15 | 31 | 38 | 25 | 34 | -12 | -0.5 | 46 | -26 | 28.5 | 23 | 4 | 13 | 47 | 21 | 23 | 22 | 44 | 32 | 35.5 | 23 | 37 | 11 | 24 | 37 | 35 | -10 | 30 | 32 | 39 | 42 | 41 | 37.5 | 32 | 31 | 39 | 43 | 34 | 32 | 48 | 16 | 30 | 43 | 39.5 | 17 | 46.5 | 33 | 29 | 26 | 25 | 27 | 22 | 16 | 46 | 39 | 32 | 45 | 35 | 30 | 37.5 | 8.5 | 25 | 33
2013-01-10 18:00 | 48 | 53.5 | 32 | 44 | 39 | 27 | -0.5 | 41 | 37 | 30.5 | 22 | 35.5 | 12 | 39 | 26.5 | 32 | 41 | 23 | 37.5 | -7.5 | 16 | 47 | -18 | 32 | 26.5 | 8 | 25 | 45 | 23 | 34 | 32.5 | 44.5 | 35.5 | 40.5 | 24 | 44 | 18 | 40 | 39 | 38 | -3.5 | 30 | 32 | 44 | 49 | 42.5 | 35.5 | 34 | 39 | 47 | 44.5 | 43 | 34 | 50 | 32 | 37.5 | 50 | 44.5 | 22 | 50 | 49 | 32 | 34 | 43 | 27.5 | 24 | 21 | 47 | 46.5 | 37 | 44 | 36 | 32 | 43 | 26.5 | 25 | 33 | 42 | 34 | 26.5 | 37 | 28 | 24 | -6 | 39.5 | 27 | 30 | 16 | 32 | -1 | 37.5 | 18.5 | 31 | 38 | 23 | 34 | -9.5 | 1.5 | 46 | -29 | 26.5 | 23 | 0 | 13 | 45 | 21 | 23 | 24.5 | 44 | 30 | 37.5 | 21 | 37 | 11 | 23 | 38.5 | 35 | -9 | 30 | 32 | 39 | 42.5 | 41 | 35.5 | 32 | 31 | 39 | 44.5 | 34 | 30 | 48 | 17 | 30 | 44.5 | 40 | 16 | 46.5 | 32 | 30 | 25 | 25 | 24 | 21 | 16 | 46 | 39 | 32 | 44 | 35 | 30 | 37.5 | 8.5 | 21 | 33
2013-01-10 19:00 | 49 | 50 | 30 | 43 | 37 | 22 | -2 | 39.5 | 36 | 29 | 16 | 35.5 | 11.5 | 39 | 26.5 | 34 | 40 | 23 | 37.5 | -9.5 | 10.5 | 47 | -18 | 35.5 | 26.5 | 7 | 24 | 45 | 21 | 34 | 31.5 | 44.5 | 34 | 38.5 | 23 | 42 | 20 | 37 | 40 | 38 | -4.5 | 29 | 32 | 40 | 49 | 43 | 35.5 | 33 | 39 | 47 | 44.5 | 43 | 34 | 50 | 31 | 35.5 | 48 | 45 | 21 | 46.5 | 49 | 32 | 34 | 43 | 31 | 25 | 21 | 46 | 46.5 | 37 | 43.5 | 36 | 33 | 44.5 | 23 | 25 | 32 | 43 | 35.5 | 26.5 | 36 | 29 | 20 | -7.5 | 38.5 | 27 | 29 | 11 | 32 | 6.5 | 37.5 | 19 | 32 | 37 | 23 | 34 | -12.5 | 1.5 | 46 | -28 | 25 | 21 | 1 | 14 | 45 | 21 | 25 | 26 | 42.5 | 32 | 35.5 | 21 | 35 | 9 | 24 | 39.5 | 35 | -10.5 | 29 | 32 | 37 | 42 | 41 | 35.5 | 31 | 32 | 41 | 43 | 34 | 30 | 48 | 17 | 28.5 | 44.5 | 40 | 15 | 46.5 | 31 | 28 | 24 | 21 | 27.5 | 20 | 16 | 45 | 39 | 32 | 43.5 | 35 | 30 | 37.5 | 8.5 | 23 | 32
2013-01-10 20:00 | 49 | 46.5 | 30 | 43 | 34 | 20 | -4 | 39 | 35 | 28 | 20 | 37.5 | 10.5 | 39 | 26 | 34 | 39 | 23 | 35.5 | -12 | 8.5 | 46 | -19 | 36.5 | 26.5 | 8 | 24 | 45 | 19.5 | 34 | 31 | 44.5 | 34 | 35 | 23 | 39 | 20 | 37 | 38 | 38 | -6 | 28 | 32 | 39 | 49.5 | 44 | 34 | 32 | 38 | 47 | 44.5 | 44.5 | 34 | 50 | 34 | 34 | 46.5 | 45 | 23 | 46.5 | 48 | 33 | 32 | 43 | 30 | 25 | 21 | 46 | 46.5 | 37 | 44 | 36 | 32 | 44.5 | 23 | 23 | 31 | 44 | 35.5 | 26.5 | 36 | 30 | 18 | -9.5 | 37 | 28 | 28 | 15 | 34 | 5 | 37.5 | 16 | 31 | 37 | 23 | 34 | -21 | 1.5 | 46 | -28 | 22.5 | 21 | 2 | 14 | 45 | 19.5 | 25 | 25 | 44 | 34 | 34 | 20 | 32 | 15 | 23 | 36 | 35 | -15 | 27 | 32 | 37 | 43 | 42 | 34 | 31 | 35 | 41 | 43 | 34 | 30 | 49 | 14 | 26.5 | 44.5 | 40.5 | 17 | 44.5 | 31 | 28 | 23 | 21 | 27 | 21 | 15 | 46 | 37.5 | 32 | 44 | 35 | 30 | 37.5 | 8.5 | 21 | 31
2013-01-10 21:00 | 55 | 48 | 26.5 | 42 | 32 | 17 | -6 | 38.5 | 36 | 28 | 20 | 37.5 | 9 | 39 | 25.5 | 34 | 39 | 23 | 35.5 | -13 | 8.5 | 47 | -24 | 38 | 25 | 7 | 24 | 43 | 21 | 37.5 | 31 | 44.5 | 34 | 33.5 | 26 | 38 | 21 | 37 | 42 | 38 | -7.5 | 28 | 32 | 39 | 49.5 | 45 | 34 | 32 | 38 | 48 | 44.5 | 44.5 | 34 | 50 | 33 | 34 | 44.5 | 45 | 22 | 46.5 | 49 | 32 | 31 | 41 | 29 | 25 | 21 | 46 | 48 | 37 | 47 | 35 | 32 | 43 | 23 | 21 | 30 | 47 | 35.5 | 25 | 35 | 31 | 15 | -11 | 36.5 | 28 | 28 | 16 | 34 | 3 | 37.5 | 20 | 32 | 37 | 23 | 34 | -16 | 3 | 46 | -33 | 21 | 21 | 2 | 15 | 43 | 19.5 | 25 | 27 | 44 | 32 | 30 | 22 | 34 | 17 | 23 | 42 | 36 | -14 | 27 | 32 | 37 | 44 | 42.5 | 34 | 31 | 34 | 41 | 43 | 34 | 30 | 50 | 14 | 26.5 | 43 | 41 | 16 | 44.5 | 32 | 28 | 22 | 23 | 26 | 21 | 16 | 45 | 37.5 | 32 | 47 | 35 | 31 | 37.5 | 5 | 19.5 | 30
2013-01-10 22:00 | 50 | 46.5 | 26.5 | 41 | 32 | 17 | -7.5 | 37.5 | 35 | 27 | 21 | 46.5 | 8.5 | 39 | 25.5 | 35 | 38 | 21 | 34 | -14 | 8.5 | 47 | -29 | 39 | 25 | 7 | 24 | 43 | 19.5 | 37.5 | 31 | 44.5 | 35.5 | 33.5 | 27 | 38 | 20 | 38 | 41 | 38 | -9.5 | 28 | 32 | 40 | 50 | 46 | 34 | 33 | 38 | 47 | 44.5 | 43 | 34 | 51 | 32 | 34 | 44.5 | 45 | 22 | 39 | 50 | 32 | 31 | 39 | 28.5 | 24 | 21 | 46 | 48 | 37 | 46.5 | 35 | 32 | 39 | 23 | 21 | 38 | 45 | 35.5 | 25 | 34 | 30 | 17 | -11 | 35.5 | 29 | 27 | 17 | 35.5 | 1.5 | 37.5 | 20 | 32 | 37 | 21 | 34 | -17 | 1.5 | 46 | -36 | 19.5 | 21 | 1 | 15 | 43 | 17.5 | 25 | 27.5 | 44.5 | 32 | 30 | 24 | 33 | 17 | 23 | 41 | 36 | -16 | 28 | 30 | 37 | 44 | 42 | 34 | 31 | 32 | 43 | 43 | 34 | 28.5 | 49 | 14 | 26.5 | 43 | 41 | 17 | 39 | 33 | 28 | 22 | 21 | 25 | 21 | 17 | 45 | 34 | 32 | 46.5 | 35 | 31 | 37.5 | 5 | 21 | 34
2013-01-10 23:00 | 49 | 46.5 | 25 | 42 | 32 | 16 | -7.5 | 37 | 33 | 27 | 22 | 46.5 | 8.5 | 39 | 25 | 35 | 37 | 23 | 35.5 | -15 | 7 | 47 | -29 | 39 | 25 | 3 | 23 | 42 | 19.5 | 39 | 31 | 44.5 | 34.5 | 30 | 29 | 39 | 19.5 | 39 | 40 | 38 | -11 | 28 | 30 | 40 | 50 | 45 | 34 | 31 | 39 | 47 | 39 | 43 | 33.5 | 51 | 27 | 34 | 43 | 45.5 | 22 | 43 | 48 | 33 | 32 | 39 | 27.5 | 23 | 21 | 46 | 48 | 37 | 46.5 | 35 | 32 | 41 | 23.5 | 21 | 41 | 44 | 35.5 | 21 | 33 | 30 | 15 | -13 | 35 | 24 | 27 | 17 | 35.5 | 3.5 | 37.5 | 16 | 32 | 35 | 23 | 34 | -23 | 1.5 | 46 | -37 | 19.5 | 19.5 | -2 | 14 | 42 | 17.5 | 26.5 | 26 | 44.5 | 32 | 28.5 | 26 | 32 | 14 | 23 | 40 | 36 | -21 | 28 | 30 | 38 | 45 | 41.5 | 34 | 31 | 34 | 43 | 39 | 34 | 28 | 49 | 14 | 25 | 41 | 42 | 16 | 43 | 36 | 28 | 23 | 23 | 24.5 | 21 | 16 | 45 | 33 | 33 | 46.5 | 35 | 31 | 35.5 | 7 | 19.5 | 34
2013-01-11 | 48 | 46.5 | 25 | 42 | 33 | 17 | -7.5 | 36.5 | 31 | 26 | 22 | 48 | 7 | 39 | 24.5 | 34 | 39 | 23 | 34 | -15.5 | 5 | 49 | -25 | 39.5 | 25 | 2 | 24 | 41 | 19.5 | 34 | 32 | 44.5 | 34 | 30.5 | 31 | 38 | 19.5 | 39 | 39 | 38 | -11.5 | 29 | 30 | 41 | 50 | 43.5 | 34 | 31 | 41 | 47 | 37.5 | 43 | 34 | 51 | 27 | 32 | 43 | 45.5 | 21 | 43 | 48 | 33 | 33 | 39 | 26.5 | 23 | 21 | 50 | 48 | 37 | 46 | 35 | 33 | 43 | 25 | 19.5 | 32 | 42 | 35.5 | 21 | 33 | 30 | 16 | -13 | 34 | 24 | 26 | 18 | 35.5 | 2.5 | 37.5 | 21.5 | 32 | 37 | 23 | 32 | -18.5 | 1.5 | 46 | -33 | 24.5 | 21 | -2 | 15.5 | 41 | 17.5 | 23 | 28 | 44.5 | 32 | 26.5 | 25 | 33 | 16.5 | 23 | 38.5 | 36 | -18.5 | 28 | 30 | 37 | 45 | 40.5 | 34 | 30 | 33 | 44 | 37.5 | 34 | 28.5 | 49 | 14 | 25 | 41 | 42.5 | 15 | 43 | 36 | 28 | 22 | 23 | 23.5 | 20 | 16 | 47 | 32 | 31 | 46 | 35 | 31 | 37.5 | 8.5 | 19.5 | 30
2013-01-11 01:00 | 48 | 46.5 | 25.5 | 40 | 32 | 16 | -7.5 | 36 | 28 | 26 | 23 | 48 | 6.5 | 41 | 23.5 | 35 | 38 | 21 | 34 | -15.5 | 3 | 47 | -24 | 40.5 | 25 | 1 | 25 | 40 | 19.5 | 39 | 33 | 44.5 | 34 | 34 | 31 | 37 | 19.5 | 39 | 38 | 38 | -11.5 | 28 | 30 | 41 | 50 | 42 | 34 | 33 | 40 | 47 | 39 | 44.5 | 34 | 51 | 26 | 34 | 43 | 46 | 21 | 43 | 49 | 33 | 35 | 35.5 | 25.5 | 22 | 22 | 49 | 48 | 36 | 46 | 34 | 32 | 41 | 25.5 | 19.5 | 32 | 45 | 35.5 | 22 | 33 | 30 | 15 | -13 | 33.5 | 21 | 26 | 18 | 35.5 | 1.5 | 37.5 | 22.5 | 33 | 36 | 21 | 32 | -18.5 | -0.5 | 46 | -33 | 26 | 21 | -3 | 14 | 40 | 16 | 25 | 29 | 43 | 30 | 30 | 26 | 33 | 15.5 | 23 | 37 | 36 | -19 | 27 | 28.5 | 37 | 45 | 39 | 34 | 32 | 34 | 43 | 39 | 34 | 28.5 | 50 | 13 | 25 | 41 | 43 | 15 | 43 | 36 | 28 | 23 | 25 | 23 | 20 | 19 | 47 | 34 | 33 | 46 | 34 | 31 | 37.5 | 10 | 19.5 | 30
2013-01-11 02:00 | 48 | 44.5 | 26.5 | 41 | 31 | 16 | -7.5 | 35 | 28 | 25.5 | 24 | 48 | 6.5 | 39 | 23 | 35 | 39 | 21 | 28.5 | -16 | 1.5 | 46 | -25 | 36 | 25 | 2 | 21 | 39 | 21 | 39 | 34 | 44.5 | 32 | 36 | 29 | 35 | 19.5 | 37 | 36.5 | 38 | -12 | 36 | 30 | 41 | 49.5 | 40.5 | 34 | 31 | 40 | 45 | 39 | 44.5 | 34 | 51 | 25 | 32 | 39 | 45.5 | 22 | 42 | 50 | 35 | 34 | 37.5 | 25 | 21 | 22 | 49 | 48 | 36 | 45.5 | 35 | 33 | 43 | 26 | 17.5 | 29 | 46 | 35.5 | 23 | 33 | 30 | 15 | -13 | 32 | 20.5 | 25.5 | 19 | 35.5 | 2 | 37.5 | 19 | 33 | 37 | 21 | 28.5 | -25 | -2 | 45 | -30 | 23 | 21 | -1 | 11.5 | 39 | 16 | 25 | 27 | 43 | 30 | 32 | 26 | 31 | 12 | 23 | 36 | 36 | -22 | 28 | 28.5 | 37 | 46 | 38.5 | 34 | 28 | 32 | 42 | 39 | 34 | 28.5 | 50 | 12 | 25 | 39 | 42.5 | 16 | 42 | 38 | 27 | 22 | 26.5 | 22 | 20 | 20 | 48 | 34 | 33 | 45.5 | 35 | 31 | 37.5 | 11.5 | 17.5 | 27
2013-01-11 03:00 | 47 | 43 | 23 | 42 | 31 | 15 | -9.5 | 34.5 | 28 | 25.5 | 24 | 48 | 5.5 | 39 | 24.5 | 36 | 39 | 21 | 30 | -17.5 | -2 | 47 | -24 | 40.5 | 25 | 2 | 22 | 41 | 21 | 35.5 | 34.5 | 44.5 | 34 | 36 | 31 | 36 | 19.5 | 37 | 35.5 | 38 | -14 | 43 | 30 | 41 | 49.5 | 39.5 | 32 | 32 | 40 | 45 | 39 | 44.5 | 34 | 51 | 26 | 30 | 39 | 45 | 21 | 41 | 49 | 34 | 29 | 39 | 24 | 22 | 21 | 46 | 46.5 | 35 | 45 | 37 | 32 | 43 | 26.5 | 16 | 28 | 45 | 35.5 | 21 | 32 | 29 | 14 | -13 | 31.5 | 20 | 25.5 | 20 | 35.5 | 0.5 | 37.5 | 24.5 | 33 | 37 | 21 | 30 | -20.5 | -6 | 46 | -31 | 27.5 | 16 | -2 | 13 | 41 | 19.5 | 25 | 29.5 | 41 | 30 | 34 | 27 | 34 | 14 | 23 | 34.5 | 36 | -22 | 25 | 28.5 | 36 | 46.5 | 37 | 32 | 27 | 30 | 40 | 39 | 34 | 28.5 | 50 | 12 | 21 | 39 | 42 | 15 | 41 | 36 | 26 | 21 | 26.5 | 21 | 19 | 18 | 45 | 37.5 | 32 | 45 | 35 | 31 | 37.5 | 13.5 | 14 | 26
2013-01-11 04:00 | 46 | 44.5 | 25 | 42 | 30 | 17 | -8.5 | 34 | 28.5 | 25 | 24 | 46.5 | 5 | 39 | 25.5 | 35 | 40 | 21 | 30 | -19.5 | -2 | 49 | -20 | 39 | 25 | 1 | 23 | 41 | 21 | 37.5 | 35 | 43 | 34 | 36 | 30 | 36 | 19.5 | 36 | 34.5 | 38 | -16 | 37 | 30 | 46 | 49 | 38 | 34 | 37 | 40 | 44 | 39 | 44.5 | 34 | 51 | 30 | 30 | 41 | 44 | 21 | 40 | 49 | 32 | 27 | 39 | 23 | 21 | 22 | 48 | 46.5 | 37 | 45 | 37 | 33 | 43 | 26.5 | 15.5 | 25 | 43 | 35.5 | 25 | 32 | 29 | 15 | -13 | 30.5 | 19.5 | 25 | 19 | 37.5 | 0.5 | 35.5 | 25 | 33 | 37 | 19.5 | 30 | -23.5 | -7.5 | 47 | -29 | 30 | 19.5 | -2 | 12.5 | 41 | 19.5 | 25 | 30 | 39.5 | 30 | 32 | 27 | 35 | 13.5 | 23 | 33.5 | 36 | -24.5 | 27 | 28.5 | 33 | 46 | 35 | 34 | 25 | 30 | 40 | 39 | 34 | 26.5 | 50 | 11 | 25 | 39 | 41 | 16 | 40 | 36 | 26 | 21 | 26.5 | 20 | 19 | 18 | 46 | 35.5 | 33 | 45 | 35 | 31 | 37.5 | 14.5 | 14 | 23
2013-01-11 05:00 | 47 | 44.5 | 25 | 41 | 30 | 18 | -7.5 | 34 | 29.5 | 25 | 25 | 46.5 | 4.5 | 37.5 | 27 | 33 | 40 | 21 | 30 | -21 | -4 | 51 | -20 | 41 | 25 | 0 | 20 | 42 | 21 | 32 | 36 | 42.5 | 32 | 38 | 31 | 36 | 19.5 | 37 | 33.5 | 38 | -18 | 37 | 30 | 43 | 48.5 | 38 | 30 | 37 | 39 | 43 | 41 | 44.5 | 34 | 51 | 30 | 26.5 | 41 | 43.5 | 21 | 40 | 50 | 26 | 27 | 39 | 22 | 20 | 22 | 48 | 46.5 | 36 | 44.5 | 37 | 32 | 43 | 26.5 | 16 | 24 | 42 | 35.5 | 23 | 33 | 29 | 16 | -13 | 30 | 19.5 | 25 | 20 | 37.5 | 0 | 35.5 | 21 | 31 | 38 | 19.5 | 30 | -30 | -9.5 | 48 | -30 | 31.5 | 19.5 | -4 | 10.5 | 41 | 19.5 | 25 | 28 | 39.5 | 28.5 | 34 | 27 | 36 | 10 | 22 | 32 | 36 | -30 | 25 | 28.5 | 33 | 45.5 | 35.5 | 30 | 24 | 31 | 41 | 41 | 34 | 26.5 | 50 | 11 | 23 | 39 | 40 | 17 | 40 | 40 | 26 | 21 | 25 | 19.5 | 19 | 17 | 47 | 37.5 | 33 | 44.5 | 34 | 32 | 37.5 | 16 | 14 | 23
2013-01-11 06:00 | 50 | 44.5 | 25 | 42 | 30 | 17 | -7.5 | 34 | 32 | 24.5 | 23 | 43 | 3.5 | 39 | 27.5 | 33 | 39 | 19.5 | 30 | -21.5 | -6 | 51 | -27 | 40 | 25 | -2 | 18 | 42 | 21 | 32 | 36 | 45 | 32 | 38.5 | 30 | 36 | 20 | 38 | 34 | 37 | -19 | 42 | 30 | 41 | 48.5 | 38 | 30 | 40 | 35 | 43 | 39 | 44.5 | 34 | 51 | 27 | 26.5 | 39 | 43 | 22 | 40 | 50 | 27 | 35 | 39 | 22 | 20 | 22 | 50 | 44.5 | 35 | 44.5 | 37 | 31 | 41 | 27 | 12 | 23 | 46 | 35.5 | 23 | 32 | 29 | 16 | -13 | 30 | 21 | 24.5 | 18 | 37.5 | -2.5 | 35.5 | 25.5 | 31 | 38 | 19.5 | 30 | -25 | -9.5 | 48 | -36 | 36 | 19.5 | -5 | 12 | 41 | 19.5 | 25 | 31 | 42 | 28.5 | 34 | 26 | 35 | 12 | 22 | 32.5 | 36 | -27 | 24 | 28.5 | 31 | 44.5 | 35.5 | 30 | 25 | 32 | 40 | 39 | 34 | 26.5 | 50 | 11 | 21 | 37.5 | 38.5 | 17 | 40 | 41 | 26 | 23 | 26.5 | 20 | 18 | 16 | 47 | 37.5 | 33 | 44.5 | 34 | 31 | 37.5 | 17 | 10.5 | 21
2013-01-11 07:00 | 48 | 44.5 | 25 | 42 | 30 | 18 | -7.5 | 35.5 | 31 | 24 | 23 | 39 | 3 | 39 | 28 | 34 | 39 | 21 | 32 | -22.5 | -2 | 50 | -20 | 39 | 25 | -3 | 16 | 42 | 21 | 37.5 | 36 | 44 | 26.5 | 38.5 | 29 | 37 | 20 | 38 | 34 | 38 | -19.5 | 41 | 28.5 | 38 | 48 | 38 | 26.5 | 37 | 29 | 41 | 37.5 | 43 | 34 | 51 | 28 | 25 | 38.5 | 42 | 22 | 40 | 49 | 26 | 38 | 41 | 19 | 19 | 22 | 51 | 44.5 | 34 | 45 | 37 | 31 | 39 | 26.5 | 12 | 24 | 45 | 35.5 | 25 | 33 | 29 | 17 | -13.5 | 34 | 21 | 24 | 19 | 37.5 | -1.5 | 37.5 | 26 | 32 | 37 | 19.5 | 30 | -25.5 | -7.5 | 47 | -30 | 33.5 | 19.5 | -7 | 11 | 41 | 19.5 | 25 | 30.5 | 41.5 | 25 | 34 | 25 | 31 | 13 | 23 | 33 | 36 | -26.5 | 25 | 28.5 | 30 | 43 | 35 | 26.5 | 29 | 27 | 37 | 37.5 | 34 | 25 | 50 | 10 | 21 | 37 | 37 | 17 | 40 | 42 | 26 | 24 | 28.5 | 19 | 19 | 15 | 47 | 39 | 31 | 45 | 33 | 31 | 37.5 | 17.5 | 10.5 | 21
2013-01-11 08:00 | 47 | 43 | 25 | 42 | 29 | 17 | -7.5 | 36.5 | 30 | 24.5 | 24 | 39 | 3.5 | 41 | 29 | 33 | 38 | 21 | 30 | -23 | -6 | 53 | -2 | 39 | 25 | -3 | 17 | 42 | 21 | 35.5 | 36 | 40.5 | 30 | 36.5 | 27 | 36 | 20 | 37 | 33 | 38 | -20 | 33 | 28.5 | 39 | 48.5 | 38 | 28.5 | 32 | 28 | 40 | 37.5 | 43 | 34 | 51 | 29 | 26.5 | 37.5 | 42 | 19 | 39 | 49 | 26 | 39 | 39 | 22.5 | 21 | 22 | 50 | 44.5 | 33 | 45 | 37 | 32 | 41 | 25 | 10.5 | 25 | 44 | 35.5 | 23 | 35 | 28 | 16 | -15 | 35 | 21 | 24 | 20 | 37.5 | -3 | 37.5 | 23 | 32 | 37 | 19.5 | 30 | -31 | -11 | 47 | -9 | 35.5 | 19.5 | -7 | 11 | 41 | 19.5 | 26.5 | 30 | 39 | 28.5 | 32 | 24 | 32 | 12 | 22 | 33 | 36 | -29 | 23 | 28.5 | 30 | 43.5 | 34.5 | 26.5 | 31 | 22 | 36 | 37.5 | 34 | 25 | 49 | 9 | 21 | 37.5 | 37 | 14 | 39 | 41 | 24 | 24 | 30 | 22.5 | 19 | 16 | 46 | 37.5 | 32 | 45 | 32 | 32 | 37.5 | 21 | 8.5 | 24
2013-01-11 09:00 | 49 | 39 | 30 | 39 | 30 | 15 | -7.5 | 38.5 | 31 | 27.5 | 25 | 37.5 | 1.5 | 43 | 30 | 30 | 39 | 21 | 32 | -21 | -0.5 | 57 | 15 | 41 | 25 | -2 | 20 | 42 | 21 | 43 | 35 | 43 | 32 | 37 | 29 | 37 | 15 | 38 | 33 | 38 | -16.5 | 33 | 28.5 | 38 | 49.5 | 38 | 30 | 31 | 29 | 41 | 39 | 43 | 35.5 | 51 | 33 | 26.5 | 39 | 42 | 24 | 39 | 50 | 26 | 40 | 43 | 26 | 23 | 23 | 53 | 44.5 | 33 | 46 | 36 | 31 | 41 | 25 | 14.5 | 27 | 45 | 35.5 | 28.5 | 34 | 29 | 13 | -13 | 36.5 | 22 | 26.5 | 19 | 37.5 | -3.5 | 35.5 | 28 | 29 | 37 | 19.5 | 30 | -24.5 | -6 | 46 | 6 | 37.5 | 19.5 | -6 | 12 | 41 | 19.5 | 26.5 | 30 | 41 | 30 | 30 | 26 | 35 | 8 | 23 | 32 | 37 | -24.5 | 22 | 28.5 | 30 | 44.5 | 34 | 30 | 29 | 22 | 37 | 39 | 35.5 | 25 | 49 | 10 | 25 | 37.5 | 38 | 18 | 39 | 42 | 26 | 26 | 28.5 | 26 | 20 | 16 | 47 | 39 | 32 | 46 | 32 | 31 | 37.5 | 17.5 | 12.5 | 24
2013-01-11 10:00 | 48 | 39 | 34 | 42 | 30 | 17 | -7.5 | 40.5 | 37 | 30 | 28 | 37.5 | 3 | 44.5 | 31 | 31 | 43 | 21 | 34 | -19 | 3 | 58 | 20 | 37.5 | 26.5 | 3 | 20 | 43 | 25 | 46.5 | 34.5 | 43.5 | 34 | 37 | 33 | 43 | 12 | 37 | 36 | 39 | -12.5 | 35 | 28.5 | 41 | 50 | 38 | 35.5 | 30 | 29 | 44 | 41 | 44.5 | 35.5 | 51 | 36 | 28.5 | 41 | 42 | 24 | 43 | 51 | 27 | 42 | 44.5 | 28.5 | 27 | 23 | 57 | 44.5 | 35 | 46 | 41 | 31 | 43 | 26.5 | 19.5 | 30 | 44 | 37.5 | 30 | 33 | 29 | 15 | -13 | 38 | 24 | 28 | 20 | 37.5 | -1.5 | 35.5 | 30.5 | 29 | 39 | 19.5 | 30 | -22.5 | -2 | 46 | 7 | 34 | 19.5 | -1 | 12 | 42 | 19.5 | 26.5 | 29.5 | 41.5 | 30 | 30 | 27 | 37 | 5 | 24 | 34 | 37 | -22.5 | 23 | 28.5 | 29 | 45 | 33 | 34 | 29 | 21 | 39 | 41 | 35.5 | 25 | 50 | 10 | 25 | 39 | 38 | 18 | 41 | 41 | 26 | 27 | 32 | 28.5 | 22 | 17 | 47 | 39 | 33 | 46 | 32 | 31 | 37.5 | 19.5 | 17.5 | 27
2013-01-11 11:00 | 51 | 44.5 | 35.5 | 43 | 31 | 23 | -7.5 | 43 | 42 | 32 | 28 | 39 | 1 | 43 | 32 | 30 | 45 | 21 | 35.5 | -17 | 8.5 | 55 | 21 | 39 | 26.5 | 7 | 27 | 45 | 25 | 43 | 34 | 45 | 34 | 39 | 37 | 43 | 15 | 42 | 38 | 40 | -9 | 40 | 28.5 | 46 | 48 | 38 | 37.5 | 34 | 29 | 47 | 43 | 44.5 | 35.5 | 51 | 40 | 32 | 44.5 | 43.5 | 25 | 41 | 52 | 27 | 43 | 46.5 | 29.5 | 30 | 24 | 55 | 44.5 | 36 | 47 | 42 | 31 | 44.5 | 28.5 | 21 | 32 | 47 | 37.5 | 32 | 37 | 29 | 22 | -15 | 39 | 26 | 29.5 | 21 | 39 | -2.5 | 35.5 | 29 | 28 | 39 | 19.5 | 32 | -26 | 1.5 | 49 | 9 | 30 | 19.5 | 2 | 16 | 44 | 21 | 30 | 28 | 42 | 32 | 30 | 29 | 38 | 8 | 23 | 36 | 38 | -23 | 25 | 28.5 | 30 | 44 | 35 | 35.5 | 31 | 20 | 39 | 43 | 35.5 | 25 | 49 | 11 | 26.5 | 41 | 39 | 18 | 39 | 43 | 27 | 27 | 30 | 29 | 22 | 18 | 49 | 39 | 33 | 46 | 25 | 31 | 39 | 19.5 | 19.5 | 28
2013-01-11 12:00 | 54 | 46.5 | 35.5 | 44 | 35 | 29 | -7.5 | 41 | 44 | 34 | 32 | 39 | 0.5 | 41 | 31 | 30 | 47 | 21 | 37.5 | -15 | 14 | 53 | 22 | 39 | 26.5 | 12 | 31 | 45 | 26.5 | 46.5 | 34 | 44 | 35.5 | 41 | 37 | 45 | 18 | 42 | 40 | 41 | -6 | 36 | 30 | 45 | 46 | 38 | 37.5 | 37 | 31 | 48 | 44.5 | 46.5 | 35.5 | 51 | 42 | 34 | 44.5 | 45.5 | 27 | 43 | 52 | 27 | 44 | 46.5 | 34 | 32 | 25 | 54 | 46.5 | 37 | 47 | 40 | 32 | 46.5 | 30 | 26.5 | 37 | 49 | 39 | 32 | 33 | 25 | 27 | -13 | 39 | 22 | 30.5 | 20 | 37.5 | -5.5 | 34 | 30.5 | 27 | 40 | 19.5 | 34 | -19 | 3 | 50 | 10 | 30 | 19.5 | 3 | 17 | 43 | 21 | 30 | 27 | 42.5 | 34 | 30 | 28 | 37 | 10 | 23 | 36 | 39 | -15.5 | 28 | 30 | 30 | 42.5 | 35.5 | 35.5 | 29 | 22 | 38 | 43 | 35.5 | 30 | 49 | 11 | 28.5 | 43 | 40 | 18 | 41 | 43 | 27 | 28 | 32 | 32 | 23 | 20 | 40 | 41 | 34 | 47 | 32 | 32 | 41 | 23 | 23 | 30
2013-01-11 13:00 | 56 | 48 | 39 | 45 | 34 | 28 | -7.5 | 43 | 46 | 35 | 33 | 39 | 0 | 41 | 30 | 31 | 45 | 21 | 37.5 | -13 | 17.5 | 53 | 23 | 35.5 | 28.5 | 16 | 32 | 45 | 26.5 | 57 | 34 | 48.5 | 35.5 | 41 | 37 | 49 | 22 | 44 | 43 | 41 | -3 | 39 | 30 | 46 | 44 | 38 | 39 | 38 | 31 | 48 | 46.5 | 46.5 | 37.5 | 50 | 46 | 35.5 | 46.5 | 47 | 29 | 44.5 | 53 | 27 | 44 | 46.5 | 35 | 35 | 24 | 54 | 46.5 | 37 | 48 | 36 | 32 | 46.5 | 32 | 30 | 40 | 49 | 37.5 | 32 | 34 | 25 | 24 | -13 | 39 | 25 | 31.5 | 21 | 37.5 | -4 | 34 | 28 | 28 | 39 | 19.5 | 34 | -18 | 7 | 50 | 9 | 34 | 23 | 3 | 18 | 44 | 21 | 23 | 24 | 43 | 34 | 30 | 29 | 42 | 12 | 24 | 36 | 39 | -11 | 28 | 30 | 32 | 40 | 35 | 35.5 | 28 | 21 | 38 | 43 | 35.5 | 35.5 | 49 | 10 | 26.5 | 43 | 40 | 19 | 43 | 42 | 26 | 28 | 32 | 33.5 | 24 | 19 | 40 | 39 | 34 | 48 | 33 | 32 | 39 | 26.5 | 25 | 32
2013-01-11 14:00 | 57 | 50 | 44.5 | 45 | 28 | 33 | -7.5 | 44.5 | 46 | 35.5 | 36 | 39 | -1 | 39 | 29 | 31 | 46 | 23 | 39 | -11 | 21 | 52 | 23 | 37.5 | 30 | 20 | 34 | 46 | 26.5 | 53.5 | 34 | 50 | 37.5 | 41 | 38 | 47 | 20 | 44 | 44 | 42 | 0 | 41 | 30 | 47 | 45.5 | 38 | 39 | 38 | 32 | 47 | 48 | 46.5 | 34 | 50 | 49 | 37.5 | 48 | 45.5 | 29 | 46.5 | 58 | 27 | 43 | 46.5 | 35.5 | 37 | 24 | 53 | 46.5 | 38 | 50 | 36 | 32 | 48 | 28.5 | 34 | 40 | 50 | 39 | 30 | 34 | 23 | 22 | -11 | 41 | 27 | 31.5 | 20 | 37.5 | -4.5 | 35.5 | 22 | 28 | 39 | 23 | 34 | -22 | 7 | 49 | 9 | 34 | 23 | 4 | 15 | 44 | 23 | 23 | 20 | 43 | 34 | 30 | 29 | 39 | 9 | 24 | 34 | 41 | -10 | 28 | 30 | 31 | 41 | 36 | 35.5 | 29 | 21 | 36 | 43 | 35.5 | 32 | 49 | 11 | 26.5 | 43 | 39.5 | 19 | 43 | 45 | 25 | 28 | 32 | 35.5 | 24 | 20 | 49 | 39 | 35 | 50 | 34 | 32 | 41 | 21 | 25 | 32
2013-01-11 15:00 | 56 | 50 | 43 | 47 | 28 | 32 | -6 | 46.5 | 48 | 35 | 35 | 39 | -1.5 | 37.5 | 28 | 31 | 47 | 21 | 37.5 | -11 | 25 | 51 | 24 | 39 | 28.5 | 24 | 38 | 46 | 26.5 | 52 | 33.5 | 49.5 | 37.5 | 41.5 | 37 | 45 | 19 | 45 | 45 | 46 | -1.5 | 42 | 30 | 46 | 47 | 38 | 39 | 38 | 30 | 44 | 48 | 48 | 35.5 | 50 | 49 | 37.5 | 48 | 43.5 | 31 | 48 | 58 | 27 | 43 | 48 | 35 | 35 | 24 | 51 | 46.5 | 39 | 51 | 40 | 32 | 48 | 28.5 | 35.5 | 39 | 48 | 39 | 34 | 35 | 20 | 21 | -11 | 43 | 25 | 32 | 24 | 37.5 | -5.5 | 34 | 24 | 29 | 38 | 21 | 34 | -15.5 | 7 | 48 | 9 | 30 | 23 | 5 | 17 | 44 | 25 | 25 | 21 | 43 | 32 | 31 | 28 | 38 | 9 | 24 | 35 | 44 | -10.5 | 28 | 30 | 31 | 42 | 36 | 35.5 | 29 | 24 | 38 | 43 | 35.5 | 34 | 50 | 12 | 28.5 | 43 | 38.5 | 19 | 44.5 | 45 | 26 | 28 | 32 | 34.5 | 24 | 20 | 48 | 39 | 36 | 50 | 33 | 32 | 41 | 14 | 26.5 | 32
2013-01-11 16:00 | 56 | 48 | 39 | 45 | 23 | 31 | -6 | 45.5 | 47 | 34 | 36 | 39 | -2 | 37.5 | 27.5 | 31 | 48 | 19.5 | 37.5 | -11 | 23 | 52 | 24 | 37.5 | 28.5 | 25 | 36 | 47 | 28.5 | 46.5 | 33.5 | 48.5 | 35.5 | 39 | 33 | 45 | 20 | 44 | 46 | 47 | -3.5 | 41 | 30 | 44 | 48 | 38 | 34 | 38 | 30 | 42 | 48 | 46.5 | 34.5 | 50 | 45 | 37.5 | 48 | 42 | 30 | 46.5 | 58 | 25 | 41 | 48 | 35.5 | 34 | 24 | 51 | 46.5 | 39 | 50 | 40 | 32 | 44.5 | 28.5 | 35.5 | 37 | 50 | 41 | 30 | 34 | 16 | 21 | -11 | 42 | 27 | 32 | 23 | 35.5 | -7 | 34 | 22.5 | 29 | 37 | 19.5 | 34 | -14.5 | 7 | 49 | 10 | 30 | 21 | 6 | 18 | 43 | 25 | 32 | 20 | 42.5 | 30 | 28.5 | 27 | 38 | 9 | 25 | 35 | 42 | -14 | 29 | 30 | 32 | 42 | 35 | 34 | 29 | 24 | 36 | 44.5 | 35.5 | 32 | 48 | 15 | 26.5 | 43 | 37 | 19 | 44.5 | 45 | 24 | 28 | 34 | 35.5 | 25 | 22 | 49 | 39 | 35 | 50 | 30 | 32 | 39 | 16 | 26.5 | 32
2013-01-11 17:00 | 54 | 48 | 35.5 | 43 | 14 | 28 | -6 | 43.5 | 47 | 32.5 | 36 | 35.5 | -3 | 35.5 | 27 | 31 | 44 | 21 | 37.5 | -11 | 19.5 | 51 | 26 | 41 | 25 | 18 | 33 | 46 | 28.5 | 44.5 | 33 | 43 | 34 | 36 | 30 | 45 | 13 | 39 | 40 | 46 | -5 | 40 | 30 | 44 | 47 | 37 | 34 | 38 | 29 | 42 | 44.5 | 44.5 | 34 | 47 | 39 | 37.5 | 48 | 41.5 | 28 | 46.5 | 54 | 25 | 40 | 46.5 | 33 | 30 | 24 | 50 | 43 | 39 | 49 | 38 | 32 | 43 | 26.5 | 28.5 | 33 | 51 | 41 | 30 | 34 | 11 | 20 | -11 | 41 | 26 | 30 | 22 | 34 | -8 | 34 | 17 | 29 | 38 | 21 | 34 | -20 | 7 | 49 | 8 | 26.5 | 21 | 5 | 17 | 43 | 25 | 30 | 17 | 39 | 30 | 29.5 | 25 | 37 | 5 | 25 | 35 | 42 | -21 | 27 | 30 | 34 | 42.5 | 35.5 | 34 | 28 | 26 | 36 | 43 | 35.5 | 30 | 46 | 16 | 26.5 | 43 | 37 | 22 | 44.5 | 44 | 24 | 28 | 37.5 | 33 | 23 | 22 | 48 | 39 | 35 | 49 | 29 | 32 | 39 | 19.5 | 25 | 30
2013-01-11 18:00 | 53 | 46.5 | 35.5 | 41 | 14 | 22 | -6 | 41.5 | 38 | 34 | 31 | 35.5 | -1 | 35.5 | 25.5 | 31 | 42 | 21 | 35.5 | -10.5 | 10.5 | 51 | 26 | 41 | 23 | 17 | 25 | 46 | 26.5 | 39 | 32 | 38.5 | 32 | 33 | 30 | 44 | 8 | 38 | 37.5 | 45 | -4.5 | 32 | 28.5 | 41 | 45.5 | 36.5 | 34 | 38 | 29 | 42 | 44.5 | 44.5 | 32 | 47 | 33 | 37.5 | 48 | 40.5 | 28 | 46.5 | 55 | 24 | 40 | 44.5 | 28.5 | 30 | 24 | 51 | 43 | 38 | 49 | 37 | 32 | 44.5 | 25 | 21 | 27 | 51 | 41 | 30 | 35 | 11 | 20 | -9.5 | 40 | 27 | 31.5 | 21 | 34 | -9 | 32 | 19 | 30 | 38 | 21 | 32 | -13.5 | 1.5 | 49 | 9 | 25 | 19.5 | 5 | 18 | 43 | 23 | 28.5 | 18.5 | 36.5 | 30 | 26.5 | 25 | 37 | 0 | 24 | 35 | 39 | -16.5 | 24 | 28.5 | 34 | 42 | 35 | 34 | 29 | 24 | 36 | 43 | 35.5 | 30 | 46 | 18 | 28.5 | 43 | 36 | 21 | 44.5 | 44 | 23 | 28 | 39 | 28.5 | 23 | 21 | 49 | 39 | 35 | 49 | 27 | 32 | 41 | 14 | 19.5 | 25
2013-01-11 19:00 | 54 | 46.5 | 35.5 | 40 | 17 | 15 | -6 | 41 | 34 | 32.5 | 30 | 35.5 | -0.5 | 35.5 | 24.5 | 31 | 40 | 21 | 35.5 | -10 | 10.5 | 50 | 26 | 39 | 23 | 14 | 23 | 46 | 26.5 | 41 | 31 | 38.5 | 32 | 33.5 | 27 | 40 | 9 | 37 | 36 | 45 | -4.5 | 31 | 28.5 | 39 | 44 | 36 | 30 | 38 | 28 | 40 | 41 | 44.5 | 30 | 46 | 32 | 37.5 | 46.5 | 40 | 28 | 46.5 | 54 | 24 | 40 | 43 | 30.5 | 29 | 22 | 50 | 43 | 38 | 49 | 36 | 32 | 43 | 23 | 19.5 | 27 | 52 | 41 | 32 | 36 | 14 | 14 | -9.5 | 39 | 28 | 30 | 23 | 34 | -9 | 32 | 18.5 | 30 | 37 | 21 | 34 | -12.5 | 3 | 49 | 11 | 21 | 19.5 | 5 | 16 | 43 | 23 | 26.5 | 18.5 | 37 | 32 | 25.5 | 24 | 32 | 2 | 23 | 35 | 39 | -14.5 | 22 | 28.5 | 34 | 41 | 34 | 30 | 29 | 21 | 36 | 39 | 35.5 | 30 | 46 | 17 | 28.5 | 43 | 35 | 20 | 44.5 | 44 | 23 | 28 | 41 | 30.5 | 22 | 21 | 49 | 39 | 35 | 49 | 28 | 32 | 39 | 17.5 | 17.5 | 25
2013-01-11 20:00 | 55 | 46.5 | 35.5 | 40 | 14 | 12 | -6 | 39 | 32 | 30.5 | 28 | 34 | -2 | 35.5 | 23 | 31 | 40 | 21 | 35.5 | -9 | 14 | 49 | 27 | 37.5 | 21 | 22 | 25 | 44 | 23 | 39 | 30 | 38 | 32 | 30.5 | 26 | 41 | 6 | 32 | 31 | 43 | -4 | 28 | 28.5 | 38 | 44 | 36 | 32 | 38 | 27 | 41 | 39 | 43 | 30 | 46 | 29 | 37.5 | 46.5 | 40 | 27 | 44.5 | 55 | 24 | 40 | 43 | 30 | 28 | 22 | 49 | 43 | 38 | 49 | 36 | 32 | 43 | 25 | 19.5 | 25 | 52 | 43 | 32 | 37 | 10 | 10 | -9.5 | 37.5 | 29 | 30 | 22 | 32 | -7.5 | 32 | 14 | 30 | 37 | 21 | 34 | -17 | 5 | 48 | 12 | 21 | 17.5 | 11 | 17 | 42 | 21 | 25 | 16 | 35.5 | 32 | 23 | 23 | 32 | 1 | 23 | 30 | 39 | -15 | 21 | 28.5 | 32 | 41 | 34.5 | 32 | 29 | 23 | 36 | 39 | 35.5 | 30 | 46 | 17 | 30 | 43 | 35 | 21 | 43 | 46 | 23 | 28 | 43 | 30 | 22 | 21 | 47 | 39 | 35 | 49 | 28 | 32 | 39 | 17.5 | 17.5 | 23
2013-01-11 21:00 | 54 | 44.5 | 32 | 39 | 12 | 16 | -6 | 39 | 31 | 27 | 24 | 34 | -1.5 | 34 | 22 | 30 | 36 | 21 | 35.5 | -8.5 | 16 | 51 | 27 | 35.5 | 19.5 | 23 | 21 | 44 | 21 | 39 | 29.5 | 38 | 32 | 33.5 | 23 | 41 | 11 | 30 | 35 | 43 | -3.5 | 26 | 28.5 | 37 | 44 | 36 | 37.5 | 37 | 26 | 41 | 39 | 43 | 30 | 47 | 32 | 39 | 44.5 | 40 | 26 | 43 | 52 | 24 | 41 | 42.5 | 30 | 27 | 22 | 49 | 43 | 36 | 49 | 37 | 32 | 43 | 26.5 | 16 | 25 | 51 | 43 | 32 | 36 | 6 | 14 | -9.5 | 37.5 | 28 | 27 | 20 | 32 | -7 | 32 | 16.5 | 30 | 35 | 21 | 32 | -11 | 7 | 49 | 14 | 19.5 | 17.5 | 12 | 15 | 42 | 19.5 | 21 | 17.5 | 35 | 32 | 22 | 20 | 33 | 3 | 22 | 35 | 40 | -11 | 20 | 28.5 | 32 | 41 | 34.5 | 30 | 29 | 21 | 36 | 39 | 35.5 | 30 | 46 | 17 | 30 | 43 | 35 | 21 | 43 | 49 | 24 | 28 | 42.5 | 30 | 22 | 21 | 47 | 39 | 34 | 49 | 28 | 32 | 39 | 19.5 | 16 | 22
2013-01-11 22:00 | 54 | 44.5 | 32 | 37 | 10 | 12 | -6 | 37.5 | 29 | 28.5 | 24 | 34 | -2.5 | 35.5 | 21 | 31 | 35 | 21 | 37.5 | -8.5 | 17.5 | 50 | 28 | 32 | 23 | 22 | 20 | 44 | 21 | 37.5 | 29.5 | 37.5 | 32 | 34 | 23 | 41 | 16 | 28 | 33.5 | 42 | -3.5 | 24 | 28.5 | 37 | 44 | 36 | 37.5 | 37 | 26 | 40 | 39 | 43 | 30 | 48 | 33 | 39 | 44.5 | 40 | 27 | 44.5 | 52 | 26 | 43 | 42.5 | 29.5 | 25 | 23 | 48 | 43 | 36 | 49.5 | 36 | 32 | 41 | 25 | 16 | 24 | 51 | 43 | 30 | 35 | 5 | 10 | -9.5 | 35.5 | 27 | 24 | 21 | 32 | -7 | 32 | 16 | 30 | 34 | 21 | 32 | -11 | 7 | 48 | 17 | 16 | 19.5 | 13 | 15 | 42 | 19.5 | 21 | 17 | 34.5 | 32 | 23 | 20 | 32 | 4 | 21 | 33.5 | 37 | -9.5 | 18 | 28.5 | 32 | 40 | 34 | 30 | 28 | 21 | 36 | 37.5 | 35.5 | 30 | 46 | 17 | 32 | 43 | 35 | 21 | 43 | 50 | 24 | 27 | 42.5 | 29.5 | 22 | 21 | 46 | 39 | 34 | 49 | 28 | 32 | 37.5 | 17.5 | 16 | 22
2013-01-11 23:00 | 49 | 44.5 | 32 | 36 | 10 | 10 | -6 | 39 | 29 | 22 | 25 | 34.5 | -2 | 35.5 | 20 | 30 | 33 | 23 | 37.5 | -8 | 16 | 48 | 30 | 28.5 | 21 | 22 | 17 | 43 | 19.5 | 43 | 29 | 37 | 30 | 32.5 | 22 | 40 | 15.5 | 27 | 32 | 42 | -3 | 26 | 28.5 | 37 | 45 | 35 | 37.5 | 37 | 24 | 41 | 39 | 43 | 30 | 47 | 28 | 39 | 43 | 40 | 26 | 41 | 49 | 25 | 42 | 42.5 | 29.5 | 25 | 23 | 49 | 43 | 36 | 49.5 | 36 | 32 | 39 | 26.5 | 14 | 25 | 48 | 43 | 30 | 35 | 6 | 8 | -9.5 | 37.5 | 25 | 21 | 21 | 29.5 | -7.5 | 32 | 11 | 30 | 33 | 23 | 32 | -16 | 7 | 46 | 19 | 8.5 | 17.5 | 8 | 13 | 42 | 17.5 | 19.5 | 15 | 34 | 30 | 22 | 18 | 33 | 2 | 20 | 31.5 | 35 | -11 | 19 | 28.5 | 33 | 39 | 34 | 30 | 28 | 20 | 36 | 39 | 35.5 | 30 | 47 | 16 | 34 | 41 | 35.5 | 22 | 39 | 45 | 23 | 26 | 42.5 | 29.5 | 23 | 22 | 47 | 41 | 34 | 49.5 | 28 | 32 | 37.5 | 17.5 | 12 | 23
2013-01-12 | 49 | 43 | 28.5 | 34 | 9 | 8 | -6 | 37.5 | 28 | 20.5 | 22 | 35.5 | -1 | 35.5 | 19 | 31 | 31 | 23 | 37.5 | -7 | 19.5 | 51 | 31 | 27.5 | 34 | 18 | 18 | 44 | 19.5 | 43 | 28.5 | 35.5 | 29.5 | 31.5 | 22 | 40 | 15.5 | 24 | 30.5 | 42 | -1 | 24 | 28.5 | 37 | 45.5 | 34.5 | 37.5 | 36 | 23 | 41 | 41 | 43 | 28.5 | 47 | 32 | 41 | 41 | 40 | 26 | 43 | 47 | 26 | 40 | 43 | 29.5 | 25 | 23 | 49 | 43 | 36 | 50 | 36 | 32 | 39 | 21 | 12 | 25 | 48 | 43 | 26.5 | 33 | 5 | 6 | -9.5 | 35.5 | 26 | 19.5 | 19 | 26.5 | -6.5 | 32 | 15.5 | 30 | 31 | 23 | 32 | -9 | 8.5 | 50 | 22 | 10.5 | 23 | 4 | 14 | 41 | 17.5 | 19.5 | 18.5 | 33 | 29.5 | 21 | 18 | 33 | 5 | 18 | 29 | 33 | -8 | 20 | 28.5 | 33 | 38 | 34 | 30 | 28 | 18 | 37 | 39 | 35.5 | 28.5 | 46 | 17 | 34 | 39 | 36 | 21 | 43 | 45 | 22 | 26 | 43 | 29.5 | 24 | 22 | 48 | 39 | 33 | 49.5 | 26 | 32 | 37.5 | 12 | 10.5 | 23
2013-01-12 01:00 | 49 | 43 | 30 | 34 | 8 | 10 | -6 | 37.5 | 24.5 | 18.5 | 23 | 35.5 | -1.5 | 35.5 | 18.5 | 32 | 31 | 23 | 37.5 | -6 | 26.5 | 51 | 33 | 27.5 | 35.5 | 17 | 18 | 44 | 19.5 | 39 | 28.5 | 34.5 | 28.5 | 30.5 | 22 | 40 | 15.5 | 24 | 29.5 | 42 | 1 | 22 | 26.5 | 39 | 46 | 34 | 37.5 | 35 | 22 | 40 | 43 | 41 | 28.5 | 47 | 27 | 43 | 39 | 40 | 25 | 44.5 | 47 | 27 | 35 | 42.5 | 29 | 24 | 24 | 51 | 43 | 36 | 50.5 | 36 | 33 | 39 | 23 | 12 | 24 | 47 | 43 | 28.5 | 33 | 4 | 8 | -9.5 | 34 | 23.5 | 18 | 20 | 26.5 | -9 | 32 | 15 | 31 | 30 | 23 | 34 | -7 | 14 | 49 | 23 | 9 | 25 | 4 | 13.5 | 42 | 16 | 28.5 | 20.5 | 31.5 | 28.5 | 20.5 | 18 | 32 | 5 | 18 | 27 | 32 | -7 | 18 | 25 | 33 | 36 | 33 | 30 | 27 | 18 | 36 | 41 | 37.5 | 28.5 | 45 | 16 | 35.5 | 37.5 | 36 | 20 | 43 | 46 | 22 | 28 | 42.5 | 29 | 23 | 22 | 49 | 39 | 34 | 50 | 25 | 33 | 37.5 | 14 | 10.5 | 22
2013-01-12 02:00 | 48 | 43 | 28.5 | 35 | 7 | 9 | -4 | 36.5 | 23.5 | 18 | 22 | 35.5 | -2 | 34 | 18 | 32 | 30 | 25 | 37.5 | -5 | 16 | 50 | 32 | 22 | 35.5 | 14 | 19 | 44 | 19.5 | 35.5 | 28 | 35 | 28 | 29.5 | 21 | 38 | 15.5 | 25 | 28 | 41 | 3 | 18 | 25 | 37 | 45 | 34.5 | 37.5 | 34 | 22 | 39 | 43 | 41 | 28.5 | 46 | 32 | 43 | 43 | 38.5 | 25 | 41 | 49 | 26 | 35 | 43 | 29 | 26 | 24 | 51 | 43 | 36 | 50.5 | 36 | 32 | 43 | 24.5 | 10.5 | 25 | 46 | 43 | 26.5 | 33 | 3 | 7 | -9.5 | 32.5 | 23 | 17 | 20 | 25 | -8 | 32 | 10 | 30 | 30 | 25 | 34 | -11 | 7 | 48 | 24 | 3 | 26.5 | 5 | 11 | 42 | 16 | 34 | 20 | 31 | 28 | 21 | 17 | 32 | 2.5 | 18 | 25 | 32 | -9 | 16 | 23 | 33 | 37 | 34 | 30 | 26 | 18 | 36 | 43 | 37.5 | 28 | 45 | 15 | 35.5 | 39 | 35 | 20 | 39 | 48 | 22 | 27 | 43 | 29 | 24 | 23 | 49 | 39 | 34 | 50 | 24 | 32 | 39 | 15.5 | 8.5 | 24
2013-01-12 03:00 | 46 | 43 | 28.5 | 34 | 7 | 10 | -4 | 35.5 | 23 | 16.5 | 23 | 34 | -1 | 34 | 20 | 32 | 30 | 26.5 | 35.5 | -2.5 | 28.5 | 50 | 34 | 25 | 37.5 | 11 | 17 | 44 | 19.5 | 35.5 | 27.5 | 35 | 27.5 | 32 | 22 | 38 | 15.5 | 29 | 26.5 | 42 | 4.5 | 16 | 19.5 | 38 | 44 | 34.5 | 37.5 | 32 | 21 | 38 | 43 | 41 | 28.5 | 47 | 35 | 43 | 44.5 | 36.5 | 24 | 39 | 46 | 26 | 41 | 43 | 28.5 | 25 | 24 | 50 | 41 | 35 | 51 | 35 | 32 | 39 | 26 | 10.5 | 28 | 43 | 43 | 26.5 | 33 | 2 | 8 | -9.5 | 32 | 22.5 | 14.5 | 21 | 25 | -7 | 32 | 15.5 | 31 | 30 | 26.5 | 34 | -3.5 | 17.5 | 48 | 25 | 5 | 28.5 | 4 | 12 | 42 | 17.5 | 34 | 22.5 | 32 | 27.5 | 20.5 | 17 | 33 | 5.5 | 18 | 23 | 30 | -4 | 14 | 17.5 | 33 | 38 | 34.5 | 30 | 25 | 17 | 35 | 43 | 38.5 | 28 | 44 | 14 | 35.5 | 39 | 34.5 | 20 | 39 | 44 | 23 | 25 | 42.5 | 28.5 | 23 | 24 | 48 | 39 | 33 | 50.5 | 23 | 32 | 37.5 | 17 | 10.5 | 25
2013-01-12 04:00 | 45 | 43 | 26.5 | 34 | 5 | 7 | -4 | 35.5 | 22.5 | 15 | 24 | 32 | -1.5 | 35.5 | 22 | 32 | 30 | 26.5 | 35.5 | 0.5 | 21 | 49 | 35 | 23 | 37.5 | 11 | 16 | 44 | 17.5 | 35.5 | 27 | 35 | 27 | 32.5 | 22 | 38 | 15.5 | 35 | 25 | 40 | 5.5 | 17 | 26.5 | 38 | 43 | 35 | 35.5 | 34 | 21 | 37 | 48 | 41 | 28.5 | 47 | 34 | 43 | 48 | 35 | 24 | 37.5 | 45 | 27 | 39 | 43 | 28.5 | 25 | 25 | 49 | 41 | 34 | 51.5 | 35 | 31 | 39 | 27 | 10.5 | 25 | 42 | 43 | 25 | 33 | 1 | 4 | -9.5 | 32 | 22 | 12 | 22 | 25 | -6 | 32 | 16.5 | 30 | 30 | 26.5 | 34 | -2.5 | 8.5 | 47 | 26 | 4.5 | 28.5 | 2 | 12 | 41 | 17.5 | 34 | 23 | 31 | 27 | 19.5 | 18 | 34 | 5.5 | 19 | 20.5 | 33 | -2 | 14 | 25 | 33 | 38 | 34 | 28.5 | 26 | 17 | 35 | 43 | 39 | 28.5 | 45 | 14 | 35.5 | 38.5 | 33 | 19 | 37.5 | 43 | 23 | 25 | 43 | 28.5 | 23 | 24 | 47 | 39 | 33 | 50.5 | 24 | 31 | 37.5 | 18 | 10.5 | 23
2013-01-12 05:00 | 45 | 41 | 25 | 34 | 6 | 7 | -4 | 37.5 | 23 | 13 | 25 | 34 | 0 | 35.5 | 24 | 30 | 30 | 26.5 | 35.5 | 3 | 17.5 | 50 | 39 | 23.5 | 39 | 12 | 15 | 44 | 16 | 35.5 | 26 | 35 | 26.5 | 31.5 | 24 | 37 | 15.5 | 31 | 23.5 | 39 | 7 | 16 | 26.5 | 38 | 43 | 34 | 37.5 | 35 | 22 | 38 | 48 | 41 | 28.5 | 46 | 33 | 43 | 52 | 34.5 | 25 | 37.5 | 44 | 26 | 40 | 43 | 28 | 23 | 25 | 49 | 43 | 35 | 51.5 | 36 | 32 | 37.5 | 28.5 | 11 | 24 | 43 | 41 | 21 | 33 | 2 | 5 | -9.5 | 35.5 | 22.5 | 9 | 22 | 21 | -6.5 | 32 | 13 | 30 | 30 | 26.5 | 34 | -6 | 8.5 | 48 | 26 | 3 | 28.5 | 2 | 9.5 | 41 | 14 | 34 | 21 | 31 | 26.5 | 18.5 | 20 | 29 | 3 | 19 | 18.5 | 33 | -3 | 14 | 25 | 33 | 37 | 33.5 | 28.5 | 26 | 17 | 36 | 43 | 39 | 28.5 | 44 | 13 | 35.5 | 37.5 | 32.5 | 20 | 37.5 | 43 | 24 | 24 | 43 | 28 | 22 | 24 | 47 | 39 | 34 | 51 | 24 | 32 | 37.5 | 19.5 | 11 | 22
2013-01-12 06:00 | 45 | 41 | 25 | 33 | 6 | 7 | -4 | 35.5 | 25 | 10 | 25 | 30 | -0.5 | 34 | 22 | 31 | 30 | 28.5 | 35.5 | 4.5 | 14 | 52 | 42 | 21.5 | 39 | 11 | 14 | 44 | 16 | 35.5 | 24.5 | 35 | 23 | 30.5 | 24 | 36 | 16 | 29 | 24.5 | 38 | 8.5 | 14 | 26.5 | 38 | 43 | 33 | 35.5 | 31 | 21 | 37 | 48 | 41 | 28.5 | 46 | 33 | 43 | 50 | 34 | 25 | 37.5 | 44 | 26 | 44 | 43 | 28 | 24 | 25 | 50 | 41 | 34 | 52 | 37 | 32 | 37.5 | 28.5 | 11 | 21 | 40 | 41 | 23 | 32 | 2 | 5 | -7.5 | 32 | 24 | 8 | 22 | 21 | -7 | 32 | 16.5 | 30 | 30 | 28.5 | 34 | 1 | 7 | 50 | 26 | 4.5 | 28.5 | 1 | 11.5 | 41 | 12 | 34 | 21.5 | 31 | 23 | 17.5 | 21 | 32 | 6 | 18 | 18.5 | 35 | 1 | 12 | 25 | 32 | 36 | 32 | 26.5 | 25 | 17 | 34 | 43 | 39 | 28.5 | 44 | 13 | 35.5 | 35.5 | 32 | 21 | 37.5 | 43 | 22 | 24 | 43 | 28 | 22 | 25 | 48 | 39 | 33 | 51 | 22 | 32 | 37.5 | 21 | 9.5 | 20
2013-01-12 07:00 | 44 | 42 | 21 | 33 | 5 | 8 | -4 | 35.5 | 25 | 9 | 29 | 28.5 | 0.5 | 34 | 20 | 33 | 30 | 28.5 | 35.5 | 5.5 | 10.5 | 53 | 42 | 19.5 | 39 | 11 | 13 | 45 | 19.5 | 35.5 | 23.5 | 35 | 26.5 | 29.5 | 22 | 35 | 15 | 21 | 24 | 37 | 10.5 | 10 | 26.5 | 37 | 43 | 32 | 35.5 | 34 | 21 | 37 | 48 | 40.5 | 28.5 | 44 | 34 | 43 | 48 | 33 | 26 | 37.5 | 44 | 26 | 45 | 43 | 30 | 26 | 26 | 53 | 39 | 33 | 53 | 36 | 32 | 37.5 | 28.5 | 12 | 20 | 41 | 42 | 17.5 | 32 | 1 | 6 | -9.5 | 32 | 24 | 6 | 24 | 21 | -6 | 30 | 15.5 | 31 | 29 | 28.5 | 35.5 | 2.5 | 3 | 51 | 27 | -1.5 | 28.5 | 0 | 11 | 40 | 16 | 32 | 19 | 31 | 26.5 | 16.5 | 18 | 30 | 5 | 15 | 18 | 34 | 3 | 9 | 25 | 33 | 34 | 30 | 26.5 | 25 | 17 | 34 | 43 | 38.5 | 28.5 | 42 | 12 | 37.5 | 37.5 | 31 | 20 | 37.5 | 42 | 22 | 23 | 43 | 24 | 24 | 25 | 51 | 39 | 32 | 52 | 21 | 32 | 37.5 | 21 | 11.5 | 20
2013-01-12 08:00 | 45 | 43 | 25 | 33 | 3 | 7 | -4 | 34 | 24 | 8 | 26 | 28.5 | 0 | 34 | 18 | 34 | 31 | 28.5 | 35.5 | 7 | 10.5 | 54 | 43 | 16 | 43 | 12 | 14 | 44 | 19.5 | 34 | 22 | 35 | 26.5 | 28 | 26 | 35 | 17 | 19 | 23 | 38 | 12 | 9 | 26.5 | 36 | 42.5 | 33.5 | 37.5 | 34 | 21 | 38 | 46.5 | 41 | 28.5 | 44 | 37 | 43 | 46.5 | 34.5 | 25 | 35.5 | 44 | 26 | 44 | 43 | 34.5 | 26 | 25 | 54 | 41 | 33 | 53 | 35 | 32 | 37.5 | 28.5 | 12 | 19 | 42 | 43 | 21 | 32 | -1 | 5 | -7.5 | 30 | 23 | 5 | 23 | 23 | -7 | 32 | 11 | 30 | 30 | 28.5 | 34 | -1 | 3 | 51 | 28 | -2 | 26.5 | 2 | 11 | 40 | 16 | 30 | 16 | 31 | 26.5 | 16 | 23 | 29 | 6 | 14 | 21 | 34 | 2 | 8 | 25 | 32 | 35 | 30.5 | 26.5 | 25 | 17 | 34 | 41 | 39 | 28.5 | 41 | 14 | 35.5 | 39 | 32 | 21 | 34 | 42 | 23 | 23 | 43 | 29 | 24 | 24 | 51 | 39 | 31 | 52 | 22 | 32 | 37.5 | 19.5 | 11.5 | 18
2013-01-12 09:00 | 46 | 43 | 32 | 35 | 6 | 7 | -2 | 35.5 | 25.5 | 14 | 23 | 28.5 | 1.5 | 34 | 19 | 33 | 32 | 30 | 39 | 8.5 | 8.5 | 54 | 44 | 17.5 | 41 | 12 | 11 | 44 | 19.5 | 34 | 22.5 | 35 | 26.5 | 29 | 28 | 36 | 18 | 21 | 25.5 | 38 | 16 | 10 | 28.5 | 37 | 42.5 | 34.5 | 39 | 35 | 20 | 38 | 48 | 43 | 28.5 | 46 | 40 | 44.5 | 48 | 36.5 | 26 | 37.5 | 44 | 27 | 39 | 43 | 36.5 | 27 | 26 | 54 | 43 | 34 | 53 | 38 | 32 | 39 | 30 | 14 | 21 | 43 | 43 | 28.5 | 32 | 2 | 4 | -7.5 | 32 | 23 | 12 | 21 | 25 | -7.5 | 30 | 14 | 31 | 31 | 28.5 | 35.5 | 7 | -0.5 | 51 | 29 | 10.5 | 26.5 | 2 | 9 | 41 | 14 | 30 | 17 | 31 | 26.5 | 16.5 | 24 | 30 | 6 | 14 | 22.5 | 34 | 9.5 | 8 | 25 | 32 | 37 | 31.5 | 26.5 | 26 | 17 | 35 | 39 | 39 | 28.5 | 44 | 15 | 37.5 | 39 | 34 | 22 | 37.5 | 41 | 23 | 25 | 43 | 30.5 | 25 | 25 | 52 | 39 | 32 | 53 | 19 | 32 | 39 | 21 | 12 | 20
2013-01-12 10:00 | 48 | 44.5 | 32 | 36 | 9 | 10 | -2 | 39 | 29 | 19 | 32 | 30 | 4.5 | 34 | 20.5 | 34 | 37 | 30 | 37.5 | 10.5 | 8.5 | 55 | 44 | 21.5 | 43 | 13 | 18 | 44 | 19.5 | 35.5 | 22.5 | 36 | 28.5 | 27.5 | 31 | 36 | 22 | 38 | 29 | 39 | 20 | 12 | 21 | 37 | 42 | 36 | 39 | 37 | 25 | 41 | 48 | 44.5 | 29 | 47 | 41 | 44.5 | 48 | 38 | 29 | 39 | 44 | 28.5 | 48 | 43 | 41.5 | 34 | 28 | 55 | 43 | 36 | 53 | 38 | 33 | 43 | 30 | 16.5 | 24 | 44 | 44.5 | 28.5 | 34 | 4 | 8 | -7.5 | 35.5 | 24 | 16 | 25 | 25 | -4 | 30 | 14.5 | 32 | 34 | 28.5 | 34 | 10.5 | -2 | 52 | 30 | 12.5 | 26.5 | 2 | 14 | 42 | 16 | 30 | 18 | 32 | 28.5 | 14 | 26 | 30 | 12 | 19 | 25 | 35 | 14 | 10 | 19.5 | 33 | 38 | 32 | 26.5 | 27 | 18 | 37 | 41 | 41 | 28 | 43 | 20 | 37.5 | 41 | 35 | 22 | 39 | 39 | 25 | 23 | 43 | 35.5 | 23 | 27 | 52 | 39 | 34 | 53 | 21 | 33 | 39 | 25 | 16 | 22
2013-01-12 11:00 | 48 | 44.5 | 33.5 | 39 | 12 | 16 | -1.5 | 39 | 32 | 23 | 35 | 34 | 8 | 34 | 22 | 34 | 43 | 32 | 39 | 12 | 8.5 | 54 | 45 | 26.5 | 44.5 | 14 | 22 | 46 | 21 | 37.5 | 23 | 37 | 28.5 | 28.5 | 32 | 38 | 25 | 40 | 34 | 40 | 24 | 16 | 26.5 | 36 | 41.5 | 37.5 | 41.5 | 40 | 28 | 43 | 48 | 46.5 | 30 | 47 | 45 | 44.5 | 48 | 39.5 | 29 | 46.5 | 45 | 30 | 50 | 44.5 | 44 | 36 | 27 | 55 | 43 | 42 | 54 | 39 | 33 | 44.5 | 30 | 19.5 | 29 | 43 | 44.5 | 29.5 | 34 | 5 | 13 | -7 | 35.5 | 25 | 16 | 26 | 26.5 | -1.5 | 32 | 11 | 31 | 35 | 30 | 35.5 | 9 | -2 | 52 | 30 | 14 | 26.5 | 2 | 18 | 41 | 16 | 30 | 17 | 33 | 28.5 | 16.5 | 28 | 32 | 16 | 19 | 29 | 35 | 16 | 14 | 25 | 33 | 38 | 35 | 27.5 | 29 | 19 | 38 | 41 | 43 | 28.5 | 43 | 25 | 37.5 | 41 | 36.5 | 21 | 41 | 39 | 25 | 23 | 43 | 38.5 | 22 | 26 | 52 | 39 | 38 | 51 | 22 | 33 | 41 | 26.5 | 19.5 | 24
2013-01-12 12:00 | 50 | 46.5 | 34 | 41 | 17 | 17 | -2 | 41 | 36 | 27 | 46 | 35.5 | 11 | 34 | 22.5 | 34 | 45 | 34 | 41 | 15.5 | 8.5 | 54 | 45 | 35.5 | 44.5 | 13 | 26 | 47 | 25 | 39.5 | 24.5 | 38 | 28.5 | 31 | 36 | 41 | 27 | 43 | 36 | 40 | 27 | 18 | 30 | 37 | 40.5 | 39.5 | 43 | 39 | 30 | 45 | 48 | 46.5 | 30 | 48 | 43 | 44.5 | 50 | 40.5 | 29 | 52 | 45 | 32 | 49 | 44.5 | 48.5 | 38 | 28 | 55 | 44.5 | 45 | 56 | 40 | 34 | 44.5 | 30.5 | 21 | 32 | 44 | 44.5 | 30 | 33 | 9 | 14 | -7.5 | 37.5 | 27 | 19 | 18 | 26.5 | 1 | 32 | 16.5 | 32 | 35 | 30 | 35.5 | 15.5 | -2 | 51 | 31 | 19.5 | 30 | 1 | 20 | 42 | 17.5 | 29.5 | 19.5 | 34 | 28.5 | 14 | 25 | 35 | 18 | 19 | 27 | 34 | 21 | 16 | 28.5 | 35 | 37 | 36.5 | 28 | 28 | 20 | 37 | 41 | 43 | 29 | 44 | 23 | 37.5 | 43 | 37 | 21 | 37.5 | 39 | 26 | 26 | 44.5 | 43 | 22 | 27 | 51 | 41 | 39 | 49 | 23 | 34 | 35.5 | 27 | 19.5 | 27
2013-01-12 13:00 | 48 | 46.5 | 36 | 43 | 20 | 15 | 0 | 42.5 | 40 | 28 | 45 | 37.5 | 12.5 | 34 | 22.5 | 35 | 48 | 34 | 43 | 19.5 | 8.5 | 52 | 44 | 36 | 46.5 | 13 | 32 | 46 | 28.5 | 41 | 26.5 | 40 | 28.5 | 30 | 38 | 39 | 29 | 34 | 38 | 41 | 29.5 | 22 | 32 | 37 | 40 | 41 | 44.5 | 40 | 30 | 47 | 48 | 48 | 30.5 | 47 | 44 | 44.5 | 52 | 42 | 31 | 51 | 46 | 31 | 50 | 46.5 | 50 | 35 | 32 | 53 | 44.5 | 49 | 57 | 41 | 35 | 44.5 | 30 | 21 | 33 | 44 | 44.5 | 31 | 32 | 10 | 12 | -7.5 | 37.5 | 28 | 18 | 16 | 26.5 | 1.5 | 32 | 17.5 | 32 | 35 | 30 | 35.5 | 19.5 | -2 | 49 | 33 | 18 | 30 | 0 | 20 | 44 | 19.5 | 28.5 | 20.5 | 35 | 28.5 | 13 | 27 | 35 | 20 | 22 | 29.5 | 34 | 22.5 | 19 | 28.5 | 35 | 35 | 37 | 28.5 | 29 | 20 | 36 | 43 | 43 | 29.5 | 44 | 26 | 37.5 | 43 | 37 | 22 | 38.5 | 40 | 26 | 25 | 44.5 | 44 | 27 | 31 | 49 | 41 | 40 | 48 | 24 | 34 | 35.5 | 26.5 | 21 | 28
2013-01-12 14:00 | 48 | 48 | 37.5 | 42 | 23 | 20 | 1.5 | 43 | 43 | 29 | 33 | 37.5 | 13.5 | 35.5 | 23 | 35 | 50 | 34 | 46.5 | 23 | 8.5 | 54 | 43 | 35.5 | 48 | 12 | 42 | 47 | 34 | 39 | 28 | 40 | 28.5 | 29 | 39 | 41 | 29 | 35 | 38 | 41 | 32 | 24 | 34 | 38 | 42 | 40.5 | 44.5 | 40 | 31 | 46 | 48 | 46.5 | 30 | 45 | 45 | 46.5 | 50 | 41.5 | 32 | 50 | 47 | 32 | 51 | 46.5 | 50.5 | 32 | 34 | 54 | 44.5 | 52 | 56 | 42 | 35 | 44.5 | 30 | 21 | 34 | 41 | 44.5 | 32 | 34 | 12 | 15 | -7.5 | 37.5 | 27 | 18 | 29 | 26.5 | 2 | 34 | 15 | 32 | 34 | 30 | 35.5 | 21 | -2 | 49 | 33 | 16 | 28.5 | 3 | 19 | 45 | 21 | 28.5 | 20 | 35 | 28.5 | 12 | 27 | 37 | 21 | 23 | 32 | 35 | 21 | 20 | 30 | 36 | 36 | 37 | 28.5 | 27 | 21 | 33 | 44.5 | 44.5 | 30 | 43 | 27 | 35.5 | 44.5 | 37.5 | 22 | 39 | 38 | 27 | 27 | 44.5 | 46 | 29 | 33 | 48 | 41 | 39 | 49 | 25 | 34 | 35.5 | 25 | 21 | 28
2013-01-12 15:00 | 47 | 48 | 37.5 | 42 | 25 | 23 | -0.5 | 43 | 45 | 30 | 39 | 37.5 | 14 | 37.5 | 22 | 34 | 51 | 32 | 46.5 | 28 | 8.5 | 53 | 45 | 35.5 | 46.5 | 12 | 41 | 47 | 34 | 39 | 27 | 40 | 28.5 | 27.5 | 40 | 39 | 30 | 36 | 38.5 | 41 | 34 | 24 | 34 | 38 | 44 | 39.5 | 43 | 39 | 31 | 45 | 48 | 48 | 30 | 44 | 41 | 46.5 | 50 | 40.5 | 34 | 50 | 45 | 32 | 50 | 46.5 | 50 | 33 | 34 | 54 | 44.5 | 52 | 55 | 41 | 36 | 44.5 | 30 | 21 | 34 | 42 | 43 | 32 | 33 | 13 | 17 | -7.5 | 37.5 | 27 | 18 | 20 | 26.5 | 1.5 | 34 | 17.5 | 32 | 35 | 28.5 | 34 | 28 | -2 | 49 | 35 | 21 | 28.5 | 1 | 20 | 45 | 23 | 28.5 | 21 | 34 | 28.5 | 11.5 | 26 | 34 | 20 | 24 | 33 | 35 | 27 | 22 | 30 | 36 | 36.5 | 36.5 | 30 | 28 | 17 | 32 | 43 | 43 | 30 | 43 | 26 | 35.5 | 44.5 | 37.5 | 22 | 39 | 40 | 27 | 27 | 44.5 | 45.5 | 28 | 33 | 48 | 41 | 37 | 48 | 25 | 34 | 35.5 | 28.5 | 21 | 29
2013-01-12 16:00 | 47 | 47.5 | 35.5 | 42 | 27 | 23 | -0.5 | 43 | 44 | 29 | 37 | 37.5 | 14 | 37.5 | 21 | 33 | 50 | 28.5 | 46.5 | 33 | 8.5 | 54 | 45 | 34.5 | 44.5 | 10 | 41 | 47 | 34 | 39 | 25.5 | 40 | 26.5 | 24.5 | 39 | 39 | 29 | 37 | 36.5 | 41 | 36 | 24 | 32 | 39 | 46 | 39 | 43 | 39 | 31 | 45 | 48 | 46.5 | 30 | 45 | 41 | 44.5 | 49.5 | 40 | 31 | 48 | 46 | 31 | 43 | 44.5 | 48 | 33 | 34 | 54 | 44.5 | 49 | 54 | 41 | 36 | 44.5 | 30 | 21 | 34 | 42 | 43.5 | 32 | 33 | 12 | 17 | -7.5 | 39 | 28 | 17 | 20 | 26.5 | 1 | 35.5 | 16 | 32 | 37 | 25 | 34 | 33 | -4 | 47 | 34 | 26 | 26.5 | 1 | 22 | 46 | 23 | 28.5 | 20.5 | 35 | 26.5 | 10.5 | 26 | 36 | 19 | 23 | 32 | 35 | 29.5 | 22 | 28.5 | 36 | 36 | 35 | 30 | 27 | 16 | 33 | 43 | 44.5 | 30 | 42 | 26 | 34 | 43.5 | 37 | 23 | 39 | 40 | 26 | 27 | 44.5 | 45 | 29 | 33 | 47 | 39 | 36 | 48 | 24 | 34 | 35.5 | 28.5 | 21 | 30
2013-01-12 17:00 | 44 | 46.5 | 34 | 40 | 24 | 18 | -2 | 43 | 42 | 26 | 36 | 35.5 | 12 | 37.5 | 20 | 33 | 46 | 23 | 44.5 | 38 | 7 | 53 | 45 | 32 | 39 | 10 | 31 | 47 | 30 | 37.5 | 24 | 39 | 26.5 | 21.5 | 38 | 38 | 29 | 34 | 34 | 40 | 38 | 24 | 30 | 38 | 45 | 36.5 | 39 | 38 | 28 | 44 | 43 | 44.5 | 30 | 44 | 38 | 44.5 | 48 | 38.5 | 32 | 46.5 | 45 | 30 | 41 | 42 | 39.5 | 33 | 34 | 53 | 44.5 | 45 | 53 | 41 | 36 | 43 | 30 | 23 | 29 | 40 | 44.5 | 30 | 34 | 11 | 15 | -7.5 | 39 | 28 | 16 | 20 | 26.5 | 0.5 | 35.5 | 11 | 32 | 35 | 21 | 32 | 32 | -4 | 46 | 33 | 30 | 28.5 | 1 | 22 | 46 | 21 | 28.5 | 18 | 34 | 26.5 | 9.5 | 25 | 34 | 19 | 22 | 32 | 34 | 29 | 22 | 28.5 | 35 | 38 | 34 | 32 | 26 | 18 | 35 | 39 | 43 | 30 | 39 | 25 | 30 | 43 | 36.5 | 22 | 43 | 38 | 26 | 27 | 42 | 35 | 30 | 33 | 46 | 41 | 36 | 48 | 23 | 34 | 37.5 | 26.5 | 21 | 27
2013-01-12 18:00 | 45 | 46.5 | 32 | 38 | 23 | 14 | -4 | 43 | 37 | 23 | 34 | 35.5 | 9 | 39 | 18.5 | 32 | 42 | 21 | 43 | 39 | 7 | 53 | 44 | 30 | 39 | 8 | 30 | 46 | 28.5 | 35.5 | 20.5 | 38 | 26.5 | 19 | 31 | 39 | 30 | 33 | 35 | 37 | 38 | 22 | 30 | 37 | 44 | 34.5 | 39 | 37 | 22 | 40 | 43 | 44.5 | 30 | 43 | 36 | 44.5 | 47 | 37 | 31 | 44.5 | 44 | 28 | 40 | 40.5 | 33.5 | 34 | 34 | 53 | 44.5 | 45 | 53 | 40 | 35 | 43 | 30 | 25 | 24 | 42 | 44.5 | 30 | 34 | 12 | 12 | -9.5 | 39 | 28 | 15.5 | 21 | 26.5 | -4 | 35.5 | 14 | 32 | 34 | 19.5 | 32 | 38.5 | -4 | 46 | 32 | 26.5 | 28.5 | 1 | 20 | 46 | 21 | 28.5 | 16.5 | 34 | 26.5 | 8.5 | 24 | 34 | 19 | 21 | 34.5 | 33 | 31.5 | 20 | 28.5 | 35 | 38.5 | 32.5 | 30 | 25 | 15 | 36 | 39 | 43 | 30 | 38 | 26 | 30 | 43 | 35.5 | 24 | 43 | 38 | 25 | 26 | 40.5 | 29 | 31 | 33 | 45 | 43 | 36 | 46 | 23 | 34 | 37.5 | 26.5 | 23 | 24
2013-01-12 19:00 | 45 | 44.5 | 32 | 38 | 22 | 12 | -2 | 43 | 34.5 | 22 | 35 | 34 | 8.5 | 39 | 16.5 | 31 | 39 | 19.5 | 41 | 40 | 7 | 53 | 45 | 30 | 35.5 | 7 | 28 | 46 | 28.5 | 35.5 | 16.5 | 38 | 26.5 | 18 | 27 | 39 | 28 | 30 | 36.5 | 37 | 38 | 24 | 34 | 36 | 43 | 32 | 39 | 38 | 24 | 40 | 41 | 44.5 | 30 | 42 | 35 | 43 | 46.5 | 36 | 31 | 44.5 | 41 | 28 | 39 | 41 | 32 | 34 | 35 | 54 | 43 | 42 | 53 | 41 | 35 | 41 | 30 | 25 | 22 | 38 | 44.5 | 30 | 34 | 12 | 10 | -7.5 | 39 | 27.5 | 16 | 19 | 26.5 | -2.5 | 35.5 | 13.5 | 30 | 34 | 17.5 | 30 | 39.5 | -2 | 45 | 31 | 27.5 | 26.5 | 1 | 19 | 46 | 23 | 28.5 | 14 | 34 | 26.5 | 9.5 | 22 | 34 | 18 | 20 | 36 | 33 | 31.5 | 21 | 28.5 | 34 | 39 | 30 | 32 | 25 | 14 | 36 | 37.5 | 43 | 30 | 30 | 30 | 30 | 43 | 34 | 24 | 44.5 | 39 | 24 | 27 | 41 | 30.5 | 31 | 33 | 44 | 39 | 35 | 46 | 22 | 34 | 39 | 26.5 | 22.5 | 21
2013-01-12 20:00 | 44 | 44.5 | 32 | 38 | 21 | 12 | 1.5 | 43 | 32 | 19 | 33 | 34 | 10.5 | 39 | 15 | 29 | 40 | 19.5 | 39 | 41 | 7 | 53 | 44 | 30 | 37.5 | 9 | 30 | 46 | 26.5 | 35.5 | 13 | 37 | 26.5 | 16.5 | 27 | 38 | 30 | 27 | 35 | 36 | 38 | 21 | 35.5 | 35 | 42.5 | 31.5 | 39 | 39 | 25 | 39 | 39 | 44.5 | 30 | 42 | 31 | 43 | 46.5 | 36.5 | 30 | 44.5 | 42 | 27 | 36 | 41 | 32.5 | 33 | 36 | 54 | 43 | 41 | 52 | 42 | 34 | 41 | 30 | 25 | 19 | 39 | 44.5 | 30 | 34 | 11 | 10 | -6 | 39 | 27 | 14 | 19 | 26.5 | -3 | 35.5 | 10 | 28 | 37 | 17.5 | 30 | 35 | -0.5 | 45 | 31 | 28.5 | 28.5 | 3 | 18 | 46 | 21 | 30 | 9 | 33 | 26.5 | 7 | 22 | 34 | 18 | 19 | 33 | 33 | 29 | 18 | 30 | 33 | 39 | 30.5 | 30 | 25 | 14 | 37 | 37.5 | 41 | 30 | 33 | 29 | 30 | 41 | 34.5 | 25 | 44.5 | 39 | 24 | 27 | 41 | 31.5 | 30 | 33 | 44 | 39 | 35 | 47 | 22 | 34 | 39 | 27 | 21 | 18
2013-01-12 21:00 | 44 | 44.5 | 32 | 39 | 21 | 12 | 1.5 | 43 | 31 | 18 | 32 | 34 | 13.5 | 37.5 | 14.5 | 29 | 39 | 19.5 | 37.5 | 40.5 | 7 | 53 | 42 | 30 | 35.5 | 8 | 31 | 46.5 | 28.5 | 35.5 | 14.5 | 37 | 26.5 | 15.5 | 24 | 38 | 30 | 27 | 39.5 | 35 | 38.5 | 23 | 34 | 35 | 42.5 | 31.5 | 39 | 37 | 25 | 39 | 37.5 | 44.5 | 30 | 41 | 28 | 43 | 46.5 | 36.5 | 30 | 46.5 | 42 | 27 | 34 | 39.5 | 33 | 33 | 34 | 54 | 43 | 42 | 52 | 43 | 34 | 41 | 30 | 25 | 20 | 35 | 44.5 | 30 | 35 | 11 | 9 | -6 | 39 | 27 | 14 | 20 | 26.5 | 1.5 | 35.5 | 14 | 28 | 37 | 16 | 30 | 40 | 1.5 | 45 | 30 | 27.5 | 26.5 | 3 | 17 | 44.5 | 21 | 28.5 | 12.5 | 33 | 26.5 | 6 | 21 | 35 | 19 | 18 | 39.5 | 33 | 32.5 | 18 | 32 | 33 | 38 | 30.5 | 30 | 25 | 12 | 37 | 35.5 | 43 | 30 | 33 | 27 | 30 | 41 | 35 | 24 | 44.5 | 39 | 24 | 27 | 39.5 | 32 | 30 | 33 | 44 | 39 | 36 | 47 | 22 | 33 | 39 | 27 | 21 | 20
2013-01-12 22:00 | 44 | 43 | 30 | 39 | 20 | 10 | 1.5 | 43 | 28 | 16 | 30 | 34 | 13.5 | 37.5 | 14.5 | 29 | 40 | 17.5 | 37.5 | 40.5 | 7 | 52 | 43 | 30 | 32 | 9 | 32 | 46 | 26.5 | 35.5 | 16.5 | 38 | 26.5 | 14.5 | 24 | 39 | 31 | 30 | 38.5 | 36 | 39 | 19 | 34 | 36 | 42 | 31 | 43 | 32 | 25 | 39 | 35.5 | 44.5 | 30 | 41 | 28 | 41 | 44.5 | 37 | 30 | 46.5 | 42 | 27 | 35 | 39.5 | 33.5 | 33 | 35 | 53 | 43 | 41 | 52 | 44 | 34 | 43 | 30.5 | 21 | 20 | 34 | 43 | 30 | 35 | 10 | 8 | -4 | 39 | 26 | 13 | 21 | 26.5 | 1 | 35.5 | 14 | 28 | 37 | 16 | 30 | 39.5 | 1.5 | 46 | 27 | 26.5 | 26.5 | 4 | 15 | 45 | 21 | 28.5 | 14 | 34 | 26.5 | 3 | 20 | 33 | 20 | 19 | 38.5 | 33 | 33 | 17 | 30 | 34 | 37 | 30 | 28.5 | 26 | 13 | 36 | 34 | 43 | 30 | 31 | 25 | 30 | 41 | 35 | 24 | 44.5 | 36 | 24 | 28 | 39.5 | 33 | 30 | 33 | 45 | 39 | 35 | 47 | 22 | 33 | 41 | 27.5 | 19.5 | 19
2013-01-12 23:00 | 42 | 43 | 28.5 | 39 | 19 | 10 | 2.5 | 39 | 26 | 16 | 32 | 34 | 12.5 | 39 | 14 | 29 | 39 | 14 | 37.5 | 40 | 7 | 52 | 40 | 30 | 32 | 10 | 33 | 46.5 | 26.5 | 35.5 | 18 | 38 | 26.5 | 13.5 | 24 | 38 | 30.5 | 28 | 38 | 36 | 40 | 17 | 34 | 36 | 41.5 | 31 | 43 | 39 | 26 | 39 | 34 | 43 | 30 | 40 | 29 | 41 | 44.5 | 37 | 30 | 44.5 | 41 | 26 | 33 | 39 | 34 | 34 | 33 | 53 | 43 | 40 | 52 | 44 | 34 | 43 | 31 | 23 | 20 | 34 | 43 | 28.5 | 35 | 10 | 8 | -2.5 | 37.5 | 24 | 9 | 19 | 26.5 | 1.5 | 35.5 | 10 | 28 | 37 | 13 | 28.5 | 34 | 3 | 46 | 26 | 23 | 25 | 5 | 18 | 44.5 | 19.5 | 30 | 14 | 34 | 26.5 | 4 | 20 | 37 | 17.5 | 17 | 38 | 34 | 31 | 16 | 32 | 33 | 37 | 30.5 | 28.5 | 29 | 14 | 37 | 34 | 39 | 30 | 32 | 24 | 32 | 41 | 35.5 | 24 | 44.5 | 34 | 23 | 27 | 39 | 33.5 | 29 | 32 | 45 | 37.5 | 35 | 47 | 23 | 34 | 41 | 28 | 19.5 | 19
2013-01-13 | 42 | 43 | 25 | 39 | 21 | 9 | 3.5 | 39 | 26 | 12 | 31 | 35.5 | 12.5 | 37.5 | 12 | 28.5 | 38 | 10.5 | 35.5 | 40 | 8.5 | 50 | 40 | 30 | 28.5 | 11 | 39 | 46 | 26.5 | 32 | 18.5 | 39 | 26.5 | 12 | 22 | 37 | 30 | 40 | 37 | 36 | 38.5 | 15 | 35.5 | 35 | 40.5 | 31 | 44.5 | 38 | 27 | 39 | 32 | 43 | 30 | 41 | 27 | 41 | 44.5 | 37 | 29 | 44.5 | 40 | 26 | 36 | 38.5 | 34.5 | 33 | 32 | 50 | 41 | 42 | 51.5 | 45 | 33 | 43 | 32 | 21 | 20 | 35 | 43 | 25 | 36 | 8 | 7 | -0.5 | 37.5 | 25 | 8 | 18 | 25 | 3 | 35.5 | 12 | 28.5 | 37 | 10.5 | 28.5 | 38 | 5 | 47 | 26 | 25.5 | 23 | 6 | 20 | 45 | 19.5 | 28.5 | 16 | 34 | 26.5 | 3 | 18 | 33 | 20.5 | 19 | 37 | 34 | 33 | 14 | 30 | 33 | 37 | 30.5 | 28.5 | 29 | 12 | 36 | 32 | 39 | 30 | 31 | 23 | 32 | 41 | 35.5 | 25 | 44.5 | 35 | 24 | 27 | 38.5 | 34.5 | 28 | 32 | 47 | 37.5 | 34 | 47 | 22 | 33 | 41 | 28.5 | 17.5 | 19
2013-01-13 01:00 | 42 | 42 | 23 | 39 | 20 | 6 | 5 | 37.5 | 22 | 16 | 31 | 35.5 | 12.5 | 39 | 10 | 29 | 38 | 10.5 | 35.5 | 40 | 8.5 | 51 | 40 | 31 | 26.5 | 11 | 34 | 45 | 25 | 32 | 18.5 | 39 | 26.5 | 12.5 | 23 | 38 | 30 | 30 | 36.5 | 36 | 37 | 13 | 35.5 | 35 | 40 | 31 | 44.5 | 37 | 27 | 39 | 34 | 43 | 30.5 | 40 | 27 | 39 | 44.5 | 37 | 30 | 43 | 39 | 26 | 35 | 38 | 35 | 33 | 32 | 51 | 39 | 42 | 51.5 | 44 | 34 | 43 | 32.5 | 21 | 16 | 35 | 41 | 21 | 37 | 8 | 3 | 1.5 | 35.5 | 22 | 14 | 18 | 25 | 1.5 | 35.5 | 10 | 28 | 36 | 10.5 | 28.5 | 38 | 5 | 47 | 27 | 24.5 | 21 | 1 | 19 | 44 | 17.5 | 28.5 | 16.5 | 34 | 26.5 | 3.5 | 20 | 35 | 20 | 16 | 36.5 | 34 | 32.5 | 11 | 30 | 33 | 36 | 30 | 34 | 31 | 12 | 36 | 32 | 39 | 30 | 30 | 23 | 34 | 39 | 35 | 25 | 43 | 34 | 23 | 27 | 38 | 35 | 28 | 31 | 47 | 37.5 | 35 | 47 | 23 | 33 | 41 | 29 | 17.5 | 16
2013-01-13 02:00 | 41 | 41 | 28.5 | 38 | 20 | 6 | 5 | 37.5 | 21.5 | 17 | 30 | 35.5 | 11.5 | 37.5 | 8 | 29 | 39 | 10.5 | 35.5 | 40 | 10.5 | 50 | 37 | 26.5 | 28.5 | 8 | 30 | 44 | 25 | 34 | 19 | 39 | 26.5 | 13 | 24 | 38 | 30 | 32 | 36 | 35 | 36 | 10 | 34 | 36 | 40.5 | 32 | 41 | 35 | 28 | 38 | 34 | 42 | 30 | 37 | 29 | 37.5 | 43 | 38 | 30 | 41 | 39 | 27 | 34 | 38 | 35.5 | 33 | 32 | 51 | 39 | 39 | 51.5 | 42 | 33 | 43 | 33 | 19.5 | 15 | 36 | 39 | 26.5 | 36 | 8 | 4 | 1.5 | 34 | 21 | 14 | 18 | 23 | 3 | 35.5 | 6 | 28 | 37 | 10.5 | 28.5 | 31 | 7 | 48 | 26 | 19 | 23 | 4 | 17 | 44 | 19.5 | 28.5 | 15 | 34 | 26.5 | 3.5 | 19 | 33 | 16.5 | 16 | 35.5 | 34 | 29 | 8 | 30 | 33 | 37 | 31.5 | 34 | 31 | 11 | 36 | 34 | 39 | 30 | 33 | 24 | 32 | 37.5 | 35 | 24 | 41 | 34 | 23 | 26 | 38 | 35.5 | 29 | 31 | 47 | 37.5 | 35 | 47 | 29 | 33 | 41 | 29.5 | 17.5 | 15
2013-01-13 03:00 | 40 | 39 | 30 | 38 | 16 | 4 | 5.5 | 37.5 | 20.5 | 16 | 29 | 35.5 | 11 | 37.5 | 4.5 | 29 | 41 | 8.5 | 34 | 38 | 10.5 | 50 | 37 | 30.5 | 28.5 | 9 | 30 | 45 | 25 | 35.5 | 17 | 39 | 26.5 | 13.5 | 20 | 39 | 30 | 39 | 35 | 34 | 36.5 | 8 | 35.5 | 36 | 41.5 | 33 | 41 | 38 | 25 | 38 | 34 | 41 | 30 | 37 | 26 | 39 | 43 | 39 | 28 | 39 | 39 | 27 | 31 | 37 | 36 | 32 | 33 | 50 | 37.5 | 39 | 51.5 | 41 | 33 | 43 | 33.5 | 18.5 | 15 | 34 | 39 | 28.5 | 36 | 5 | 2 | 2 | 35.5 | 20.5 | 13 | 18 | 23 | 3.5 | 35.5 | 4.5 | 29 | 37 | 8.5 | 28.5 | 35 | 7 | 48 | 25 | 21.5 | 21 | 5 | 19 | 45 | 19.5 | 30 | 14.5 | 34 | 26.5 | 4 | 17 | 32 | 19.5 | 18 | 34.5 | 33 | 32 | 6 | 30 | 34 | 37.5 | 32.5 | 34 | 32 | 10 | 36 | 34 | 39 | 30 | 34 | 22 | 30 | 37.5 | 34.5 | 23 | 39 | 34 | 23 | 26 | 37 | 36 | 29 | 32 | 48 | 35.5 | 35 | 47 | 29 | 33 | 41 | 30 | 15 | 14
2013-01-13 04:00 | 42 | 39 | 30 | 40 | 16 | 3 | 7 | 39 | 20 | 17 | 30 | 34 | 11 | 37.5 | 1.5 | 30 | 41 | 17.5 | 34 | 36 | 12 | 50 | 37 | 29 | 26.5 | 7 | 29 | 45 | 21 | 35 | 15 | 39 | 26.5 | 14 | 20 | 37 | 30 | 41 | 34.5 | 34 | 37 | 7 | 35.5 | 37 | 42 | 34 | 43 | 38 | 26 | 38 | 34 | 39 | 30 | 36 | 28 | 37.5 | 41 | 40 | 29 | 39 | 39 | 28 | 32 | 37 | 36.5 | 32 | 32 | 50 | 39 | 38 | 51.5 | 43 | 33 | 41 | 33.5 | 17.5 | 14 | 34 | 39 | 30 | 38 | 5 | 0 | 3 | 35.5 | 19 | 14 | 15 | 25 | 3 | 35.5 | 1.5 | 30 | 38 | 14 | 28.5 | 32 | 7 | 48 | 20 | 21.5 | 21 | 4 | 19.5 | 45 | 17.5 | 30 | 12 | 34 | 26.5 | 2.5 | 16 | 36 | 19.5 | 18 | 34 | 32 | 32.5 | 5 | 30 | 33 | 37 | 33 | 35.5 | 32 | 10 | 36 | 34 | 37.5 | 30 | 34 | 23 | 34 | 37.5 | 34 | 24 | 39 | 34 | 23 | 25 | 37 | 36.5 | 27 | 32 | 48 | 37.5 | 34 | 47 | 29 | 32 | 39 | 29.5 | 12 | 13
2013-01-13 05:00 | 42 | 37.5 | 30 | 40 | 16 | 3 | 8.5 | 39 | 20 | 16 | 28 | 34 | 10 | 37.5 | -2 | 30 | 40 | 17.5 | 32 | 34 | 12 | 50 | 33 | 30.5 | 21 | 7 | 28 | 45 | 21 | 34 | 13 | 40 | 26.5 | 14.5 | 19 | 38 | 29.5 | 41 | 33.5 | 34 | 38 | 8 | 35.5 | 36 | 42.5 | 33.5 | 43 | 38 | 28 | 38 | 34 | 39 | 30 | 35 | 27 | 37.5 | 39 | 39 | 27 | 43 | 38 | 28 | 32 | 36.5 | 37 | 31 | 33 | 50 | 39 | 39 | 51.5 | 43 | 32 | 41 | 33.5 | 17.5 | 14 | 34 | 37.5 | 30 | 37 | 6 | 1 | 3 | 37.5 | 19 | 14 | 15 | 23 | 2.5 | 35.5 | -4 | 30 | 38 | 14 | 28.5 | 25 | 7 | 48 | 20 | 20.5 | 16 | 3 | 18 | 44 | 19.5 | 30 | 7 | 35 | 26.5 | 2.5 | 15 | 35 | 16.5 | 18 | 33 | 32 | 30 | 7 | 32 | 34 | 38.5 | 33 | 34 | 31 | 11 | 36 | 34 | 37.5 | 30 | 33 | 24 | 30 | 35.5 | 34.5 | 23 | 43 | 34 | 23 | 25 | 36.5 | 37 | 25 | 32 | 48 | 37.5 | 36 | 47 | 31 | 32 | 41 | 30 | 14 | 13
2013-01-13 06:00 | 43 | 38 | 30 | 40 | 17 | 4 | 8.5 | 39 | 22 | 20 | 27 | 32 | 10 | 37.5 | -3.5 | 30 | 39 | 17.5 | 30 | 28 | 12 | 49 | 33 | 30 | 21 | 8 | 27 | 45 | 21 | 32 | 12 | 40 | 28.5 | 15 | 21 | 37 | 30 | 41 | 35 | 34 | 36.5 | 6 | 35.5 | 36 | 42.5 | 33.5 | 43 | 37 | 22 | 38 | 34 | 37.5 | 30 | 35 | 26 | 35.5 | 39 | 38.5 | 28 | 41 | 38 | 26 | 30 | 36 | 37.5 | 29 | 33 | 50 | 39 | 39 | 51 | 43 | 33 | 39 | 33.5 | 17.5 | 14 | 35 | 37 | 28.5 | 37 | 6 | 1 | 7 | 37.5 | 20 | 17 | 13 | 25 | 4 | 35.5 | -3.5 | 30 | 37 | 12 | 28.5 | 25 | 7 | 46 | 19 | 22.5 | 16 | 5 | 20 | 45 | 19.5 | 30 | 8 | 35 | 28.5 | 3 | 17 | 36 | 19 | 18 | 34 | 33 | 31 | 4 | 32 | 35 | 39.5 | 32 | 34 | 33 | 13 | 36 | 34 | 35.5 | 30 | 34 | 20 | 30 | 35.5 | 35 | 24 | 41 | 34 | 23 | 25 | 36 | 37.5 | 24 | 32 | 46 | 37.5 | 37 | 47 | 31 | 32 | 39 | 30 | 16 | 14
2013-01-13 07:00 | 39 | 38.5 | 28.5 | 40 | 19 | 5 | 10.5 | 41 | 22 | 20 | 27 | 34 | 10 | 37.5 | -4.5 | 30 | 39 | 17.5 | 30 | 22 | 10.5 | 50 | 32 | 28.5 | 17.5 | 9 | 28 | 45 | 19.5 | 30 | 11 | 40 | 26.5 | 13.5 | 20 | 38 | 34 | 39 | 35 | 34 | 34.5 | 7 | 34 | 37 | 43 | 33 | 44.5 | 40 | 21 | 35 | 34 | 37.5 | 30 | 37 | 25 | 35.5 | 39 | 38 | 26 | 43 | 37 | 24 | 31 | 36 | 38 | 28 | 32 | 50 | 39 | 39 | 50 | 42 | 32 | 39 | 34 | 17.5 | 14 | 36 | 37 | 28.5 | 37 | 6 | 2 | 8.5 | 37.5 | 20 | 17 | 15 | 25 | 4.5 | 34 | -4.5 | 30 | 37 | 12 | 26.5 | 20 | 7 | 46 | 20 | 17 | 14 | 5 | 20 | 45 | 17.5 | 28.5 | 6.5 | 35 | 26.5 | 3 | 15 | 32 | 23 | 18 | 34 | 33 | 29.5 | 5 | 32 | 35 | 40 | 31 | 34 | 30 | 15 | 35 | 34 | 35.5 | 30 | 32 | 18 | 30 | 35.5 | 35 | 21 | 43 | 33 | 23 | 24 | 36 | 37.5 | 23 | 32 | 46 | 35.5 | 37 | 46 | 32 | 32 | 39 | 30 | 16 | 14
2013-01-13 08:00 | 39 | 39 | 32 | 40 | 21 | 4 | 10.5 | 43 | 21 | 21 | 27 | 34 | 11 | 37.5 | -6 | 30 | 39 | 17.5 | 30 | 16 | 8.5 | 50 | 34 | 27 | 19.5 | 9 | 32 | 46 | 17.5 | 28.5 | 10 | 41 | 26 | 14 | 20 | 38 | 34 | 39 | 34 | 35 | 33 | 8 | 34 | 37 | 44 | 34 | 43 | 40 | 23 | 38 | 34 | 37.5 | 30 | 38 | 22 | 35.5 | 37.5 | 38.5 | 26 | 43 | 37 | 25 | 30 | 38.5 | 43 | 28 | 32 | 50 | 37.5 | 39 | 49 | 43 | 31 | 39 | 34 | 17.5 | 14 | 35 | 37.5 | 30 | 36 | 7 | 1 | 10.5 | 37.5 | 19 | 18 | 16 | 25 | 6.5 | 35.5 | -8 | 30 | 37 | 12 | 26.5 | 10 | 3 | 46 | 21 | 17 | 12 | 3 | 18 | 46 | 16 | 28.5 | 4 | 35 | 26 | 3.5 | 16 | 31 | 22 | 18 | 33 | 33 | 25 | 6 | 32 | 36 | 40.5 | 32 | 37.5 | 29 | 14 | 35 | 34 | 35.5 | 30 | 35 | 17 | 30 | 35.5 | 35.5 | 22 | 43 | 33 | 23 | 24 | 38.5 | 38 | 23 | 32 | 46 | 35.5 | 36 | 46 | 31 | 31 | 39 | 34 | 15 | 13
2013-01-13 09:00 | 43 | 41 | 34 | 40 | 20 | 4 | 12 | 43 | 24.5 | 22 | 25 | 34 | 12 | 37.5 | 1 | 30 | 38 | 19.5 | 30 | 16.5 | 10.5 | 50 | 34 | 26.5 | 23 | 7 | 33 | 46 | 16 | 30 | 11 | 42 | 28.5 | 14.5 | 28 | 38 | 34 | 41 | 33 | 36 | 34.5 | 9 | 32 | 38 | 45.5 | 35 | 41 | 41 | 26 | 39 | 34 | 37.5 | 31 | 35 | 28 | 35.5 | 39 | 39 | 26 | 44 | 37 | 27 | 34 | 42 | 41.5 | 28 | 32 | 51 | 37.5 | 39 | 50 | 43 | 32 | 39 | 34 | 19.5 | 15 | 35 | 38 | 32 | 36 | 6 | 2 | 12 | 39 | 21.5 | 20 | 16 | 25 | 7 | 35.5 | 0 | 30 | 36 | 12 | 26.5 | 15.5 | 5 | 45 | 21 | 22.5 | 16 | 2 | 17 | 46 | 14 | 28.5 | 5.5 | 36 | 28.5 | 5.5 | 24 | 33 | 20 | 17 | 32.5 | 34 | 27.5 | 7 | 30 | 36 | 41.5 | 34 | 37.5 | 31 | 15 | 35 | 34 | 35.5 | 30 | 33 | 21 | 30 | 35.5 | 37 | 22 | 43.5 | 33 | 24 | 27 | 42 | 36.5 | 25 | 31 | 45 | 35.5 | 37 | 46 | 33 | 32 | 39 | 32 | 16 | 14
2013-01-13 10:00 | 40 | 43 | 35.5 | 42 | 23 | 11 | 14 | 44.5 | 30 | 24 | 27 | 35.5 | 14 | 37.5 | 8 | 31 | 38 | 19.5 | 32 | 17 | 12 | 51 | 33 | 30 | 25 | 10 | 35 | 47 | 16 | 35.5 | 11.5 | 43 | 28.5 | 16.5 | 33 | 39 | 33 | 42 | 33 | 37 | 36.5 | 11 | 34 | 38 | 47 | 36 | 43 | 43 | 28 | 39 | 34 | 37.5 | 32 | 36 | 32 | 37.5 | 39 | 40 | 28 | 46.5 | 38 | 29 | 37 | 44 | 43 | 29 | 32 | 51 | 37.5 | 40 | 50 | 44 | 33 | 41 | 35.5 | 19.5 | 18 | 38 | 39 | 32 | 37 | 7 | 9 | 14 | 39 | 25 | 21 | 17 | 26.5 | 10.5 | 35.5 | 5 | 31 | 36 | 12 | 28.5 | 16 | 7 | 45 | 19 | 25 | 15 | 2 | 18 | 47 | 12 | 30 | 7 | 36 | 28.5 | 5.5 | 28 | 33 | 20 | 18 | 32.5 | 35 | 27.5 | 9 | 32 | 37 | 42 | 35 | 39 | 31 | 17 | 36 | 34 | 37.5 | 30 | 34 | 20 | 30 | 35.5 | 38 | 23 | 44.5 | 33 | 24 | 29 | 44 | 38.5 | 25 | 32 | 45 | 37.5 | 37 | 46 | 33 | 33 | 39 | 34 | 16 | 16
2013-01-13 11:00 | 41 | 44.5 | 39 | 43 | 29 | 15 | 15.5 | 44.5 | 35 | 25 | 30 | 35.5 | 16 | 37.5 | 15 | 31 | 39 | 21 | 34 | 18 | 10.5 | 51 | 34 | 34.5 | 27 | 12 | 37 | 48 | 21 | 39 | 12 | 43 | 28.5 | 17 | 37 | 39 | 34 | 44 | 35 | 38 | 38 | 13 | 34 | 38 | 48 | 37 | 44.5 | 44 | 30 | 39 | 35.5 | 39 | 32 | 38 | 38 | 39 | 39 | 41.5 | 29 | 46.5 | 39 | 32 | 42 | 46 | 40.5 | 32 | 32 | 50 | 37.5 | 41 | 52 | 45 | 33 | 43 | 37.5 | 19.5 | 20 | 39 | 39 | 32 | 39 | 12 | 10 | 14.5 | 43 | 28 | 22 | 16 | 26.5 | 12 | 35.5 | 6 | 31 | 37 | 14 | 28.5 | 11 | 5 | 46 | 19 | 19 | 13.5 | 2 | 26 | 48 | 17.5 | 32 | 7 | 37 | 28.5 | 6 | 30 | 34 | 21 | 18 | 34 | 36 | 25 | 11 | 32 | 37 | 45 | 37 | 39 | 32 | 14 | 36 | 35.5 | 37.5 | 30 | 36 | 17 | 32 | 35.5 | 40 | 23 | 44.5 | 35 | 26 | 30 | 41.5 | 37 | 24 | 31 | 46 | 37.5 | 37 | 48 | 34 | 33 | 39 | 35.5 | 16 | 19
2013-01-13 12:00 | 44 | 44.5 | 43 | 42 | 31 | 17 | 16 | 46.5 | 42 | 28 | 30 | 35.5 | 18 | 37.5 | 18 | 31 | 40 | 21 | 35.5 | 18.5 | 10.5 | 51 | 36 | 39 | 28.5 | 14 | 37 | 48 | 25 | 41 | 16.5 | 46 | 30 | 17.5 | 43 | 42 | 35 | 46 | 36 | 39 | 38.5 | 16 | 35.5 | 39 | 49 | 38 | 44.5 | 44 | 31 | 40 | 39 | 39 | 32 | 38 | 40 | 39 | 41 | 43.5 | 32 | 50 | 40 | 32 | 45 | 48.5 | 41 | 33 | 32 | 52 | 39 | 42 | 52 | 45 | 34 | 43 | 46.5 | 19.5 | 21 | 41 | 39 | 32 | 38 | 11 | 14 | 14 | 43 | 28 | 24 | 15 | 30 | 13.5 | 35.5 | 11 | 31 | 37 | 12 | 28.5 | 17 | 3 | 46 | 22 | 14 | 12 | 2 | 16 | 48 | 19.5 | 34 | 12 | 39 | 30 | 6.5 | 32 | 36 | 22 | 20 | 34 | 36 | 29 | 14 | 34 | 38 | 47 | 37.5 | 39 | 31 | 17 | 36 | 37.5 | 37.5 | 30 | 38 | 21 | 32 | 35 | 41.5 | 25 | 46.5 | 35 | 24 | 33 | 41.5 | 37.5 | 23 | 32 | 46 | 37.5 | 38 | 48 | 35 | 33 | 39 | 37.5 | 16 | 20
2013-01-13 13:00 | 45 | 44.5 | 43 | 42 | 30 | 20 | 17.5 | 46.5 | 48 | 29 | 30 | 37.5 | 19.5 | 37.5 | 21 | 32 | 38 | 23 | 37.5 | 18.5 | 10.5 | 52 | 39 | 39 | 28.5 | 16 | 37 | 49 | 25 | 43 | 21.5 | 47 | 30 | 20 | 45.5 | 44 | 37 | 46 | 37 | 40 | 39 | 20 | 35.5 | 39 | 50 | 39 | 46.5 | 44 | 31 | 40 | 43 | 39 | 33 | 39 | 40 | 39 | 43 | 45 | 32 | 53.5 | 41 | 33 | 54 | 52.5 | 42 | 34 | 32 | 53 | 39 | 41 | 53 | 44 | 34 | 43 | 46.5 | 19.5 | 24 | 39 | 41 | 30 | 35 | 12 | 15 | 17.5 | 43 | 27 | 24 | 16 | 30 | 14 | 35.5 | 12 | 31 | 36 | 10.5 | 28.5 | 18 | 3 | 46 | 25 | 14 | 12 | 4 | 17 | 49 | 17.5 | 32 | 15 | 39 | 30 | 4.5 | 29.5 | 34 | 24 | 20 | 34.5 | 37 | 30.5 | 18 | 34 | 38 | 48 | 37 | 39 | 31 | 17 | 37 | 37.5 | 37.5 | 31 | 38 | 18 | 32 | 34 | 42 | 26 | 48 | 35 | 25 | 28 | 37 | 35.5 | 24 | 31 | 45 | 37.5 | 38 | 48 | 36 | 33 | 37.5 | 39 | 14 | 23
2013-01-13 14:00 | 44 | 44.5 | 44.5 | 41 | 30 | 15 | 21 | 48 | 50 | 31 | 31 | 40.5 | 20.5 | 37.5 | 24 | 32 | 38 | 23 | 39 | 19 | 10.5 | 53 | 46 | 41 | 28.5 | 18 | 35 | 50 | 25 | 41 | 26 | 48 | 32 | 18.5 | 48 | 44 | 36 | 46 | 37 | 41 | 40 | 22 | 37.5 | 40 | 50.5 | 39 | 44.5 | 45 | 33 | 40 | 43 | 39 | 34 | 37 | 40 | 39 | 43 | 45.5 | 33 | 52 | 41 | 32 | 52 | 50.5 | 42 | 34 | 32 | 54 | 39 | 42 | 54 | 42 | 34 | 43 | 44.5 | 20 | 25 | 39 | 43 | 28.5 | 35 | 12 | 9 | 21 | 44.5 | 28 | 25 | 15 | 31.5 | 16.5 | 35.5 | 9 | 31 | 36 | 10.5 | 28.5 | 13 | 1.5 | 47 | 29 | 10.5 | 10.5 | 5 | 17 | 49 | 19.5 | 30 | 17 | 40 | 30 | 6.5 | 27 | 34 | 23 | 20 | 35 | 37 | 28 | 19 | 35.5 | 38 | 48.5 | 38 | 41 | 30 | 18 | 38 | 37.5 | 37.5 | 32 | 36 | 17 | 34 | 34 | 43.5 | 26 | 46.5 | 35 | 23 | 27 | 47.5 | 33.5 | 24 | 31 | 46 | 37.5 | 38 | 46 | 38 | 33 | 37.5 | 41 | 15 | 24
2013-01-13 15:00 | 44 | 44.5 | 41 | 40 | 31 | 17 | 21 | 50 | 52 | 32 | 29 | 43 | 21 | 37.5 | 23 | 31 | 40 | 23 | 37.5 | 20.5 | 10.5 | 52 | 50 | 41 | 26.5 | 19 | 35 | 50 | 25 | 43 | 26 | 48 | 30 | 19 | 46 | 44 | 36 | 46 | 38.5 | 42 | 37.5 | 23 | 35.5 | 40 | 50.5 | 39 | 44.5 | 43 | 33 | 40 | 43 | 44.5 | 34 | 37 | 39 | 39 | 43 | 46 | 35 | 52 | 41 | 33 | 47 | 51 | 43 | 34 | 32 | 52 | 39 | 42 | 54 | 42 | 33 | 43 | 44.5 | 19.5 | 26 | 41 | 43 | 30 | 37 | 12 | 11 | 21 | 46.5 | 27 | 25 | 14 | 32 | 16 | 34 | 12.5 | 31 | 37 | 8.5 | 28.5 | 20.5 | 1.5 | 46 | 32 | 16 | 10.5 | 6 | 11 | 49 | 19.5 | 30 | 18.5 | 40 | 30 | 9 | 32 | 36 | 23 | 21 | 36 | 38 | 30 | 20 | 34 | 39 | 48.5 | 38 | 41 | 31 | 20 | 37 | 37.5 | 39 | 32 | 37 | 19 | 34 | 34 | 44 | 26 | 48 | 35 | 20 | 27 | 42 | 34 | 24 | 31 | 46 | 37.5 | 37 | 46 | 39 | 33 | 37.5 | 39 | 16 | 25
2013-01-13 16:00 | 44 | 44.5 | 39 | 40 | 30 | 20 | 21 | 48 | 52 | 32 | 29 | 43 | 21 | 35.5 | 22 | 31 | 37 | 21 | 37.5 | 21.5 | 8.5 | 51 | 48 | 39 | 25 | 20 | 31 | 49 | 25 | 43 | 26 | 46 | 30 | 16 | 39 | 42 | 35 | 46 | 38 | 42 | 35.5 | 23 | 35.5 | 41 | 51 | 39 | 43 | 42 | 32 | 40 | 43 | 44.5 | 34 | 36 | 38 | 39 | 43 | 47 | 34 | 52 | 38 | 32 | 43 | 51.5 | 43.5 | 33 | 31 | 51 | 39 | 41 | 51 | 41 | 32 | 41 | 43 | 19.5 | 26 | 42 | 41 | 30 | 36 | 13 | 12 | 21 | 46.5 | 26 | 26 | 13 | 30 | 16 | 32 | 12.5 | 31 | 34 | 8.5 | 28.5 | 21.5 | -0.5 | 46 | 32 | 28.5 | 14 | 5 | 9 | 49 | 19.5 | 32 | 18.5 | 39 | 30 | 7 | 30 | 35 | 24 | 20 | 36 | 37 | 29 | 20 | 34 | 40 | 48 | 37 | 41 | 33 | 20 | 37 | 35.5 | 39 | 30 | 35 | 18 | 34 | 30 | 44 | 27 | 48 | 36 | 21 | 27 | 41.5 | 34.5 | 23 | 31 | 46 | 37.5 | 38 | 45 | 39 | 32 | 39 | 41 | 16 | 25
2013-01-13 17:00 | 46 | 44.5 | 37.5 | 38 | 28 | 19 | 23 | 47.5 | 49 | 32 | 27 | 39 | 20.5 | 35.5 | 21 | 30 | 36 | 17.5 | 35.5 | 23 | 3 | 51 | 46 | 34 | 19.5 | 15 | 30 | 49 | 21 | 37.5 | 26 | 46 | 30 | 16 | 32 | 42 | 35 | 44 | 37 | 42 | 33 | 23 | 35.5 | 40 | 52 | 38.5 | 43 | 42 | 32 | 39 | 41 | 44.5 | 32.5 | 33 | 34 | 37.5 | 42.5 | 46.5 | 33 | 52 | 36 | 34 | 42 | 48 | 41 | 30 | 31 | 51 | 39 | 39 | 51 | 40 | 32 | 39 | 43 | 19.5 | 24 | 43 | 43 | 30 | 37 | 11 | 13 | 23 | 45.5 | 25 | 26 | 13 | 30 | 16 | 34 | 9 | 30 | 34 | 7 | 28.5 | 18 | -2 | 45 | 31 | 25 | 10.5 | 4 | 9 | 49 | 17.5 | 32 | 16 | 38 | 30 | 7.5 | 26 | 36 | 22 | 21 | 36 | 37 | 25 | 18 | 34 | 39 | 48.5 | 37.5 | 41 | 32 | 19 | 37 | 35.5 | 41 | 30 | 33 | 18 | 34 | 30 | 45 | 25 | 48 | 34 | 17 | 27 | 43 | 32 | 24 | 31 | 45 | 37.5 | 36 | 45 | 39 | 32 | 39 | 41 | 16 | 23
2013-01-13 18:00 | 46 | 44.5 | 35.5 | 36 | 28 | 14 | 25 | 46.5 | 42 | 31 | 26 | 39 | 20.5 | 35.5 | 20.5 | 30 | 35 | 17.5 | 34 | 23 | -0.5 | 50 | 46 | 32 | 17.5 | 9 | 28 | 49 | 17.5 | 28.5 | 21.5 | 44 | 28.5 | 15 | 29 | 42 | 36 | 45 | 36.5 | 42 | 34.5 | 20 | 35.5 | 40 | 52.5 | 38.5 | 39 | 43 | 31 | 39 | 39 | 44.5 | 32 | 33 | 30 | 37.5 | 41 | 46.5 | 30 | 52 | 34 | 33 | 38 | 46.5 | 36.5 | 28 | 31 | 50 | 39 | 38 | 50 | 40 | 32 | 39 | 41 | 19.5 | 23 | 44 | 43 | 28.5 | 35 | 12 | 9 | 25 | 44.5 | 27 | 26 | 14 | 30 | 16.5 | 34 | 11.5 | 30 | 34 | 7 | 28.5 | 23 | -4 | 44 | 31 | 21 | 8.5 | 1 | 10 | 49 | 14 | 28.5 | 15 | 38 | 25 | 7.5 | 25 | 36.5 | 22 | 20 | 36.5 | 37 | 27 | 17 | 35.5 | 39 | 48.5 | 37 | 39 | 32 | 20 | 37 | 35.5 | 43 | 29.5 | 33 | 18 | 30 | 30 | 45 | 25 | 48 | 33 | 17 | 27 | 44.5 | 28 | 24 | 31 | 44 | 37.5 | 36 | 46 | 39 | 32 | 37.5 | 39 | 16 | 22
2013-01-13 19:00 | 47 | 44.5 | 35.5 | 34 | 26 | 13 | 26.5 | 45.5 | 37 | 30 | 24 | 39 | 20.5 | 35.5 | 20 | 29 | 36 | 17.5 | 34 | 23 | 1.5 | 49 | 44 | 28.5 | 19.5 | 10 | 24 | 49 | 17.5 | 26.5 | 16.5 | 44 | 26.5 | 15.5 | 28 | 42 | 33 | 46 | 37 | 41 | 36 | 18 | 35.5 | 40 | 53 | 38 | 37.5 | 43 | 30 | 39 | 39 | 44.5 | 32 | 34 | 30 | 37.5 | 41 | 46 | 29 | 52 | 33 | 33 | 38 | 46.5 | 38 | 28 | 31 | 49 | 37.5 | 38 | 49 | 40 | 31 | 37.5 | 39 | 19.5 | 24 | 45 | 43 | 30 | 32 | 10 | 11 | 26.5 | 44 | 28 | 26 | 14 | 28.5 | 17 | 34 | 11 | 28 | 33 | 7 | 28.5 | 23 | -0.5 | 45 | 30 | 19.5 | 10.5 | 3 | 10 | 48 | 16 | 26.5 | 12.5 | 39 | 25 | 8 | 25 | 37 | 22 | 20 | 37 | 38 | 27 | 15 | 34 | 39 | 48 | 36 | 37.5 | 32 | 21 | 37 | 35.5 | 43 | 29.5 | 33 | 18 | 30 | 30 | 45 | 24 | 48 | 33 | 20 | 26 | 44.5 | 31 | 24 | 31 | 45 | 37.5 | 36 | 45 | 39 | 31 | 37.5 | 37.5 | 16 | 24
2013-01-13 20:00 | 48 | 43 | 35.5 | 31 | 26 | 11 | 30 | 45 | 35 | 28 | 24 | 39 | 21 | 35.5 | 19 | 29 | 35 | 17.5 | 32 | 23 | -6 | 48 | 43 | 27 | 19.5 | 9 | 24 | 48 | 16 | 26.5 | 12 | 44 | 25 | 14 | 28 | 40 | 31 | 44 | 34.5 | 41 | 37 | 16 | 34 | 40 | 53 | 38.5 | 37.5 | 46 | 32 | 39 | 39 | 44.5 | 32 | 34 | 32 | 37.5 | 40 | 47 | 29 | 52 | 33 | 32 | 28 | 46.5 | 37.5 | 28 | 30 | 49 | 37.5 | 38 | 48 | 39 | 31 | 37.5 | 37.5 | 17.5 | 23 | 47 | 43 | 32 | 30 | 10 | 9 | 28.5 | 43.5 | 29 | 22 | 14 | 30 | 17 | 34 | 7 | 29 | 34 | 8.5 | 28.5 | 18 | -7.5 | 45 | 30 | 18 | 10.5 | 3 | 9 | 48 | 16 | 26.5 | 8 | 39 | 21 | 6.5 | 25 | 37 | 20 | 21 | 34.5 | 38 | 24 | 13 | 34 | 39 | 48 | 37 | 37.5 | 32 | 22 | 37 | 35.5 | 41 | 30 | 33 | 19 | 30 | 30 | 45.5 | 24 | 48 | 33 | 22 | 23 | 44.5 | 31 | 24 | 30 | 45 | 37.5 | 35 | 45 | 39 | 31 | 37.5 | 35.5 | 16 | 22
2013-01-13 21:00 | 49 | 43 | 35.5 | 33 | 26 | 8 | 34 | 45 | 34 | 27 | 22 | 39 | 21 | 37.5 | 19 | 29 | 35 | 16 | 32 | 22.5 | -4 | 48 | 44 | 26 | 19.5 | 10 | 25 | 48 | 17 | 26.5 | 12 | 44 | 26.5 | 12.5 | 27 | 41 | 30 | 41 | 39 | 40 | 36.5 | 19 | 34 | 40 | 53 | 38.5 | 37.5 | 45 | 33 | 39 | 37.5 | 44.5 | 32 | 34 | 33 | 37.5 | 39 | 48 | 30 | 48 | 33 | 31 | 22 | 46.5 | 37 | 27 | 30 | 48 | 37.5 | 37 | 47 | 39 | 31 | 37.5 | 37.5 | 17.5 | 23 | 45 | 43 | 32 | 32 | 10 | 8 | 30 | 43 | 28 | 23 | 14 | 30 | 17.5 | 34 | 11 | 29 | 33 | 8.5 | 28.5 | 22.5 | -4 | 46 | 29 | 17 | 10.5 | 3 | 10 | 48 | 16.5 | 25 | 9.5 | 39 | 25 | 6.5 | 23.5 | 37 | 19 | 24 | 39 | 38 | 28 | 15 | 34 | 39 | 48 | 38 | 37.5 | 34 | 22 | 37 | 35.5 | 41 | 30 | 33 | 19 | 28.5 | 30 | 46 | 25 | 46.5 | 33 | 22 | 15 | 46.5 | 31.5 | 24 | 30 | 46 | 37.5 | 36 | 45 | 39 | 31 | 37.5 | 35.5 | 16 | 23
2013-01-13 22:00 | 47 | 43 | 35.5 | 35 | 26 | 8 | 32 | 44.5 | 31 | 28.5 | 20 | 39 | 21 | 37.5 | 19 | 30 | 35 | 17.5 | 32 | 22.5 | -4 | 48 | 44 | 25.5 | 19.5 | 9 | 25 | 48 | 19 | 26.5 | 12 | 45 | 25 | 11.5 | 26 | 43 | 29 | 40 | 38.5 | 40 | 36.5 | 17 | 34 | 39 | 53 | 39 | 37.5 | 43 | 30 | 40 | 39 | 44.5 | 32 | 33 | 33 | 35.5 | 35.5 | 49 | 29.5 | 48 | 33 | 32 | 20 | 46.5 | 36.5 | 28 | 30 | 49 | 37.5 | 37 | 47 | 39 | 31 | 37.5 | 41 | 17 | 23 | 45 | 43 | 32 | 33 | 11 | 5 | 28.5 | 43 | 26 | 25.5 | 12 | 30 | 18.5 | 35.5 | 11 | 29 | 33 | 8.5 | 30 | 22.5 | -7.5 | 45 | 30 | 16.5 | 8.5 | 2 | 12 | 47 | 18 | 26.5 | 9 | 39 | 21 | 7 | 23 | 34 | 19 | 24 | 38.5 | 38 | 29 | 15 | 34 | 38 | 47 | 38 | 37.5 | 37 | 20 | 38 | 35.5 | 41 | 30 | 32 | 20 | 26.5 | 30 | 46 | 24.5 | 46.5 | 33 | 22 | 13 | 46.5 | 31.5 | 26 | 30 | 46 | 37.5 | 35 | 45 | 39 | 31 | 37.5 | 39 | 15 | 22
2013-01-13 23:00 | 45 | 43 | 35.5 | 36 | 27 | 9 | 30 | 44.5 | 30 | 28 | 16 | 39 | 21 | 39 | 19 | 28 | 34 | 16 | 32 | 22 | -6 | 48 | 46 | 25 | 19.5 | 6 | 24 | 48 | 19.5 | 28.5 | 12 | 45 | 26.5 | 13.5 | 26 | 39 | 27.5 | 38 | 38 | 39 | 36 | 13 | 34 | 39 | 53.5 | 39.5 | 37.5 | 43 | 31 | 41 | 37.5 | 43 | 31.5 | 33 | 34 | 35.5 | 37.5 | 49.5 | 29 | 50 | 33 | 33 | 18 | 46.5 | 36.5 | 28 | 31 | 48 | 37.5 | 37 | 46.5 | 38 | 31 | 37.5 | 41 | 17 | 22 | 43 | 43 | 32 | 35 | 12 | 7 | 28.5 | 43 | 27 | 26 | 10 | 30 | 19 | 35.5 | 7 | 27 | 32 | 8.5 | 28.5 | 18 | -11 | 44 | 30 | 16 | 10.5 | 1 | 11 | 48 | 17.5 | 26.5 | 7 | 40 | 23 | 7 | 22 | 36 | 15 | 21 | 38 | 37 | 27 | 12 | 32 | 38 | 47.5 | 39.5 | 37.5 | 37 | 21 | 38 | 35.5 | 39 | 30 | 33 | 21 | 26.5 | 30 | 46.5 | 24 | 48 | 33 | 22 | 12 | 44.5 | 32 | 27 | 31 | 45 | 37.5 | 35 | 45 | 38 | 31 | 37.5 | 39.5 | 15 | 21
2013-01-14 | 43 | 43 | 37.5 | 36 | 25 | 7 | 30 | 44.5 | 28 | 27.5 | 14 | 39 | 21 | 43 | 19 | 29 | 35 | 16 | 30 | 22.5 | -6 | 48 | 45 | 25 | 17.5 | 5 | 25 | 48 | 18 | 26.5 | 13 | 44.5 | 21 | 16 | 24 | 40 | 26 | 41 | 37.5 | 39 | 35 | 13 | 34 | 39 | 53.5 | 40.5 | 37.5 | 43 | 29 | 41 | 37.5 | 43 | 31.5 | 32 | 33 | 35.5 | 37.5 | 49.5 | 28 | 48 | 33 | 33 | 13 | 46.5 | 36 | 29 | 31 | 48 | 37.5 | 36 | 46 | 37 | 31 | 39 | 41.5 | 17 | 22 | 39 | 41 | 32 | 34 | 11 | 5 | 28.5 | 43 | 25 | 24.5 | 9 | 30 | 20 | 39 | 13.5 | 29 | 32 | 8.5 | 28.5 | 22.5 | -7.5 | 44 | 31 | 18.5 | 8.5 | 0 | 12.5 | 48 | 16 | 25 | 10 | 38 | 21 | 7.5 | 20 | 35 | 16.5 | 19 | 37.5 | 37 | 29.5 | 12 | 34 | 38 | 47 | 40.5 | 37.5 | 38 | 19 | 39 | 35.5 | 41 | 30 | 32 | 24 | 26.5 | 32 | 46.5 | 24 | 46.5 | 33 | 21 | 6 | 44.5 | 32 | 27 | 31 | 44 | 37.5 | 32 | 45 | 37 | 31 | 37.5 | 39 | 15.5 | 21
2013-01-14 01:00 | 41 | 43 | 37.5 | 36 | 28 | 4 | 32 | 45 | 24 | 25 | 14 | 39 | 21 | 43 | 19 | 28.5 | 35 | 16 | 30 | 23.5 | -7.5 | 48 | 45 | 25.5 | 19.5 | 4 | 23 | 48 | 17.5 | 25 | 14 | 43.5 | 19.5 | 16 | 26 | 40 | 25 | 42 | 37 | 39 | 34.5 | 10 | 34 | 39 | 54 | 41 | 37.5 | 43 | 31 | 42 | 37.5 | 43 | 31 | 30 | 33 | 34 | 37.5 | 50 | 30 | 48 | 34 | 35 | 13 | 46.5 | 35.5 | 28 | 31 | 49 | 37.5 | 39 | 46 | 37 | 31 | 37.5 | 41.5 | 17.5 | 22 | 37 | 41 | 30 | 35 | 12 | 3 | 30 | 43 | 22.5 | 19.5 | 9 | 30 | 20 | 39 | 15 | 28.5 | 32 | 8.5 | 28.5 | 23.5 | -13 | 44 | 32 | 17.5 | 8.5 | -1 | 11.5 | 48 | 16 | 23 | 11 | 36.5 | 17.5 | 9.5 | 22 | 34 | 14.5 | 18 | 37 | 38 | 29.5 | 8 | 34 | 38 | 46 | 41 | 37.5 | 38 | 20 | 40 | 35.5 | 41 | 30 | 30 | 25 | 25 | 32 | 46 | 25 | 46.5 | 33 | 20 | 6 | 44.5 | 32.5 | 28 | 31 | 44 | 37.5 | 35 | 45 | 37 | 31 | 37.5 | 39.5 | 16 | 20
2013-01-14 02:00 | 39 | 43 | 37.5 | 37 | 30 | 7 | 30 | 45.5 | 23.5 | 21.5 | 14 | 41 | 21 | 43 | 19 | 29 | 34 | 14 | 28.5 | 24 | -6 | 49 | 44 | 20.5 | 19.5 | 3 | 21 | 49 | 19.5 | 23 | 15 | 42 | 17.5 | 15 | 25 | 40 | 24 | 41 | 36.5 | 40 | 34 | 10 | 34 | 40 | 53 | 44 | 35.5 | 45 | 31 | 43 | 34 | 43 | 30.5 | 29 | 34 | 34 | 37.5 | 50 | 29 | 48 | 35 | 32 | 11 | 46.5 | 35 | 28 | 32 | 49 | 37.5 | 38 | 46 | 36 | 31 | 39 | 41 | 18 | 22 | 36 | 39 | 32 | 36 | 13 | 4 | 28.5 | 42.5 | 21.5 | 20 | 9 | 30 | 21 | 39 | 12 | 28 | 32 | 7 | 28.5 | 20 | -9.5 | 43 | 32 | 12 | 8.5 | -1 | 9.5 | 48 | 16 | 19.5 | 10 | 34.5 | 17.5 | 8 | 22 | 36 | 10 | 18 | 36.5 | 38 | 27 | 8 | 32 | 38 | 47 | 44 | 35.5 | 37 | 18 | 41 | 34 | 39 | 30 | 28 | 26 | 25 | 32 | 46 | 25 | 46.5 | 34 | 22 | 3 | 44.5 | 32.5 | 28 | 31 | 44 | 37.5 | 35 | 45 | 36 | 31 | 37.5 | 39 | 16.5 | 20
2013-01-14 03:00 | 38 | 43 | 35.5 | 37 | 30 | 8 | 21 | 46.5 | 22.5 | 24 | 13 | 43 | 21.5 | 43 | 19 | 29 | 34 | 12 | 30 | 25.5 | -6 | 49 | 44 | 24.5 | 19.5 | 2 | 19 | 50 | 12 | 25 | 16.5 | 41 | 17.5 | 15.5 | 22 | 42 | 23 | 42 | 36 | 40 | 32.5 | 9 | 34 | 39 | 52 | 47 | 35.5 | 46 | 31 | 46 | 34 | 40 | 30 | 30 | 34 | 34 | 37.5 | 50 | 29 | 48 | 36 | 33 | 9 | 44.5 | 34.5 | 28 | 32 | 49 | 37.5 | 40 | 45.5 | 35.5 | 30 | 37.5 | 41 | 17.5 | 20 | 36 | 39 | 30 | 37 | 14 | 5 | 19.5 | 43 | 21 | 22.5 | 8 | 30 | 21.5 | 39 | 16 | 29 | 32 | 3 | 26.5 | 25.5 | -11 | 43 | 31 | 14.5 | 8.5 | -2 | 11.5 | 48 | 10.5 | 25 | 13.5 | 33 | 17.5 | 8 | 18 | 37 | 11.5 | 17 | 36 | 38 | 28.5 | 7 | 34 | 37 | 47.5 | 47 | 35.5 | 37 | 19 | 42 | 34 | 37.5 | 30 | 29 | 26 | 25 | 34 | 46.5 | 26 | 46.5 | 34 | 23 | 1 | 44.5 | 33 | 28 | 31 | 43 | 37.5 | 36 | 45 | 35.5 | 30 | 37.5 | 39 | 16 | 18
2013-01-14 04:00 | 34 | 41.5 | 35.5 | 38 | 30 | 5 | 17.5 | 46.5 | 22 | 24.5 | 14 | 43 | 23 | 43 | 19 | 29 | 35 | 10.5 | 28.5 | 27 | -7.5 | 49 | 43 | 23 | 21 | 2 | 18 | 48 | 11 | 32 | 18.5 | 39.5 | 17.5 | 16 | 22 | 42 | 21.5 | 41 | 35.5 | 40 | 30.5 | 8 | 34 | 39 | 51 | 50 | 35.5 | 48 | 31 | 51 | 35.5 | 37.5 | 30 | 29 | 33 | 32 | 37.5 | 50 | 30 | 48 | 35 | 35 | 8 | 44.5 | 34.5 | 28 | 32 | 49 | 36.5 | 39 | 45.5 | 36 | 29 | 37.5 | 40.5 | 17.5 | 18 | 33 | 39.5 | 30 | 37 | 14 | 2 | 17.5 | 44.5 | 20.5 | 23 | 9 | 30 | 23 | 39 | 16 | 29 | 32 | 1.5 | 26.5 | 27 | -11 | 42 | 31 | 14.5 | 8.5 | -2 | 11 | 48 | 8 | 26.5 | 15.5 | 32.5 | 17.5 | 8.5 | 19 | 37 | 10 | 17 | 35 | 38 | 27 | 5 | 34 | 37 | 47 | 49 | 35.5 | 37 | 19 | 47 | 34 | 35.5 | 28.5 | 28 | 28 | 25 | 34 | 46 | 26 | 46.5 | 33 | 20 | 0 | 44.5 | 33 | 28 | 31 | 43 | 36.5 | 35 | 45 | 36 | 29 | 37.5 | 38.5 | 15.5 | 17
2013-01-14 05:00 | 33 | 40.5 | 35.5 | 38 | 30 | 7 | 16 | 46.5 | 22 | 25 | 15 | 39 | 22.5 | 43 | 19 | 29 | 35 | 7 | 28.5 | 28 | -7.5 | 50 | 42 | 24.5 | 21 | 1 | 17 | 49 | 10.5 | 34 | 20 | 39.5 | 16 | 16 | 22 | 40 | 20.5 | 40 | 35 | 40 | 29 | 5 | 32 | 40 | 51.5 | 49.5 | 35.5 | 49 | 33 | 51 | 35.5 | 37.5 | 28.5 | 28 | 33 | 32 | 37.5 | 50 | 30 | 48 | 36 | 34 | 5 | 44.5 | 34 | 27 | 32 | 49 | 37 | 39 | 45 | 36 | 30 | 37.5 | 40 | 17.5 | 19 | 32 | 39.5 | 30 | 38 | 13 | 4 | 12 | 43 | 20.5 | 21 | 10 | 28.5 | 22.5 | 39 | 11 | 28 | 32 | 1.5 | 26.5 | 26 | -9.5 | 43 | 31 | 13.5 | 10.5 | -3 | 9 | 49 | 7 | 26.5 | 15 | 29.5 | 14 | 8.5 | 18 | 34 | 5.5 | 17 | 34 | 39 | 23 | 2 | 32 | 37 | 48 | 49 | 35.5 | 39 | 20 | 47 | 34 | 35.5 | 28.5 | 26 | 30 | 25 | 34 | 47 | 25 | 46.5 | 33 | 20 | -3 | 44.5 | 33.5 | 27 | 31 | 43 | 37 | 35 | 45 | 36 | 30 | 37.5 | 38 | 16 | 17
2013-01-14 06:00 | 31 | 39 | 35.5 | 39 | 31 | 4 | 12 | 46.5 | 24 | 24.5 | 15 | 41 | 22.5 | 43 | 19 | 30 | 35 | 5 | 28.5 | 28 | -9.5 | 48 | 38 | 23 | 19.5 | 1 | 15 | 49 | 10.5 | 34 | 20.5 | 37 | 19.5 | 16.5 | 22 | 38 | 20 | 40 | 36.5 | 40 | 29.5 | 6 | 32 | 39 | 51.5 | 48.5 | 35.5 | 51 | 32 | 51 | 35.5 | 37.5 | 28.5 | 27 | 32 | 30 | 37.5 | 50 | 27 | 48 | 36 | 35 | 5 | 43 | 33.5 | 26 | 31 | 48 | 37.5 | 37 | 45 | 36 | 26 | 38.5 | 39.5 | 16 | 19 | 30 | 39 | 30 | 38 | 15 | 1 | 10.5 | 44.5 | 22 | 23 | 10 | 28.5 | 22.5 | 39 | 17 | 30 | 32 | 1.5 | 25 | 28 | -15 | 44 | 30 | 16 | 10.5 | -3 | 11 | 49 | 8.5 | 26.5 | 17.5 | 27 | 19.5 | 12.5 | 18 | 38 | 7 | 18 | 35 | 38 | 27 | 3 | 32 | 36 | 48.5 | 48 | 35.5 | 39 | 18 | 47 | 35.5 | 35.5 | 28.5 | 26 | 28 | 25 | 34 | 47 | 23 | 46.5 | 31 | 18 | -4 | 43 | 32.5 | 26 | 30 | 44 | 37.5 | 35 | 45 | 36 | 26 | 38.5 | 38 | 16 | 18
2013-01-14 07:00 | 30 | 38.5 | 35.5 | 38 | 31 | 6 | 11.5 | 46.5 | 23 | 26.5 | 15 | 43 | 24 | 44.5 | 19 | 30 | 35 | 3 | 28.5 | 28 | -9.5 | 47 | 36 | 21.5 | 19.5 | 2 | 14 | 50 | 8.5 | 35.5 | 20.5 | 36 | 21 | 17 | 19 | 40 | 20 | 40 | 37 | 40 | 30 | 6 | 32 | 40 | 52 | 48 | 35.5 | 52 | 33 | 51 | 35.5 | 39 | 28.5 | 25 | 31 | 30 | 37.5 | 50 | 26 | 48 | 36 | 35 | 4 | 44.5 | 30 | 26 | 31 | 47 | 37 | 36 | 46 | 37 | 26 | 39 | 39 | 16 | 21 | 30 | 38.5 | 30 | 37 | 15 | 4 | 10 | 43 | 21 | 25 | 11 | 28.5 | 24 | 41 | 19 | 29 | 32 | -2 | 26.5 | 28 | -15 | 46 | 30 | 10.5 | 10.5 | -2 | 11 | 50 | 5 | 25 | 17 | 26 | 21 | 9 | 15 | 37.5 | 9 | 18 | 36 | 39 | 28.5 | 4 | 32 | 37 | 49 | 47 | 35.5 | 38 | 18 | 47 | 35.5 | 37.5 | 28.5 | 25 | 23 | 25 | 34 | 47 | 22 | 46.5 | 32 | 18 | -3 | 43 | 30 | 25 | 30 | 45 | 36.5 | 33 | 46 | 37 | 26 | 39 | 37.5 | 12 | 20
2013-01-14 08:00 | 30 | 37.5 | 35.5 | 38 | 32 | 9 | 10.5 | 46.5 | 22 | 26 | 15 | 43.5 | 23.5 | 44.5 | 19 | 30 | 36 | 3 | 28.5 | 28 | -9.5 | 47 | 39 | 21 | 19.5 | 2 | 15 | 50 | 7 | 39 | 21 | 34.5 | 17.5 | 17.5 | 19 | 43 | 21 | 40 | 35 | 40 | 31 | 6 | 32 | 40 | 52.5 | 48.5 | 35.5 | 52 | 32 | 51 | 35.5 | 39 | 28.5 | 25 | 30 | 30 | 35.5 | 50 | 22.5 | 48 | 36 | 33 | 4 | 43 | 31 | 27 | 30 | 46 | 37.5 | 38 | 46 | 42 | 25 | 39 | 39 | 14 | 22 | 29 | 37.5 | 30 | 38 | 15 | 7 | 8.5 | 43 | 20 | 23 | 11 | 29 | 23.5 | 43 | 18 | 29 | 32 | -2 | 25 | 26 | -13 | 46 | 30 | 10.5 | 10.5 | -3 | 12 | 50 | 3 | 23 | 16 | 23.5 | 17.5 | 11 | 15 | 37 | 9 | 18 | 33 | 39 | 27 | 4 | 32 | 36 | 48.5 | 46.5 | 35.5 | 38 | 21 | 47 | 35.5 | 35.5 | 28.5 | 25 | 24 | 25 | 34 | 47 | 18 | 46.5 | 32 | 21 | -3 | 43 | 30.5 | 26 | 29 | 45 | 35.5 | 34 | 46 | 40 | 25 | 39 | 39 | 10.5 | 21
2013-01-14 09:00 | 32 | 37.5 | 35.5 | 38 | 34 | 8 | 17.5 | 46.5 | 23 | 29.5 | 14 | 44.5 | 27 | 46.5 | 20.5 | 30 | 36 | 5 | 28.5 | 29 | -2 | 47 | 40 | 21 | 19.5 | 2 | 16 | 51 | 10.5 | 30 | 22.5 | 33.5 | 23 | 20 | 27 | 45 | 20 | 39 | 36 | 41 | 32 | 8 | 32 | 41 | 52.5 | 48.5 | 37.5 | 54 | 33 | 52 | 37.5 | 39 | 28.5 | 26 | 31 | 30 | 34 | 50 | 21.5 | 50 | 36 | 33 | 4 | 43 | 29 | 27 | 30 | 47 | 37.5 | 38 | 49 | 43 | 25 | 39 | 41 | 12 | 21 | 31 | 37.5 | 30 | 37 | 17 | 6 | 16 | 43 | 21 | 26.5 | 10 | 30 | 25.5 | 39 | 20.5 | 28.5 | 32 | -0.5 | 26.5 | 29 | -6 | 46 | 31 | 8.5 | 8.5 | -3 | 12 | 51 | 8.5 | 26.5 | 18 | 23 | 23 | 11.5 | 25 | 35 | 7 | 18 | 34 | 39 | 30 | 6 | 32 | 36 | 49 | 46.5 | 37.5 | 39 | 25 | 48 | 35.5 | 37.5 | 28.5 | 25 | 17 | 25 | 34 | 47.5 | 19 | 46.5 | 32 | 20 | -3 | 41 | 28 | 26 | 29 | 46 | 37.5 | 34 | 48 | 42 | 25 | 39 | 39 | 12 | 20
2013-01-14 10:00 | 35 | 39 | 37.5 | 39 | 35 | 13 | 12 | 46.5 | 30 | 33 | 17 | 44.5 | 28.5 | 46.5 | 22.5 | 30 | 37 | 7 | 30 | 29.5 | -0.5 | 49 | 42 | 23 | 21 | 3 | 20 | 50 | 16 | 32 | 23.5 | 34 | 26.5 | 20.5 | 33 | 47 | 23 | 39 | 37.5 | 41 | 33 | 9 | 34 | 43 | 53 | 49 | 39 | 55 | 35 | 52 | 37.5 | 39 | 28.5 | 30 | 32 | 32 | 34.5 | 50 | 23.5 | 48 | 37 | 35 | 4 | 44.5 | 30 | 27 | 30 | 49 | 37.5 | 42 | 50 | 45 | 28 | 43 | 43 | 16 | 24 | 34 | 39 | 32 | 37 | 18 | 11 | 10.5 | 44.5 | 24 | 31 | 12 | 30 | 28 | 41 | 20.5 | 30 | 32 | -0.5 | 26.5 | 29.5 | -2 | 47 | 31 | 10.5 | 8.5 | -3 | 13 | 50 | 12 | 28.5 | 19.5 | 21 | 26.5 | 10 | 29 | 35 | 8 | 18 | 35 | 40 | 31 | 6 | 34 | 38 | 49 | 46 | 37.5 | 39 | 28 | 48 | 35.5 | 37.5 | 28.5 | 29 | 15 | 21 | 34 | 48 | 19 | 48 | 31 | 21 | -2 | 43 | 28.5 | 26 | 30 | 46 | 37.5 | 35 | 50 | 43 | 27 | 41 | 39 | 12 | 23
2013-01-14 11:00 | 40 | 41 | 35.5 | 39 | 39 | 19 | 17.5 | 46.5 | 36 | 37 | 20 | 46.5 | 30.5 | 46.5 | 24 | 31 | 38 | 8.5 | 32 | 30 | 1.5 | 51 | 47 | 28.5 | 21 | 7 | 20 | 50 | 19.5 | 46.5 | 25 | 34 | 30 | 22.5 | 36 | 48 | 24 | 45 | 41 | 42 | 34 | 11 | 35.5 | 45 | 53.5 | 49 | 41 | 57 | 36 | 52 | 37.5 | 41 | 28.5 | 35 | 32 | 34 | 36 | 50.5 | 25.5 | 50 | 37 | 38 | 5 | 46.5 | 31.5 | 28 | 30 | 52 | 39 | 44 | 51 | 48 | 30 | 43 | 44.5 | 17.5 | 29 | 34 | 41 | 30 | 37 | 20 | 16 | 16 | 43 | 28 | 34.5 | 13 | 30 | 29.5 | 43 | 16 | 30 | 32 | 1.5 | 25 | 27 | -0.5 | 49 | 30 | 16 | 3 | -1 | 14 | 50 | 12 | 25 | 20 | 20.5 | 26.5 | 8.5 | 31 | 37 | 12 | 19 | 38 | 40 | 29 | 9 | 35.5 | 39 | 50 | 47 | 39 | 39 | 28 | 49 | 35.5 | 37.5 | 28.5 | 29 | 14 | 19.5 | 35 | 49.5 | 20.5 | 50 | 30 | 19 | -3 | 43 | 29.5 | 26 | 30 | 49 | 37.5 | 35 | 50 | 45 | 29 | 41 | 43 | 14 | 27
2013-01-14 12:00 | 43 | 43 | 35.5 | 40 | 39 | 23 | 21 | 47 | 44 | 44.5 | 23 | 46.5 | 32.5 | 48 | 28.5 | 31 | 39 | 10.5 | 34 | 31.5 | 3 | 52 | 50 | 30 | 21 | 10 | 21 | 51 | 21 | 50 | 26 | 34 | 34 | 23 | 41 | 51 | 24 | 47 | 42 | 43 | 36.5 | 16 | 37.5 | 47 | 53.5 | 49 | 50 | 56 | 38 | 53 | 39 | 41 | 28.5 | 38 | 32 | 35.5 | 37.5 | 50.5 | 26 | 51 | 39 | 37 | 5 | 46.5 | 36 | 28 | 31 | 53 | 39 | 45 | 51 | 50 | 31 | 43 | 44.5 | 19 | 32 | 32 | 41 | 32 | 37 | 23 | 17 | 19.5 | 44 | 29 | 36.5 | 11 | 32 | 31 | 43 | 24.5 | 30 | 32 | 1.5 | 25 | 31.5 | -0.5 | 49 | 30 | 14 | 1.5 | 1 | 17 | 51 | 14 | 25 | 23 | 17.5 | 25 | 8.5 | 32 | 40 | 10 | 19 | 28 | 40 | 33.5 | 13 | 37.5 | 41 | 50.5 | 47 | 46.5 | 39 | 24 | 49 | 35.5 | 39 | 28.5 | 33 | 14 | 17.5 | 35.5 | 50 | 20.5 | 49 | 29 | 21 | -4 | 44.5 | 33 | 26 | 31 | 49 | 37.5 | 35 | 51 | 45 | 30 | 41 | 44.5 | 14.5 | 28
2013-01-14 13:00 | 45 | 44 | 37.5 | 41 | 40 | 28 | 26.5 | 48 | 48 | 48.5 | 26 | 48 | 35 | 50 | 32.5 | 32 | 41 | 12 | 35.5 | 32.5 | 7 | 51 | 51 | 30 | 21 | 12 | 23 | 51 | 25 | 52 | 27 | 34.5 | 34 | 23.5 | 47 | 49 | 25 | 46 | 43 | 46 | 38.5 | 18 | 35.5 | 48 | 54 | 49 | 50 | 58 | 38 | 53 | 41 | 43 | 28.5 | 39 | 32 | 37.5 | 39 | 51 | 28 | 52 | 41 | 38 | 5 | 46.5 | 37.5 | 26 | 32 | 52 | 39 | 45 | 52 | 52 | 32 | 43 | 48 | 19.5 | 34 | 29 | 41 | 32 | 38 | 22 | 18 | 25 | 45.5 | 30 | 36 | 11 | 34 | 31.5 | 43 | 29 | 31 | 32 | 1.5 | 25 | 32.5 | -0.5 | 50 | 30 | 16 | 3 | 2 | 18 | 51 | 16 | 25 | 24 | 18.5 | 23 | 9.5 | 33 | 40 | 9 | 19 | 37 | 42 | 35 | 15 | 35.5 | 41 | 50 | 46 | 46.5 | 37 | 22 | 49 | 35.5 | 39 | 28.5 | 31 | 18 | 17.5 | 35.5 | 50 | 20.5 | 48 | 30 | 19 | -2 | 44.5 | 34 | 25 | 31 | 50 | 37.5 | 33 | 51 | 43 | 31 | 39 | 39 | 14 | 29
2013-01-14 14:00 | 44 | 44.5 | 37.5 | 41 | 40 | 20 | 25 | 48 | 50 | 49 | 25 | 52 | 37 | 50.5 | 37 | 32 | 41 | 12 | 39 | 34 | 7 | 53 | 49 | 35.5 | 21 | 15 | 22 | 50 | 25 | 46.5 | 28 | 34.5 | 34 | 24 | 47 | 47 | 25 | 48 | 43 | 48 | 41 | 20 | 35.5 | 50 | 54 | 48.5 | 52 | 57 | 39 | 53 | 43 | 44.5 | 28.5 | 39 | 32 | 39 | 39 | 51.5 | 30 | 52 | 41 | 39 | 4 | 48 | 38 | 26 | 31 | 53 | 41 | 47 | 53 | 51 | 34 | 43 | 48 | 19.5 | 35 | 28 | 41 | 32 | 37.5 | 22 | 14 | 23 | 46.5 | 30 | 36 | 12 | 34 | 32.5 | 43.5 | 30 | 31 | 32 | 1.5 | 25 | 28 | -0.5 | 51 | 29 | 19.5 | 3 | 3 | 15 | 50 | 16 | 26.5 | 24 | 19.5 | 23 | 10 | 32 | 38 | 8 | 20 | 39 | 42 | 33 | 18 | 35.5 | 41 | 50.5 | 47 | 43 | 38 | 22 | 49 | 35.5 | 39 | 28.5 | 31 | 20 | 17.5 | 35.5 | 50.5 | 19.5 | 48 | 26 | 18 | -3 | 39 | 34.5 | 25 | 31 | 51 | 37.5 | 33 | 52 | 42 | 31 | 39 | 35.5 | 16 | 28
2013-01-14 15:00 | 45 | 46.5 | 35.5 | 41 | 40 | 23 | 25 | 48 | 53 | 50 | 25 | 53.5 | 38.5 | 49.5 | 36.5 | 31 | 41 | 14 | 39 | 31 | 7 | 52 | 51 | 35.5 | 21 | 15 | 19 | 51 | 25 | 46.5 | 29 | 34.5 | 35.5 | 24 | 46 | 50 | 26 | 48 | 44.5 | 48 | 40.5 | 20 | 35.5 | 49 | 54 | 48.5 | 52 | 57 | 37 | 53 | 43 | 44.5 | 29 | 39 | 31 | 39 | 41 | 51.5 | 29.5 | 52 | 41 | 41 | 4 | 48 | 37 | 26 | 32 | 53 | 39 | 44 | 53 | 44 | 34 | 43 | 44.5 | 20 | 32 | 33 | 41 | 32 | 38 | 22 | 15 | 23 | 46.5 | 30 | 35.5 | 13 | 34 | 33.5 | 40.5 | 33.5 | 31 | 32 | 1.5 | 21 | 31 | -0.5 | 50 | 30 | 25 | 1.5 | 3 | 12 | 51 | 16 | 26.5 | 26.5 | 20 | 23 | 11 | 32 | 40 | 10 | 20 | 39.5 | 42 | 36.5 | 18 | 35.5 | 40 | 50.5 | 47.5 | 43 | 38 | 21 | 49 | 34 | 39 | 28.5 | 29 | 18 | 17.5 | 35.5 | 50.5 | 19.5 | 48 | 24 | 29 | -3 | 37.5 | 32.5 | 25 | 31 | 50 | 37.5 | 33 | 52 | 43 | 31 | 39 | 39 | 17 | 27
2013-01-14 16:00 | 43 | 44.5 | 35.5 | 41 | 41 | 22 | 30 | 48 | 52 | 49 | 24 | 52 | 39.5 | 50 | 36 | 31 | 42 | 12 | 37.5 | 28 | 7 | 52 | 50 | 32 | 20 | 15 | 17 | 50 | 25 | 44.5 | 29.5 | 33.5 | 33 | 23 | 38 | 47 | 25 | 49 | 44 | 48 | 39.5 | 20 | 35.5 | 46 | 54 | 48 | 50 | 57 | 37 | 52 | 43 | 44.5 | 28.5 | 38 | 30 | 39 | 40.5 | 52 | 28.5 | 50 | 39 | 38 | 4 | 46.5 | 37 | 26 | 32 | 52 | 39 | 45 | 53 | 44 | 32 | 41 | 44.5 | 19.5 | 31 | 32 | 39 | 32 | 38 | 24 | 14 | 25 | 44.5 | 29 | 35.5 | 12 | 32 | 34 | 39 | 34 | 31 | 33 | -0.5 | 23 | 28 | -0.5 | 50 | 29 | 26.5 | 2.5 | 4 | 8 | 50 | 17.5 | 26.5 | 26.5 | 20.5 | 23 | 11 | 30 | 39 | 10 | 20 | 38.5 | 42 | 36.5 | 17 | 35.5 | 40 | 50 | 47 | 35.5 | 38 | 23 | 50 | 35.5 | 39 | 28.5 | 29 | 18 | 14 | 35.5 | 50 | 18.5 | 50 | 22 | 29 | -3 | 39 | 34 | 25 | 31 | 50 | 35.5 | 33 | 51 | 41 | 31 | 39 | 37.5 | 17.5 | 27
2013-01-14 17:00 | 41 | 44.5 | 35.5 | 40 | 41 | 18 | 21 | 48 | 47 | 41 | 24 | 52 | 40.5 | 47 | 35 | 32 | 40 | 8.5 | 35.5 | 25 | 3 | 51 | 48 | 32 | 17.5 | 16 | 15 | 50 | 21 | 43 | 30 | 32 | 28.5 | 21.5 | 31 | 45 | 23 | 47 | 43 | 46 | 39 | 20 | 34 | 43 | 53.5 | 47.5 | 48 | 56 | 36 | 52 | 39 | 43 | 28.5 | 36 | 27 | 35.5 | 39 | 52.5 | 25.5 | 50 | 37 | 36 | 3 | 43 | 34.5 | 27 | 31 | 52 | 37.5 | 42 | 51 | 44 | 32 | 41 | 44.5 | 17.5 | 29 | 30 | 41 | 32 | 38 | 24 | 12 | 19.5 | 46.5 | 29 | 30 | 11 | 30 | 33.5 | 39.5 | 30 | 31 | 32 | -2 | 21 | 24 | -2 | 49 | 29 | 26.5 | 3 | 5 | 6 | 50 | 17.5 | 28.5 | 25 | 21 | 23 | 12 | 26 | 38.5 | 9 | 20 | 38 | 42 | 33 | 17 | 34 | 41 | 50.5 | 47.5 | 34 | 37 | 29 | 50 | 34 | 39 | 28.5 | 28 | 19 | 16 | 35.5 | 50.5 | 16.5 | 48 | 20 | 30 | -4 | 39 | 31.5 | 23 | 31 | 49 | 35.5 | 32 | 50 | 39 | 30 | 39 | 39 | 16 | 26
2013-01-14 18:00 | 37 | 43 | 37.5 | 38 | 41 | 16 | 25 | 48 | 41 | 38.5 | 22 | 44.5 | 37.5 | 43.5 | 34.5 | 31 | 41 | 8.5 | 34 | 24.5 | 1.5 | 51 | 48 | 30.5 | 17.5 | 15 | 14 | 48 | 16 | 39 | 29.5 | 30 | 26.5 | 21 | 31 | 42 | 20 | 46 | 41 | 42 | 37 | 20 | 32 | 41 | 53.5 | 47.5 | 46.5 | 46 | 38 | 54 | 35.5 | 43 | 28.5 | 35 | 23 | 35.5 | 37.5 | 52.5 | 17 | 48 | 36 | 35 | 4 | 41 | 30.5 | 27 | 30 | 51 | 37.5 | 42 | 51 | 43 | 30 | 39 | 41 | 16 | 26 | 28 | 43 | 34 | 37 | 24 | 12 | 23 | 46.5 | 29 | 30 | 14 | 34 | 27 | 38.5 | 32 | 31 | 39 | -2 | 23 | 24.5 | -2 | 48 | 28 | 26 | 5 | 6 | 5 | 48 | 12 | 26.5 | 25.5 | 21 | 21 | 12 | 26 | 37.5 | 8 | 20 | 38 | 41 | 34.5 | 17 | 32 | 40 | 50 | 47 | 35.5 | 41 | 27 | 50 | 34 | 39 | 28.5 | 28 | 18 | 14 | 34 | 50.5 | 9.5 | 48 | 17 | 33 | -4 | 39 | 27.5 | 21 | 30 | 49 | 35.5 | 34 | 48 | 38 | 30 | 39 | 39 | 16 | 25
2013-01-14 19:00 | 37 | 41 | 37.5 | 38 | 41 | 20 | 25 | 48 | 37 | 36.5 | 20 | 39 | 35 | 42.5 | 34.5 | 31 | 41 | 5 | 30 | 23.5 | -0.5 | 50 | 49 | 30 | 17.5 | 16 | 12 | 50 | 19.5 | 39 | 29 | 28.5 | 25 | 19.5 | 30 | 42 | 17 | 45 | 39.5 | 40 | 35 | 18 | 34 | 42 | 53 | 47 | 44.5 | 45 | 39 | 53 | 35.5 | 43 | 28.5 | 33 | 24 | 34 | 37.5 | 53 | 14 | 50 | 34 | 35 | 4 | 39.5 | 32.5 | 26 | 29 | 51 | 37.5 | 42 | 49 | 43 | 29 | 39 | 43 | 12 | 24 | 26 | 41 | 34 | 37 | 24 | 15 | 25 | 44.5 | 28 | 29 | 15 | 34 | 31 | 39 | 30.5 | 31 | 39 | -0.5 | 25 | 23.5 | -2 | 48 | 27 | 26.5 | 3 | 7 | 4 | 50 | 16 | 26.5 | 25 | 21 | 21 | 11.5 | 26 | 37 | 4 | 20 | 37.5 | 40 | 33.5 | 15 | 32 | 41 | 49 | 46 | 35.5 | 41 | 28 | 50 | 32 | 39 | 28.5 | 27 | 21 | 12 | 34 | 50 | 8.5 | 48 | 19 | 33 | -4 | 38.5 | 30.5 | 18 | 29 | 48 | 35.5 | 34 | 47 | 38 | 27 | 39 | 41 | 10.5 | 22
2013-01-14 20:00 | 36 | 41 | 37.5 | 37 | 40 | 17 | 28.5 | 48 | 35 | 36.5 | 20 | 37.5 | 34 | 39.5 | 34 | 31 | 42 | 5 | 30 | 23 | 1.5 | 49 | 49 | 30 | 17.5 | 14 | 10 | 50 | 19.5 | 43 | 28 | 27.5 | 23 | 18 | 28 | 42 | 17 | 44 | 35 | 38 | 33 | 17 | 34 | 40 | 53 | 48 | 44.5 | 46 | 40 | 55 | 35.5 | 41 | 28.5 | 31 | 23 | 30 | 37.5 | 53 | 14 | 50 | 34 | 34 | 5 | 38.5 | 32.5 | 24 | 29 | 50 | 37.5 | 42 | 49 | 43 | 28 | 39 | 41 | 14 | 22 | 20 | 41 | 34 | 36 | 25 | 13 | 26.5 | 46.5 | 29 | 27.5 | 15 | 35.5 | 27.5 | 36 | 26 | 31 | 39 | -0.5 | 25 | 22 | -2 | 47 | 26 | 26.5 | 3 | 7 | 2 | 50 | 16 | 28.5 | 22 | 20.5 | 21 | 10.5 | 24 | 36 | 5 | 19 | 32 | 37 | 30 | 15 | 30 | 39 | 49 | 47.5 | 34 | 41 | 31 | 50 | 32 | 39 | 28.5 | 27 | 22 | 12 | 34 | 50 | 9 | 50 | 18 | 33 | -3 | 38 | 31.5 | 16 | 28 | 47 | 35.5 | 34 | 47 | 38 | 28 | 39 | 39 | 12 | 21
2013-01-14 21:00 | 35 | 40 | 35.5 | 36 | 42 | 19 | 32 | 48 | 35 | 38 | 20 | 39 | 32 | 38.5 | 34 | 32 | 42 | 5 | 30 | 23 | 3 | 48 | 48 | 28.5 | 17.5 | 13 | 8 | 50 | 17.5 | 39 | 30 | 26 | 23 | 16.5 | 27 | 40 | 17 | 43 | 39 | 39 | 32.5 | 15 | 35.5 | 38 | 53 | 49 | 44.5 | 48 | 40 | 54 | 35.5 | 41 | 30 | 32 | 24 | 32 | 37.5 | 53 | 14.5 | 50 | 33 | 33 | 4 | 37.5 | 33 | 22 | 28 | 48 | 35.5 | 41 | 48 | 42 | 29 | 39 | 41 | 16 | 22 | 20 | 40 | 34 | 36 | 24 | 16 | 28.5 | 46.5 | 29 | 29.5 | 14 | 35.5 | 29.5 | 34.5 | 29 | 31 | 39 | -0.5 | 25 | 23 | -2 | 46 | 26 | 26.5 | 3 | 10 | -1 | 50 | 14 | 30 | 26 | 20.5 | 19.5 | 9.5 | 24 | 34 | 5 | 19 | 39 | 38 | 32.5 | 13 | 28.5 | 38 | 48.5 | 48 | 34 | 40 | 27 | 50 | 30 | 39 | 28.5 | 26 | 22 | 12 | 34 | 49.5 | 9.5 | 50 | 16 | 32 | -3 | 36.5 | 31.5 | 12 | 28 | 45 | 35.5 | 34 | 48 | 37 | 28 | 39 | 39 | 14 | 22
2013-01-14 22:00 | 36 | 39 | 34 | 35 | 42 | 18 | 26.5 | 48 | 33 | 31 | 20 | 39 | 33.5 | 39 | 34 | 32 | 42 | 3 | 28.5 | 23 | 3 | 48 | 47 | 28.5 | 16 | 12 | 6 | 50 | 14 | 37.5 | 32 | 25 | 21 | 15 | 26 | 39 | 17 | 43 | 38.5 | 42 | 31.5 | 12 | 32 | 35 | 53 | 50 | 43 | 46 | 41 | 54 | 34 | 41 | 30 | 31 | 23 | 30 | 37.5 | 53 | 15 | 50 | 33 | 34 | 4 | 36.5 | 32.5 | 21 | 28 | 48 | 35.5 | 40 | 47.5 | 42 | 30 | 35.5 | 41 | 16 | 25 | 20 | 39 | 32 | 34 | 24 | 14 | 26.5 | 46.5 | 30 | 24.5 | 14 | 34 | 30 | 35 | 28 | 30 | 40 | -0.5 | 25 | 23 | -2 | 46 | 26 | 26.5 | 5 | 10 | -2 | 50 | 10.5 | 34 | 28.5 | 20 | 17.5 | 8.5 | 23 | 34 | 5 | 19 | 38 | 40 | 31.5 | 11 | 28.5 | 35 | 48 | 48 | 30 | 40 | 26 | 49 | 30 | 39 | 28.5 | 26 | 20 | 14 | 34 | 49 | 9.5 | 50 | 16 | 33 | -2 | 36.5 | 32 | 11 | 27 | 45 | 35.5 | 34 | 47.5 | 36 | 30 | 35.5 | 39 | 14 | 24
2013-01-14 23:00 | 35 | 35.5 | 33.5 | 34 | 42 | 17 | 34 | 48 | 40.5 | 30 | 19 | 39 | 35.5 | 37.5 | 34 | 31 | 42 | 1.5 | 26.5 | 23 | 3 | 47 | 44 | 28.5 | 16 | 11 | 5 | 50 | 10.5 | 37.5 | 34 | 24 | 26.5 | 13.5 | 29 | 37 | 16.5 | 41 | 37.5 | 41 | 31 | 13 | 34 | 37 | 52 | 50.5 | 43 | 43 | 42 | 55 | 34 | 41 | 28.5 | 30 | 22 | 30 | 37 | 53 | 15.5 | 50 | 32 | 34 | 5 | 35.5 | 33 | 19 | 28 | 48 | 36.5 | 40 | 47 | 42 | 30 | 36.5 | 43 | 15.5 | 25 | 19 | 35.5 | 32.5 | 33 | 24 | 12 | 30 | 46.5 | 26 | 20 | 14 | 34 | 32 | 36 | 23 | 31 | 40 | -0.5 | 21 | 22 | -2 | 45 | 31 | 26.5 | 7 | 8 | -4 | 50 | 7 | 34 | 29 | 20 | 23 | 7.5 | 25 | 36 | 3 | 19 | 37 | 41 | 30 | 10 | 28.5 | 36 | 48 | 49.5 | 28.5 | 40 | 25 | 49 | 30 | 39 | 26.5 | 23 | 17 | 12 | 34 | 49 | 10 | 50 | 17 | 33 | -2 | 35.5 | 32.5 | 9 | 27 | 45 | 35.5 | 34 | 47 | 34 | 30 | 36.5 | 37.5 | 14.5 | 24
2013-01-15 | 36 | 36 | 34 | 33 | 42 | 17 | 28.5 | 48 | 48 | 29.5 | 19 | 37.5 | 34.5 | 36.5 | 33.5 | 32 | 41 | 3 | 26.5 | 25 | 3 | 46 | 42 | 28.5 | 14.5 | 10 | 4 | 50 | 10.5 | 38 | 35 | 23 | 25 | 12 | 28 | 35 | 16.5 | 41 | 36.5 | 41 | 29.5 | 13 | 32 | 36 | 51 | 51.5 | 39 | 42 | 42 | 55 | 30 | 39 | 27.5 | 28 | 21 | 30 | 37.5 | 53 | 16.5 | 48 | 31 | 34 | 7 | 37.5 | 33 | 18 | 28 | 47 | 37.5 | 36 | 46.5 | 41 | 32 | 37.5 | 43 | 16 | 22 | 18 | 36 | 33 | 32 | 24 | 13 | 28.5 | 44.5 | 22 | 20.5 | 13 | 34 | 31 | 34.5 | 29 | 31 | 36 | -0.5 | 21 | 25 | -2 | 44 | 29 | 28.5 | 6 | 8 | -3 | 50 | 7 | 35.5 | 31 | 19.5 | 21 | 7 | 25 | 32 | 6 | 19 | 36.5 | 41 | 29.5 | 11 | 26.5 | 35 | 48 | 50.5 | 28.5 | 39 | 24 | 49 | 28.5 | 39 | 25 | 24 | 17 | 12 | 34 | 48.5 | 10.5 | 48 | 18 | 34 | 0 | 37.5 | 33 | 8 | 27 | 43 | 35.5 | 31 | 46 | 32 | 31 | 37.5 | 38 | 16 | 20
2013-01-15 01:00 | 34 | 37 | 34 | 31 | 42 | 19 | 30 | 48 | 42.5 | 27.5 | 18 | 37.5 | 32.5 | 37 | 33.5 | 31 | 42 | -0.5 | 26.5 | 27 | 3 | 46 | 42 | 29.5 | 13 | 10 | 3 | 49 | 12 | 39 | 36 | 23 | 26.5 | 14 | 27 | 36 | 16 | 38 | 35.5 | 41 | 28 | 11 | 34 | 35 | 50 | 52 | 37.5 | 41 | 44 | 55 | 28.5 | 39 | 26 | 31 | 18 | 30 | 35.5 | 53 | 15.5 | 48 | 29 | 35 | 8 | 35.5 | 33 | 16 | 28 | 47 | 35.5 | 35 | 46 | 40 | 31 | 39 | 43 | 16 | 23 | 19 | 37 | 34 | 31 | 25 | 16 | 30 | 44.5 | 20.5 | 18.5 | 14 | 34 | 29 | 35 | 30.5 | 31 | 36 | -2 | 21 | 27 | -2 | 44 | 31 | 29 | 5.5 | 3 | -4.5 | 49 | 7 | 37.5 | 31.5 | 21 | 17.5 | 8.5 | 24 | 32 | 6 | 18 | 35.5 | 41 | 28 | 9 | 26.5 | 35 | 47 | 51 | 28.5 | 38 | 24 | 48 | 26.5 | 38.5 | 23 | 21 | 14 | 12 | 34 | 48 | 11 | 48 | 18 | 34 | 0 | 35.5 | 33 | 6 | 25 | 44 | 35.5 | 31 | 45.5 | 31 | 30 | 37.5 | 38.5 | 14 | 21
2013-01-15 02:00 | 34 | 37.5 | 34 | 30 | 42 | 20 | 28.5 | 48 | 40.5 | 27.5 | 18 | 37.5 | 31.5 | 37.5 | 33 | 31 | 41 | -0.5 | 25 | 29 | 5 | 46 | 40 | 25 | 12 | 11 | 2 | 48 | 14 | 39 | 37 | 22 | 23 | 13.5 | 26 | 36 | 16 | 39 | 34.5 | 41 | 27 | 9 | 32 | 33 | 50 | 52 | 37.5 | 40 | 43 | 55 | 28.5 | 39 | 24.5 | 32 | 20 | 30 | 35.5 | 52.5 | 15.5 | 50 | 29 | 35 | 8 | 34 | 33 | 15 | 26 | 46 | 37.5 | 34 | 45 | 39 | 32 | 37.5 | 42.5 | 16.5 | 24 | 21 | 37.5 | 34 | 29 | 26 | 17 | 28.5 | 44.5 | 21.5 | 17 | 13 | 35.5 | 26.5 | 35.5 | 27 | 30 | 36 | -0.5 | 21 | 28 | -0.5 | 44 | 23 | 23.5 | 5 | 7 | -8 | 48 | 8.5 | 39 | 30 | 20.5 | 19.5 | 9 | 23 | 32 | 3 | 18 | 34.5 | 41 | 26 | 7 | 25 | 33 | 47.5 | 52 | 30 | 37 | 25 | 48 | 26.5 | 38 | 21.5 | 19 | 15 | 12 | 34 | 48 | 13 | 48 | 21 | 35 | 1 | 34 | 33 | 5 | 25 | 43 | 37.5 | 30 | 45 | 31 | 30 | 37.5 | 38.5 | 14.5 | 22
2013-01-15 03:00 | 27 | 37.5 | 34 | 29 | 40 | 21 | 32 | 48 | 38.5 | 27 | 17 | 37.5 | 30 | 36 | 34.5 | 30 | 41 | -0.5 | 25 | 29.5 | 5 | 45 | 37 | 29.5 | 11 | 10 | 1 | 48 | 16 | 39 | 37 | 21 | 23 | 12 | 27 | 33 | 16 | 38 | 34 | 40 | 27.5 | 7 | 32 | 33 | 50 | 52 | 35.5 | 39 | 45 | 55 | 28.5 | 39 | 23 | 32 | 19 | 28.5 | 35.5 | 52.5 | 17 | 52 | 27 | 35 | 9 | 34 | 33.5 | 14 | 25 | 46 | 35.5 | 36 | 44.5 | 37 | 33 | 35.5 | 42.5 | 17 | 23 | 22 | 37.5 | 33 | 28 | 26 | 17 | 32 | 44.5 | 22.5 | 17 | 13 | 35.5 | 25.5 | 34 | 32.5 | 29 | 37 | -0.5 | 19.5 | 29.5 | -0.5 | 42 | 22 | 26 | 4.5 | 7 | -6.5 | 48 | 10.5 | 39 | 32.5 | 19.5 | 19.5 | 8.5 | 23 | 28 | 6.5 | 18 | 33.5 | 40 | 27.5 | 5 | 25 | 33 | 47.5 | 52 | 28.5 | 35 | 25 | 48 | 26.5 | 38 | 20.5 | 18 | 15 | 12 | 34 | 48.5 | 13.5 | 48 | 21 | 35 | 3 | 34 | 33.5 | 4 | 24 | 43 | 35.5 | 32 | 44 | 30 | 30 | 35.5 | 39 | 14.5 | 21
2013-01-15 04:00 | 26 | 37.5 | 34 | 29 | 41 | 21 | 34 | 48 | 36.5 | 27 | 17 | 37.5 | 29 | 34 | 36 | 29 | 42 | -0.5 | 23 | 29.5 | 3 | 44 | 36 | 28.5 | 10 | 11 | -1 | 48 | 14 | 41 | 37 | 22 | 21 | 18.5 | 24 | 34 | 16 | 38 | 32.5 | 39 | 27.5 | 9 | 32 | 37 | 50 | 52 | 37.5 | 38 | 45 | 55 | 26.5 | 39 | 21 | 32 | 19 | 28.5 | 37.5 | 52 | 17.5 | 48 | 26 | 35 | 10 | 34 | 33.5 | 13 | 24 | 45 | 39 | 33 | 44 | 37 | 32 | 34 | 41.5 | 17.5 | 24 | 22 | 37.5 | 32 | 28 | 26 | 18 | 34 | 44.5 | 23.5 | 17.5 | 11 | 35.5 | 25 | 32.5 | 33.5 | 29 | 37 | -2 | 21 | 29.5 | -2 | 40 | 21 | 26 | 4.5 | 7 | -7.5 | 48 | 10.5 | 39 | 32.5 | 19 | 19.5 | 14 | 22 | 33 | 7 | 18 | 32.5 | 39 | 27.5 | 6 | 23 | 34 | 47 | 52 | 28.5 | 35 | 25 | 48 | 25 | 37.5 | 19.5 | 19 | 15 | 16 | 34 | 48 | 14 | 48 | 21 | 35 | 3 | 34 | 33.5 | 3 | 23 | 40 | 37.5 | 29 | 43.5 | 28 | 30 | 34 | 39 | 14 | 22
2013-01-15 05:00 | 27 | 38 | 32 | 29 | 44 | 20 | 35.5 | 48 | 35.5 | 30 | 16 | 37.5 | 29 | 32.5 | 37 | 29 | 42 | -2 | 21 | 30 | 5 | 44 | 35 | 30 | 9 | 11 | -2 | 48 | 14 | 43 | 37 | 23 | 25 | 10.5 | 26 | 33 | 15.5 | 37 | 32 | 40 | 28 | 10 | 30 | 35 | 50 | 51.5 | 35.5 | 38 | 45 | 55 | 25 | 39 | 21 | 28 | 20 | 28.5 | 35.5 | 52.5 | 17.5 | 50 | 27 | 36 | 11 | 34 | 33.5 | 10 | 24 | 44 | 39 | 34 | 43.5 | 35 | 33 | 32 | 41 | 19.5 | 24 | 22 | 38 | 32 | 28 | 26 | 17 | 34 | 44.5 | 25 | 19.5 | 11 | 35.5 | 23.5 | 30.5 | 30 | 28 | 38 | -2 | 21 | 28 | -2 | 40 | 18 | 25.5 | 4 | 8 | -10.5 | 48 | 10.5 | 39 | 31 | 19 | 21 | 6.5 | 23 | 31 | 4 | 17 | 32 | 40 | 25 | 8 | 21 | 34 | 48 | 51.5 | 28.5 | 35 | 25 | 48 | 21 | 37.5 | 19.5 | 19 | 14 | 12 | 34 | 48 | 16 | 48 | 22 | 35 | 6 | 34 | 33.5 | 2 | 23 | 40 | 37 | 31 | 43 | 28 | 28 | 32 | 39 | 17.5 | 24
2013-01-15 06:00 | 24 | 37.5 | 32 | 28 | 42 | 22 | 32 | 48 | 36 | 28 | 16 | 37.5 | 28 | 30.5 | 37 | 29 | 42 | -2 | 21 | 29 | 7 | 44 | 32 | 29.5 | 7.5 | 12 | -3 | 48 | 17.5 | 41 | 36.5 | 23.5 | 26.5 | 12.5 | 25 | 33 | 16 | 40 | 33 | 41 | 26 | 11 | 30 | 36 | 50 | 51.5 | 35.5 | 39 | 41 | 55 | 26.5 | 37.5 | 25 | 26 | 19 | 28.5 | 37.5 | 52.5 | 17.5 | 50 | 28 | 36 | 12 | 34 | 33.5 | 12 | 23 | 44 | 39.5 | 33 | 43 | 33 | 34 | 28.5 | 41 | 19.5 | 23 | 22 | 37.5 | 32 | 28 | 25 | 19 | 32 | 44.5 | 28 | 17 | 10 | 35.5 | 22.5 | 29 | 34.5 | 28 | 38 | -2 | 19.5 | 29 | -0.5 | 40 | 18 | 28 | 3.5 | 8 | -9 | 48 | 12 | 39 | 33 | 19 | 21 | 8 | 22 | 30 | 7 | 17 | 33 | 41 | 26 | 9 | 23 | 35 | 48 | 51.5 | 28.5 | 34 | 24 | 49 | 25 | 37.5 | 21 | 19 | 14 | 12 | 30 | 47.5 | 17.5 | 48 | 24 | 35 | 7 | 34 | 33.5 | 3 | 22 | 40 | 37.5 | 30 | 42 | 29 | 25 | 28.5 | 38.5 | 16 | 23
2013-01-15 07:00 | 27 | 37 | 32 | 28 | 44 | 32 | 31.5 | 48 | 36 | 28.5 | 15 | 37.5 | 27 | 31.5 | 37 | 29 | 44 | -2 | 19.5 | 28 | 7 | 44 | 30 | 28 | 7 | 13 | -3 | 48 | 16 | 43 | 36 | 26 | 23 | 13.5 | 22 | 33 | 17 | 35 | 33 | 40 | 24 | 12 | 28.5 | 36 | 50 | 51 | 30 | 39 | 41 | 55 | 25 | 37.5 | 19.5 | 25 | 17 | 28.5 | 37.5 | 53 | 17.5 | 50 | 26 | 36 | 14 | 34 | 30 | 15 | 24 | 44 | 39 | 34 | 42 | 33 | 32 | 29 | 41 | 17.5 | 23 | 23 | 36 | 32 | 28 | 26 | 28 | 31.5 | 44.5 | 29 | 15.5 | 11 | 37.5 | 21.5 | 27.5 | 35 | 28 | 39 | -2 | 19.5 | 28 | -0.5 | 40 | 19 | 23 | 3 | 10 | -10 | 48 | 12 | 39 | 31.5 | 18.5 | 19.5 | 9 | 19 | 30 | 7 | 17 | 33 | 40 | 24 | 10 | 25 | 35 | 48 | 50 | 26.5 | 29 | 25 | 49 | 23 | 35.5 | 17.5 | 20 | 12 | 16 | 34 | 47 | 17.5 | 48 | 21 | 35 | 8 | 34 | 30 | 2 | 23 | 40 | 37.5 | 31 | 42 | 29 | 26 | 29 | 37.5 | 16 | 22
2013-01-15 08:00 | 27 | 36.5 | 32 | 28 | 43 | 36 | 30 | 48 | 42 | 27.5 | 15 | 37.5 | 25 | 32 | 37 | 29 | 43 | -0.5 | 19.5 | 27 | 7 | 44 | 27 | 28.5 | 8.5 | 14 | -9 | 48 | 17.5 | 43 | 35 | 29 | 25 | 21.5 | 21 | 34 | 17 | 35 | 33 | 40 | 22 | 13 | 26.5 | 36 | 50.5 | 52 | 30 | 37 | 40 | 56 | 26.5 | 37.5 | 19.5 | 24 | 15 | 26.5 | 37.5 | 53.5 | 18 | 50 | 25 | 38 | 14 | 34 | 30.5 | 10 | 24 | 45 | 39 | 34 | 42 | 34 | 31 | 30 | 41 | 17.5 | 21 | 20 | 34.5 | 32 | 28 | 27 | 31 | 30 | 44.5 | 25 | 15.5 | 10 | 35.5 | 20 | 26.5 | 32 | 28 | 39 | -0.5 | 19.5 | 22 | -0.5 | 40 | 18 | 23 | 1.5 | 11 | -13 | 48 | 14 | 37.5 | 30 | 16.5 | 19.5 | 15.5 | 18 | 32 | 8 | 17 | 33 | 39 | 20 | 11 | 23 | 35 | 48 | 50 | 26.5 | 29 | 24 | 48 | 25 | 35.5 | 17.5 | 21 | 11 | 17.5 | 34 | 47.5 | 17 | 48 | 19 | 36 | 9 | 34 | 30.5 | 2 | 23 | 40 | 36.5 | 31 | 42 | 28 | 28 | 30 | 37.5 | 16 | 20
2013-01-15 09:00 | 26 | 37 | 34.5 | 30 | 39 | 23 | 30 | 48 | 46 | 31.5 | 15 | 37.5 | 25.5 | 32.5 | 37.5 | 29 | 44 | 1.5 | 23 | 28 | 7 | 44 | 32 | 28.5 | 12 | 14 | -6 | 48 | 17.5 | 43 | 36 | 29.5 | 26.5 | 19.5 | 28 | 35 | 22 | 39 | 34 | 39 | 25.5 | 14 | 30 | 34 | 50.5 | 52.5 | 28.5 | 40 | 37 | 56 | 28.5 | 37.5 | 21 | 30 | 19 | 28.5 | 37.5 | 53.5 | 17 | 50 | 27 | 37 | 14 | 35.5 | 28.5 | 12 | 25 | 45 | 39 | 34 | 43 | 36 | 33 | 30 | 41 | 17 | 23 | 22 | 34 | 33 | 29 | 27 | 20 | 30 | 44.5 | 24 | 19 | 11 | 35.5 | 21 | 25.5 | 34 | 28 | 40 | -0.5 | 21 | 27.5 | 1.5 | 41 | 18 | 19.5 | 1.5 | 11 | -12 | 48 | 16 | 37.5 | 31 | 16.5 | 21 | 11 | 24 | 31 | 11 | 17 | 33 | 39 | 25.5 | 12 | 25 | 34 | 48 | 50.5 | 26.5 | 29 | 30 | 49 | 26.5 | 35.5 | 19.5 | 24 | 13 | 17.5 | 32 | 48.5 | 16.5 | 48 | 20 | 35 | 9 | 35.5 | 28.5 | 4 | 23 | 41 | 35.5 | 31 | 43 | 25 | 25 | 30 | 37.5 | 14.5 | 22
2013-01-15 10:00 | 33 | 38 | 37.5 | 32 | 42 | 24 | 25 | 46.5 | 43 | 38 | 15 | 37.5 | 25 | 33 | 37.5 | 29 | 44 | 3 | 26.5 | 29 | 5 | 45 | 35 | 30 | 14 | 16 | -1 | 48 | 17.5 | 44.5 | 36.5 | 30.5 | 30 | 25 | 32 | 35 | 24 | 42 | 34 | 40 | 28.5 | 15 | 34 | 37 | 51 | 53 | 34 | 42 | 35 | 56 | 34 | 39 | 25 | 30 | 20 | 32 | 37.5 | 54 | 18.5 | 50 | 30 | 37 | 19 | 35.5 | 30 | 15 | 26 | 46 | 39 | 36 | 44 | 36 | 32 | 35.5 | 43 | 17.5 | 26 | 25 | 33.5 | 34 | 30 | 27 | 18 | 25 | 44.5 | 28 | 25 | 11 | 35.5 | 20 | 26 | 34 | 28 | 41 | 1.5 | 21 | 28.5 | -0.5 | 41 | 19 | 17.5 | 1.5 | 13 | -11 | 48 | 16 | 37.5 | 31.5 | 18 | 19.5 | 15.5 | 28 | 33 | 12 | 17 | 32 | 40 | 28 | 14 | 28.5 | 36 | 48 | 51 | 30 | 27 | 32 | 49 | 30 | 35.5 | 21 | 26 | 11 | 23 | 32 | 49 | 18 | 48 | 20 | 35 | 13 | 35.5 | 29 | 5 | 24 | 41 | 35.5 | 32 | 43 | 26 | 25 | 35.5 | 37.5 | 14 | 24
2013-01-15 11:00 | 36 | 39.5 | 41 | 36 | 42 | 26 | 30 | 48 | 43 | 39 | 16 | 39 | 25.5 | 35.5 | 38 | 29 | 46 | 5 | 28.5 | 30 | 7 | 47 | 38 | 32.5 | 14 | 18 | 3 | 48 | 19.5 | 44.5 | 37 | 31 | 32 | 25.5 | 36 | 35 | 27 | 46 | 34.5 | 41 | 32 | 17 | 35.5 | 38 | 53.5 | 53.5 | 35.5 | 44 | 34 | 56 | 35.5 | 43 | 26.5 | 33 | 22 | 35.5 | 37.5 | 54 | 19.5 | 52 | 32 | 39 | 22 | 37.5 | 29 | 18 | 27 | 47 | 41 | 37 | 46 | 38 | 34 | 37.5 | 46.5 | 19.5 | 27 | 25 | 33 | 35.5 | 30 | 27 | 21 | 26.5 | 44.5 | 29 | 26 | 10 | 37.5 | 19.5 | 24.5 | 29 | 29 | 41 | 3 | 19.5 | 24 | 1.5 | 42 | 18 | 23 | 3 | 14 | -9 | 48 | 17.5 | 39 | 31 | 20 | 19.5 | 16 | 28 | 32 | 14 | 16 | 32.5 | 41 | 28 | 15 | 28.5 | 37 | 49 | 52.5 | 30 | 29 | 33 | 49 | 32 | 35.5 | 23 | 31 | 11 | 19.5 | 30 | 50 | 16.5 | 48 | 20 | 35 | 15 | 35.5 | 28 | 8 | 25 | 41 | 34 | 32 | 44 | 29 | 25 | 37.5 | 39 | 14 | 25
2013-01-15 12:00 | 39 | 41 | 41 | 40 | 43 | 30 | 28.5 | 48 | 41 | 40 | 19 | 43 | 27 | 36 | 38.5 | 30 | 47 | 7 | 30 | 32 | 8.5 | 47 | 40 | 35.5 | 16 | 16 | 6 | 48 | 19.5 | 46.5 | 37.5 | 34 | 34 | 27 | 39 | 36 | 28 | 46 | 34 | 42 | 35.5 | 19 | 36.5 | 42 | 55.5 | 53.5 | 38 | 45 | 32 | 57 | 39 | 43 | 26.5 | 34 | 23 | 37.5 | 37.5 | 54 | 21.5 | 52 | 33 | 41 | 24 | 43 | 30.5 | 23 | 27 | 47 | 41 | 38 | 47 | 40 | 36 | 39 | 48 | 19.5 | 29 | 24 | 32 | 30 | 30 | 28 | 25 | 25 | 44.5 | 30 | 26.5 | 9 | 37.5 | 20.5 | 23.5 | 32.5 | 29 | 42 | 3 | 21 | 30.5 | 3 | 42 | 14 | 28.5 | 3 | 12 | -9 | 48 | 17.5 | 39 | 33 | 21.5 | 19.5 | 16.5 | 29 | 35 | 16 | 17 | 32 | 41 | 32 | 17 | 29 | 39 | 49.5 | 52.5 | 31.5 | 27 | 32 | 50 | 34 | 35.5 | 25 | 30 | 9 | 7 | 30 | 50.5 | 17 | 48 | 20 | 36 | 17 | 37.5 | 29.5 | 10 | 25 | 42 | 34 | 32 | 44 | 30 | 23 | 37.5 | 39 | 14 | 26
2013-01-15 13:00 | 38 | 43 | 41 | 41 | 44 | 39 | 34 | 48 | 44 | 40.5 | 21 | 43 | 30.5 | 37 | 39 | 30 | 47 | 10.5 | 30 | 34 | 10.5 | 48 | 41 | 34 | 17.5 | 16 | 7 | 49 | 19.5 | 46.5 | 37.5 | 34.5 | 34 | 28 | 41 | 36 | 28 | 45 | 35 | 44 | 38.5 | 21 | 37 | 39 | 58 | 54 | 40.5 | 46 | 33 | 58 | 41 | 44.5 | 28.5 | 35 | 24 | 37.5 | 37.5 | 54 | 23 | 52 | 35 | 43 | 28 | 43 | 30 | 22 | 27 | 48 | 41 | 41 | 48 | 40 | 35 | 39 | 50 | 19.5 | 30 | 27 | 34 | 30 | 28 | 28 | 31 | 25 | 46.5 | 29 | 27 | 8 | 39 | 22.5 | 22 | 32 | 30 | 43 | 5 | 21 | 31.5 | 7 | 42 | 15 | 28.5 | 5 | 11 | -7 | 48 | 17.5 | 39 | 33 | 21 | 19.5 | 16 | 29 | 32 | 17 | 17 | 33 | 42 | 32.5 | 19 | 29.5 | 35 | 49 | 52 | 32.5 | 27 | 32 | 50 | 34 | 35.5 | 25 | 29 | 10 | 19.5 | 30 | 50 | 16 | 48 | 20 | 35 | 19 | 35.5 | 28.5 | 9 | 26 | 42 | 34 | 32 | 46 | 30 | 29 | 37.5 | 37.5 | 16 | 27
2013-01-15 14:00 | 38 | 43 | 43 | 42 | 46 | 39 | 34 | 50 | 44 | 40 | 21 | 41 | 32.5 | 37.5 | 40 | 30 | 47 | 10.5 | 30 | 36 | 12 | 48 | 42 | 35.5 | 17.5 | 16 | 11 | 50 | 19.5 | 46.5 | 38 | 35 | 34 | 29 | 42 | 37 | 29 | 47 | 35 | 45 | 42 | 24 | 37.5 | 43 | 56.5 | 53.5 | 43 | 47 | 32 | 57 | 41 | 46.5 | 26.5 | 35 | 23 | 35.5 | 37.5 | 55 | 24.5 | 52 | 36 | 42 | 30 | 44.5 | 32 | 20 | 28 | 48 | 41 | 44 | 47.5 | 42 | 35 | 41 | 48 | 21 | 30 | 24 | 34 | 30 | 29 | 27 | 31 | 25 | 46.5 | 31 | 27 | 9 | 39 | 25.5 | 21 | 28 | 30 | 44 | 5 | 25 | 27 | 8.5 | 42 | 13 | 30 | 3 | 10 | -6 | 49 | 17.5 | 35.5 | 32 | 21 | 17.5 | 16.5 | 28 | 32 | 18 | 16 | 32 | 42 | 30 | 21 | 30 | 34 | 50 | 53 | 34 | 25 | 31 | 50 | 34 | 34 | 23 | 29 | 8 | 25 | 28.5 | 50.5 | 15 | 48 | 18 | 34 | 21 | 34 | 28.5 | 10 | 26 | 41 | 34 | 31 | 45.5 | 31 | 27 | 35.5 | 41 | 16 | 27
2013-01-15 15:00 | 39 | 44.5 | 41.5 | 42 | 42 | 39 | 35.5 | 50 | 45 | 39 | 23 | 41 | 30 | 39 | 39 | 30 | 46 | 12 | 30 | 33.5 | 12 | 49 | 42 | 34 | 16.5 | 19 | 12 | 50 | 21 | 46.5 | 38.5 | 36 | 34 | 29 | 43 | 37 | 29 | 48 | 37 | 46 | 41 | 25 | 35.5 | 43 | 55 | 53.5 | 39 | 44 | 32 | 57 | 41 | 46.5 | 25 | 36 | 23 | 35.5 | 37.5 | 56.5 | 25 | 52 | 35 | 41 | 31 | 44.5 | 31.5 | 18 | 27 | 49 | 41 | 43 | 47 | 39 | 36 | 41 | 46.5 | 19.5 | 30 | 25 | 34 | 29.5 | 31 | 27 | 31 | 28.5 | 46.5 | 42 | 26.5 | 9 | 39 | 22.5 | 21 | 31.5 | 30 | 44 | 7 | 25 | 32.5 | 8.5 | 42 | 14 | 28.5 | 4 | 11 | -5 | 48 | 17.5 | 34 | 34 | 21 | 19.5 | 17 | 29 | 34 | 18 | 17 | 33 | 43 | 32.5 | 22 | 32 | 32 | 50.5 | 53.5 | 34 | 26 | 29 | 50 | 34 | 34 | 21 | 27 | 9 | 21 | 28.5 | 50.5 | 14 | 48 | 19 | 31 | 22 | 37.5 | 25.5 | 9 | 25 | 42 | 34 | 31 | 45 | 33 | 24 | 35.5 | 39 | 16 | 27
2013-01-15 16:00 | 39 | 44.5 | 39 | 39 | 40 | 38 | 35.5 | 52 | 44 | 37 | 21 | 41 | 26.5 | 43 | 38.5 | 31 | 46 | 12 | 30 | 31.5 | 12 | 49 | 39 | 35.5 | 16.5 | 13 | 12 | 48 | 21 | 46.5 | 39 | 37 | 32 | 29 | 41 | 37 | 28 | 38 | 37 | 46 | 40 | 24 | 34 | 43 | 54 | 53 | 39 | 43 | 32 | 58 | 37.5 | 44.5 | 23 | 36 | 21 | 34 | 39 | 58 | 25 | 50 | 35 | 42 | 29 | 43 | 32 | 17 | 26 | 49 | 41 | 42 | 45 | 38 | 35 | 39 | 44.5 | 19.5 | 30 | 25 | 34 | 29.5 | 33 | 24 | 31 | 27 | 46.5 | 31 | 26 | 9 | 39 | 18.5 | 21 | 32 | 30 | 45 | 5 | 25 | 31.5 | 8.5 | 41 | 15 | 25 | 4 | 8 | -6 | 47 | 17.5 | 34 | 34 | 20.5 | 17.5 | 16.5 | 28 | 33 | 21 | 21 | 35 | 43 | 32 | 22 | 30 | 34 | 50 | 53 | 34 | 25 | 27 | 50 | 30 | 32 | 21 | 28 | 8 | 26.5 | 30 | 50 | 15.5 | 48 | 19 | 26 | 22 | 37.5 | 25 | 8 | 25 | 42 | 34 | 32 | 45 | 34 | 25 | 35.5 | 41 | 16 | 28
2013-01-15 17:00 | 37 | 43 | 35.5 | 33 | 38 | 38 | 34 | 46.5 | 49 | 34 | 20 | 43 | 18 | 37.5 | 38 | 30 | 46 | 12 | 30 | 29 | 10.5 | 47 | 35 | 30.5 | 16.5 | 7 | 9 | 48 | 19.5 | 43 | 40 | 38 | 30 | 29 | 36 | 36 | 28 | 35 | 38 | 44 | 39 | 25 | 34 | 42 | 52.5 | 53 | 37.5 | 39 | 32 | 55 | 37.5 | 43 | 21 | 35 | 18 | 34 | 39 | 55 | 24 | 48 | 34 | 40 | 29 | 39 | 29 | 12 | 25 | 47 | 39 | 41 | 45 | 38 | 30 | 34 | 41 | 19.5 | 30 | 27 | 32 | 28.5 | 30 | 27 | 31 | 25 | 43 | 30 | 25.5 | 8 | 39 | 9.5 | 23 | 28 | 30 | 45 | 7 | 25 | 25 | 8.5 | 41 | 15 | 20 | 4.5 | 5 | -5 | 46.5 | 16 | 34 | 32 | 20.5 | 17.5 | 17 | 25 | 32 | 20 | 22 | 32 | 42 | 28 | 21 | 30 | 33 | 49.5 | 53 | 34 | 35 | 26 | 50 | 32 | 32 | 19.5 | 30 | 8 | 28.5 | 30 | 49 | 14.5 | 46.5 | 22 | 27 | 22 | 37.5 | 22.5 | 5 | 24 | 41 | 34 | 32 | 45 | 31 | 23 | 32 | 37.5 | 16 | 28
2013-01-15 18:00 | 37 | 39 | 35.5 | 30 | 38 | 37 | 32 | 46.5 | 48 | 32 | 17 | 41 | 19.5 | 32 | 38 | 31 | 46 | 14 | 30 | 26 | 10.5 | 45 | 32 | 25 | 15.5 | 8 | 1 | 48 | 17.5 | 32 | 39.5 | 37.5 | 28.5 | 30 | 32 | 36 | 30 | 33 | 37 | 42 | 37 | 25 | 34 | 38 | 50.5 | 53 | 37.5 | 38 | 30 | 54 | 37.5 | 39 | 23 | 33 | 16 | 34 | 37.5 | 52 | 27.5 | 48 | 33 | 38 | 27 | 39 | 24 | 8 | 25 | 47 | 35.5 | 36 | 44 | 37 | 27 | 32 | 37.5 | 19.5 | 30 | 29 | 34 | 28.5 | 29 | 27 | 31 | 23 | 43 | 29 | 24.5 | 9 | 37.5 | 10.5 | 25 | 32 | 30 | 44 | 7 | 25 | 26 | 8.5 | 42 | 14 | 14 | 5.5 | 5 | -5 | 44 | 16 | 30 | 34 | 19.5 | 16 | 17.5 | 25 | 33 | 19 | 20 | 33.5 | 41 | 30 | 22 | 30 | 34 | 48.5 | 53 | 34 | 27 | 25 | 50 | 32 | 32 | 21 | 31 | 7 | 28.5 | 30 | 47.5 | 16 | 46.5 | 22 | 30 | 21 | 35.5 | 17.5 | 3 | 23 | 42 | 34 | 30 | 44 | 33 | 21 | 31.5 | 35.5 | 16 | 28
2013-01-15 19:00 | 35 | 37.5 | 35.5 | 30 | 37 | 33 | 28.5 | 46.5 | 47 | 30.5 | 14 | 39 | 19.5 | 32 | 38 | 31 | 46 | 14 | 28.5 | 23 | 10.5 | 45 | 32 | 23 | 15.5 | 1 | 0 | 47 | 14 | 32 | 39.5 | 36 | 26.5 | 30 | 29 | 36 | 29 | 33 | 37 | 42 | 35 | 24 | 34 | 36 | 49 | 53 | 37.5 | 41 | 30 | 54 | 37.5 | 39 | 23 | 32 | 13 | 34 | 37.5 | 49 | 29.5 | 48 | 34 | 38 | 29 | 35.5 | 25 | 6 | 24 | 45 | 35.5 | 33 | 43 | 36 | 27 | 30 | 37.5 | 18.5 | 30 | 30 | 32 | 30 | 28 | 25 | 29 | 23 | 43 | 32 | 23.5 | 9 | 37.5 | 16.5 | 25 | 33.5 | 30 | 44 | 8.5 | 25 | 23 | 8.5 | 41 | 14 | 14 | 6 | -2 | -6 | 46 | 12 | 30 | 34.5 | 19.5 | 16 | 17.5 | 24 | 33 | 20 | 19 | 34 | 42 | 29.5 | 21 | 30 | 33 | 47 | 52 | 30 | 27 | 24 | 50 | 32 | 30 | 21 | 31 | 6 | 30 | 32 | 46 | 16 | 46.5 | 21 | 32 | 22 | 35.5 | 20 | 0 | 23 | 41 | 34 | 29 | 43 | 34 | 21 | 30 | 34 | 15.5 | 29
2013-01-15 20:00 | 34 | 37.5 | 35.5 | 29 | 37 | 37 | 30 | 46.5 | 42.5 | 30 | 10 | 39 | 18.5 | 32 | 38 | 31 | 46 | 14 | 28.5 | 20 | 12 | 42 | 30 | 25 | 15.5 | -1 | -3 | 46 | 14 | 32 | 39 | 35 | 25 | 29.5 | 28 | 36 | 29 | 37 | 34 | 42 | 33 | 25 | 34 | 35 | 48.5 | 53.5 | 35.5 | 42 | 30 | 53 | 35.5 | 37.5 | 23 | 30 | 11 | 34 | 35.5 | 46 | 29.5 | 48 | 30 | 39 | 29 | 39 | 24.5 | 4 | 24 | 41 | 35.5 | 34 | 42 | 36 | 25 | 30 | 35.5 | 16.5 | 30 | 30 | 30 | 28.5 | 27 | 24 | 31 | 23 | 43 | 31.5 | 23.5 | 6 | 35.5 | 14 | 25 | 31 | 30 | 45 | 10.5 | 25 | 19 | 8.5 | 40 | 14 | 8.5 | 5.5 | -4 | -7 | 44 | 12 | 30 | 33 | 19.5 | 16 | 18 | 24 | 33 | 20 | 19 | 30.5 | 42 | 26 | 22 | 28.5 | 33 | 47.5 | 53 | 30 | 24 | 24 | 50 | 34 | 32 | 21 | 29 | 5 | 28.5 | 32 | 44 | 18 | 46.5 | 22 | 31 | 23 | 35.5 | 19 | -2 | 24 | 39 | 34 | 29 | 42 | 33 | 19 | 30 | 34 | 14.5 | 29
2013-01-15 21:00 | 34 | 35.5 | 35.5 | 29 | 37 | 37 | 30 | 46.5 | 38.5 | 29 | 8 | 39 | 15 | 32 | 36.5 | 31 | 46 | 12 | 28.5 | 18.5 | 12 | 41 | 31 | 21 | 16 | -2 | -3 | 46 | 14 | 30 | 39 | 34 | 23 | 29.5 | 28 | 36 | 30 | 37 | 38.5 | 42 | 32.5 | 26 | 34 | 36 | 48.5 | 53.5 | 35.5 | 43 | 28 | 51 | 35.5 | 35.5 | 23 | 31 | 8 | 34 | 34 | 43.5 | 32 | 48 | 33 | 41 | 34 | 37.5 | 23.5 | 9 | 24 | 40 | 35.5 | 33 | 41 | 34 | 23 | 30 | 35.5 | 16 | 31 | 30 | 30 | 32 | 28 | 21 | 29 | 21 | 43 | 31 | 23 | 4 | 35.5 | 3 | 25 | 34 | 30 | 45 | 12 | 25 | 18.5 | 8.5 | 39 | 14 | 8.5 | 6.5 | -4 | -7 | 44 | 12 | 30 | 35 | 20 | 16 | 17.5 | 22 | 33 | 21 | 19 | 37 | 41 | 29 | 21 | 28.5 | 33 | 47.5 | 53.5 | 32 | 23 | 23 | 49 | 32 | 30 | 21 | 29 | 3 | 26.5 | 30 | 41.5 | 22.5 | 46.5 | 23 | 31 | 26 | 35.5 | 18.5 | 5 | 23 | 38 | 34 | 29 | 41 | 33 | 19 | 30 | 34 | 14 | 30
2013-01-15 22:00 | 33 | 35.5 | 35.5 | 28 | 35 | 31 | 26.5 | 46.5 | 35 | 28.5 | 7 | 41 | 12 | 31.5 | 35 | 32 | 46 | 12 | 28.5 | 17 | 8.5 | 40 | 30 | 19.5 | 16.5 | -7 | -4 | 46 | 12 | 35.5 | 39 | 33 | 21 | 29 | 28 | 36 | 30 | 37 | 37.5 | 41 | 31.5 | 24 | 34 | 34 | 48 | 54 | 35.5 | 41 | 27 | 51 | 34 | 35.5 | 19.5 | 31 | 6 | 34 | 30 | 41 | 33 | 48 | 32 | 40 | 35 | 37.5 | 22.5 | 3 | 23 | 41 | 35.5 | 31 | 41 | 34 | 23 | 30 | 37.5 | 10.5 | 30 | 29 | 30 | 32 | 28 | 22 | 27 | 21 | 43 | 31 | 22.5 | 3 | 37.5 | 5.5 | 24.5 | 34 | 30 | 44 | 12 | 25 | 17 | 3 | 39 | 15 | 1.5 | 7 | -11 | -7 | 44 | 12 | 30 | 35 | 20 | 16 | 18 | 21 | 33.5 | 21 | 23 | 36 | 41 | 29 | 21 | 26.5 | 33 | 47 | 53 | 32 | 23 | 22 | 50 | 30 | 30 | 17.5 | 30 | 2 | 26.5 | 28.5 | 39 | 20 | 46.5 | 23 | 32 | 28 | 35.5 | 18.5 | 1 | 22 | 39 | 34 | 28 | 41 | 33 | 18 | 30 | 35.5 | 8.5 | 30
2013-01-15 23:00 | 30 | 35.5 | 35.5 | 27 | 33 | 34 | 26.5 | 46.5 | 36 | 28 | 7 | 43 | 12 | 31 | 34 | 32 | 47 | 12 | 28.5 | 16 | 8.5 | 41 | 30 | 19.5 | 16.5 | -7 | -8 | 45 | 16 | 30 | 39 | 32.5 | 21 | 29 | 32 | 35 | 30 | 37 | 36.5 | 41 | 31 | 24 | 34 | 33 | 47 | 54 | 34 | 39 | 27 | 49 | 34 | 34 | 21 | 31 | 4 | 34 | 30 | 41 | 34 | 48 | 32 | 39 | 36 | 35.5 | 21.5 | 2 | 24 | 42 | 35.5 | 31 | 40.5 | 33 | 20 | 28.5 | 37.5 | 12 | 32 | 28 | 28.5 | 34 | 26 | 19 | 29 | 19.5 | 43 | 30 | 22 | 4 | 37.5 | 5.5 | 24.5 | 29 | 30 | 44 | 12 | 25 | 16 | 7 | 39 | 14 | 1.5 | 8 | -9 | -12 | 44 | 14 | 30 | 33 | 20 | 17.5 | 18 | 20 | 33 | 19 | 29 | 35 | 41 | 26 | 22 | 26.5 | 32 | 46 | 54 | 34 | 23 | 22 | 48 | 30 | 30 | 19.5 | 30 | 0 | 28.5 | 28.5 | 39.5 | 19 | 46.5 | 22 | 33 | 29 | 35.5 | 18 | 0 | 23 | 40 | 35.5 | 27 | 40.5 | 33 | 18 | 28.5 | 32 | 12 | 30
2013-01-16 | 30 | 34 | 35.5 | 27 | 32 | 36 | 26.5 | 46.5 | 38 | 27.5 | 7 | 43 | 10 | 30.5 | 35 | 32 | 47 | 12 | 28.5 | 15 | 5 | 42 | 31 | 19.5 | 16.5 | -7 | -6 | 45 | 15 | 44.5 | 39 | 31.5 | 26.5 | 29 | 27 | 35 | 30.5 | 35 | 35.5 | 40 | 31.5 | 27 | 32 | 32 | 45.5 | 54 | 34 | 41 | 26 | 48 | 30 | 32 | 21 | 32 | 4 | 35.5 | 30 | 41 | 30.5 | 46.5 | 31 | 39 | 36 | 37.5 | 21 | 3 | 24 | 41 | 35 | 29 | 40.5 | 34 | 21 | 32 | 37.5 | 16 | 31 | 28 | 28.5 | 34 | 27 | 17 | 31 | 19.5 | 43 | 27 | 21.5 | 2 | 37.5 | 5 | 24.5 | 34 | 30 | 44 | 12 | 25 | 15 | 1.5 | 40 | 16 | 5.5 | 9 | -10 | -10.5 | 44 | 12.5 | 30 | 34.5 | 20 | 17.5 | 18 | 20 | 33 | 22.5 | 30 | 34 | 40 | 29.5 | 23 | 30 | 32 | 44 | 54 | 34 | 22 | 20 | 47 | 30 | 28.5 | 19.5 | 30 | 0 | 30 | 28.5 | 40 | 19.5 | 44.5 | 25 | 32 | 29 | 37.5 | 17.5 | 0 | 22 | 40 | 35 | 25 | 40.5 | 32 | 19 | 32 | 35.5 | 12 | 30
2013-01-16 01:00 | 28 | 32 | 35.5 | 27 | 31 | 37 | 26.5 | 44.5 | 34.5 | 27 | 7 | 44.5 | 23 | 30.5 | 36.5 | 32 | 47 | 12 | 28.5 | 14 | 3 | 42 | 30 | 20.5 | 16.5 | -9 | -7 | 45 | 16 | 46.5 | 39 | 30.5 | 25 | 29 | 24 | 36 | 30.5 | 34 | 34.5 | 41 | 31.5 | 23 | 30 | 33 | 44 | 54 | 34 | 40 | 25 | 47 | 30 | 35.5 | 20.5 | 32 | 1 | 35.5 | 30 | 41 | 31.5 | 46.5 | 31 | 39 | 42 | 35.5 | 20 | 3 | 24 | 42 | 34.5 | 28 | 40.5 | 32 | 19 | 34 | 38 | 16.5 | 31 | 27 | 30 | 34 | 27 | 15 | 31 | 17.5 | 43 | 25.5 | 21.5 | 3 | 39 | 18.5 | 24.5 | 35 | 31 | 43 | 12 | 25 | 14 | -0.5 | 41 | 16 | 6 | 9.5 | -12 | -11.5 | 44 | 12 | 30 | 34.5 | 20 | 19.5 | 18 | 19 | 33 | 22.5 | 27 | 33 | 41 | 30 | 22 | 30 | 31 | 42 | 54 | 34 | 22 | 19 | 46 | 30 | 30 | 19 | 30 | -3 | 32 | 28.5 | 40 | 20.5 | 44.5 | 25 | 32 | 33 | 35.5 | 17 | 0 | 23 | 40 | 34.5 | 24 | 40.5 | 32 | 17 | 34 | 36 | 12.5 | 30
2013-01-16 02:00 | 28 | 34 | 35.5 | 27 | 31 | 36 | 23 | 44.5 | 34.5 | 26.5 | 8 | 43 | 25.5 | 30 | 38 | 32 | 47 | 14 | 28.5 | 13 | -0.5 | 43 | 32 | 16.5 | 17.5 | -4 | -8 | 45 | 17.5 | 44.5 | 39 | 30 | 25 | 29 | 24 | 35 | 31 | 36 | 34 | 41 | 32 | 21 | 30 | 32 | 43.5 | 53 | 34 | 40 | 25 | 44 | 32 | 35.5 | 19.5 | 32 | 2 | 35.5 | 30 | 41.5 | 29 | 44.5 | 30 | 39 | 41 | 37.5 | 19 | 4 | 25 | 42 | 34 | 28 | 40 | 32 | 20 | 34 | 38 | 17 | 30 | 26 | 30 | 34 | 26 | 15 | 32 | 17.5 | 43 | 26.5 | 21.5 | 4 | 37.5 | 20 | 25 | 31 | 31 | 43 | 14 | 25 | 12 | -2 | 40 | 17 | 1.5 | 10 | -7 | -14.5 | 44 | 14 | 30 | 32 | 20.5 | 19.5 | 18 | 17 | 33 | 20 | 28 | 32 | 41 | 28 | 20 | 30 | 32 | 42.5 | 53 | 34 | 23 | 17 | 43 | 30 | 30 | 19.5 | 31 | -1 | 34 | 28.5 | 41 | 20 | 44.5 | 24 | 33 | 32 | 35.5 | 16.5 | 1 | 24 | 40 | 34 | 24 | 40 | 32 | 18 | 34 | 36 | 14 | 30
2013-01-16 03:00 | 30 | 30 | 37.5 | 24 | 31 | 36 | 21 | 43 | 34.5 | 26 | 7 | 43 | 24.5 | 30.5 | 39 | 32 | 47 | 14 | 26.5 | 13.5 | -2 | 43 | 31 | 20.5 | 17.5 | -1 | -8 | 42 | 17 | 39 | 39 | 29.5 | 21 | 29 | 22 | 35 | 31.5 | 35 | 33 | 40 | 31 | 25 | 30 | 32 | 43.5 | 52 | 34 | 40 | 22 | 45 | 32 | 35.5 | 20.5 | 32 | 2 | 35.5 | 31 | 42.5 | 29 | 46.5 | 29 | 39 | 40 | 37.5 | 18.5 | 4 | 24 | 43 | 35 | 27 | 39.5 | 32 | 17 | 32 | 38 | 17.5 | 31 | 27 | 28.5 | 34 | 23 | 13 | 32 | 17.5 | 39 | 27.5 | 21.5 | 3 | 37.5 | 19 | 25.5 | 36.5 | 30 | 43 | 14 | 23 | 13.5 | -6 | 40 | 17 | 5.5 | 11 | -5 | -13 | 42 | 13.5 | 35.5 | 34.5 | 20.5 | 17.5 | 18 | 17 | 32 | 23 | 26 | 31 | 40 | 30 | 22 | 30 | 31 | 42 | 52 | 34 | 23 | 16 | 45 | 30 | 28.5 | 19 | 32 | -2 | 34 | 29.5 | 42.5 | 21 | 44.5 | 22 | 34 | 31 | 37.5 | 16 | 1 | 22 | 40 | 34.5 | 24 | 39.5 | 32 | 16 | 32 | 36 | 14 | 30
2013-01-16 04:00 | 29 | 30 | 35.5 | 26 | 30 | 36 | 26.5 | 41.5 | 34.5 | 26 | 8 | 43 | 23.5 | 31 | 40 | 32 | 47 | 14 | 25 | 13.5 | -2 | 43 | 30 | 19.5 | 18 | -2 | -10 | 42 | 17 | 39 | 39 | 29 | 21 | 28.5 | 20 | 35 | 32 | 36 | 32 | 40 | 30 | 24 | 30 | 33 | 43 | 51 | 34 | 39 | 19 | 44 | 34 | 35.5 | 21 | 33 | 1 | 35.5 | 32 | 43 | 32 | 44.5 | 28 | 40 | 30 | 37.5 | 17.5 | 3 | 24 | 43 | 35.5 | 25 | 39.5 | 32 | 17 | 32 | 37.5 | 16 | 31 | 27 | 30 | 32 | 25 | 13 | 32 | 17.5 | 38 | 28 | 21 | 4 | 37.5 | 18.5 | 25.5 | 37.5 | 31 | 43 | 14 | 21 | 13.5 | -7.5 | 40 | 17 | 7 | 12 | -6 | -13.5 | 42 | 13.5 | 37.5 | 35 | 21 | 14 | 17.5 | 16 | 35 | 23.5 | 26 | 30 | 40 | 29.5 | 21 | 30 | 31 | 41 | 51 | 34 | 24 | 13 | 44 | 32 | 28.5 | 19.5 | 31 | -4 | 34 | 30 | 43 | 21 | 44.5 | 23 | 34 | 21 | 37.5 | 15.5 | 0 | 23 | 40 | 34 | 22 | 39.5 | 32 | 17 | 32 | 35.5 | 10.5 | 30
2013-01-16 05:00 | 31 | 30 | 35.5 | 28 | 29 | 36 | 23 | 40.5 | 35.5 | 25.5 | 8 | 43 | 23 | 31.5 | 41 | 32 | 47 | 14 | 25 | 14 | -6 | 43 | 32 | 21.5 | 17.5 | -6 | -11 | 43 | 17.5 | 39 | 39 | 28.5 | 19.5 | 28.5 | 17 | 35 | 32 | 36 | 31 | 40 | 29 | 25 | 30 | 33 | 42.5 | 48.5 | 34 | 39 | 19 | 45 | 34 | 35.5 | 21 | 34 | -1 | 35.5 | 32 | 43.5 | 29 | 46.5 | 28 | 40 | 24 | 37.5 | 16.5 | 5 | 24 | 44 | 34 | 24 | 39.5 | 32 | 17 | 32 | 37 | 16 | 32 | 28 | 30 | 32 | 28 | 12 | 31 | 16 | 37 | 29.5 | 21 | 4 | 37.5 | 17.5 | 26 | 34 | 30 | 42 | 14 | 21 | 13 | -11 | 40 | 19 | 7 | 12.5 | -10 | -15.5 | 43 | 14 | 37.5 | 33 | 21 | 16 | 17.5 | 13 | 32 | 21 | 25 | 29 | 40 | 26 | 22 | 30 | 30 | 41 | 48.5 | 34 | 25 | 12 | 45 | 32 | 28.5 | 19.5 | 30 | -5 | 34 | 30 | 43.5 | 21 | 44.5 | 23 | 34 | 17 | 34 | 15 | 3 | 23 | 39 | 34 | 20 | 39.5 | 32 | 17 | 32 | 35.5 | 12 | 30
2013-01-16 06:00 | 32 | 30 | 35.5 | 29 | 28 | 37 | 14 | 39 | 38 | 25 | 8 | 43 | 24 | 30 | 41.5 | 32 | 48 | 12 | 25 | 15.5 | -6 | 44 | 31 | 20.5 | 17.5 | -9 | -11 | 41 | 16 | 43 | 39 | 30 | 17.5 | 28.5 | 18 | 36 | 33 | 36 | 32 | 39 | 29 | 24 | 30 | 33 | 41.5 | 45.5 | 34 | 39 | 22 | 45 | 34 | 35.5 | 21 | 33 | 0 | 35.5 | 32 | 43.5 | 28 | 46.5 | 28 | 41 | 18 | 37.5 | 16 | 4 | 23 | 44 | 34 | 23 | 39 | 32 | 14 | 32 | 37.5 | 16 | 31 | 29 | 28.5 | 25 | 29 | 11 | 32 | 10.5 | 35.5 | 32 | 20.5 | 4 | 37.5 | 20 | 25 | 38.5 | 30 | 43 | 12 | 23 | 15.5 | -7.5 | 39 | 20 | 10.5 | 13.5 | -13 | -14 | 41 | 14 | 37.5 | 35.5 | 22.5 | 17.5 | 18 | 15 | 35 | 24 | 24 | 30 | 39 | 28.5 | 22 | 30 | 30 | 41 | 45.5 | 34 | 25 | 14 | 45 | 32 | 26.5 | 19.5 | 31 | -5 | 34 | 30 | 43.5 | 19 | 44.5 | 23 | 34 | 12 | 34 | 13.5 | 2 | 22 | 40 | 34 | 20 | 39 | 32 | 12 | 32 | 35.5 | 12 | 30
2013-01-16 07:00 | 32 | 30 | 34 | 26.5 | 27 | 37 | 10.5 | 40 | 37 | 24.5 | 8 | 43 | 23 | 30.5 | 41.5 | 32 | 46 | 14 | 26.5 | 17.5 | -6 | 44 | 32 | 19.5 | 17.5 | -5 | -12 | 41 | 17.5 | 41 | 39 | 32 | 17.5 | 28.5 | 18 | 35 | 33 | 37 | 32 | 39 | 29 | 25 | 30 | 32 | 41 | 43 | 34 | 40 | 18 | 45 | 34 | 35.5 | 21 | 33 | -1 | 37.5 | 32 | 44 | 28 | 46.5 | 29 | 40 | 17 | 37.5 | 12 | 7 | 24 | 43 | 34 | 26 | 40 | 32 | 15 | 30 | 37 | 16 | 30 | 28 | 28.5 | 21 | 25 | 10 | 31 | 7 | 36.5 | 31 | 20.5 | 4 | 37.5 | 18 | 25.5 | 38.5 | 30 | 44 | 12 | 21 | 17.5 | -11 | 39 | 20 | 7 | 14 | -8 | -15 | 41 | 14 | 35.5 | 34.5 | 25.5 | 16 | 18 | 13 | 31 | 22 | 24 | 27 | 39 | 29 | 23 | 30 | 30 | 40 | 43 | 34 | 26 | 11 | 45 | 32 | 26.5 | 19.5 | 31 | -4 | 35.5 | 30 | 44 | 19 | 44.5 | 23 | 34 | 11 | 34 | 10.5 | 4 | 22 | 40 | 34 | 22 | 40 | 32 | 15 | 30 | 35 | 13.5 | 30
2013-01-16 08:00 | 31 | 26.5 | 32 | 25 | 27 | 36 | 12 | 41 | 38 | 25 | 8 | 43 | 24 | 38 | 42 | 32 | 46 | 14 | 26.5 | 19 | -6 | 44 | 33 | 21 | 17.5 | -3 | -10 | 41 | 10.5 | 41 | 39 | 34.5 | 17.5 | 31.5 | 18 | 35 | 33 | 34 | 32 | 39 | 29 | 26 | 32 | 33 | 42 | 45 | 34 | 37 | 18 | 44 | 34 | 35.5 | 21.5 | 33 | 0 | 37.5 | 34 | 43.5 | 25 | 46.5 | 30 | 40 | 15 | 37.5 | 10.5 | 8 | 24 | 43 | 34 | 27 | 40 | 32 | 16 | 32 | 37.5 | 14.5 | 30 | 28 | 25 | 19.5 | 25 | 10 | 31 | 8.5 | 37.5 | 31 | 20.5 | 4 | 37.5 | 19 | 29.5 | 35 | 30 | 45 | 12 | 23 | 17 | -11 | 39 | 20 | 3 | 14 | -7 | -14 | 41 | 7 | 35.5 | 33 | 27 | 14 | 19 | 13 | 33 | 22 | 25 | 26 | 39 | 26 | 24 | 30 | 30 | 41 | 45 | 34 | 27 | 11 | 44 | 34 | 26.5 | 20 | 31 | -5 | 35.5 | 30 | 43.5 | 19 | 44.5 | 23 | 35 | 8 | 34 | 3 | 6 | 23 | 40 | 34 | 23 | 40 | 32 | 16 | 32 | 35.5 | 12.5 | 29
2013-01-16 09:00 | 33 | 26.5 | 37.5 | 26 | 25 | 37 | 10.5 | 43 | 37 | 27.5 | 8 | 44.5 | 24 | 40.5 | 43 | 32 | 47 | 14 | 26.5 | 19.5 | -2 | 43 | 32 | 21 | 17.5 | -1 | -9 | 42 | 10.5 | 41 | 39.5 | 35.5 | 19.5 | 30.5 | 27 | 36 | 34 | 34 | 32 | 39 | 31 | 26 | 32 | 34 | 43 | 47 | 35.5 | 36 | 20 | 44 | 34 | 35.5 | 23 | 34 | 5 | 37.5 | 33.5 | 43.5 | 32 | 44.5 | 31 | 40 | 13 | 39 | 11.5 | 8 | 24 | 44 | 34 | 29 | 41 | 32 | 17 | 30 | 39 | 15 | 31 | 29 | 26.5 | 21 | 26 | 11 | 32 | 5 | 39 | 31 | 23.5 | 4 | 37.5 | 18 | 31.5 | 39 | 30 | 46 | 12 | 25 | 19.5 | -6 | 41 | 20 | 14 | 14 | -3 | -13 | 42 | 8.5 | 35.5 | 34 | 29.5 | 16 | 19 | 20 | 32 | 24 | 24 | 25 | 38 | 28.5 | 24 | 30 | 30 | 42 | 47 | 34 | 27 | 11 | 44 | 34 | 26.5 | 20.5 | 30 | -1 | 35.5 | 30.5 | 43.5 | 21 | 44.5 | 22 | 35 | 5 | 35.5 | 4.5 | 6 | 23 | 41 | 34 | 25 | 41 | 32 | 16 | 30 | 37.5 | 12.5 | 31
2013-01-16 10:00 | 34 | 30 | 39 | 30 | 25 | 37 | 10.5 | 44.5 | 38 | 30 | 12 | 44.5 | 23 | 42.5 | 44 | 32 | 49 | 16 | 28.5 | 19.5 | 1.5 | 44 | 38 | 23 | 19.5 | 1 | -3 | 44 | 12 | 44.5 | 39.5 | 38 | 25 | 34.5 | 30 | 34 | 35 | 38 | 32 | 39 | 33 | 27 | 32 | 35 | 44 | 49 | 35.5 | 36 | 25 | 44 | 35.5 | 37.5 | 25 | 35 | 15 | 39 | 34 | 43 | 36 | 44.5 | 32 | 41 | 12 | 39 | 16 | 11 | 25 | 44 | 34 | 31 | 43 | 32 | 17 | 30 | 42 | 16.5 | 32 | 28 | 30 | 23 | 29 | 11 | 32 | 8.5 | 39 | 32 | 25 | 6 | 37.5 | 18 | 30.5 | 40 | 31 | 46 | 14 | 25 | 19.5 | -2 | 42 | 20 | 16 | 14 | -2 | -7 | 43 | 8.5 | 35.5 | 34 | 30 | 17.5 | 23 | 22 | 31 | 25 | 25 | 28 | 38 | 28 | 25 | 30 | 30 | 43 | 49 | 34 | 30 | 13 | 44 | 34 | 28.5 | 21 | 31 | 4 | 35.5 | 30 | 43 | 20 | 44.5 | 23 | 35 | 4 | 34 | 8.5 | 9 | 24 | 42 | 34 | 26 | 42 | 32 | 17 | 30 | 38.5 | 13.5 | 31
2013-01-16 11:00 | 37 | 35.5 | 41.5 | 32 | 30 | 38 | 13.5 | 44.5 | 39 | 33.5 | 17 | 48 | 25 | 41 | 45 | 33 | 52 | 16 | 30 | 20 | 3 | 45 | 41 | 23.5 | 19.5 | 4 | 0 | 46 | 16 | 37.5 | 40 | 40.5 | 26.5 | 35.5 | 33 | 34 | 35 | 40 | 33 | 39 | 35 | 28 | 34 | 37 | 45.5 | 49.5 | 37.5 | 37 | 31 | 45 | 37.5 | 39 | 26.5 | 37 | 22 | 39 | 35.5 | 43.5 | 35 | 46.5 | 34 | 45 | 11 | 43 | 20 | 14 | 26 | 44 | 35.5 | 32 | 44 | 34 | 19 | 32 | 44.5 | 17.5 | 33 | 28 | 30 | 24.5 | 31 | 11 | 32 | 9 | 39 | 32 | 26.5 | 7 | 39 | 19 | 30.5 | 37 | 30 | 45 | 14 | 25 | 18 | -0.5 | 42 | 19 | 16.5 | 16 | 2 | -6 | 43 | 14 | 35.5 | 33 | 31.5 | 17.5 | 21.5 | 22 | 31 | 25 | 25 | 31 | 39 | 25 | 25 | 30 | 31 | 45 | 49.5 | 35.5 | 31 | 13 | 45 | 34 | 26.5 | 23 | 35 | 5 | 37.5 | 32 | 43.5 | 21 | 44.5 | 26 | 36 | 3 | 34 | 12 | 12 | 25 | 42 | 34 | 27 | 44 | 33 | 19 | 32 | 39 | 14 | 32
2013-01-16 12:00 | 42 | 37.5 | 43 | 36 | 36 | 38 | 16 | 46.5 | 42 | 36 | 21 | 55.5 | 26 | 43 | 46.5 | 34 | 51 | 17.5 | 32 | 22.5 | 5 | 45 | 42 | 25 | 19.5 | 6 | 3 | 47 | 16 | 34 | 42 | 41.5 | 28.5 | 35.5 | 39 | 35 | 37 | 41 | 34 | 40 | 36.5 | 31 | 34 | 39 | 47 | 50.5 | 39 | 38 | 31 | 45 | 39 | 41 | 26.5 | 37 | 28 | 41 | 37.5 | 44 | 35 | 46.5 | 35 | 46 | 10 | 43 | 26.5 | 16 | 27 | 46 | 35.5 | 33 | 45 | 42 | 20 | 35.5 | 47 | 19 | 34 | 22 | 30 | 25 | 31 | 12 | 31 | 8.5 | 39 | 36 | 27.5 | 6 | 43 | 19 | 31.5 | 42 | 30 | 46 | 16 | 26.5 | 22.5 | 1.5 | 43 | 18 | 17.5 | 14 | 3 | -4 | 44 | 12 | 34 | 36 | 33 | 17.5 | 22.5 | 22 | 32 | 25 | 26 | 30 | 40 | 31 | 26 | 32 | 31 | 46.5 | 50.5 | 37.5 | 31 | 19 | 45 | 34 | 26.5 | 25 | 33 | 5 | 39 | 30 | 44 | 24 | 43 | 27 | 36 | 2 | 35.5 | 17.5 | 14 | 26 | 42 | 34 | 27 | 45 | 35 | 20 | 35.5 | 41 | 16 | 32
2013-01-16 13:00 | 41 | 41 | 41 | 39 | 38 | 39 | 19 | 47 | 42 | 38.5 | 23 | 53.5 | 28 | 41.5 | 48.5 | 34 | 50 | 17.5 | 32 | 25.5 | 7 | 47 | 43 | 29 | 19.5 | 9 | 5 | 48 | 16 | 34 | 44 | 43 | 30 | 35.5 | 40 | 35 | 37 | 42 | 35 | 40 | 38.5 | 33 | 35.5 | 40 | 48 | 51 | 43 | 39 | 31 | 46 | 39 | 43 | 26.5 | 38 | 31 | 43 | 37.5 | 45 | 36 | 46.5 | 36 | 47 | 9 | 43 | 28 | 18 | 27 | 47 | 35.5 | 35 | 45 | 46 | 20 | 37.5 | 48 | 19.5 | 34 | 27 | 30 | 21 | 31 | 12 | 31 | 12.5 | 39.5 | 36 | 28 | 5 | 37.5 | 19 | 32 | 43 | 32 | 45 | 14 | 26.5 | 25.5 | 3 | 43 | 18 | 21.5 | 14 | 5 | -4 | 45 | 14 | 32 | 37 | 33.5 | 17.5 | 23.5 | 22 | 31 | 25 | 26 | 29 | 40 | 34 | 27 | 34 | 31 | 47 | 51 | 39 | 30 | 19 | 46 | 34 | 28.5 | 25 | 34 | 8 | 39 | 30 | 45 | 26 | 44.5 | 24 | 37 | 2 | 34 | 19 | 15 | 26 | 43 | 34 | 27 | 45 | 35 | 20 | 35.5 | 43 | 17.5 | 33
2013-01-16 14:00 | 43 | 43 | 41 | 39 | 40 | 39 | 21 | 46.5 | 42 | 40 | 23 | 55.5 | 30 | 46 | 50 | 34 | 50 | 17.5 | 32 | 28 | 8.5 | 48 | 43 | 32 | 21 | 9 | 10 | 48 | 16 | 34 | 46 | 43.5 | 30 | 36.5 | 41 | 36 | 37 | 43 | 35 | 41 | 40 | 34 | 35.5 | 40 | 47.5 | 50.5 | 46.5 | 39 | 32 | 46 | 37.5 | 43 | 25 | 40 | 33 | 43 | 39 | 45.5 | 37 | 48 | 36 | 48 | 9 | 44.5 | 28.5 | 18 | 27 | 48 | 35.5 | 37 | 46 | 48 | 21 | 39 | 48 | 21 | 33 | 28 | 30 | 17.5 | 30 | 11 | 30 | 16 | 39 | 37 | 28 | 5 | 28.5 | 20 | 32 | 40 | 32 | 46 | 14 | 26.5 | 26 | 3 | 43 | 19 | 25 | 14 | 5 | -3 | 45 | 14 | 30 | 37 | 34 | 19.5 | 23 | 25 | 31 | 25 | 25 | 29 | 41 | 33 | 28 | 34 | 31 | 46.5 | 50.5 | 39 | 30 | 18 | 46 | 35.5 | 28.5 | 21 | 35 | 6 | 39 | 32 | 45.5 | 25 | 43 | 25 | 39 | 0 | 35.5 | 20.5 | 12 | 26 | 43 | 34 | 27 | 45 | 38 | 20 | 35.5 | 41 | 17.5 | 32
2013-01-16 15:00 | 42 | 44.5 | 41 | 39 | 40 | 39 | 25 | 46.5 | 43 | 41 | 22 | 55.5 | 27.5 | 44.5 | 49 | 34 | 50 | 17.5 | 30 | 26 | 8.5 | 47 | 43 | 32 | 22.5 | 8 | 11 | 49 | 17.5 | 34 | 44.5 | 44 | 32 | 34.5 | 40 | 37 | 38 | 43 | 35 | 42 | 40 | 35 | 37.5 | 41 | 47 | 50.5 | 48 | 39 | 31 | 48 | 39 | 44.5 | 25 | 40 | 35 | 43 | 39 | 45.5 | 40 | 48 | 36 | 46 | 7 | 43 | 28 | 19 | 27 | 48 | 37.5 | 37 | 46 | 48 | 22 | 37.5 | 48 | 21 | 33 | 29 | 30 | 19.5 | 32 | 9 | 31 | 17.5 | 41 | 35 | 28 | 5 | 26.5 | 19 | 32.5 | 43 | 32 | 45 | 14 | 28.5 | 26 | 1.5 | 43 | 19 | 21 | 14.5 | 4 | -3 | 45 | 16 | 28.5 | 38.5 | 34.5 | 17.5 | 24 | 24 | 31 | 25 | 25 | 31 | 41 | 33.5 | 28 | 34 | 31 | 45.5 | 50.5 | 37.5 | 32 | 15 | 48 | 37.5 | 28.5 | 21 | 36 | 5 | 41 | 32 | 45.5 | 20 | 43 | 24 | 39 | -1 | 35.5 | 20.5 | 12 | 26 | 43 | 34 | 28 | 46 | 39 | 19 | 35.5 | 44.5 | 17.5 | 32
2013-01-16 16:00 | 43 | 44.5 | 39 | 36 | 36 | 40 | 26.5 | 46.5 | 40 | 41 | 22 | 53.5 | 26.5 | 41 | 48 | 34 | 50 | 17.5 | 30 | 24 | 7 | 47 | 43 | 32 | 22 | 5 | 11 | 48 | 17.5 | 34 | 42.5 | 43 | 32 | 35.5 | 37 | 38 | 39 | 41 | 35 | 41 | 40 | 36 | 37.5 | 40 | 46 | 50 | 48 | 39 | 31 | 48 | 39 | 43 | 19.5 | 41 | 34 | 43 | 39 | 46 | 37 | 48 | 36 | 44 | 5 | 43 | 29 | 18 | 27 | 47 | 35.5 | 34 | 45 | 48 | 22 | 34 | 46.5 | 21 | 33 | 33 | 34 | 21 | 32 | 15 | 32 | 17.5 | 39 | 35 | 28 | 6 | 26.5 | 19.5 | 31.5 | 42.5 | 32 | 45 | 16 | 28.5 | 24 | 1.5 | 42 | 19 | 21 | 15.5 | 2 | -1 | 44 | 14 | 30 | 38 | 35 | 17.5 | 23 | 24 | 31 | 25 | 24 | 29 | 41 | 31 | 28 | 34 | 29 | 44 | 50 | 35.5 | 32 | 13 | 48 | 35.5 | 26.5 | 17.5 | 37 | 4 | 41 | 32 | 46 | 21 | 43 | 22 | 39 | -2 | 37.5 | 22.5 | 12 | 26 | 44 | 34 | 28 | 45 | 35 | 17 | 34 | 43 | 17.5 | 33
2013-01-16 17:00 | 39 | 43 | 35.5 | 32 | 34 | 40 | 26.5 | 44.5 | 36 | 37 | 21 | 52 | 27.5 | 41.5 | 47 | 33 | 49 | 19.5 | 30 | 22 | 1.5 | 47 | 41 | 30 | 21.5 | 4 | 10 | 47 | 17.5 | 32 | 41 | 43.5 | 26.5 | 35.5 | 32 | 37 | 40 | 36 | 36 | 41 | 40 | 34 | 39 | 38 | 45.5 | 49.5 | 44.5 | 37 | 30 | 47 | 37.5 | 39 | 14 | 40 | 29 | 43 | 39 | 45.5 | 33 | 48 | 35 | 43 | 4 | 41 | 26.5 | 14 | 26 | 47 | 35.5 | 33 | 45 | 46 | 19 | 32 | 43 | 19.5 | 34 | 32 | 34 | 25 | 30 | 15 | 31 | 17.5 | 39 | 34 | 26.5 | 11 | 28.5 | 20.5 | 33.5 | 38 | 32 | 46 | 17.5 | 28.5 | 20 | -2 | 43 | 20 | 19.5 | 15 | 1 | -1 | 44 | 14 | 30 | 35 | 36.5 | 17.5 | 23 | 23 | 32 | 25 | 24 | 27 | 41 | 25 | 30 | 34 | 30 | 44.5 | 49.5 | 35.5 | 27 | 14 | 47 | 35.5 | 26.5 | 10.5 | 36 | 9 | 41 | 32 | 45.5 | 20 | 43 | 22 | 41 | -3 | 37.5 | 21 | 11 | 25 | 44 | 34 | 27 | 45 | 35 | 18 | 30 | 41 | 17.5 | 32
2013-01-16 18:00 | 37 | 39 | 34 | 31 | 34 | 40 | 26.5 | 41 | 33 | 37.5 | 19 | 46.5 | 22.5 | 41.5 | 46 | 34 | 49 | 19.5 | 30 | 19 | 1.5 | 46 | 37 | 30 | 19.5 | 1 | 10 | 46 | 17.5 | 32 | 39.5 | 43 | 25 | 35.5 | 28 | 37 | 39 | 34 | 34.5 | 40 | 38.5 | 35 | 39 | 36 | 45.5 | 49.5 | 43 | 36 | 30 | 47 | 37.5 | 39 | 13 | 39 | 23 | 44.5 | 39 | 45.5 | 31 | 46.5 | 35 | 43 | 3 | 43 | 21 | 7 | 26 | 47 | 34 | 31 | 44 | 43 | 18 | 30 | 41 | 16 | 34 | 30 | 32 | 28.5 | 28 | 14 | 31 | 17.5 | 37.5 | 32 | 26.5 | 15 | 26.5 | 18 | 34 | 40 | 32 | 46 | 19.5 | 28.5 | 19 | -0.5 | 43 | 20 | 21 | 15.5 | -3 | 1 | 44 | 14 | 32 | 35.5 | 37 | 17.5 | 24.5 | 23 | 31 | 25 | 23 | 29 | 40 | 27.5 | 30 | 30 | 30 | 44 | 49.5 | 35.5 | 27 | 14 | 47 | 37.5 | 26.5 | 10 | 36 | 12 | 39 | 34 | 45.5 | 19 | 44.5 | 24 | 40 | -4 | 37.5 | 16 | 3 | 25 | 43 | 32 | 26 | 44 | 36 | 16 | 30 | 39 | 14 | 33
2013-01-16 19:00 | 32 | 35.5 | 34 | 30 | 31 | 42 | 26.5 | 39 | 33 | 29.5 | 19 | 41 | 24.5 | 42.5 | 45.5 | 34 | 49 | 19.5 | 30 | 16 | -2 | 47 | 36 | 28.5 | 20 | -1 | 10 | 45 | 14 | 28.5 | 37.5 | 42 | 19.5 | 35.5 | 28 | 35 | 39 | 31 | 33.5 | 40 | 36.5 | 39 | 37.5 | 33 | 45 | 49 | 41 | 36 | 30 | 45 | 37.5 | 37.5 | 12 | 38 | 20 | 43 | 39 | 45 | 31 | 46.5 | 35 | 43 | 3 | 41 | 22 | 7 | 26 | 46 | 34 | 31 | 44 | 43 | 18 | 32 | 39 | 7 | 34 | 30 | 30 | 26.5 | 28 | 13 | 31 | 19.5 | 35.5 | 33 | 26 | 15 | 26.5 | 21 | 34.5 | 38.5 | 32 | 44 | 17.5 | 28.5 | 16 | -6 | 43 | 20 | 19.5 | 15 | -4 | 0 | 44 | 10.5 | 28.5 | 34 | 38 | 17.5 | 23.5 | 23 | 30 | 25 | 20 | 30.5 | 40 | 27.5 | 29 | 30 | 29 | 43 | 49 | 34 | 27 | 14 | 45 | 37.5 | 28.5 | 10.5 | 36 | 11 | 39 | 35.5 | 45 | 19 | 43 | 26 | 39 | -3 | 35.5 | 17.5 | 5 | 25 | 44 | 34 | 25 | 44 | 35 | 16 | 32 | 37.5 | 3 | 32
2013-01-16 20:00 | 30 | 34 | 34 | 30 | 31 | 42 | 23 | 38 | 34 | 32 | 16 | 43 | 26.5 | 43 | 45 | 33 | 49 | 19.5 | 30 | 13 | -6 | 47 | 35 | 28.5 | 20 | -1 | 11 | 45 | 14 | 30 | 36 | 42.5 | 19.5 | 33.5 | 26 | 34 | 38 | 29 | 30 | 40 | 35 | 41 | 41 | 34 | 44.5 | 49.5 | 39 | 36 | 30 | 46 | 37.5 | 37.5 | 14 | 38 | 18 | 43 | 39 | 44.5 | 30 | 46.5 | 35 | 42 | 2 | 39 | 21 | 7 | 26 | 46 | 34 | 33 | 44 | 44 | 20 | 28.5 | 41 | 5 | 34 | 28 | 30 | 25 | 28 | 11 | 31 | 17.5 | 35.5 | 33 | 26.5 | 14 | 26.5 | 23 | 35 | 34 | 32 | 44 | 19.5 | 26.5 | 13 | -9.5 | 43 | 20 | 16 | 16.5 | -5 | 0 | 43 | 12 | 30 | 31 | 38.5 | 17.5 | 24.5 | 21 | 32 | 25 | 21 | 27 | 40 | 25 | 33 | 28.5 | 29 | 43.5 | 49.5 | 34 | 25 | 15 | 46 | 35.5 | 28.5 | 10.5 | 36 | 11 | 39 | 35.5 | 44.5 | 19 | 43 | 26 | 37 | -3 | 37.5 | 16.5 | 5 | 25 | 44 | 34 | 26 | 44 | 33 | 18 | 28.5 | 39 | 1.5 | 32
2013-01-16 21:00 | 30 | 34 | 34 | 29 | 29 | 43 | 21 | 37.5 | 34 | 28 | 14 | 37.5 | 27.5 | 41.5 | 43 | 33 | 48 | 17.5 | 30 | 13.5 | -4.5 | 47 | 33 | 26.5 | 20 | -3 | 10 | 45 | 12 | 32 | 34.5 | 43 | 17.5 | 32.5 | 26 | 34 | 38 | 26 | 34 | 39 | 32.5 | 37 | 39 | 34 | 44.5 | 49.5 | 39 | 35 | 27 | 45 | 35.5 | 35.5 | 17.5 | 37 | 17 | 43 | 39 | 44.5 | 32 | 44.5 | 35 | 42 | 2 | 39 | 19.5 | 13 | 26 | 47 | 34 | 34 | 44 | 41 | 21 | 30 | 41 | 7 | 40 | 28 | 30 | 25 | 27 | 10 | 31 | 16 | 35.5 | 33 | 24 | 11 | 26.5 | 24.5 | 35.5 | 37.5 | 32 | 45 | 17.5 | 26.5 | 13.5 | -7.5 | 43 | 20 | 16 | 16 | -6 | 0 | 43 | 10.5 | 30 | 31.5 | 39 | 14 | 24.5 | 21 | 30 | 25 | 21 | 33.5 | 39 | 27 | 35 | 28.5 | 28 | 43.5 | 49.5 | 32 | 27 | 21 | 45 | 34 | 26.5 | 16 | 36 | 9 | 39 | 35.5 | 44.5 | 20 | 43 | 28 | 38 | -3 | 35.5 | 15.5 | 11 | 25 | 43 | 34 | 25 | 44 | 33 | 18 | 30 | 39 | 7 | 34
2013-01-16 22:00 | 29 | 30 | 34 | 28 | 30 | 42 | 21 | 39 | 34.5 | 29.5 | 15 | 39 | 28 | 40 | 41 | 33 | 49 | 17.5 | 28.5 | 14.5 | -2 | 46 | 35 | 28.5 | 19.5 | -6 | 8 | 43 | 12 | 30 | 32.5 | 42.5 | 17.5 | 31.5 | 25 | 34 | 38 | 26 | 33.5 | 39 | 30.5 | 39 | 39 | 33 | 44 | 50 | 35.5 | 36 | 28 | 45 | 35.5 | 35.5 | 15 | 37 | 17 | 43 | 39 | 44 | 31 | 44.5 | 35 | 42 | 1 | 37.5 | 18.5 | 13 | 26 | 46 | 34 | 33 | 44 | 40 | 21 | 32 | 41 | 4 | 38 | 27 | 30 | 26.5 | 27 | 8 | 31 | 16 | 35.5 | 33 | 21.5 | 12 | 25 | 25.5 | 34 | 37.5 | 32 | 44 | 17.5 | 26.5 | 14.5 | -5 | 43 | 19 | 14 | 15.5 | -10 | 1 | 43 | 10.5 | 30 | 30 | 38.5 | 16 | 24 | 20 | 31 | 25 | 20 | 32.5 | 39 | 26.5 | 34 | 28.5 | 28 | 43 | 49 | 30 | 26 | 21 | 45 | 35.5 | 26.5 | 13.5 | 36 | 9 | 39 | 37.5 | 44 | 20 | 43 | 27 | 39 | -4 | 35.5 | 14.5 | 10 | 24 | 43 | 34 | 26 | 44 | 31 | 18 | 32 | 39 | 3 | 34
2013-01-16 23:00 | 28 | 30 | 32 | 26 | 28 | 41 | 23 | 39 | 35 | 27 | 14 | 41 | 29 | 40.5 | 39 | 33 | 49 | 17.5 | 26.5 | 15 | 0 | 46 | 36 | 25 | 20 | -8 | 7 | 43 | 10.5 | 28.5 | 31 | 41.5 | 16 | 30.5 | 25 | 33 | 37 | 23 | 32.5 | 39 | 28 | 36 | 37.5 | 32 | 44 | 50 | 37.5 | 34 | 29 | 45 | 35.5 | 35.5 | 12 | 37 | 14 | 44.5 | 38 | 43.5 | 32 | 43 | 35 | 43 | 1 | 37.5 | 17 | 12 | 25 | 46 | 34 | 33 | 44 | 41 | 21 | 30 | 41 | 1.5 | 42 | 26 | 30 | 25 | 24 | 10 | 31 | 17.5 | 35.5 | 33 | 21 | 12 | 25 | 26.5 | 34.5 | 33 | 32 | 44 | 17.5 | 25 | 15 | -2 | 44 | 19 | 8.5 | 16.5 | -12 | 1 | 43 | 8.5 | 26.5 | 27 | 38 | 14 | 24 | 21 | 30 | 22.5 | 18 | 31.5 | 39 | 23 | 34 | 28.5 | 28 | 43.5 | 50 | 30 | 25 | 20 | 45 | 34 | 26.5 | 10.5 | 35 | 8 | 39 | 36.5 | 43.5 | 20 | 41 | 25 | 40 | -6 | 35.5 | 13.5 | 9 | 25 | 44 | 34 | 26 | 44 | 30 | 19 | 30 | 39 | -0.5 | 31
2013-01-17 | 29 | 30 | 33 | 29 | 25 | 40 | 21 | 41 | 34 | 26 | 14 | 34 | 31 | 39 | 41 | 35.5 | 48 | 17.5 | 28.5 | 14.5 | 2 | 46 | 37 | 26 | 19.5 | -10 | 8 | 42 | 9 | 30 | 31.5 | 39.5 | 16 | 31.5 | 23 | 33 | 37 | 21 | 31.5 | 39 | 27 | 34 | 37.5 | 32 | 44 | 50 | 37.5 | 34 | 28 | 45 | 37.5 | 35.5 | 16 | 37 | 13 | 43 | 37.5 | 43.5 | 30 | 43 | 35 | 42 | 0 | 37.5 | 16 | 10 | 25 | 46 | 34 | 33 | 44 | 41 | 22 | 32 | 41 | 1.5 | 42 | 28 | 28.5 | 25 | 26 | 11 | 30 | 17.5 | 37.5 | 32 | 21 | 12 | 25 | 28 | 33.5 | 38.5 | 34 | 44 | 17.5 | 25 | 14.5 | 0 | 45 | 19 | 14 | 16 | -14 | 3 | 42 | 7 | 25 | 29.5 | 36.5 | 14 | 22 | 19 | 31 | 25 | 17 | 30 | 39 | 25 | 33 | 28.5 | 27 | 43.5 | 50 | 32 | 25 | 21 | 45 | 34 | 26.5 | 12 | 35 | 8 | 39 | 35.5 | 43.5 | 20 | 43 | 25 | 37 | -6 | 36 | 12.5 | 8 | 24 | 45 | 34 | 26 | 44 | 30 | 18 | 32 | 39 | -0.5 | 30
2013-01-17 01:00 | 28 | 30 | 34 | 28 | 26 | 41 | 19.5 | 40 | 29 | 23.5 | 13 | 34 | 31 | 37.5 | 43 | 35 | 48 | 19.5 | 26.5 | 13.5 | 4.5 | 46 | 37 | 28 | 19.5 | -9 | 9 | 42 | 8.5 | 28.5 | 32.5 | 39 | 12 | 32.5 | 21 | 33 | 36.5 | 23 | 30.5 | 39 | 26 | 38 | 35.5 | 32 | 44 | 50 | 44.5 | 33 | 30 | 45 | 35.5 | 34 | 12 | 36 | 12 | 44.5 | 37.5 | 43 | 31 | 43 | 34 | 42 | -1 | 37.5 | 15 | 11 | 25 | 45 | 35.5 | 33 | 44 | 38 | 22 | 34 | 42 | -2 | 42 | 25 | 28.5 | 25 | 26 | 10 | 31 | 17.5 | 37.5 | 28 | 20 | 11 | 25 | 28 | 34 | 39 | 32 | 44 | 19.5 | 25 | 13.5 | 2.5 | 45 | 18 | 16 | 14 | -14 | 2.5 | 42 | 7 | 25 | 30.5 | 36 | 10.5 | 22.5 | 18 | 30 | 24.5 | 16 | 29 | 39 | 24.5 | 34 | 28.5 | 27 | 43 | 50 | 32 | 25 | 23 | 45 | 35.5 | 26.5 | 8.5 | 35 | 5 | 39 | 35.5 | 43 | 20 | 43 | 27 | 38 | -7 | 35.5 | 11.5 | 8 | 24 | 45 | 34 | 25 | 44 | 30 | 19 | 34 | 40.5 | -6 | 30
2013-01-17 02:00 | 27 | 26.5 | 32 | 28 | 24 | 41 | 21 | 39.5 | 27 | 21.5 | 14 | 34 | 34 | 36 | 45 | 35 | 48 | 17.5 | 26.5 | 13 | 7 | 46 | 37 | 24.5 | 19.5 | -7 | 8 | 43 | 8.5 | 32 | 33 | 37.5 | 14 | 31.5 | 21 | 33 | 36 | 22 | 29.5 | 38 | 25 | 37 | 34 | 31 | 43.5 | 50 | 39 | 32 | 29 | 45 | 35.5 | 35.5 | 8.5 | 37 | 10 | 44.5 | 35.5 | 42.5 | 32 | 43 | 34 | 42 | -2 | 37.5 | 13.5 | 11 | 25 | 46 | 35.5 | 33 | 44 | 39 | 21 | 32 | 42 | 1.5 | 43 | 24 | 26.5 | 26.5 | 26 | 11 | 31 | 21 | 38 | 26 | 18 | 11 | 26.5 | 30 | 32.5 | 35 | 32 | 44 | 17.5 | 21 | 13 | 5 | 45 | 18 | 13.5 | 14 | -12 | 0.5 | 43 | 7 | 23 | 29 | 35.5 | 12 | 22.5 | 17 | 31 | 21 | 16 | 28 | 38 | 21 | 34 | 28.5 | 26 | 43 | 50 | 32 | 25 | 23 | 45 | 34 | 26.5 | 7 | 35 | 4 | 39 | 34 | 42.5 | 21 | 43 | 27 | 40 | -9 | 35.5 | 10.5 | 8 | 24 | 45 | 34 | 25 | 44 | 30 | 19 | 32 | 41 | -2 | 28
2013-01-17 03:00 | 29 | 28.5 | 28.5 | 27 | 26 | 42 | 21 | 38.5 | 24.5 | 21.5 | 9 | 30 | 33.5 | 36.5 | 45 | 35 | 48 | 19.5 | 26.5 | 13.5 | 8.5 | 46 | 38 | 29.5 | 19.5 | -6 | 7 | 43 | 10.5 | 28.5 | 33.5 | 38 | 10.5 | 29 | 21 | 33 | 35.5 | 24 | 29 | 38 | 24.5 | 35 | 34 | 30 | 43.5 | 50 | 39 | 31 | 28 | 45 | 34 | 35.5 | 10.5 | 36 | 11 | 44.5 | 36 | 42.5 | 32 | 43 | 34 | 42 | -2 | 37.5 | 12.5 | 11 | 25 | 46 | 35.5 | 33 | 44 | 40 | 22 | 32 | 43 | -0.5 | 42 | 28 | 28.5 | 25 | 26 | 12 | 32 | 21 | 36 | 24.5 | 16.5 | 7 | 25 | 31.5 | 31 | 40.5 | 32 | 44 | 19.5 | 23 | 13.5 | 7 | 45 | 19 | 19 | 16 | -10 | 3 | 43 | 7 | 25 | 31 | 36 | 8.5 | 21.5 | 17 | 29 | 24 | 16 | 26.5 | 38 | 23.5 | 33 | 26.5 | 26 | 42.5 | 50 | 32 | 24 | 25 | 44 | 32 | 26.5 | 8.5 | 35 | 4 | 41 | 34.5 | 42 | 21 | 41 | 26 | 41 | -9 | 35.5 | 9.5 | 8 | 24 | 45 | 34 | 26 | 44 | 30 | 20 | 32 | 42 | -4 | 28
2013-01-17 04:00 | 28 | 26.5 | 26.5 | 28 | 28 | 36 | 25 | 38 | 22.5 | 22 | 6 | 30 | 33.5 | 37 | 45 | 35 | 48 | 19.5 | 26.5 | 13.5 | 8.5 | 46 | 38 | 29.5 | 19.5 | -5 | 9 | 43 | 10 | 30 | 33.5 | 38.5 | 8.5 | 29 | 19 | 32 | 35 | 20 | 27.5 | 38 | 24.5 | 36 | 34 | 30 | 43 | 50 | 35.5 | 31 | 28 | 45 | 35.5 | 35.5 | 10.5 | 36 | 13 | 44.5 | 36 | 42 | 30 | 43 | 35 | 43 | -3 | 37.5 | 11.5 | 12 | 25 | 46 | 34 | 33 | 44 | 40 | 22 | 32 | 42.5 | 1 | 43 | 26 | 26.5 | 25 | 26 | 9 | 32 | 25 | 36 | 22 | 17 | 4 | 25 | 30.5 | 31.5 | 41 | 32 | 44 | 19.5 | 23 | 13.5 | 7 | 44 | 20 | 22 | 16 | -9 | 3 | 43 | 6.5 | 25 | 31 | 37 | 8.5 | 20.5 | 15 | 31 | 23.5 | 15 | 25.5 | 38 | 23 | 33 | 26.5 | 25 | 41 | 50 | 30 | 24 | 24 | 44 | 34 | 25 | 8.5 | 35 | 5 | 41 | 35 | 41 | 23 | 41 | 26 | 41 | -9 | 35.5 | 8.5 | 10 | 24 | 45 | 34 | 26 | 44 | 30 | 20 | 32 | 42 | -1.5 | 27
2013-01-17 05:00 | 26 | 28.5 | 26.5 | 29 | 27 | 41 | 26.5 | 37 | 21.5 | 21 | 9 | 30 | 33 | 35.5 | 45 | 34 | 47 | 19.5 | 26.5 | 14 | 8.5 | 45 | 35 | 32 | 19.5 | 3 | 9 | 42 | 10.5 | 32 | 34 | 38 | 12 | 29 | 19 | 32 | 35 | 28 | 27 | 37 | 24 | 35 | 34 | 27 | 43.5 | 49.5 | 35.5 | 30 | 27 | 45 | 35.5 | 35.5 | 16 | 37 | 10 | 44.5 | 36 | 42.5 | 30 | 41 | 35 | 43 | -3 | 37.5 | 10 | 14 | 24 | 45 | 34 | 33 | 44 | 39 | 23 | 32 | 43 | 3 | 44 | 24 | 26.5 | 25 | 27 | 11 | 32 | 21 | 35.5 | 21 | 16 | 6 | 26.5 | 30.5 | 30 | 37 | 32 | 45 | 19.5 | 23 | 14 | 5 | 45 | 20 | 24 | 16 | 0 | 1.5 | 42 | 7 | 26.5 | 29 | 36.5 | 10.5 | 21.5 | 15 | 32 | 20.5 | 17 | 24.5 | 37 | 20 | 32 | 25 | 24 | 42 | 49.5 | 30 | 23 | 25 | 44 | 35.5 | 25 | 12 | 35 | 4 | 41 | 36 | 41.5 | 23 | 39 | 28 | 39 | -8 | 35.5 | 7.5 | 12 | 23 | 45 | 33.5 | 26 | 44 | 30 | 19 | 32 | 43 | 1.5 | 19
2013-01-17 06:00 | 26 | 26.5 | 28.5 | 29 | 27 | 40 | 28.5 | 36.5 | 22 | 19 | 10 | 28.5 | 33 | 33.5 | 45 | 34 | 47 | 21 | 26.5 | 13.5 | 7 | 45 | 36 | 32.5 | 19.5 | 7 | 9 | 40 | 10 | 28.5 | 34 | 37.5 | 10.5 | 29.5 | 18 | 32 | 35 | 29 | 28 | 37 | 23 | 39 | 34 | 27 | 43.5 | 48.5 | 35.5 | 29 | 26 | 44 | 35.5 | 35.5 | 17.5 | 37 | 11 | 44.5 | 35.5 | 42.5 | 28 | 39 | 34 | 43 | -3 | 35.5 | 9 | 15 | 24 | 45 | 34 | 33 | 44 | 37 | 23 | 32 | 43 | 7 | 43 | 24 | 26.5 | 25 | 27 | 11 | 32 | 26.5 | 35 | 21 | 15 | 8 | 23 | 31 | 30 | 40.5 | 32 | 46 | 21 | 23 | 13.5 | 3 | 45 | 21 | 29 | 17.5 | 4 | 4 | 40 | 7 | 25 | 31.5 | 35 | 10.5 | 21.5 | 14 | 32 | 23 | 18 | 25 | 37 | 21 | 18 | 25 | 24 | 42.5 | 48.5 | 30 | 23 | 25 | 44 | 34 | 26.5 | 16 | 35 | 4 | 43 | 35.5 | 42 | 23 | 39 | 27 | 38 | -9 | 35.5 | 5 | 12 | 23 | 44 | 34 | 25 | 44 | 30 | 19 | 32 | 43 | 5 | 23
2013-01-17 07:00 | 26 | 28.5 | 28.5 | 29 | 27 | 40 | 34 | 36.5 | 26 | 20 | 10 | 28.5 | 32.5 | 33.5 | 45 | 34 | 45 | 21 | 23 | 13.5 | 5 | 46 | 35 | 32 | 21 | 11 | 9 | 41 | 8.5 | 28.5 | 34 | 37 | 10.5 | 27.5 | 18 | 32 | 35 | 28 | 28 | 37 | 22 | 39 | 32 | 26 | 44 | 48 | 35.5 | 31 | 25 | 43 | 35.5 | 35.5 | 16 | 36 | 12 | 44.5 | 35.5 | 43 | 29 | 39 | 35 | 43 | -2 | 35.5 | 5 | 15 | 24 | 45 | 34 | 33 | 44 | 33 | 22 | 34 | 43.5 | 8.5 | 42 | 24 | 26.5 | 25 | 28 | 10 | 30 | 34 | 35.5 | 18 | 16 | 8 | 25 | 31 | 30 | 40 | 32 | 45 | 21 | 21 | 13.5 | 1.5 | 44 | 21 | 26.5 | 16 | 8 | 3 | 41 | 7 | 25 | 30 | 36 | 10.5 | 20 | 14 | 29 | 25 | 17 | 25 | 37 | 20 | 19 | 25 | 24 | 42 | 48 | 30 | 24 | 23 | 43 | 34 | 26.5 | 14 | 36 | 6 | 43 | 35.5 | 42 | 22 | 37.5 | 26 | 39 | -9 | 35.5 | 1.5 | 13 | 23 | 44 | 34 | 26 | 44 | 30 | 20 | 34 | 42.5 | 7 | 26
2013-01-17 08:00 | 32 | 28.5 | 30 | 30 | 27 | 39 | 30.5 | 37 | 25 | 18 | 10 | 26.5 | 32.5 | 33 | 45 | 34 | 44 | 21 | 21 | 13 | 1.5 | 45 | 34 | 36 | 21 | 11 | 10 | 41 | 7 | 26.5 | 34 | 36.5 | 10.5 | 29.5 | 18 | 31 | 35 | 31 | 28 | 37 | 21 | 38 | 26.5 | 25 | 45 | 48 | 32 | 31 | 26 | 43 | 37.5 | 35.5 | 16 | 36 | 11 | 44.5 | 35.5 | 43 | 29 | 39 | 35 | 44 | -3 | 37.5 | 7 | 12 | 24 | 45 | 34 | 32 | 44 | 33 | 23 | 34 | 44.5 | 12 | 42 | 30 | 26.5 | 26.5 | 29 | 11 | 31 | 29.5 | 36.5 | 18 | 15 | 8 | 23 | 31.5 | 29.5 | 36 | 32 | 43 | 21 | 21 | 12 | -0.5 | 44 | 22 | 31 | 17.5 | 8 | 3 | 41 | 5 | 21 | 29 | 35.5 | 8.5 | 23 | 15 | 27 | 25 | 17 | 22 | 37 | 16 | 18 | 21 | 23 | 42.5 | 47.5 | 30 | 24 | 22 | 43 | 34 | 26.5 | 14 | 35 | 5 | 41 | 35.5 | 41.5 | 22 | 39 | 27 | 39 | -9 | 35.5 | 3 | 11 | 23 | 45 | 34 | 26 | 44 | 29 | 20 | 32 | 43 | 10.5 | 26
2013-01-17 09:00 | 32 | 30 | 32 | 30 | 26 | 37 | 28.5 | 37.5 | 25 | 25 | 10 | 26.5 | 33.5 | 34.5 | 47 | 34 | 46 | 25 | 25 | 12.5 | 3 | 46 | 37 | 41 | 21 | 14 | 11 | 42 | 8.5 | 30 | 34.5 | 36.5 | 16 | 32 | 25 | 31 | 34 | 34 | 29 | 37 | 24.5 | 38 | 34 | 26 | 45.5 | 48 | 35.5 | 31 | 26 | 43 | 35.5 | 37.5 | 19.5 | 36 | 18 | 43 | 37.5 | 43 | 27 | 39 | 35 | 45 | -4 | 35.5 | 10 | 12 | 24 | 46 | 35.5 | 34 | 45 | 38 | 23 | 34 | 46.5 | 16 | 42 | 30 | 28.5 | 28.5 | 29 | 12 | 31 | 26.5 | 37 | 18 | 22 | 7 | 25 | 32.5 | 31.5 | 39.5 | 32 | 45 | 25 | 21 | 12.5 | 1.5 | 45 | 22 | 35.5 | 16 | 11 | 3 | 41 | 7 | 25 | 30.5 | 35.5 | 12 | 24.5 | 22 | 27 | 24 | 17 | 23 | 37 | 22.5 | 18 | 26.5 | 24 | 43 | 47.5 | 32 | 23 | 21 | 43 | 35.5 | 26.5 | 17.5 | 36 | 8 | 43 | 35.5 | 42 | 22 | 37.5 | 28 | 38 | -10 | 35.5 | 6.5 | 11 | 22 | 45 | 30 | 26 | 45 | 30 | 20 | 32 | 43 | 12 | 26
2013-01-17 10:00 | 33 | 30 | 34 | 33 | 26 | 38 | 28.5 | 39 | 26 | 32 | 12 | 28.5 | 34 | 38 | 49 | 33 | 49 | 26.5 | 25 | 12.5 | 10.5 | 48 | 40 | 43 | 21 | 20 | 13 | 43 | 8.5 | 32 | 35 | 37 | 19.5 | 33 | 31 | 31 | 36 | 35 | 31 | 37 | 27.5 | 36 | 35.5 | 33 | 46 | 48 | 43 | 35 | 26 | 43 | 37.5 | 37.5 | 21 | 37 | 26 | 43 | 37.5 | 43 | 30 | 43 | 37 | 46 | -4 | 39 | 17 | 14 | 24 | 47 | 35.5 | 34 | 46 | 44 | 24 | 35.5 | 49 | 19.5 | 42 | 31 | 30 | 26.5 | 31 | 12 | 30 | 28.5 | 37.5 | 18 | 28 | 9 | 26.5 | 32.5 | 35 | 41 | 33 | 45 | 26.5 | 21 | 12.5 | 7 | 46 | 24 | 35.5 | 16 | 15 | 2 | 42 | 5 | 26.5 | 31.5 | 35 | 16 | 25.5 | 25 | 29 | 24 | 16 | 23 | 37 | 27 | 19 | 26.5 | 25 | 43 | 47 | 34 | 28 | 21 | 43 | 35.5 | 26.5 | 19.5 | 37 | 11 | 43 | 35.5 | 42 | 21 | 39 | 28 | 37 | -12 | 35.5 | 13 | 11 | 23 | 46 | 32 | 26 | 46 | 32 | 20 | 34 | 43 | 17.5 | 28
2013-01-17 11:00 | 36 | 34 | 34 | 34 | 28 | 37 | 32 | 43 | 27 | 37 | 14 | 34 | 35.5 | 37.5 | 51 | 34 | 50 | 26.5 | 25 | 12 | 16 | 50 | 43 | 44.5 | 23 | 26 | 15 | 43 | 10.5 | 35.5 | 36 | 37.5 | 23 | 33 | 35 | 32 | 37 | 42 | 32 | 37 | 31 | 38 | 37.5 | 35 | 47 | 50 | 44.5 | 39 | 27 | 43 | 37.5 | 39 | 23 | 39 | 35 | 44.5 | 39 | 44 | 31 | 44.5 | 37 | 46 | -4 | 43 | 21 | 20 | 25 | 49 | 35.5 | 34 | 48 | 46 | 24 | 37.5 | 52 | 19.5 | 45 | 32 | 30 | 26.5 | 33 | 14 | 28 | 30 | 39 | 19 | 27 | 11 | 28.5 | 34 | 36.5 | 38 | 34 | 44 | 26.5 | 21 | 11 | 12 | 48 | 24 | 32.5 | 17.5 | 18 | 3 | 42 | 5 | 26.5 | 31 | 35.5 | 21 | 24.5 | 27 | 30 | 25 | 14 | 22 | 37 | 28 | 19 | 28.5 | 25 | 45 | 49 | 34 | 25 | 20 | 43 | 35.5 | 28.5 | 19.5 | 37 | 15 | 43 | 37.5 | 43.5 | 22 | 43 | 27 | 36 | -12 | 34 | 17.5 | 13 | 24 | 47 | 32 | 27 | 47 | 28 | 20 | 34 | 43 | 17.5 | 26
2013-01-17 12:00 | 38 | 35.5 | 32 | 35 | 29 | 42 | 32 | 43 | 28 | 42 | 17 | 41 | 35.5 | 39 | 50.5 | 34 | 51 | 28.5 | 26.5 | 14.5 | 23 | 53 | 43 | 46.5 | 23 | 29 | 18 | 44 | 12 | 35.5 | 36.5 | 41 | 26.5 | 34 | 40 | 33 | 39 | 39 | 33 | 38 | 33.5 | 39 | 39 | 36 | 47.5 | 52 | 44.5 | 40 | 28 | 44 | 39 | 39 | 23 | 40 | 41 | 44.5 | 41 | 45 | 35 | 46.5 | 39 | 46 | -5 | 43 | 24.5 | 22 | 25 | 51 | 35.5 | 35 | 50 | 47 | 25 | 37.5 | 53.5 | 22.5 | 43 | 34 | 30 | 28.5 | 32 | 15 | 31 | 30 | 39 | 18 | 27 | 11 | 28.5 | 33 | 36.5 | 42 | 34 | 44 | 28.5 | 21 | 14.5 | 21 | 49 | 23 | 30 | 19.5 | 19 | 5 | 43 | 7 | 28.5 | 33.5 | 40 | 19.5 | 24.5 | 28 | 30 | 25 | 16 | 23 | 38 | 32 | 20 | 28.5 | 22 | 46 | 50 | 34 | 26 | 20 | 43 | 34 | 28.5 | 19.5 | 37 | 18 | 44.5 | 37.5 | 44 | 23 | 43 | 29 | 36 | -12 | 35.5 | 20 | 14 | 24 | 48 | 32 | 26 | 48 | 28 | 20 | 35.5 | 50 | 20 | 27
2013-01-17 13:00 | 41 | 35.5 | 32 | 36 | 31 | 39 | 34 | 46.5 | 29 | 48 | 20 | 43 | 35.5 | 40.5 | 50.5 | 33 | 51 | 30 | 28.5 | 16.5 | 26.5 | 54 | 32 | 48 | 23 | 32 | 20 | 46 | 10.5 | 35.5 | 37 | 44.5 | 30 | 34 | 43 | 34 | 41 | 33 | 34 | 38 | 36.5 | 40 | 43 | 39 | 48 | 54 | 46.5 | 42 | 27 | 45 | 39 | 39 | 19.5 | 42 | 43 | 44.5 | 44.5 | 46 | 35 | 48 | 40 | 46 | -7 | 43 | 25.5 | 22 | 25 | 54 | 35.5 | 36 | 52 | 47 | 25 | 39 | 53.5 | 25 | 45 | 34 | 32 | 30 | 31 | 15 | 31 | 30 | 39 | 20 | 30 | 10 | 30 | 33 | 36 | 41.5 | 33 | 49 | 30 | 21 | 16.5 | 19.5 | 50 | 22 | 35.5 | 21 | 22 | 12 | 44 | 7 | 26.5 | 34 | 42.5 | 19.5 | 25.5 | 28 | 29 | 24 | 21 | 23.5 | 38 | 33.5 | 21 | 30 | 24 | 46 | 50 | 35.5 | 25 | 19 | 44 | 32 | 28.5 | 17.5 | 38 | 19 | 44.5 | 34 | 44 | 23 | 43 | 30 | 37 | -14 | 35.5 | 19.5 | 14 | 24 | 50 | 32 | 26 | 49 | 30 | 20 | 34 | 37.5 | 21 | 25
2013-01-17 14:00 | 43 | 37 | 30 | 38 | 33 | 40 | 34 | 46.5 | 30 | 54 | 20 | 43 | 35 | 43.5 | 50 | 33 | 52 | 34 | 28.5 | 19 | 28.5 | 56 | 28 | 50 | 23 | 34 | 20 | 47 | 10.5 | 34 | 38 | 52 | 32.5 | 34 | 47 | 33 | 40 | 35 | 33 | 39 | 39 | 39 | 41 | 38 | 48.5 | 52.5 | 46.5 | 41 | 29 | 45 | 41 | 39.5 | 19.5 | 42 | 47 | 46.5 | 44.5 | 46 | 35 | 50 | 40 | 46 | -7 | 44.5 | 25.5 | 25 | 26 | 57 | 36.5 | 36 | 55 | 47 | 26 | 39 | 52 | 28.5 | 41 | 35 | 33 | 30 | 29 | 17 | 32 | 34 | 39 | 20 | 27 | 11 | 34 | 32 | 38 | 38 | 33 | 45 | 34 | 23 | 17 | 19.5 | 49 | 20 | 21 | 19.5 | 22 | 12 | 46 | 5 | 32 | 33 | 41.5 | 19.5 | 25 | 29 | 30 | 25 | 20 | 24 | 39 | 31 | 22 | 28.5 | 22 | 46.5 | 49.5 | 35.5 | 26 | 21 | 44 | 32 | 28.5 | 17.5 | 38 | 20 | 46.5 | 34 | 45 | 24 | 41 | 31 | 38 | -16 | 35.5 | 19.5 | 15 | 24 | 50 | 32.5 | 25 | 50 | 33 | 20 | 35.5 | 39.5 | 25 | 30
2013-01-17 15:00 | 41 | 37.5 | 32 | 38 | 34 | 38 | 35 | 46.5 | 29 | 54 | 21 | 43 | 34 | 45 | 49 | 34 | 51 | 32 | 30 | 20 | 28.5 | 55 | 27 | 48 | 23 | 33 | 21 | 47 | 12 | 32 | 37 | 52.5 | 34 | 35.5 | 49 | 33 | 40 | 34 | 34 | 39 | 38.5 | 39 | 39 | 40 | 48.5 | 50.5 | 46.5 | 41 | 29 | 45 | 41 | 39 | 19.5 | 41 | 47 | 48 | 44.5 | 46 | 39 | 48 | 40 | 46 | -8 | 44.5 | 25 | 24 | 26 | 56 | 37.5 | 36 | 55 | 46 | 26 | 39 | 50.5 | 32 | 39 | 35 | 34 | 30 | 29 | 17 | 32 | 34.5 | 39 | 19 | 28 | 12 | 28.5 | 31 | 38 | 41.5 | 33 | 45 | 32 | 23 | 20 | 19.5 | 48 | 19 | 20.5 | 21 | 23 | 12 | 47 | 8.5 | 32 | 34.5 | 41 | 19.5 | 26 | 29 | 30 | 25 | 21 | 27 | 39 | 33.5 | 22 | 28.5 | 23 | 47 | 48 | 35.5 | 27 | 17 | 44 | 34 | 28.5 | 17.5 | 40 | 20 | 48 | 34 | 45.5 | 25 | 39 | 31 | 39 | -16 | 35.5 | 17.5 | 15 | 24 | 49 | 34 | 25 | 50 | 36 | 20 | 35.5 | 42 | 28.5 | 30
2013-01-17 16:00 | 40 | 37.5 | 32.5 | 39 | 32 | 37 | 35.5 | 46.5 | 29 | 50 | 21 | 43 | 34 | 45 | 48 | 33 | 50 | 32 | 30 | 21 | 26.5 | 55 | 26 | 44.5 | 25 | 32 | 22 | 48 | 12 | 32 | 36.5 | 51.5 | 34 | 30 | 41 | 33 | 39 | 34 | 32 | 39 | 38 | 38 | 37.5 | 39 | 49 | 49 | 44.5 | 37 | 27 | 46 | 39 | 39 | 17.5 | 41 | 45 | 50 | 44.5 | 46 | 39 | 48 | 39 | 47 | -9 | 44.5 | 25 | 23 | 25 | 53 | 39 | 36 | 55 | 44 | 26 | 37.5 | 48 | 32 | 38 | 35 | 34 | 30.5 | 29 | 16 | 32 | 35.5 | 39 | 19 | 30 | 12 | 30 | 31 | 39.5 | 41 | 33 | 46 | 32 | 21 | 21 | 17.5 | 48 | 19 | 19.5 | 21 | 22 | 13 | 47 | 8.5 | 32 | 33.5 | 41.5 | 19.5 | 22.5 | 28 | 29 | 24 | 21 | 25 | 39 | 32.5 | 23 | 28.5 | 22 | 46 | 46 | 35.5 | 28 | 18 | 45 | 34 | 28.5 | 16 | 40 | 22 | 48 | 34 | 45 | 24.5 | 41 | 31 | 42 | -17 | 35.5 | 17.5 | 15 | 24 | 49 | 35.5 | 26 | 48 | 36 | 20 | 35.5 | 44.5 | 28.5 | 30
2013-01-17 17:00 | 40 | 37.5 | 32 | 38 | 29 | 37 | 35.5 | 44.5 | 29 | 40 | 20 | 43 | 31 | 39 | 47 | 32 | 49 | 32 | 28.5 | 22 | 25 | 51 | 24 | 43 | 23 | 26 | 20 | 46 | 12 | 32 | 36 | 49 | 30 | 27 | 33 | 33 | 38 | 30 | 34 | 39 | 37 | 38 | 30 | 38 | 48.5 | 46 | 39 | 32 | 24 | 47 | 39 | 39 | 17.5 | 40 | 37 | 52 | 44.5 | 46 | 38 | 48 | 39 | 46 | -11 | 43 | 22 | 19 | 25 | 51 | 39 | 36 | 48 | 43 | 26 | 37.5 | 44.5 | 28.5 | 37 | 35 | 34 | 30 | 31 | 20 | 32 | 35.5 | 39 | 18 | 27 | 13 | 30 | 29 | 37.5 | 37 | 32 | 46 | 32 | 21 | 21 | 17.5 | 47 | 20 | 28.5 | 21 | 19 | 14 | 46 | 8.5 | 32 | 31 | 41 | 21 | 19.5 | 24 | 29 | 24 | 19 | 24 | 38 | 29 | 24 | 25 | 24 | 46.5 | 44.5 | 35.5 | 27 | 19 | 45 | 35.5 | 28.5 | 17.5 | 39 | 21 | 50 | 32 | 45 | 24 | 43 | 31 | 41 | -19 | 35.5 | 14 | 14 | 24 | 49 | 35.5 | 27 | 48 | 34 | 20 | 35.5 | 43 | 25 | 31
2013-01-17 18:00 | 39 | 39 | 32 | 35 | 26 | 38 | 30 | 44.5 | 27 | 33 | 20 | 39 | 30.5 | 37.5 | 46 | 32 | 49 | 32 | 28.5 | 23 | 25 | 47 | 24 | 39 | 23 | 25 | 20 | 47 | 10.5 | 32 | 36.5 | 43.5 | 28.5 | 28.5 | 27 | 33 | 37 | 28 | 33 | 38 | 36 | 37 | 26.5 | 36 | 48.5 | 43.5 | 34 | 31 | 20 | 47 | 37.5 | 39 | 17.5 | 40 | 33 | 48 | 43 | 46 | 35 | 44.5 | 37 | 46 | -12 | 43 | 21.5 | 15 | 25 | 53 | 37.5 | 35 | 43 | 40 | 26 | 37.5 | 43 | 30 | 36 | 34 | 35.5 | 30 | 33 | 20 | 31 | 26.5 | 39 | 19 | 24 | 14 | 30 | 29 | 35.5 | 39 | 32 | 46 | 32 | 23 | 23 | 17.5 | 45 | 20 | 23 | 21 | 18 | 13 | 45 | 8.5 | 32 | 32.5 | 38 | 23 | 22.5 | 22 | 31 | 23 | 19 | 26 | 38 | 31 | 24 | 23 | 24 | 46 | 42 | 34 | 27 | 17 | 45 | 35.5 | 28.5 | 16 | 39 | 20 | 48 | 35.5 | 45 | 23 | 43 | 31 | 42 | -20 | 35.5 | 16.5 | 12 | 24 | 49 | 35.5 | 27 | 43 | 35 | 21 | 37.5 | 39 | 26.5 | 31
2013-01-17 19:00 | 39 | 37.5 | 32 | 36 | 27 | 35 | 35.5 | 43 | 26 | 31 | 18 | 37.5 | 26.5 | 36 | 45.5 | 32 | 49 | 34 | 28.5 | 24 | 23 | 46 | 23 | 39 | 21 | 13 | 19 | 46 | 10.5 | 37.5 | 36.5 | 40 | 25 | 28 | 26 | 33 | 33 | 28 | 32.5 | 38 | 34.5 | 36 | 25 | 33 | 48 | 41 | 32 | 30 | 16 | 47 | 37.5 | 37.5 | 16 | 40 | 28 | 52 | 43 | 46 | 33 | 46.5 | 38 | 46 | -15 | 43 | 23 | 16 | 25 | 51 | 37.5 | 35 | 43 | 38 | 26 | 37.5 | 41.5 | 26.5 | 38 | 34 | 35.5 | 30 | 33 | 20 | 31 | 35.5 | 39 | 18 | 23 | 13 | 28.5 | 25.5 | 34 | 38.5 | 32 | 45 | 34 | 25 | 24 | 16 | 44 | 19 | 21 | 19.5 | 11 | 12 | 46 | 8.5 | 35.5 | 33 | 35.5 | 21 | 23.5 | 22 | 30 | 21 | 20 | 28 | 38 | 31 | 23 | 21 | 24 | 45 | 39 | 30 | 27 | 14 | 46 | 35.5 | 28.5 | 12 | 39 | 20 | 50 | 35.5 | 44 | 20 | 43 | 31 | 44 | -21 | 37.5 | 19 | 12 | 24 | 48 | 35.5 | 27 | 43 | 33 | 21 | 37.5 | 39 | 23 | 32
2013-01-17 20:00 | 39 | 39 | 33 | 36 | 27 | 35 | 35.5 | 39 | 24 | 27 | 17 | 35.5 | 25.5 | 34.5 | 45 | 32 | 48 | 34 | 28.5 | 25 | 19.5 | 45 | 23 | 35 | 21 | 15 | 18 | 46 | 10.5 | 39 | 37 | 39.5 | 25 | 27 | 27 | 33 | 31 | 27 | 29 | 38 | 33 | 36 | 25 | 32 | 47.5 | 41.5 | 32 | 29 | 15 | 46 | 37.5 | 39 | 12 | 40 | 27 | 53.5 | 41 | 44.5 | 32 | 46.5 | 37 | 46 | -15 | 39 | 22.5 | 14 | 24 | 49 | 37.5 | 34 | 41 | 36 | 26 | 37.5 | 41 | 21 | 35 | 35 | 35.5 | 31 | 33 | 18 | 31 | 35.5 | 37.5 | 19 | 20 | 13 | 26.5 | 24.5 | 32.5 | 34 | 32 | 45 | 34 | 25 | 23 | 14 | 43 | 19 | 13 | 19.5 | 14 | 11 | 45 | 8.5 | 35.5 | 31 | 37 | 23 | 22.5 | 23 | 29 | 22 | 18 | 25 | 38 | 28 | 23 | 21 | 27 | 45.5 | 40 | 30 | 27 | 14 | 45 | 35.5 | 28.5 | 10.5 | 39 | 18 | 53.5 | 35.5 | 43 | 20 | 43 | 31 | 45 | -23 | 37.5 | 19 | 11 | 23 | 47 | 37.5 | 28 | 41 | 32 | 22 | 35.5 | 39 | 19.5 | 33
2013-01-17 21:00 | 38 | 39 | 34 | 36 | 26 | 36 | 34 | 43 | 24 | 26 | 18 | 34 | 24 | 34.5 | 44 | 32 | 49 | 35.5 | 28.5 | 25.5 | 17.5 | 42 | 21 | 32 | 23 | 7 | 19 | 45 | 12 | 34 | 38.5 | 38 | 21 | 27.5 | 24 | 33 | 32 | 26 | 33.5 | 38 | 31.5 | 35 | 21 | 31 | 47.5 | 41.5 | 32 | 28 | 14 | 45 | 37.5 | 39 | 16 | 40 | 25 | 55.5 | 39 | 42.5 | 25 | 46.5 | 36 | 46 | -16 | 39 | 22.5 | 16 | 24 | 46 | 37.5 | 34 | 39 | 36 | 25 | 39 | 41 | 21 | 32 | 34 | 34 | 32 | 33 | 15 | 31 | 26.5 | 39 | 19 | 19 | 15 | 26.5 | 23.5 | 33 | 37.5 | 32 | 45 | 35.5 | 25 | 25.5 | 12 | 41 | 16 | 5 | 21 | 6 | 10 | 45 | 8.5 | 34 | 33 | 35 | 19.5 | 22.5 | 21 | 30 | 22 | 18 | 32 | 38 | 29 | 19 | 17.5 | 28 | 45.5 | 40.5 | 30 | 26 | 13 | 44 | 35.5 | 28.5 | 14 | 39 | 18 | 53.5 | 37.5 | 41.5 | 17 | 43 | 30 | 45 | -24 | 39 | 19 | 12 | 23 | 45 | 37.5 | 29 | 39 | 32 | 24 | 37.5 | 39 | 17.5 | 32
2013-01-17 22:00 | 38 | 37.5 | 34 | 36 | 24 | 36 | 35.5 | 43 | 24 | 25 | 17 | 34 | 26 | 31.5 | 43 | 32 | 49 | 34 | 26.5 | 26 | 18 | 40 | 21 | 32 | 23 | 8 | 17 | 45 | 12 | 34 | 39.5 | 37 | 21 | 28 | 26 | 33 | 34 | 25 | 32.5 | 38 | 29.5 | 32 | 21 | 31 | 47 | 42 | 34 | 28 | 12 | 45 | 37.5 | 39 | 17.5 | 40 | 25 | 55.5 | 39 | 41 | 23 | 46.5 | 37 | 46 | -19 | 39 | 22 | 18 | 24 | 41 | 37.5 | 34 | 39 | 36 | 24 | 39 | 41 | 19.5 | 32 | 35 | 35.5 | 32 | 34 | 14 | 31 | 26.5 | 39 | 20 | 20 | 15 | 26.5 | 26 | 29.5 | 37.5 | 32 | 44 | 34 | 23 | 26 | 12 | 40 | 13 | 5 | 21 | 5 | 11 | 45 | 8.5 | 34 | 33.5 | 33.5 | 17.5 | 23.5 | 21 | 29 | 22 | 17 | 31 | 38 | 27.5 | 20 | 19.5 | 28 | 45 | 40 | 30 | 26 | 11 | 42 | 35.5 | 28.5 | 14 | 39 | 18 | 53.5 | 37.5 | 40 | 15 | 43 | 30 | 45 | -22.5 | 39 | 18.5 | 14 | 23 | 41 | 37.5 | 28 | 39 | 33 | 23 | 37.5 | 39 | 17.5 | 32
2013-01-17 23:00 | 38 | 37.5 | 34 | 36 | 24 | 37 | 37.5 | 43 | 23 | 23 | 17 | 34 | 23 | 33.5 | 42 | 32 | 48 | 35.5 | 25 | 27 | 17.5 | 39 | 21 | 32 | 23 | 7 | 15 | 46 | 12.5 | 34 | 41 | 38 | 21 | 30 | 23 | 34 | 34 | 22 | 31.5 | 38 | 28 | 28 | 21 | 32 | 47 | 41.5 | 30 | 27 | 10 | 40 | 37.5 | 39 | 17.5 | 40 | 26 | 55.5 | 39 | 39.5 | 25 | 46.5 | 36 | 47 | -21 | 37.5 | 22 | 21 | 24 | 40 | 37.5 | 34 | 39 | 34 | 24 | 39 | 41.5 | 21 | 32 | 35 | 35.5 | 32 | 34 | 15 | 31 | 26.5 | 39 | 19 | 17 | 14 | 26.5 | 22.5 | 31.5 | 33 | 32 | 45 | 34 | 19.5 | 24 | 12 | 39 | 12 | 10.5 | 19.5 | 5 | 10 | 45 | 8.5 | 34 | 32 | 34.5 | 19.5 | 24 | 19 | 29 | 20 | 15 | 30 | 38 | 23 | 19 | 19.5 | 28 | 45 | 39.5 | 28.5 | 26 | 9 | 38 | 35.5 | 28.5 | 16 | 40 | 18 | 53.5 | 37.5 | 38.5 | 16 | 43 | 31 | 46 | -28.5 | 37.5 | 19 | 17 | 23 | 40 | 37.5 | 29 | 39 | 32 | 23 | 37.5 | 39.5 | 19.5 | 32
2013-01-18 | 38 | 37.5 | 34 | 35 | 20 | 37 | 35.5 | 43 | 23 | 21 | 17 | 34 | 23 | 33.5 | 41.5 | 32.5 | 48 | 34 | 21 | 26.5 | 17.5 | 39 | 20 | 32.5 | 23 | 6 | 14 | 46 | 12 | 32 | 41.5 | 37 | 23 | 29.5 | 22 | 36 | 35 | 20 | 31 | 38 | 27.5 | 29 | 21 | 31 | 47 | 40.5 | 30 | 27 | 9 | 44 | 37.5 | 39 | 17.5 | 40 | 24 | 55.5 | 39 | 38.5 | 21 | 48 | 36 | 48 | -21 | 37.5 | 21.5 | 22 | 24 | 40 | 39 | 33 | 38.5 | 32 | 24 | 37.5 | 43 | 21 | 33 | 34 | 35.5 | 30 | 34 | 14 | 31 | 25 | 39 | 18 | 15 | 14 | 28.5 | 22.5 | 32 | 34.5 | 32.5 | 45 | 34 | 19.5 | 26.5 | 12 | 38 | 11 | 14.5 | 19.5 | 4 | 13 | 46 | 8.5 | 32 | 33.5 | 34 | 19.5 | 24 | 17 | 28 | 24 | 14 | 29.5 | 38 | 25.5 | 21 | 17.5 | 28 | 44 | 39 | 28.5 | 26 | 8 | 39 | 37.5 | 28.5 | 16 | 40 | 18 | 53.5 | 35.5 | 37 | 14 | 39 | 31 | 46 | -38 | 37.5 | 18.5 | 18 | 22 | 40 | 37.5 | 28 | 38.5 | 31 | 23 | 37.5 | 40 | 19.5 | 33
2013-01-18 01:00 | 38 | 37.5 | 28.5 | 35 | 19 | 37 | 32 | 43 | 19 | 21 | 15 | 34 | 26.5 | 36 | 40.5 | 32.5 | 48 | 34 | 23 | 26.5 | 16 | 39 | 19 | 33.5 | 23 | 9 | 14 | 46 | 12 | 34 | 41.5 | 37.5 | 21 | 29.5 | 21 | 37 | 35 | 22 | 30 | 38 | 27.5 | 29 | 23 | 32 | 47 | 40 | 28.5 | 27 | 10 | 44 | 37.5 | 38.5 | 19.5 | 41 | 25 | 55.5 | 37.5 | 37 | 21 | 46.5 | 35 | 47 | -21 | 37.5 | 21 | 21 | 24 | 39 | 39 | 33 | 38.5 | 31 | 24 | 37.5 | 43.5 | 26.5 | 33 | 35 | 34 | 28.5 | 34 | 12 | 31 | 25 | 39 | 15.5 | 15 | 13 | 28.5 | 26 | 32 | 32 | 31.5 | 45 | 34 | 21 | 26.5 | 10.5 | 38 | 10 | 15.5 | 19.5 | -4 | 13.5 | 46 | 8.5 | 34 | 32.5 | 35.5 | 17.5 | 23 | 17 | 29 | 24 | 14 | 28.5 | 38 | 25.5 | 22 | 19.5 | 27 | 43 | 38 | 26.5 | 25 | 8 | 40 | 37.5 | 28.5 | 19.5 | 40 | 18 | 52 | 35.5 | 35 | 15 | 39 | 31 | 46 | -27 | 37.5 | 19 | 18 | 22 | 39 | 37.5 | 28 | 38.5 | 29 | 23 | 37.5 | 40.5 | 21 | 33
2013-01-18 02:00 | 38 | 35.5 | 32 | 35 | 19 | 38 | 34 | 43 | 18 | 20 | 16 | 32 | 26 | 34 | 40 | 32 | 47 | 34 | 23 | 26 | 16 | 39 | 18 | 29.5 | 23 | 9 | 20 | 46 | 13.5 | 43 | 42 | 38 | 23 | 29 | 21 | 37 | 36 | 21 | 29 | 38 | 27 | 32 | 23 | 35 | 46 | 39.5 | 28.5 | 25 | 9 | 43 | 37.5 | 37.5 | 21 | 41 | 24 | 55.5 | 37.5 | 36.5 | 21 | 46.5 | 34 | 47 | -22 | 35.5 | 21 | 21 | 23 | 38 | 39 | 33 | 38.5 | 32 | 24 | 39 | 44 | 27 | 33 | 35 | 35.5 | 28.5 | 34 | 12 | 31 | 25 | 39 | 15.5 | 15 | 13 | 28.5 | 25 | 32.5 | 24 | 31.5 | 46 | 34 | 19.5 | 23 | 12 | 38 | 10 | 11.5 | 19.5 | 7 | 12 | 46 | 9.5 | 35.5 | 30 | 35 | 19.5 | 23 | 17 | 29 | 21.5 | 13 | 27.5 | 38 | 23 | 22 | 21 | 29 | 42.5 | 38 | 26.5 | 24 | 7 | 40 | 37.5 | 28.5 | 17.5 | 40 | 17 | 53.5 | 35.5 | 35 | 16 | 43 | 31 | 46 | -31.5 | 35.5 | 18.5 | 17 | 22 | 38 | 37.5 | 28 | 38.5 | 29 | 23 | 37.5 | 41 | 21.5 | 33
2013-01-18 03:00 | 38 | 37.5 | 32 | 36 | 18 | 38 | 34 | 43 | 17 | 20 | 14 | 30 | 25 | 32.5 | 36.5 | 32 | 46 | 34 | 23 | 25.5 | 14 | 39 | 17 | 34 | 25 | 9 | 15 | 46 | 14 | 44.5 | 41 | 36.5 | 19.5 | 28 | 19 | 38 | 36.5 | 29 | 28.5 | 38 | 26 | 31 | 21 | 34 | 45 | 39.5 | 25 | 27 | 9 | 43 | 37.5 | 39 | 21 | 41 | 26 | 55.5 | 37.5 | 36 | 17 | 46.5 | 35 | 48 | -24 | 35.5 | 20.5 | 20 | 23 | 38 | 39.5 | 33 | 38.5 | 31 | 24 | 39 | 44.5 | 26.5 | 33 | 35 | 35.5 | 28.5 | 34 | 11 | 31 | 25 | 39 | 15.5 | 13 | 11 | 26.5 | 23 | 32.5 | 30 | 31.5 | 45 | 34 | 21 | 25.5 | 10.5 | 38 | 9 | 15.5 | 21 | 7 | 15 | 46 | 10.5 | 34 | 31.5 | 33.5 | 17.5 | 22 | 14 | 30 | 25 | 15 | 27 | 38 | 25 | 24 | 19.5 | 27 | 41.5 | 38 | 25 | 25 | 6 | 40 | 37.5 | 28.5 | 19.5 | 41 | 18 | 53.5 | 35.5 | 34.5 | 10 | 44.5 | 31 | 46 | -42.5 | 35.5 | 18.5 | 16 | 22 | 37 | 39 | 29 | 38.5 | 28 | 23 | 37.5 | 41 | 21 | 33
2013-01-18 04:00 | 38 | 37.5 | 34 | 36 | 21 | 39 | 34 | 43 | 16.5 | 19 | 13 | 30 | 25 | 33 | 32.5 | 32 | 46 | 34 | 25 | 25.5 | 12 | 39 | 17 | 33.5 | 25 | 13 | 23 | 46 | 14 | 44.5 | 40 | 36 | 17.5 | 28 | 18 | 38 | 37 | 19 | 27.5 | 38 | 25.5 | 32 | 21 | 34 | 44 | 39 | 26.5 | 27 | 8 | 44 | 37.5 | 39 | 23 | 41 | 25 | 55.5 | 37.5 | 35 | 14 | 44.5 | 35 | 47 | -23 | 37.5 | 20.5 | 19 | 23 | 40 | 39 | 33 | 38 | 31 | 24 | 39 | 44.5 | 25 | 33 | 35 | 35.5 | 28.5 | 35 | 12 | 32 | 34 | 39 | 14.5 | 13 | 11 | 26.5 | 23 | 33 | 32 | 31.5 | 45 | 34 | 21 | 25.5 | 8.5 | 38 | 10 | 17 | 21 | 11 | 16.5 | 46 | 10.5 | 35.5 | 31.5 | 32.5 | 17.5 | 22 | 14 | 32 | 26 | 11 | 26 | 38 | 23.5 | 28 | 19.5 | 27 | 40 | 37 | 25 | 26 | 5 | 39 | 37.5 | 28.5 | 19.5 | 41 | 18 | 53.5 | 35.5 | 34 | 10 | 44.5 | 32 | 45 | -37 | 35.5 | 18.5 | 16 | 22 | 39 | 39 | 29 | 38 | 28 | 24 | 37.5 | 41 | 19.5 | 33
2013-01-18 05:00 | 38 | 37.5 | 34 | 37 | 18 | 39 | 26.5 | 43 | 16 | 18 | 14 | 30 | 25.5 | 33.5 | 29 | 31.5 | 46 | 35.5 | 23 | 25 | 10.5 | 40 | 16 | 35 | 26.5 | 15 | 30 | 46 | 12 | 44.5 | 39 | 39 | 21 | 27 | 19 | 38 | 38 | 30 | 26.5 | 38 | 25 | 31 | 21 | 34 | 43 | 39.5 | 25 | 27 | 8 | 44 | 39 | 39 | 25 | 42 | 26 | 55.5 | 37.5 | 33.5 | 14 | 44.5 | 35 | 48 | -27 | 37.5 | 20 | 18 | 23 | 41 | 39 | 33 | 38 | 30 | 24 | 39 | 44.5 | 25 | 33 | 35 | 35.5 | 28.5 | 35 | 9 | 32 | 26.5 | 39 | 15 | 12 | 11 | 26.5 | 23.5 | 33.5 | 29 | 30.5 | 45 | 35.5 | 21 | 22 | 8.5 | 39 | 10 | 18 | 23 | 13 | 15.5 | 46 | 8.5 | 35.5 | 29 | 37 | 17.5 | 22 | 14 | 31 | 23.5 | 14 | 25 | 37 | 20 | 30 | 19.5 | 27 | 40.5 | 38.5 | 23 | 25 | 6 | 38 | 37.5 | 28.5 | 21 | 42 | 17 | 53.5 | 35.5 | 32.5 | 9 | 43 | 32 | 45 | -35 | 35.5 | 18.5 | 15 | 22 | 40 | 39 | 29 | 38 | 28 | 24 | 37.5 | 41 | 19.5 | 33
2013-01-18 06:00 | 38 | 37.5 | 30 | 37 | 13 | 40 | 19.5 | 43 | 18 | 18 | 13 | 28.5 | 25.5 | 33.5 | 28.5 | 30.5 | 45 | 35.5 | 23 | 24 | 8.5 | 42 | 15 | 34.5 | 26.5 | 20 | 32 | 45 | 11.5 | 43 | 39 | 39.5 | 21 | 27 | 16 | 37 | 39 | 29 | 28 | 37 | 24.5 | 31 | 19.5 | 33 | 42 | 39.5 | 25 | 27 | 8 | 43 | 39 | 39 | 25 | 41 | 25 | 55.5 | 37.5 | 31.5 | 15 | 44.5 | 36 | 48 | -27 | 37.5 | 20 | 18 | 23 | 42 | 39 | 34 | 38 | 31 | 25 | 39 | 43 | 23 | 32 | 36 | 35.5 | 26.5 | 35 | 8 | 32 | 19.5 | 39 | 17 | 12 | 10 | 28.5 | 24.5 | 31.5 | 28.5 | 30 | 44 | 35.5 | 21 | 24 | 7 | 42 | 10 | 21.5 | 23 | 18 | 19 | 45 | 9 | 35.5 | 29 | 36.5 | 19.5 | 22 | 12 | 31 | 27 | 14 | 26 | 37 | 22.5 | 28 | 17.5 | 28 | 40 | 39.5 | 21 | 25 | 4 | 38 | 37.5 | 28.5 | 21 | 41 | 17 | 53.5 | 35.5 | 30.5 | 12 | 43 | 33 | 45 | -32.5 | 35.5 | 17.5 | 15 | 22 | 41 | 39 | 29 | 38 | 27 | 24 | 37.5 | 41 | 17.5 | 32
2013-01-18 07:00 | 38 | 37.5 | 37.5 | 37 | 16 | 35 | 21 | 43 | 18.5 | 18 | 12 | 28.5 | 27 | 34 | 28.5 | 29.5 | 45 | 34 | 25 | 23 | 10.5 | 43 | 14 | 34 | 25 | 26 | 33 | 45 | 10.5 | 43 | 39 | 39 | 21 | 26 | 17 | 39 | 39 | 31 | 28 | 36 | 24.5 | 31 | 19.5 | 33 | 41 | 40 | 25 | 26 | 8 | 43 | 39 | 39 | 25 | 41 | 27 | 55.5 | 37.5 | 30 | 15 | 44.5 | 37 | 46 | -27 | 37.5 | 5 | 15 | 22 | 43 | 39 | 34 | 38 | 29 | 25 | 39 | 44.5 | 21 | 32 | 36 | 35.5 | 26.5 | 35 | 9 | 31 | 21 | 39 | 16.5 | 12 | 9 | 26.5 | 24.5 | 32 | 28.5 | 28.5 | 44 | 34 | 21 | 23 | 8.5 | 42 | 9 | 18 | 21 | 19 | 20 | 45 | 8.5 | 34 | 25.5 | 35.5 | 19.5 | 22 | 13 | 29 | 27 | 13 | 27 | 36 | 22.5 | 27 | 17.5 | 28 | 39 | 40 | 23 | 24 | 4 | 38 | 37.5 | 28.5 | 21 | 41 | 17 | 53.5 | 35.5 | 28 | 11 | 43 | 34 | 43 | -49.5 | 35.5 | 1.5 | 14 | 21 | 42 | 39 | 28 | 38 | 26 | 24 | 39 | 43 | 17.5 | 32
2013-01-18 08:00 | 38 | 37.5 | 35.5 | 37 | 16 | 33 | 17.5 | 43 | 19 | 18 | 11 | 30 | 27.5 | 33.5 | 28 | 30 | 45 | 34 | 21 | 22 | 12 | 44 | 14 | 34 | 26.5 | 26 | 34 | 44.5 | 7 | 44.5 | 39 | 39 | 21 | 25 | 16 | 39 | 39 | 32 | 28 | 37 | 24 | 32 | 19.5 | 33 | 42.5 | 40.5 | 25 | 27 | 11 | 41 | 39 | 39 | 25 | 41 | 26 | 55.5 | 37.5 | 32.5 | 14 | 44.5 | 38 | 47 | -29 | 35.5 | 3 | 15 | 22 | 45 | 39 | 34 | 39 | 28 | 25 | 39 | 44.5 | 19.5 | 32 | 37 | 35.5 | 28.5 | 35 | 8 | 31 | 16 | 39 | 17 | 12 | 9 | 28.5 | 24.5 | 33.5 | 27 | 30 | 44 | 34 | 19.5 | 19 | 8.5 | 43 | 9 | 19.5 | 23 | 20 | 21 | 44.5 | 5 | 35.5 | 22 | 35.5 | 19.5 | 20 | 13 | 30 | 27 | 12 | 25 | 37 | 20 | 27 | 17.5 | 29 | 38.5 | 39.5 | 21 | 25 | 6 | 37 | 37.5 | 28.5 | 25 | 41 | 17 | 53.5 | 35.5 | 30.5 | 11 | 43 | 35 | 45 | -38 | 35.5 | 1.5 | 14 | 21 | 43 | 39 | 29 | 39 | 26 | 24 | 39 | 43 | 17.5 | 32
2013-01-18 09:00 | 38 | 37.5 | 39 | 38 | 15 | 35 | 16 | 43 | 19 | 27 | 11 | 30 | 27.5 | 33 | 29 | 31 | 46 | 34 | 23 | 20.5 | 12 | 46 | 14 | 35.5 | 28.5 | 30 | 33 | 45 | 3 | 44.5 | 36.5 | 39 | 25 | 24 | 25 | 41 | 40 | 33 | 29 | 37 | 23.5 | 32 | 23 | 34 | 43.5 | 40.5 | 25 | 27 | 9 | 39 | 39 | 39 | 26.5 | 41 | 28 | 55.5 | 39 | 34.5 | 13 | 44.5 | 38 | 48 | -25 | 37.5 | 7 | 16 | 23 | 46 | 39 | 35 | 41 | 29 | 25 | 39 | 46.5 | 19.5 | 33 | 37 | 37.5 | 28.5 | 35 | 8 | 31 | 14 | 39 | 18 | 21 | 8 | 28.5 | 25 | 33 | 29 | 30.5 | 44 | 34 | 19.5 | 20.5 | 8.5 | 44 | 8 | 21 | 23 | 24 | 22 | 45 | -0.5 | 37.5 | 23 | 35.5 | 21 | 20 | 19 | 30 | 27 | 12 | 25 | 37 | 22.5 | 28 | 19.5 | 28 | 38.5 | 40 | 23 | 25 | 5 | 37 | 37.5 | 28.5 | 25 | 41 | 18 | 55.5 | 35.5 | 33.5 | 9 | 43 | 36 | 44 | -45 | 35.5 | 3 | 14 | 21 | 45 | 39 | 28 | 41 | 26 | 24 | 39 | 44.5 | 16 | 33
2013-01-18 10:00 | 39 | 39 | 37.5 | 39 | 16 | 37 | 19.5 | 44.5 | 22 | 34 | 11 | 30 | 28 | 34.5 | 29.5 | 31.5 | 49 | 34 | 25 | 19 | 14 | 47 | 13 | 35.5 | 29.5 | 32 | 34 | 46 | 7 | 35.5 | 34.5 | 40.5 | 28.5 | 24 | 29 | 41 | 41 | 34 | 30 | 37 | 23.5 | 32 | 26.5 | 36 | 45 | 41 | 28.5 | 27 | 11 | 45 | 39 | 39 | 26.5 | 42 | 32 | 57 | 41 | 37 | 15 | 44.5 | 39 | 53 | -24 | 44.5 | 16 | 19 | 23 | 48 | 41 | 36 | 45 | 29 | 26 | 41 | 46.5 | 19 | 33 | 39 | 37.5 | 30 | 36 | 9 | 32 | 17.5 | 39 | 20 | 26 | 8 | 28.5 | 25 | 32.5 | 29.5 | 31 | 46 | 34 | 19.5 | 18 | 10.5 | 45 | 8 | 19.5 | 23 | 27 | 22 | 46 | 5 | 35.5 | 23.5 | 37 | 21 | 20 | 25 | 29 | 27 | 13 | 26 | 37 | 22.5 | 28 | 21 | 28 | 38 | 40 | 25 | 27 | 8 | 39 | 39 | 28.5 | 25 | 41 | 19 | 55.5 | 35.5 | 36 | 12 | 44.5 | 37 | 48 | -34.5 | 35.5 | 10.5 | 15 | 21 | 45 | 41 | 28 | 44 | 26 | 24 | 39 | 44.5 | 14.5 | 33
2013-01-18 11:00 | 44 | 39 | 43 | 40 | 20 | 36 | 25 | 44.5 | 25 | 39 | 16 | 32 | 29 | 36 | 30 | 32.5 | 50 | 35.5 | 25 | 18 | 17.5 | 49 | 14 | 35.5 | 30 | 32 | 34 | 46 | 5 | 35.5 | 32 | 42.5 | 30 | 23 | 35 | 42 | 41 | 39 | 31.5 | 38 | 23 | 34 | 28.5 | 38 | 47 | 43 | 30 | 27 | 13 | 46 | 41 | 39 | 28.5 | 44 | 35 | 57 | 43 | 40 | 19 | 46.5 | 40 | 53 | -19 | 43 | 16 | 21 | 23 | 50 | 41 | 36 | 49.5 | 30 | 27 | 43 | 50 | 19 | 35 | 42 | 37.5 | 28.5 | 36 | 10 | 32 | 16 | 41 | 22 | 24 | 9 | 28.5 | 26 | 34 | 25 | 31.5 | 45 | 35.5 | 21 | 10 | 12 | 45 | 8 | 23 | 23 | 29 | 23 | 46 | 1.5 | 35.5 | 23 | 37 | 21 | 19 | 28 | 30 | 28 | 14 | 27.5 | 38 | 20 | 28 | 23 | 29 | 39.5 | 41.5 | 26.5 | 27 | 9 | 40 | 39 | 28.5 | 25 | 43 | 20 | 55.5 | 34 | 37 | 14 | 44.5 | 38 | 46 | -29 | 37.5 | 9.5 | 16 | 22 | 45 | 41 | 28 | 46 | 26 | 24 | 39 | 48 | 12.5 | 34
2013-01-18 12:00 | 43 | 43 | 43 | 41 | 23 | 37 | 25 | 44.5 | 27 | 42 | 19 | 32 | 29.5 | 37.5 | 30.5 | 32.5 | 51 | 35.5 | 26.5 | 18.5 | 17.5 | 51 | 17 | 37.5 | 32 | 32 | 36 | 46 | 8.5 | 37.5 | 35.5 | 42.5 | 32 | 24 | 41 | 43 | 43 | 41 | 32.5 | 39 | 23 | 35 | 32 | 38 | 49 | 45 | 32 | 27 | 16 | 48 | 41 | 41 | 28.5 | 45 | 38 | 57 | 44.5 | 43 | 22 | 46.5 | 40 | 54 | -16 | 46.5 | 19.5 | 24 | 23 | 53 | 41 | 37 | 54 | 30 | 27 | 43 | 53.5 | 19.5 | 36 | 42 | 37.5 | 26.5 | 36 | 12 | 32 | 19.5 | 43 | 22 | 25 | 9 | 28.5 | 26 | 35.5 | 28.5 | 31 | 45 | 35.5 | 21 | 16.5 | 14 | 46 | 9 | 26.5 | 25 | 29 | 20 | 46 | 7 | 37.5 | 25.5 | 37 | 21 | 20 | 28 | 31 | 29 | 13 | 28.5 | 38 | 22.5 | 28 | 25 | 29 | 40 | 41.5 | 26.5 | 26 | 12 | 40 | 39 | 28.5 | 26.5 | 43 | 21 | 55.5 | 34 | 37.5 | 15 | 44.5 | 37 | 46 | -29 | 37.5 | 10.5 | 17 | 22 | 45 | 41 | 28 | 48 | 26 | 22 | 43 | 46.5 | 12 | 35
2013-01-18 13:00 | 42 | 43 | 44.5 | 39 | 27 | 38 | 26.5 | 46.5 | 28 | 47 | 18 | 34 | 31 | 39 | 31.5 | 32.5 | 52 | 37.5 | 28.5 | 19 | 21 | 53 | 16 | 37.5 | 32 | 32 | 40 | 47 | 14 | 39 | 38.5 | 42 | 35.5 | 25 | 46 | 44 | 42 | 41 | 32.5 | 39 | 23 | 36 | 34 | 40 | 51 | 47 | 34 | 28 | 19 | 48 | 43 | 39 | 28.5 | 46 | 41 | 57 | 46.5 | 46 | 25 | 48 | 40 | 53 | -14 | 48 | 22 | 24 | 24 | 54 | 43 | 37 | 50 | 31 | 28 | 44.5 | 55.5 | 19.5 | 38 | 41 | 37.5 | 25 | 37 | 14 | 32 | 19.5 | 43 | 21 | 25 | 8 | 30 | 27.5 | 37 | 27.5 | 31 | 46 | 37.5 | 23 | 17 | 16 | 40 | 9 | 23 | 25 | 29 | 19 | 47 | 10.5 | 39 | 25.5 | 36.5 | 19.5 | 21 | 27 | 30 | 29 | 14 | 27.5 | 38 | 22 | 28 | 25 | 29 | 40 | 41 | 26.5 | 25 | 14 | 39 | 39 | 28.5 | 26.5 | 41 | 21 | 55.5 | 34 | 37 | 16 | 46.5 | 36 | 46 | -28 | 39 | 12 | 16 | 22 | 41 | 41 | 28 | 47 | 27 | 24 | 43 | 50 | 12 | 36
2013-01-18 14:00 | 44 | 43 | 44.5 | 40 | 30 | 40 | 30 | 46.5 | 31 | 50 | 20 | 35.5 | 31 | 38.5 | 32 | 33 | 54 | 37.5 | 28.5 | 20 | 25 | 53 | 16 | 39 | 31.5 | 33 | 38 | 48 | 12 | 43 | 42 | 42 | 37.5 | 25 | 47 | 44 | 47 | 41 | 30.5 | 40 | 23 | 36 | 34 | 41 | 51 | 47 | 34 | 29 | 19 | 50 | 43 | 41 | 28.5 | 46 | 44 | 62.5 | 46.5 | 46 | 28 | 48 | 40 | 55 | -12 | 46.5 | 24 | 25 | 24 | 53 | 43 | 37 | 54 | 32 | 28 | 44.5 | 53.5 | 19 | 37 | 42 | 37.5 | 28.5 | 39 | 13 | 32 | 30 | 43 | 11 | 25 | 8 | 30 | 27.5 | 35 | 23 | 31.5 | 46 | 37.5 | 25 | 12 | 19.5 | 42 | 8 | 23 | 23.5 | 30 | 18 | 48 | 10.5 | 39 | 25 | 36.5 | 19.5 | 20 | 29 | 32 | 29 | 14 | 27 | 38 | 18 | 28 | 25 | 30 | 40 | 39.5 | 28.5 | 25 | 13 | 39 | 39 | 28.5 | 26.5 | 38 | 23 | 57 | 34 | 38 | 16 | 46.5 | 32 | 43 | -29 | 37.5 | 14 | 17 | 22 | 40 | 41 | 28 | 49 | 27 | 23 | 44.5 | 46.5 | 12.5 | 35
2013-01-18 15:00 | 45 | 44.5 | 41 | 39 | 30 | 40 | 28.5 | 46.5 | 30 | 51 | 22 | 35.5 | 31.5 | 40 | 29 | 33.5 | 56 | 37.5 | 28.5 | 19 | 28.5 | 52 | 16 | 41 | 29.5 | 33 | 37 | 48 | 14 | 44.5 | 40.5 | 42 | 37.5 | 25 | 45 | 42 | 46 | 34 | 30 | 40 | 22 | 36 | 34 | 41 | 51 | 47 | 35.5 | 29 | 19 | 50 | 43 | 41 | 30 | 46 | 46 | 62.5 | 48 | 46 | 28 | 48 | 40 | 56 | -11 | 46.5 | 25 | 25 | 24 | 52 | 43 | 38 | 54 | 30 | 28 | 44.5 | 53.5 | 17.5 | 50 | 44 | 39 | 30 | 38 | 13 | 32 | 28.5 | 43 | 14 | 25 | 5 | 30 | 27.5 | 36.5 | 25.5 | 31.5 | 46 | 37.5 | 25 | 17.5 | 21 | 38 | 8 | 25 | 27 | 31 | 17 | 47 | 10.5 | 39 | 27 | 40 | 23 | 22 | 28 | 33 | 28 | 16 | 27 | 39 | 21.5 | 29 | 25 | 30 | 39 | 38 | 28.5 | 25 | 11 | 40 | 41 | 28.5 | 26.5 | 37 | 25 | 57 | 34 | 38.5 | 16 | 46.5 | 32 | 43 | -28 | 37.5 | 14 | 16 | 22 | 39 | 39 | 28 | 47 | 28 | 24 | 44.5 | 48 | 12 | 43
2013-01-18 16:00 | 44 | 44.5 | 43 | 40 | 31 | 40 | 28.5 | 46.5 | 30 | 48 | 22 | 34 | 31.5 | 40 | 26 | 33 | 56 | 39 | 30 | 18.5 | 26.5 | 49 | 16 | 39 | 29 | 33 | 34 | 48 | 14 | 44.5 | 39.5 | 42 | 37.5 | 25 | 43 | 41 | 45 | 34 | 30.5 | 40 | 21 | 36 | 28.5 | 40 | 51 | 47 | 34 | 29 | 18 | 49 | 44.5 | 41 | 30 | 45 | 43 | 61 | 46.5 | 46 | 28 | 48 | 39 | 55 | -14 | 46.5 | 26 | 22 | 24 | 49 | 43 | 37 | 52 | 30 | 28 | 44.5 | 52 | 17.5 | 50 | 42 | 39 | 28.5 | 39 | 12 | 32 | 28.5 | 43 | 16 | 27 | 5 | 30 | 27.5 | 34.5 | 24 | 30.5 | 46 | 39 | 25 | 17.5 | 17.5 | 37 | 7 | 26.5 | 25.5 | 28 | 19 | 47 | 10.5 | 41 | 27 | 38.5 | 23 | 20 | 26 | 31 | 26 | 18 | 27 | 38 | 21 | 29 | 21 | 32 | 38 | 35 | 28.5 | 25 | 13 | 40 | 41 | 28.5 | 28.5 | 34 | 29 | 57 | 35.5 | 38 | 16 | 46.5 | 32 | 42 | -28 | 37.5 | 17.5 | 15 | 22 | 37 | 41 | 28 | 44 | 28 | 25 | 44.5 | 46.5 | 12 | 42
2013-01-18 17:00 | 41 | 43 | 39 | 40 | 27 | 38 | 28.5 | 46.5 | 28 | 43 | 20 | 34 | 32 | 39.5 | 23 | 32 | 52 | 41 | 30 | 18 | 25 | 46 | 15 | 41 | 29 | 33 | 33 | 48 | 8.5 | 43 | 38 | 43.5 | 35.5 | 25 | 36 | 43 | 40 | 33 | 30.5 | 40 | 20 | 32 | 25 | 40 | 48.5 | 45 | 32 | 29 | 16 | 48 | 43 | 39 | 30 | 41 | 37 | 53.5 | 44.5 | 44 | 25 | 48 | 38 | 51 | -17 | 46.5 | 25 | 19 | 23 | 46 | 43 | 36 | 49 | 30 | 27 | 44.5 | 48 | 17 | 49 | 40 | 39 | 30 | 39 | 13 | 31 | 21 | 43 | 19 | 26 | 3 | 30 | 28 | 36 | 19 | 30.5 | 47 | 41 | 25 | 11 | 17.5 | 37 | 7 | 26.5 | 27 | 31 | 17 | 47 | 7 | 37.5 | 25 | 40 | 25 | 22 | 23 | 31 | 25 | 17 | 28 | 38 | 19 | 27 | 19.5 | 33 | 38 | 36 | 28.5 | 25 | 13 | 40 | 41 | 28.5 | 28.5 | 35 | 29 | 52 | 39 | 38 | 16 | 46.5 | 32 | 41 | -30 | 37.5 | 17.5 | 14 | 22 | 37 | 41 | 28 | 43 | 29 | 26 | 43 | 46.5 | 12.5 | 40
2013-01-18 18:00 | 41 | 44.5 | 37.5 | 40 | 27 | 37 | 19.5 | 46.5 | 25 | 34 | 18 | 34 | 33.5 | 35.5 | 21.5 | 31.5 | 50 | 41 | 30 | 14 | 23 | 43 | 12 | 37.5 | 32 | 33 | 31 | 47 | 8.5 | 39 | 34 | 43.5 | 34 | 25 | 29 | 43 | 41 | 30 | 31.5 | 39 | 19 | 30 | 23 | 39 | 45.5 | 43 | 28.5 | 29 | 13 | 47 | 43 | 39 | 30 | 37 | 34 | 53.5 | 44.5 | 42 | 21 | 48 | 38 | 51 | -19 | 44.5 | 14.5 | 16 | 23 | 43 | 43 | 35 | 42 | 29 | 28 | 46.5 | 46.5 | 17.5 | 48 | 40 | 39 | 30 | 38 | 12 | 31 | 17.5 | 43 | 23 | 23 | 2 | 30 | 28 | 33.5 | 21 | 30.5 | 46 | 41 | 25 | 14 | 16 | 38 | 6 | 28.5 | 27 | 31 | 18 | 47 | 7 | 35.5 | 24.5 | 38 | 26.5 | 21 | 21 | 30 | 24 | 19 | 30 | 37 | 19 | 27 | 17.5 | 33 | 37 | 36.5 | 26.5 | 24 | 11 | 39 | 43 | 28.5 | 28.5 | 34 | 28 | 53.5 | 39 | 37 | 13 | 46.5 | 31 | 41 | -26 | 37.5 | 10 | 13 | 21 | 36 | 41 | 28 | 40 | 28 | 26 | 43 | 43 | 12 | 39
2013-01-18 19:00 | 40 | 43 | 41 | 40 | 26 | 36 | 16 | 46.5 | 24 | 30 | 14 | 32 | 32.5 | 33.5 | 19.5 | 31.5 | 46 | 41 | 30 | 10 | 19.5 | 42 | 6 | 38 | 30 | 31 | 28 | 47 | 14 | 39 | 30 | 41.5 | 34 | 26 | 26 | 44 | 37 | 33 | 32.5 | 39 | 18 | 32 | 21 | 38 | 43 | 41 | 26.5 | 29 | 12 | 42 | 43 | 39 | 30 | 34 | 30 | 55.5 | 43 | 40 | 20 | 46.5 | 37 | 51 | -23 | 44.5 | 10.5 | 17 | 23 | 42 | 43 | 35 | 40 | 28 | 28 | 45.5 | 48 | 16 | 47 | 40 | 41 | 30 | 38 | 12 | 31 | 14 | 43 | 23 | 22 | 1 | 32 | 28 | 31.5 | 19.5 | 30 | 45 | 41 | 26.5 | 10 | 16 | 38 | 2 | 26.5 | 26.5 | 29 | 15 | 47 | 12 | 37.5 | 22.5 | 39.5 | 26.5 | 21 | 21 | 30 | 24 | 17 | 31.5 | 37 | 16.5 | 28 | 17.5 | 33 | 36 | 36 | 26.5 | 24 | 10 | 37 | 43 | 28.5 | 28.5 | 32 | 25 | 55.5 | 39 | 36 | 13 | 44.5 | 31 | 41 | -26 | 37.5 | 8.5 | 14 | 22 | 36 | 43 | 28 | 38 | 28 | 26 | 42.5 | 44.5 | 12 | 38
2013-01-18 20:00 | 41 | 42.5 | 39 | 40 | 25 | 40 | 19.5 | 44.5 | 24 | 29 | 18 | 32 | 33 | 32 | 18 | 31 | 43 | 43 | 32 | 6 | 23 | 44 | 8 | 39 | 30 | 28 | 30 | 47 | 16 | 39 | 26 | 41.5 | 34 | 29 | 27 | 45 | 36 | 35 | 31 | 38 | 17 | 31 | 19.5 | 37 | 41.5 | 41 | 26.5 | 29 | 12 | 41 | 44.5 | 39 | 30 | 32 | 28 | 55.5 | 43 | 38.5 | 18 | 46.5 | 38 | 49 | -23 | 41 | 11 | 15 | 23 | 43 | 43 | 34 | 37 | 30 | 27 | 45.5 | 46.5 | 16 | 49 | 39 | 41.5 | 30 | 39 | 11 | 30 | 17.5 | 43 | 23 | 23 | 4 | 30 | 28 | 30 | 15 | 30 | 42 | 43 | 26.5 | 3 | 17.5 | 37 | 3 | 25 | 26.5 | 27 | 13 | 47 | 12 | 34 | 18 | 39.5 | 28.5 | 22 | 22 | 31 | 25 | 16 | 28 | 35 | 11 | 27 | 16 | 33 | 36 | 37 | 26.5 | 25 | 10 | 36 | 41 | 30 | 28.5 | 32 | 25 | 55.5 | 39 | 35 | 12 | 44.5 | 32 | 40 | -24.5 | 35.5 | 9 | 13 | 21 | 36 | 43 | 28 | 37 | 29 | 26 | 42.5 | 43 | 12 | 41
2013-01-18 21:00 | 40 | 42.5 | 39 | 47 | 20 | 37 | 16 | 44.5 | 25 | 29 | 16 | 34 | 33.5 | 31 | 16.5 | 31 | 45 | 43 | 30 | 4.5 | 26.5 | 44 | 3 | 37.5 | 30 | 23 | 27 | 46.5 | 14.5 | 37.5 | 23 | 41.5 | 34 | 29 | 26 | 45 | 36 | 36 | 35.5 | 38 | 14.5 | 33 | 19.5 | 35 | 40.5 | 41 | 25 | 29 | 16 | 40 | 44.5 | 39 | 30 | 37 | 28 | 55.5 | 43 | 36.5 | 17 | 48 | 38 | 48 | -24 | 43 | 11.5 | 12 | 22 | 42 | 44.5 | 34 | 36 | 31 | 26 | 45 | 46.5 | 17.5 | 52 | 37 | 42 | 28.5 | 40 | 10 | 31 | 16 | 43 | 23 | 22 | 6 | 30 | 28.5 | 30.5 | 16.5 | 30 | 45 | 43 | 28.5 | 4.5 | 19.5 | 37 | -1 | 25 | 26.5 | 21 | 22 | 46.5 | 11.5 | 35.5 | 18 | 39.5 | 28.5 | 21 | 22 | 32 | 26 | 16 | 34.5 | 35 | 12 | 28 | 16 | 33 | 36 | 38 | 25 | 24 | 14 | 36 | 41 | 30 | 28.5 | 35 | 25 | 55.5 | 39 | 34.5 | 11 | 44.5 | 32 | 40 | -27 | 32 | 9.5 | 10 | 21 | 36 | 43 | 28 | 35.5 | 29 | 26 | 42.5 | 43 | 12 | 43
2013-01-18 22:00 | 36 | 43 | 41 | 47 | 20 | 36 | 16 | 44.5 | 25 | 27 | 17 | 32 | 33.5 | 32 | 15.5 | 31 | 40 | 44.5 | 30 | 3.5 | 26.5 | 44 | 3 | 37.5 | 30 | 20 | 24 | 47 | 13.5 | 39 | 20 | 41 | 32 | 30 | 24 | 45 | 36 | 38 | 34.5 | 38 | 12.5 | 30 | 17.5 | 36 | 39 | 41 | 26.5 | 29 | 16 | 39 | 43 | 39 | 30 | 37 | 23 | 55.5 | 43 | 35 | 13 | 46.5 | 38 | 48 | -24 | 43 | 11.5 | 7 | 22 | 44 | 43 | 34 | 35 | 31 | 26 | 45 | 46.5 | 17.5 | 51 | 35 | 43 | 26.5 | 42 | 10 | 30 | 10.5 | 43 | 22 | 21 | 6 | 30 | 28.5 | 30.5 | 15.5 | 30 | 40 | 44.5 | 28.5 | 3.5 | 19.5 | 37 | 2 | 25 | 26.5 | 19 | 20 | 47 | 11 | 35.5 | 16 | 39.5 | 28.5 | 22 | 19 | 33 | 26 | 16 | 33.5 | 35 | 10.5 | 26 | 16 | 33 | 35 | 38 | 26.5 | 24 | 14 | 36 | 41 | 30 | 28.5 | 35 | 20 | 55.5 | 39 | 33 | 8 | 44.5 | 32 | 40 | -24 | 34 | 9.5 | 4 | 21 | 34 | 43 | 28 | 34.5 | 28 | 25 | 42.5 | 44.5 | 12 | 43