## Info
Energy Efficiency Follow Up Questions
1. We would like to request more information about the specific energy efficiency bundles used in the BPA resource program. Specifically, we would like to better understand what was in each of these bundles and what bundles each of the portfolios took.
Each tab presents the savings data from Resource Program Portfolio 1, 2 or 3. The portfolio is labled in the tab name.
Columns A-C are the bundles from the Resource Program. They are lost opp/retrofit, end use, and levelized cost bundle.
Columns D-F are the measure bundles from the Conservation Potential Assessment.
Column G is the amount of the total savings potential from the bundle that was chosen by the Resource Program. Most are either 0% (no savings in that bundle were chosen) or 100% (the entire savings in the bundle was chosen). A few bundles have a share of the total savings (e.g. 66%).
Columns H-AA are the annual cumulative aMW by bundle. The sum of the entire column is the total cumulative savings chosen by the model for that given year.
This information was made publicly available on July 2, 2018, and contains information not directly sourced from BPA financial statements

## Portfolio 1
Lost Opportunity Retro | IRP End Use | IRP Cost Bundle | Measure Category | Sector | Measure Application | IRP Percent | Prog Adj Cumulative_aMW_2020 | Prog Adj Cumulative_aMW_2021 | Prog Adj Cumulative_aMW_2022 | Prog Adj Cumulative_aMW_2023 | Prog Adj Cumulative_aMW_2024 | Prog Adj Cumulative_aMW_2025 | Prog Adj Cumulative_aMW_2026 | Prog Adj Cumulative_aMW_2027 | Prog Adj Cumulative_aMW_2028 | Prog Adj Cumulative_aMW_2029 | Prog Adj Cumulative_aMW_2030 | Prog Adj Cumulative_aMW_2031 | Prog Adj Cumulative_aMW_2032 | Prog Adj Cumulative_aMW_2033 | Prog Adj Cumulative_aMW_2034 | Prog Adj Cumulative_aMW_2035 | Prog Adj Cumulative_aMW_2036 | Prog Adj Cumulative_aMW_2037 | Prog Adj Cumulative_aMW_2038 | Prog Adj Cumulative_aMW_2039
Discretionary | Lighting | $40.01/MWh to $50/MWh | Lighting | Agricultural | 35-44W LED fixture & NEW Photocell_Replacing_100W HID fixture | 0% | 0 | 0 | 0 | 0 | 0 | 0 | 0 | 0 | 0 | 0 | 0 | 0 | 0 | 0 | 0 | 0 | 0 | 0 | 0 | 0
Discretionary | Lighting | $20.01/MWh to $25/MWh | Lighting | Agricultural | 35-44W LED fixture & NEW Photocell_Replacing_150W HID fixture | 0% | 0 | 0 | 0 | 0 | 0 | 0 | 0 | 0 | 0 | 0 | 0 | 0 | 0 | 0 | 0 | 0 | 0 | 0 | 0 | 0
Discretionary | Lighting | $10.01/MWh to $20/MWh | Lighting | Agricultural | 35-44W LED fixture & NEW Photocell_Replacing_175W MH fixture | 100% | 0.16743 | 0.28603 | 0.36898 | 0.43429 | 0.49211 | 0.54302 | 0.58708 | 0.62489 | 0.65711 | 0.68441 | 0.70756 | 0.72578 | 0.74012 | 0.75141 | 0.7603 | 0.76734 | 0.77286 | 0.77721 | 0.78063 | 0.78332
Discretionary | Lighting | $40.01/MWh to $50/MWh | Lighting | Agricultural | 35-44W LED fixture & NEW Photocell_Replacing_175W MV fixture | 0% | 0 | 0 | 0 | 0 | 0 | 0 | 0 | 0 | 0 | 0 | 0 | 0 | 0 | 0 | 0 | 0 | 0 | 0 | 0 | 0
Discretionary | Lighting | $10.01/MWh to $20/MWh | Lighting | Agricultural | 35-44W LED fixture & NEW Photocell_Replacing_200W HID fixture | 100% | 0.18765 | 0.32057 | 0.41355 | 0.48674 | 0.55154 | 0.6086 | 0.65798 | 0.70036 | 0.73647 | 0.76707 | 0.79301 | 0.81343 | 0.82951 | 0.84216 | 0.85212 | 0.86001 | 0.8662 | 0.87107 | 0.87491 | 0.87793
Discretionary | Other | $0.01/MWh to $10/MWh | Irrigation Pressure | Agricultural | Convert Medium Pressure Center Pivot to Low pressure system | 100% | 0.0088404 | 0.026639 | 0.058462 | 0.11061 | 0.19032 | 0.30582 | 0.46405 | 0.67062 | 0.92797 | 1.2336 | 1.5803 | 1.9519 | 2.3279 | 2.6852 | 3.0017 | 3.2624 | 3.4583 | 3.5926 | 3.6755 | 3.7156
Discretionary | Other | $0.01/MWh to $10/MWh | Irrigation Pressure | Agricultural | Convert High Pressure Center Pivot to Low pressure system | 100% | 0.0052854 | 0.015943 | 0.035029 | 0.066356 | 0.11432 | 0.18401 | 0.27963 | 0.40464 | 0.56059 | 0.74604 | 0.95694 | 1.1833 | 1.4128 | 1.6311 | 1.8247 | 1.9847 | 2.105 | 2.1875 | 2.2386 | 2.2633
Discretionary | Other | $40.01/MWh to $50/MWh | Irrigation Pressure | Agricultural | Convert wheel line systems to low pressure systems on alfalfa acreage | 0% | 0 | 0 | 0 | 0 | 0 | 0 | 0 | 0 | 0 | 0 | 0 | 0 | 0 | 0 | 0 | 0 | 0 | 0 | 0 | 0
Discretionary | Other | $35.01/MWh to $40/MWh | Irrigation Pressure | Agricultural | Convert hand line systems to low pressure systems on alfalfa acreage | 0% | 0 | 0 | 0 | 0 | 0 | 0 | 0 | 0 | 0 | 0 | 0 | 0 | 0 | 0 | 0 | 0 | 0 | 0 | 0 | 0
Discretionary | Other | $10.01/MWh to $20/MWh | Irrigation Pressure | Agricultural | Convert Medium Pressure Center Pivot to Low pressure system | 100% | 0.0001311 | 0.00039517 | 0.00086763 | 0.0016422 | 0.0028276 | 0.0045394 | 0.0068876 | 0.0099579 | 0.013788 | 0.018345 | 0.023502 | 0.029037 | 0.034645 | 0.039977 | 0.044708 | 0.048593 | 0.05152 | 0.053527 | 0.054767 | 0.055367
Discretionary | Other | $10.01/MWh to $20/MWh | Irrigation Pressure | Agricultural | Convert High Pressure Center Pivot to Low pressure system | 100% | 5.5459e-05 | 0.00016717 | 0.00036703 | 0.0006947 | 0.0011961 | 0.0019202 | 0.0029136 | 0.0042124 | 0.0058327 | 0.0077603 | 0.0099419 | 0.012283 | 0.014655 | 0.016911 | 0.018912 | 0.020556 | 0.021794 | 0.022643 | 0.023167 | 0.023421
Discretionary | Other | $60.01/MWh to $80/MWh | Irrigation Pressure | Agricultural | Convert wheel line systems to low pressure systems on alfalfa acreage | 0% | 0 | 0 | 0 | 0 | 0 | 0 | 0 | 0 | 0 | 0 | 0 | 0 | 0 | 0 | 0 | 0 | 0 | 0 | 0 | 0
Discretionary | Other | $50.01/MWh to $60/MWh | Irrigation Pressure | Agricultural | Convert hand line systems to low pressure systems on alfalfa acreage | 0% | 0 | 0 | 0 | 0 | 0 | 0 | 0 | 0 | 0 | 0 | 0 | 0 | 0 | 0 | 0 | 0 | 0 | 0 | 0 | 0
Discretionary | Other | $10.01/MWh to $20/MWh | Irrigation Pressure | Agricultural | Convert wheel line systems to low pressure systems on alfalfa acreage | 100% | 0.0022172 | 0.0067034 | 0.014764 | 0.028042 | 0.048435 | 0.078243 | 0.11927 | 0.17306 | 0.24033 | 0.32057 | 0.41228 | 0.51101 | 0.61136 | 0.70712 | 0.79228 | 0.86299 | 0.91625 | 0.95291 | 0.97565 | 0.98669
Discretionary | Other | $10.01/MWh to $20/MWh | Irrigation Pressure | Agricultural | Convert hand line systems to low pressure systems on alfalfa acreage | 100% | 0.00029999 | 0.00090709 | 0.0019979 | 0.003794 | 0.0065526 | 0.010581 | 0.016125 | 0.023391 | 0.032482 | 0.043319 | 0.055696 | 0.069017 | 0.082554 | 0.095466 | 0.10695 | 0.11647 | 0.12365 | 0.12858 | 0.13164 | 0.13313
Discretionary | Other | $80.01/MWh to $100/MWh | Irrigation Pressure | Agricultural | Convert Medium Pressure Center Pivot to Low pressure system | 0% | 0 | 0 | 0 | 0 | 0 | 0 | 0 | 0 | 0 | 0 | 0 | 0 | 0 | 0 | 0 | 0 | 0 | 0 | 0 | 0
Discretionary | Other | $20.01/MWh to $25/MWh | Irrigation Pressure | Agricultural | Convert hand line systems to low pressure systems on alfalfa acreage | 0% | 0 | 0 | 0 | 0 | 0 | 0 | 0 | 0 | 0 | 0 | 0 | 0 | 0 | 0 | 0 | 0 | 0 | 0 | 0 | 0
Discretionary | Other | $0.01/MWh to $10/MWh | Dairy | Agricultural | VSD - Vacuum Pump | 100% | 0.0009203 | 0.0020588 | 0.0034638 | 0.0051079 | 0.0069999 | 0.0092332 | 0.011709 | 0.014265 | 0.016698 | 0.018808 | 0.020458 | 0.021601 | 0.022291 | 0.022634 | 0.022722 | 0.022753 | 0.022762 | 0.022764 | 0.022764 | 0.022764
Discretionary | Other | $0.01/MWh to $10/MWh | Dairy | Agricultural | Plate Milk Pre-cooler | 100% | 0.0049399 | 0.011095 | 0.018751 | 0.027776 | 0.038247 | 0.050712 | 0.064661 | 0.079184 | 0.093127 | 0.10532 | 0.11492 | 0.12163 | 0.12571 | 0.12783 | 0.12875 | 0.12908 | 0.12918 | 0.1292 | 0.1292 | 0.1292
Discretionary | Lighting | $0.01/MWh to $10/MWh | Dairy | Agricultural | Energy Efficient Lighting | 100% | 0.0033174 | 0.0074489 | 0.012585 | 0.018636 | 0.025652 | 0.034 | 0.043336 | 0.05305 | 0.06237 | 0.070516 | 0.076928 | 0.081405 | 0.084126 | 0.085536 | 0.086135 | 0.086348 | 0.086409 | 0.086423 | 0.086425 | 0.086425
Discretionary | Other | $0.01/MWh to $10/MWh | Dairy | Agricultural | Heat Recovery Refrigeration | 100% | 0.0024999 | 0.0055693 | 0.0093255 | 0.013686 | 0.018659 | 0.024474 | 0.030852 | 0.037369 | 0.043509 | 0.048788 | 0.052873 | 0.055676 | 0.057353 | 0.058137 | 0.058137 | 0.058137 | 0.058137 | 0.058137 | 0.058137 | 0.058137
Discretionary | Other | $0/MWh and Under | Dairy | Agricultural | Plate Milk Pre-Cooler | 100% | 0.0012399 | 0.0027622 | 0.0046251 | 0.0067876 | 0.0092543 | 0.012138 | 0.015302 | 0.018533 | 0.021579 | 0.024197 | 0.026223 | 0.027613 | 0.028445 | 0.028834 | 0.028834 | 0.028834 | 0.028834 | 0.028834 | 0.028834 | 0.028834
Discretionary | Other | $0.01/MWh to $10/MWh | Irrigation Efficiency | Agricultural | LESA | 100% | 0.01578 | 0.04757 | 0.10445 | 0.19773 | 0.34043 | 0.54746 | 0.8313 | 1.2021 | 1.6644 | 2.2137 | 2.8377 | 3.5069 | 4.1848 | 4.8292 | 5.4005 | 5.8717 | 6.2259 | 6.4689 | 6.619 | 6.6917
Discretionary | Other | $0.01/MWh to $10/MWh | Irrigation Hardware | Agricultural | Wheel/hand line systems: Replace worn nozzle with new flow controlling type nozzle for impact sprinklers | 100% | 0.046711 | 0.093827 | 0.14135 | 0.18931 | 0.2377 | 0.28189 | 0.31756 | 0.34635 | 0.36957 | 0.38831 | 0.40351 | 0.41578 | 0.4257 | 0.4337 | 0.44016 | 0.44541 | 0.44545 | 0.44546 | 0.44547 | 0.44547
Discretionary | Other | $0.01/MWh to $10/MWh | Irrigation Hardware | Agricultural | Wheel/hand line systems: Replace worn nozzle with new nozzle | 100% | 0.047185 | 0.094779 | 0.14279 | 0.19123 | 0.2401 | 0.28474 | 0.32077 | 0.34984 | 0.3733 | 0.39223 | 0.40758 | 0.41998 | 0.42999 | 0.43807 | 0.4446 | 0.4499 | 0.44994 | 0.44995 | 0.44995 | 0.44996
Discretionary | Other | $30.01/MWh to $35/MWh | Irrigation Hardware | Agricultural | Wheel/hand line systems: Rebuild or replace leaking impact sprinkler with new or rebuilt impact sprinkler | 0% | 0 | 0 | 0 | 0 | 0 | 0 | 0 | 0 | 0 | 0 | 0 | 0 | 0 | 0 | 0 | 0 | 0 | 0 | 0 | 0
Discretionary | Other | $0.01/MWh to $10/MWh | Irrigation Hardware | Agricultural | Wheel/hand line systems: Replace leaking gasket with new gasket | 100% | 0.46322 | 0.93071 | 1.4025 | 1.8788 | 2.3596 | 2.7992 | 3.1541 | 3.4406 | 3.6719 | 3.8586 | 4.0102 | 4.1326 | 4.2315 | 4.3115 | 4.376 | 4.4285 | 4.4288 | 4.429 | 4.429 | 4.429
Discretionary | Other | $0.01/MWh to $10/MWh | Irrigation Hardware | Agricultural | Wheel/hand line systems: Replace leaking drain with new drain | 100% | 0.48009 | 0.96461 | 1.4536 | 1.9473 | 2.4456 | 2.9012 | 3.269 | 3.566 | 3.8057 | 3.9992 | 4.1563 | 4.2832 | 4.3857 | 4.4685 | 4.5354 | 4.5898 | 4.5902 | 4.5903 | 4.5903 | 4.5904
Discretionary | Other | $10.01/MWh to $20/MWh | Irrigation Hardware | Agricultural | Wheel/hand line systems: Cut and pipe press repair of leaking hand-lines, wheel-lines, and portable main-lines | 100% | 0.228 | 0.45811 | 0.69034 | 0.92483 | 1.1615 | 1.3779 | 1.5526 | 1.6937 | 1.8075 | 1.8994 | 1.9741 | 2.0343 | 2.083 | 2.1224 | 2.1542 | 2.18 | 2.1802 | 2.1802 | 2.1803 | 2.1803
Discretionary | Other | $40.01/MWh to $50/MWh | Irrigation Hardware | Agricultural | Thunderbird wheel line systems: Replace leaking hub with new hub | 0% | 0 | 0 | 0 | 0 | 0 | 0 | 0 | 0 | 0 | 0 | 0 | 0 | 0 | 0 | 0 | 0 | 0 | 0 | 0 | 0
Discretionary | Other | $0.01/MWh to $10/MWh | Irrigation Hardware | Agricultural | Wheel line systems: Rebuild or replace leaking or malfunctioning leveler with new or rebuilt leveler. | 100% | 0.018865 | 0.037888 | 0.057071 | 0.076425 | 0.095944 | 0.11377 | 0.12815 | 0.13975 | 0.14911 | 0.15666 | 0.16278 | 0.16772 | 0.17171 | 0.17494 | 0.17754 | 0.17965 | 0.17966 | 0.17967 | 0.17967 | 0.17967
Discretionary | Other | $10.01/MWh to $20/MWh | Irrigation Hardware | Agricultural | Center pivot/linear move systems: Install new sprinkler package on an existing system. | 100% | 0.46535 | 0.93459 | 1.4077 | 1.885 | 2.3662 | 2.8054 | 3.1597 | 3.4455 | 3.676 | 3.862 | 4.0127 | 4.1343 | 4.2325 | 4.3118 | 4.3757 | 4.4276 | 4.428 | 4.4281 | 4.4281 | 4.4281
Discretionary | Other | $35.01/MWh to $40/MWh | Irrigation Hardware | Agricultural | Center pivot/linear move systems: New gooseneck elbows | 0% | 0 | 0 | 0 | 0 | 0 | 0 | 0 | 0 | 0 | 0 | 0 | 0 | 0 | 0 | 0 | 0 | 0 | 0 | 0 | 0
Discretionary | Other | $50.01/MWh to $60/MWh | Irrigation Hardware | Agricultural | Center pivot/linear move systems: New drop tubes (3 feet minimum) | 0% | 0 | 0 | 0 | 0 | 0 | 0 | 0 | 0 | 0 | 0 | 0 | 0 | 0 | 0 | 0 | 0 | 0 | 0 | 0 | 0
Discretionary | Other | $10.01/MWh to $20/MWh | Irrigation Hardware | Agricultural | Center pivot/linear move systems: Replace leaking pivot boot gasket with new pivot boot gasket | 100% | 0.02141 | 0.04285 | 0.064322 | 0.085831 | 0.10738 | 0.12681 | 0.14239 | 0.15488 | 0.16489 | 0.17292 | 0.17936 | 0.18453 | 0.18867 | 0.19199 | 0.19466 | 0.1968 | 0.19681 | 0.19682 | 0.19682 | 0.19682
Discretionary | Other | Over $100/MWh | Irrigation Hardware | Agricultural | Center pivot/linear move systems: Replace leaking tower gasket with new tower gasket | 0% | 0 | 0 | 0 | 0 | 0 | 0 | 0 | 0 | 0 | 0 | 0 | 0 | 0 | 0 | 0 | 0 | 0 | 0 | 0 | 0
Discretionary | Other | $20.01/MWh to $25/MWh | Irrigation Hardware | Agricultural | Wheel/hand line systems: Replace worn nozzle with new flow controlling type nozzle for impact sprinklers | 0% | 0 | 0 | 0 | 0 | 0 | 0 | 0 | 0 | 0 | 0 | 0 | 0 | 0 | 0 | 0 | 0 | 0 | 0 | 0 | 0
Discretionary | Other | $50.01/MWh to $60/MWh | Irrigation Hardware | Agricultural | Wheel/hand line systems: Rebuild or replace leaking impact sprinkler with new or rebuilt impact sprinkler | 0% | 0 | 0 | 0 | 0 | 0 | 0 | 0 | 0 | 0 | 0 | 0 | 0 | 0 | 0 | 0 | 0 | 0 | 0 | 0 | 0
Discretionary | Other | $25.01/MWh to $30/MWh | Irrigation Hardware | Agricultural | Wheel/hand line systems: Cut and pipe press repair of leaking hand-lines, wheel-lines, and portable main-lines | 0% | 0 | 0 | 0 | 0 | 0 | 0 | 0 | 0 | 0 | 0 | 0 | 0 | 0 | 0 | 0 | 0 | 0 | 0 | 0 | 0
Discretionary | Other | $80.01/MWh to $100/MWh | Irrigation Hardware | Agricultural | Thunderbird wheel line systems: Replace leaking hub with new hub | 0% | 0 | 0 | 0 | 0 | 0 | 0 | 0 | 0 | 0 | 0 | 0 | 0 | 0 | 0 | 0 | 0 | 0 | 0 | 0 | 0
Discretionary | Other | $25.01/MWh to $30/MWh | Irrigation Hardware | Agricultural | Center pivot/linear move systems: Install new sprinkler package on an existing system. | 0% | 0 | 0 | 0 | 0 | 0 | 0 | 0 | 0 | 0 | 0 | 0 | 0 | 0 | 0 | 0 | 0 | 0 | 0 | 0 | 0
Discretionary | Other | $50.01/MWh to $60/MWh | Irrigation Hardware | Agricultural | Center pivot/linear move systems: New gooseneck elbows | 0% | 0 | 0 | 0 | 0 | 0 | 0 | 0 | 0 | 0 | 0 | 0 | 0 | 0 | 0 | 0 | 0 | 0 | 0 | 0 | 0
Discretionary | Other | $80.01/MWh to $100/MWh | Irrigation Hardware | Agricultural | Center pivot/linear move systems: New drop tubes (3 feet minimum) | 0% | 0 | 0 | 0 | 0 | 0 | 0 | 0 | 0 | 0 | 0 | 0 | 0 | 0 | 0 | 0 | 0 | 0 | 0 | 0 | 0
Discretionary | Other | $20.01/MWh to $25/MWh | Irrigation Hardware | Agricultural | Wheel/hand line systems: Rebuild or replace leaking impact sprinkler with new or rebuilt impact sprinkler | 0% | 0 | 0 | 0 | 0 | 0 | 0 | 0 | 0 | 0 | 0 | 0 | 0 | 0 | 0 | 0 | 0 | 0 | 0 | 0 | 0
Discretionary | Other | $35.01/MWh to $40/MWh | Irrigation Hardware | Agricultural | Thunderbird wheel line systems: Replace leaking hub with new hub | 0% | 0 | 0 | 0 | 0 | 0 | 0 | 0 | 0 | 0 | 0 | 0 | 0 | 0 | 0 | 0 | 0 | 0 | 0 | 0 | 0
Discretionary | Other | $30.01/MWh to $35/MWh | Irrigation Hardware | Agricultural | Center pivot/linear move systems: New gooseneck elbows | 0% | 0 | 0 | 0 | 0 | 0 | 0 | 0 | 0 | 0 | 0 | 0 | 0 | 0 | 0 | 0 | 0 | 0 | 0 | 0 | 0
Discretionary | Other | $40.01/MWh to $50/MWh | Irrigation Hardware | Agricultural | Center pivot/linear move systems: New drop tubes (3 feet minimum) | 0% | 0 | 0 | 0 | 0 | 0 | 0 | 0 | 0 | 0 | 0 | 0 | 0 | 0 | 0 | 0 | 0 | 0 | 0 | 0 | 0
Discretionary | Other | $0.01/MWh to $10/MWh | Irrigation Hardware | Agricultural | Center pivot/linear move systems: Replace leaking pivot boot gasket with new pivot boot gasket | 100% | 0.038512 | 0.077497 | 0.11695 | 0.15689 | 0.19732 | 0.23443 | 0.26448 | 0.28878 | 0.30845 | 0.32436 | 0.33732 | 0.34782 | 0.35631 | 0.36319 | 0.36876 | 0.3733 | 0.37334 | 0.37335 | 0.37335 | 0.37335
Discretionary | Other | $80.01/MWh to $100/MWh | Irrigation Hardware | Agricultural | Center pivot/linear move systems: Replace leaking tower gasket with new tower gasket | 0% | 0 | 0 | 0 | 0 | 0 | 0 | 0 | 0 | 0 | 0 | 0 | 0 | 0 | 0 | 0 | 0 | 0 | 0 | 0 | 0
Discretionary | Other | $10.01/MWh to $20/MWh | Irrigation Motor | Agricultural | Montana Wells Green Motors Program Rewind vs. Standard Practice: Motor size 50HP | 100% | 0.0022237 | 0.0044644 | 0.0067223 | 0.008998 | 0.011292 | 0.013374 | 0.015054 | 0.01641 | 0.017503 | 0.018386 | 0.019098 | 0.019673 | 0.020137 | 0.020512 | 0.020814 | 0.021058 | 0.02106 | 0.02106 | 0.02106 | 0.02106
Discretionary | Other | $10.01/MWh to $20/MWh | Irrigation Motor | Agricultural | Oregon River Green Motors Program Rewind vs. Standard Practice: Motor size 50HP | 100% | 0.022507 | 0.045286 | 0.06834 | 0.09169 | 0.11532 | 0.13704 | 0.15463 | 0.16886 | 0.18037 | 0.18969 | 0.19729 | 0.20345 | 0.20843 | 0.21247 | 0.21574 | 0.21841 | 0.21843 | 0.21843 | 0.21843 | 0.21843
Discretionary | Other | $20.01/MWh to $25/MWh | Irrigation Motor | Agricultural | Oregon Wells Green Motors Program Rewind vs. Standard Practice: Motor size 60HP | 0% | 0 | 0 | 0 | 0 | 0 | 0 | 0 | 0 | 0 | 0 | 0 | 0 | 0 | 0 | 0 | 0 | 0 | 0 | 0 | 0
Discretionary | Other | $20.01/MWh to $25/MWh | Irrigation Motor | Agricultural | Idaho River Green Motors Program Rewind vs. Standard Practice: Motor size 60HP | 0% | 0 | 0 | 0 | 0 | 0 | 0 | 0 | 0 | 0 | 0 | 0 | 0 | 0 | 0 | 0 | 0 | 0 | 0 | 0 | 0
Discretionary | Other | $10.01/MWh to $20/MWh | Irrigation Motor | Agricultural | Washington Wells Green Motors Program Rewind vs. Standard Practice: Motor size 100HP | 100% | 0.019941 | 0.040129 | 0.060559 | 0.081239 | 0.10216 | 0.12137 | 0.13691 | 0.14948 | 0.15965 | 0.16788 | 0.17458 | 0.18 | 0.18439 | 0.18794 | 0.19082 | 0.19316 | 0.19318 | 0.19319 | 0.19319 | 0.19319
Discretionary | Other | $20.01/MWh to $25/MWh | Irrigation Motor | Agricultural | Idaho Wells Green Motors Program Rewind vs. Standard Practice: Motor size 150HP | 0% | 0 | 0 | 0 | 0 | 0 | 0 | 0 | 0 | 0 | 0 | 0 | 0 | 0 | 0 | 0 | 0 | 0 | 0 | 0 | 0
Discretionary | Other | $10.01/MWh to $20/MWh | Irrigation Motor | Agricultural | Montana River Green Motors Program Rewind vs. Standard Practice: Motor size 40HP | 100% | 0.0069662 | 0.013986 | 0.021059 | 0.028188 | 0.035376 | 0.041898 | 0.047161 | 0.051407 | 0.054833 | 0.057598 | 0.05983 | 0.061631 | 0.063084 | 0.064258 | 0.065205 | 0.065969 | 0.065974 | 0.065976 | 0.065977 | 0.065977
Discretionary | Other | $20.01/MWh to $25/MWh | Irrigation Motor | Agricultural | Washington River Green Motors Program Rewind vs. Standard Practice: Motor size 75HP | 0% | 0 | 0 | 0 | 0 | 0 | 0 | 0 | 0 | 0 | 0 | 0 | 0 | 0 | 0 | 0 | 0 | 0 | 0 | 0 | 0
Discretionary | Other | $10.01/MWh to $20/MWh | Compressed Air | Industrial | Air Compressor Demand Reduction | 100% | 0.1676 | 0.33521 | 0.50281 | 0.67042 | 0.83802 | 0.98886 | 1.1095 | 1.2061 | 1.2833 | 1.3451 | 1.3945 | 1.4341 | 1.4657 | 1.491 | 1.5113 | 1.5275 | 1.5276 | 1.5276 | 1.5276 | 1.5276
Discretionary | Other | Over $100/MWh | Compressed Air | Industrial | Air Compressor Equipment1 | 0% | 0 | 0 | 0 | 0 | 0 | 0 | 0 | 0 | 0 | 0 | 0 | 0 | 0 | 0 | 0 | 0 | 0 | 0 | 0 | 0
Discretionary | Other | $10.01/MWh to $20/MWh | Compressed Air | Industrial | Air Compressor Equipment2 | 100% | 0.17684 | 0.3008 | 0.3866 | 0.45343 | 0.51198 | 0.56265 | 0.60605 | 0.64293 | 0.67404 | 0.70014 | 0.72191 | 0.73887 | 0.75208 | 0.76236 | 0.77037 | 0.77661 | 0.78147 | 0.78525 | 0.7882 | 0.7905
Discretionary | Industrial | $0.01/MWh to $10/MWh | Compressed Air | Industrial | Air Compressor Optimization | 100% | 0.25699 | 0.51398 | 0.77097 | 1.028 | 1.2849 | 1.5162 | 1.7013 | 1.8493 | 1.9677 | 2.0625 | 2.1382 | 2.1989 | 2.2474 | 2.2862 | 2.3172 | 2.3421 | 2.3422 | 2.3423 | 2.3423 | 2.3423
Discretionary | Lighting | $20.01/MWh to $25/MWh | Lighting | Industrial | HighBay Lighting 1 Shift | 0% | 0 | 0 | 0 | 0 | 0 | 0 | 0 | 0 | 0 | 0 | 0 | 0 | 0 | 0 | 0 | 0 | 0 | 0 | 0 | 0
Discretionary | Lighting | $10.01/MWh to $20/MWh | Lighting | Industrial | HighBay Lighting 2 Shift | 100% | 0.81991 | 1.3946 | 1.7924 | 2.1023 | 2.3737 | 2.6087 | 2.8099 | 2.9809 | 3.1251 | 3.2461 | 3.3471 | 3.4257 | 3.4869 | 3.5346 | 3.5717 | 3.6007 | 3.6232 | 3.6407 | 3.6544 | 3.665
Discretionary | Lighting | $0.01/MWh to $10/MWh | Lighting | Industrial | HighBay Lighting 3 Shift | 100% | 1.8798 | 3.1973 | 4.1094 | 4.8198 | 5.4422 | 5.9807 | 6.4421 | 6.8341 | 7.1648 | 7.4422 | 7.6737 | 7.8539 | 7.9943 | 8.1036 | 8.1888 | 8.2551 | 8.3067 | 8.3469 | 8.3783 | 8.4027
Discretionary | Lighting | $25.01/MWh to $30/MWh | Lighting | Industrial | Efficient Lighting 1 Shift | 0% | 0 | 0 | 0 | 0 | 0 | 0 | 0 | 0 | 0 | 0 | 0 | 0 | 0 | 0 | 0 | 0 | 0 | 0 | 0 | 0
Discretionary | Lighting | $10.01/MWh to $20/MWh | Lighting | Industrial | Efficient Lighting 2 Shift | 100% | 0.40149 | 0.6829 | 0.87771 | 1.0294 | 1.1624 | 1.2774 | 1.3759 | 1.4597 | 1.5303 | 1.5895 | 1.639 | 1.6775 | 1.7075 | 1.7308 | 1.749 | 1.7632 | 1.7742 | 1.7828 | 1.7895 | 1.7947
Discretionary | Lighting | $0.01/MWh to $10/MWh | Lighting | Industrial | Efficient Lighting 3 Shift | 100% | 0.92013 | 1.5651 | 2.0115 | 2.3592 | 2.6639 | 2.9275 | 3.1533 | 3.3452 | 3.5071 | 3.6429 | 3.7562 | 3.8444 | 3.9131 | 3.9666 | 4.0083 | 4.0408 | 4.066 | 4.0857 | 4.1011 | 4.113
Discretionary | Lighting | $60.01/MWh to $80/MWh | Lighting | Industrial | Lighting Controls | 0% | 0 | 0 | 0 | 0 | 0 | 0 | 0 | 0 | 0 | 0 | 0 | 0 | 0 | 0 | 0 | 0 | 0 | 0 | 0 | 0
Discretionary | Industrial | Over $100/MWh | Motors | Industrial | Motors: Rewind 20-50 HP | 0% | 0 | 0 | 0 | 0 | 0 | 0 | 0 | 0 | 0 | 0 | 0 | 0 | 0 | 0 | 0 | 0 | 0 | 0 | 0 | 0
Discretionary | Industrial | Over $100/MWh | Motors | Industrial | Motors: Rewind 51-100 HP | 0% | 0 | 0 | 0 | 0 | 0 | 0 | 0 | 0 | 0 | 0 | 0 | 0 | 0 | 0 | 0 | 0 | 0 | 0 | 0 | 0
Discretionary | Industrial | Over $100/MWh | Motors | Industrial | Motors: Rewind 101-200 HP | 0% | 0 | 0 | 0 | 0 | 0 | 0 | 0 | 0 | 0 | 0 | 0 | 0 | 0 | 0 | 0 | 0 | 0 | 0 | 0 | 0
Discretionary | Industrial | Over $100/MWh | Motors | Industrial | Motors: Rewind 201-500 HP | 0% | 0 | 0 | 0 | 0 | 0 | 0 | 0 | 0 | 0 | 0 | 0 | 0 | 0 | 0 | 0 | 0 | 0 | 0 | 0 | 0
Discretionary | Industrial | Over $100/MWh | Motors | Industrial | Motors: Rewind 501-5000 HP | 0% | 0 | 0 | 0 | 0 | 0 | 0 | 0 | 0 | 0 | 0 | 0 | 0 | 0 | 0 | 0 | 0 | 0 | 0 | 0 | 0
Discretionary | Industrial | $10.01/MWh to $20/MWh | Fans | Industrial | Efficient Centrifugal Fan | 100% | 0.093955 | 0.18791 | 0.28187 | 0.37582 | 0.46978 | 0.55434 | 0.62198 | 0.6761 | 0.7194 | 0.75403 | 0.78174 | 0.80391 | 0.82164 | 0.83583 | 0.84718 | 0.85626 | 0.85632 | 0.85634 | 0.85635 | 0.85635
Discretionary | Industrial | $10.01/MWh to $20/MWh | Fans | Industrial | Fan Energy Management | 100% | 0.15386 | 0.34277 | 0.57394 | 0.8423 | 1.1484 | 1.5062 | 1.8988 | 2.2999 | 2.6778 | 3.0027 | 3.2541 | 3.4266 | 3.5298 | 3.5781 | 3.5781 | 3.5781 | 3.5781 | 3.5781 | 3.5781 | 3.5781
Discretionary | Industrial | $10.01/MWh to $20/MWh | Fans | Industrial | Fan Equipment Upgrade | 100% | 0.43571 | 0.97069 | 1.6254 | 2.3853 | 3.2521 | 4.2656 | 5.3773 | 6.513 | 7.5833 | 8.5033 | 9.2153 | 9.7038 | 9.9962 | 10.1328 | 10.1328 | 10.1328 | 10.1328 | 10.1328 | 10.1328 | 10.1328
Discretionary | Industrial | $0.01/MWh to $10/MWh | Fans | Industrial | Fan System Optimization | 100% | 0.43315 | 0.965 | 1.6158 | 2.3713 | 3.2331 | 4.2405 | 5.3458 | 6.4748 | 7.5388 | 8.4534 | 9.1612 | 9.6469 | 9.9376 | 10.0733 | 10.0733 | 10.0733 | 10.0733 | 10.0733 | 10.0733 | 10.0733
Discretionary | Industrial | $10.01/MWh to $20/MWh | Pumps | Industrial | Pump Energy Management | 100% | 0.23924 | 0.533 | 0.89247 | 1.3098 | 1.7857 | 2.3422 | 2.9526 | 3.5763 | 4.1639 | 4.6691 | 5.06 | 5.3283 | 5.4888 | 5.5638 | 5.5638 | 5.5638 | 5.5638 | 5.5638 | 5.5638 | 5.5638
Discretionary | Industrial | $20.01/MWh to $25/MWh | Pumps | Industrial | Pump Equipment Upgrade | 0% | 0 | 0 | 0 | 0 | 0 | 0 | 0 | 0 | 0 | 0 | 0 | 0 | 0 | 0 | 0 | 0 | 0 | 0 | 0 | 0
Discretionary | Industrial | $0/MWh and Under | Pumps | Industrial | Pump System Optimization | 100% | 0.66754 | 1.4872 | 2.4902 | 3.6545 | 4.9825 | 6.5352 | 8.2385 | 9.9785 | 11.6183 | 13.0278 | 14.1185 | 14.8671 | 15.315 | 15.5243 | 15.5243 | 15.5243 | 15.5243 | 15.5243 | 15.5243 | 15.5243
Discretionary | Industrial | Over $100/MWh | Transformers | Industrial | Transformers-Retrofit | 0% | 0 | 0 | 0 | 0 | 0 | 0 | 0 | 0 | 0 | 0 | 0 | 0 | 0 | 0 | 0 | 0 | 0 | 0 | 0 | 0
Discretionary | Industrial | Over $100/MWh | Transformers | Industrial | Transformers-New | 0% | 0 | 0 | 0 | 0 | 0 | 0 | 0 | 0 | 0 | 0 | 0 | 0 | 0 | 0 | 0 | 0 | 0 | 0 | 0 | 0
Discretionary | Industrial | Over $100/MWh | Belts | Industrial | Synchronous Belts | 0% | 0 | 0 | 0 | 0 | 0 | 0 | 0 | 0 | 0 | 0 | 0 | 0 | 0 | 0 | 0 | 0 | 0 | 0 | 0 | 0
Discretionary | Industrial | $10.01/MWh to $20/MWh | Hi-Tech | Industrial | Elec Chip Fab: Eliminate Exhaust | 100% | 0.002686 | 0.0053721 | 0.0080581 | 0.010744 | 0.01343 | 0.015848 | 0.017782 | 0.019329 | 0.020567 | 0.021557 | 0.022349 | 0.022983 | 0.02349 | 0.023895 | 0.02422 | 0.024479 | 0.024481 | 0.024482 | 0.024482 | 0.024482
Discretionary | Industrial | $0/MWh and Under | Hi-Tech | Industrial | Elec Chip Fab: Exhaust Injector | 100% | 0.086163 | 0.17233 | 0.25849 | 0.34465 | 0.43082 | 0.50836 | 0.5704 | 0.62003 | 0.65973 | 0.6915 | 0.71691 | 0.73724 | 0.7535 | 0.76651 | 0.77692 | 0.78524 | 0.7853 | 0.78532 | 0.78533 | 0.78533
Discretionary | Industrial | $0/MWh and Under | Hi-Tech | Industrial | Elec Chip Fab: Solidstate Chiller | 100% | 0.096588 | 0.19318 | 0.28976 | 0.38635 | 0.48294 | 0.56987 | 0.63941 | 0.69505 | 0.73956 | 0.77516 | 0.80365 | 0.82644 | 0.84467 | 0.85925 | 0.87092 | 0.88025 | 0.88032 | 0.88034 | 0.88035 | 0.88035
Discretionary | Industrial | $0/MWh and Under | Hi-Tech | Industrial | Elec Chip Fab: Reduce Gas Pressure | 100% | 0.022074 | 0.044149 | 0.066223 | 0.088298 | 0.11037 | 0.13024 | 0.14613 | 0.15885 | 0.16902 | 0.17716 | 0.18367 | 0.18887 | 0.19304 | 0.19637 | 0.19904 | 0.20117 | 0.20119 | 0.20119 | 0.2012 | 0.2012
Discretionary | Industrial | $0.01/MWh to $10/MWh | Hi-Tech | Industrial | Clean Room: Change Filter Strategy | 100% | 0.04813 | 0.10722 | 0.17954 | 0.26349 | 0.35924 | 0.47118 | 0.59399 | 0.71945 | 0.83767 | 0.9393 | 1.0179 | 1.0719 | 1.1042 | 1.1193 | 1.1193 | 1.1193 | 1.1193 | 1.1193 | 1.1193 | 1.1193
Discretionary | Industrial | $0.01/MWh to $10/MWh | Hi-Tech | Industrial | Clean Room: Clean Room HVAC | 100% | 0.013007 | 0.028977 | 0.048519 | 0.071205 | 0.097081 | 0.12733 | 0.16052 | 0.19442 | 0.22637 | 0.25384 | 0.27509 | 0.28967 | 0.2984 | 0.30248 | 0.30248 | 0.30248 | 0.30248 | 0.30248 | 0.30248 | 0.30248
Discretionary | Industrial | $0.01/MWh to $10/MWh | Hi-Tech | Industrial | Clean Room: Chiller Optimize | 100% | 0.020485 | 0.045637 | 0.076415 | 0.11214 | 0.1529 | 0.20054 | 0.25281 | 0.30621 | 0.35653 | 0.39978 | 0.43325 | 0.45622 | 0.46997 | 0.47639 | 0.47639 | 0.47639 | 0.47639 | 0.47639 | 0.47639 | 0.47639
Discretionary | Industrial | $20.01/MWh to $25/MWh | Food Processing | Industrial | Food: Cooling and Storage | 0% | 0 | 0 | 0 | 0 | 0 | 0 | 0 | 0 | 0 | 0 | 0 | 0 | 0 | 0 | 0 | 0 | 0 | 0 | 0 | 0
Discretionary | Industrial | $0.01/MWh to $10/MWh | Food Storage | Industrial | Food: Refrig Storage Tuneup | 100% | 0.32203 | 0.64406 | 0.9661 | 1.2881 | 1.6102 | 1.9 | 2.1319 | 2.3173 | 2.4657 | 2.5844 | 2.6794 | 2.7554 | 2.8162 | 2.8648 | 2.9037 | 2.9348 | 2.935 | 2.9351 | 2.9351 | 2.9351
Discretionary | Industrial | $0/MWh and Under | Metals | Industrial | Metal: New Arc Furnace | 100% | 0.0048548 | 0.0097096 | 0.014564 | 0.019419 | 0.024274 | 0.029129 | 0.033984 | 0.038838 | 0.043693 | 0.048548 | 0.053403 | 0.058257 | 0.063112 | 0.067967 | 0.072822 | 0.077677 | 0.082531 | 0.087386 | 0.092241 | 0.097096
Discretionary | Industrial | $10.01/MWh to $20/MWh | Pulp | Industrial | Mech Pulp: Refiner Replacement | 100% | 0.039995 | 0.079991 | 0.11999 | 0.15998 | 0.19998 | 0.23997 | 0.27997 | 0.31996 | 0.35996 | 0.39995 | 0.43995 | 0.47994 | 0.51994 | 0.55994 | 0.59993 | 0.63993 | 0.67992 | 0.71992 | 0.75991 | 0.79991
Discretionary | Industrial | $0.01/MWh to $10/MWh | Pulp | Industrial | Mech Pulp: Premium Process | 100% | 0.00062904 | 0.0012581 | 0.0018871 | 0.0025161 | 0.0031452 | 0.0037742 | 0.0044032 | 0.0050323 | 0.0056613 | 0.0062904 | 0.0069194 | 0.0075484 | 0.0081775 | 0.0088065 | 0.0094355 | 0.010065 | 0.010694 | 0.011323 | 0.011952 | 0.012581
Discretionary | Industrial | $0.01/MWh to $10/MWh | Pulp | Industrial | Mech Pulp: Refiner Plate Improvement | 100% | 0.0026401 | 0.0052801 | 0.0079202 | 0.01056 | 0.0132 | 0.01584 | 0.018481 | 0.021121 | 0.023761 | 0.026401 | 0.029041 | 0.031681 | 0.034321 | 0.036961 | 0.039601 | 0.042241 | 0.044881 | 0.047521 | 0.050161 | 0.052801
Discretionary | Industrial | $0.01/MWh to $10/MWh | Pulp | Industrial | Kraft: Effluent Treatment System | 100% | 0.018404 | 0.036809 | 0.055213 | 0.073617 | 0.092022 | 0.11043 | 0.12883 | 0.14723 | 0.16564 | 0.18404 | 0.20245 | 0.22085 | 0.23926 | 0.25766 | 0.27606 | 0.29447 | 0.31287 | 0.33128 | 0.34968 | 0.36809
Discretionary | Industrial | $0.01/MWh to $10/MWh | Pulp | Industrial | Kraft: Efficient Agitator | 100% | 0.15844 | 0.31687 | 0.47531 | 0.63375 | 0.79218 | 0.95062 | 1.1091 | 1.2675 | 1.4259 | 1.5844 | 1.7428 | 1.9012 | 2.0597 | 2.2181 | 2.3765 | 2.535 | 2.6934 | 2.8519 | 3.0103 | 3.1687
Discretionary | Industrial | $10.01/MWh to $20/MWh | Paper | Industrial | Paper: Efficient Pulp Screen | 100% | 0.06121 | 0.12242 | 0.18363 | 0.24484 | 0.30605 | 0.36726 | 0.42847 | 0.48968 | 0.55089 | 0.6121 | 0.67331 | 0.73452 | 0.79573 | 0.85694 | 0.91815 | 0.97936 | 1.0406 | 1.1018 | 1.163 | 1.2242
Discretionary | Industrial | $10.01/MWh to $20/MWh | Paper | Industrial | Paper: Premium Fan | 100% | 0.070095 | 0.14019 | 0.21029 | 0.28038 | 0.35048 | 0.42057 | 0.49067 | 0.56076 | 0.63086 | 0.70095 | 0.77105 | 0.84114 | 0.91124 | 0.98133 | 1.0514 | 1.1215 | 1.1916 | 1.2617 | 1.3318 | 1.4019
Discretionary | Industrial | $60.01/MWh to $80/MWh | Paper | Industrial | Paper: Material Handling | 0% | 0 | 0 | 0 | 0 | 0 | 0 | 0 | 0 | 0 | 0 | 0 | 0 | 0 | 0 | 0 | 0 | 0 | 0 | 0 | 0
Discretionary | Industrial | $60.01/MWh to $80/MWh | Paper | Industrial | Paper: Large Material Handling | 0% | 0 | 0 | 0 | 0 | 0 | 0 | 0 | 0 | 0 | 0 | 0 | 0 | 0 | 0 | 0 | 0 | 0 | 0 | 0 | 0
Discretionary | Industrial | $30.01/MWh to $35/MWh | Paper | Industrial | Paper: Premium Control Large Material | 0% | 0 | 0 | 0 | 0 | 0 | 0 | 0 | 0 | 0 | 0 | 0 | 0 | 0 | 0 | 0 | 0 | 0 | 0 | 0 | 0
Discretionary | Industrial | Over $100/MWh | Material Handling | Industrial | Material Handling1 | 0% | 0 | 0 | 0 | 0 | 0 | 0 | 0 | 0 | 0 | 0 | 0 | 0 | 0 | 0 | 0 | 0 | 0 | 0 | 0 | 0
Discretionary | Industrial | $30.01/MWh to $35/MWh | Material Handling | Industrial | Material Handling2 | 0% | 0 | 0 | 0 | 0 | 0 | 0 | 0 | 0 | 0 | 0 | 0 | 0 | 0 | 0 | 0 | 0 | 0 | 0 | 0 | 0
Discretionary | Industrial | Over $100/MWh | Material Handling | Industrial | Material Handling VFD1 | 0% | 0 | 0 | 0 | 0 | 0 | 0 | 0 | 0 | 0 | 0 | 0 | 0 | 0 | 0 | 0 | 0 | 0 | 0 | 0 | 0
Discretionary | Industrial | $10.01/MWh to $20/MWh | Material Handling | Industrial | Material Handling VFD2 | 100% | 0.41204 | 0.91795 | 1.537 | 2.2557 | 3.0755 | 4.0338 | 5.0852 | 6.1592 | 7.1713 | 8.0413 | 8.7146 | 9.1766 | 9.4531 | 9.5823 | 9.5823 | 9.5823 | 9.5823 | 9.5823 | 9.5823 | 9.5823
Discretionary | Industrial | $0/MWh and Under | Wood | Industrial | Wood: Replace Pneumatic Conveyor | 100% | 0.30204 | 0.6729 | 1.1267 | 1.6535 | 2.2544 | 2.9569 | 3.7276 | 4.5149 | 5.2569 | 5.8946 | 6.3881 | 6.7268 | 6.9295 | 7.0242 | 7.0242 | 7.0242 | 7.0242 | 7.0242 | 7.0242 | 7.0242
Discretionary | Industrial | $10.01/MWh to $20/MWh | Wood | Industrial | Panel: Hydraulic Press | 100% | 0.011396 | 0.025389 | 0.042512 | 0.062389 | 0.085061 | 0.11157 | 0.14065 | 0.17035 | 0.19835 | 0.22241 | 0.24103 | 0.25381 | 0.26146 | 0.26503 | 0.26503 | 0.26503 | 0.26503 | 0.26503 | 0.26503 | 0.26503
Discretionary | Industrial | $10.01/MWh to $20/MWh | Food Storage | Industrial | Cold Storage Retrofit | 100% | 0.15029 | 0.30058 | 0.45087 | 0.60116 | 0.75145 | 0.88671 | 0.99492 | 1.0815 | 1.1507 | 1.2061 | 1.2505 | 1.2859 | 1.3143 | 1.337 | 1.3551 | 1.3697 | 1.3698 | 1.3698 | 1.3698 | 1.3698
Discretionary | Industrial | $0.01/MWh to $10/MWh | Food Storage | Industrial | Cold Storage Tuneup | 100% | 0.099753 | 0.19951 | 0.29926 | 0.39901 | 0.49876 | 0.58854 | 0.66036 | 0.71782 | 0.76379 | 0.80056 | 0.82998 | 0.85351 | 0.87234 | 0.8874 | 0.89945 | 0.90909 | 0.90916 | 0.90918 | 0.90919 | 0.90919
Discretionary | Industrial | $10.01/MWh to $20/MWh | Food Storage | Industrial | Fruit Storage Refer Retrofit | 100% | 1.8468 | 3.6937 | 5.5405 | 7.3874 | 9.2342 | 10.8964 | 12.2261 | 13.2899 | 14.1409 | 14.8218 | 15.3664 | 15.8021 | 16.1507 | 16.4296 | 16.6527 | 16.8312 | 16.8324 | 16.8328 | 16.833 | 16.833
Discretionary | Industrial | Over $100/MWh | Food Storage | Industrial | CA Retrofit -- CO2 Scrub | 0% | 0 | 0 | 0 | 0 | 0 | 0 | 0 | 0 | 0 | 0 | 0 | 0 | 0 | 0 | 0 | 0 | 0 | 0 | 0 | 0
Discretionary | Industrial | Over $100/MWh | Food Storage | Industrial | CA Retrofit -- Membrane | 0% | 0 | 0 | 0 | 0 | 0 | 0 | 0 | 0 | 0 | 0 | 0 | 0 | 0 | 0 | 0 | 0 | 0 | 0 | 0 | 0
Discretionary | Industrial | $0.01/MWh to $10/MWh | Food Storage | Industrial | Fruit Storage Tuneup | 100% | 0.59021 | 1.1804 | 1.7706 | 2.3608 | 2.951 | 3.4822 | 3.9072 | 4.2471 | 4.5191 | 4.7367 | 4.9108 | 5.05 | 5.1614 | 5.2505 | 5.3218 | 5.3788 | 5.3792 | 5.3794 | 5.3794 | 5.3794
Discretionary | Industrial | $10.01/MWh to $20/MWh | Food Storage | Industrial | Groc Dist Retrofit | 100% | 0.041083 | 0.082166 | 0.12325 | 0.16433 | 0.20542 | 0.24239 | 0.27197 | 0.29563 | 0.31456 | 0.32971 | 0.34183 | 0.35152 | 0.35927 | 0.36548 | 0.37044 | 0.37441 | 0.37444 | 0.37444 | 0.37445 | 0.37445
Discretionary | Industrial | $0.01/MWh to $10/MWh | Food Storage | Industrial | Groc Dist Tuneup | 100% | 0.050669 | 0.10134 | 0.15201 | 0.20268 | 0.25335 | 0.29895 | 0.33543 | 0.36461 | 0.38796 | 0.40664 | 0.42158 | 0.43354 | 0.4431 | 0.45075 | 0.45687 | 0.46177 | 0.4618 | 0.46182 | 0.46182 | 0.46182
Discretionary | Industrial | $10.01/MWh to $20/MWh | Plant Energy Management | Industrial | Plant Energy Management | 100% | 1.9424 | 3.8848 | 5.8272 | 7.7696 | 9.712 | 11.4601 | 12.8587 | 13.9775 | 14.8726 | 15.5886 | 16.1614 | 16.6197 | 16.9863 | 17.2796 | 17.5142 | 17.702 | 17.7032 | 17.7037 | 17.7038 | 17.7039
Discretionary | Industrial | $20.01/MWh to $25/MWh | Energy Project Management | Industrial | Energy Project Management | 0% | 0 | 0 | 0 | 0 | 0 | 0 | 0 | 0 | 0 | 0 | 0 | 0 | 0 | 0 | 0 | 0 | 0 | 0 | 0 | 0
Discretionary | Industrial | $0/MWh and Under | Integrated Plant Energy Management | Industrial | Integrated Plant Energy Management | 100% | 1.6302 | 3.2605 | 4.8907 | 6.5209 | 8.1512 | 9.7814 | 11.4117 | 13.0419 | 14.6721 | 16.3024 | 17.9326 | 19.5628 | 21.1931 | 22.8233 | 24.4536 | 26.0838 | 27.714 | 29.3443 | 30.9745 | 32.6047
Lost Opportunity | Lighting | $0/MWh and Under | Street and Roadway Lighting | Commercial | Streetlight - HPS 100W - New | 100% | 0.030531 | 0.0625 | 0.095298 | 0.12863 | 0.16237 | 0.19647 | 0.23093 | 0.26572 | 0.30087 | 0.33637 | 0.37222 | 0.40843 | 0.445 | 0.48193 | 0.51923 | 0.55689 | 0.59491 | 0.63329 | 0.67206 | 0.71121
Lost Opportunity | Lighting | $0/MWh and Under | Street and Roadway Lighting | Commercial | Streetlight - HPS 250W - New | 100% | 0.01728 | 0.035374 | 0.053937 | 0.072803 | 0.091899 | 0.1112 | 0.1307 | 0.1504 | 0.17029 | 0.19038 | 0.21067 | 0.23117 | 0.25186 | 0.27277 | 0.29388 | 0.3152 | 0.33671 | 0.35844 | 0.38038 | 0.40254
Lost Opportunity | Lighting | $0/MWh and Under | Street and Roadway Lighting | Commercial | Streetlight - MH 200W - New | 100% | 0.0095973 | 0.019647 | 0.029956 | 0.040434 | 0.05104 | 0.06176 | 0.07259 | 0.083529 | 0.094578 | 0.10574 | 0.11701 | 0.12839 | 0.13988 | 0.15149 | 0.16322 | 0.17506 | 0.18701 | 0.19907 | 0.21126 | 0.22357
Lost Opportunity | Lighting | $0/MWh and Under | Street and Roadway Lighting | Commercial | Streetlight - MH 400W - New | 100% | 0.037348 | 0.076454 | 0.11657 | 0.15735 | 0.19862 | 0.24034 | 0.28248 | 0.32505 | 0.36805 | 0.41147 | 0.45533 | 0.49962 | 0.54435 | 0.58953 | 0.63515 | 0.68123 | 0.72773 | 0.77469 | 0.82211 | 0.87
Lost Opportunity | Lighting | $0.01/MWh to $10/MWh | Street and Roadway Lighting | Commercial | Streetlight - MH 1000W - New | 100% | 0.0075698 | 0.015496 | 0.023628 | 0.031892 | 0.040258 | 0.048713 | 0.057256 | 0.065884 | 0.074598 | 0.083399 | 0.092288 | 0.10127 | 0.11033 | 0.11949 | 0.12874 | 0.13808 | 0.1475 | 0.15702 | 0.16663 | 0.17634
Lost Opportunity | Lighting | $0/MWh and Under | Street and Roadway Lighting | Commercial | Streetlight - HPS 100W - NR | 100% | 0.48644 | 0.53137 | 0.53137 | 0.53137 | 0.53137 | 0.53137 | 0.53137 | 0.53137 | 0.53137 | 0.53137 | 0.53137 | 0.53137 | 0.53137 | 0.53137 | 0.53137 | 0.53137 | 0.53137 | 0.53137 | 0.53137 | 0.53137
Lost Opportunity | Lighting | $0/MWh and Under | Street and Roadway Lighting | Commercial | Streetlight - MH 200W - NR | 100% | 0.15291 | 0.16703 | 0.16703 | 0.16703 | 0.16703 | 0.16703 | 0.16703 | 0.16703 | 0.16703 | 0.16703 | 0.16703 | 0.16703 | 0.16703 | 0.16703 | 0.16703 | 0.16703 | 0.16703 | 0.16703 | 0.16703 | 0.16703
Lost Opportunity | Lighting | $0/MWh and Under | Street and Roadway Lighting | Commercial | Streetlight - HPS 250W - NR | 100% | 0.27532 | 0.30075 | 0.30075 | 0.30075 | 0.30075 | 0.30075 | 0.30075 | 0.30075 | 0.30075 | 0.30075 | 0.30075 | 0.30075 | 0.30075 | 0.30075 | 0.30075 | 0.30075 | 0.30075 | 0.30075 | 0.30075 | 0.30075
Lost Opportunity | Lighting | $0/MWh and Under | Street and Roadway Lighting | Commercial | Streetlight - MH 400W - NR | 100% | 0.7438 | 0.81251 | 0.81251 | 0.81251 | 0.81251 | 0.81251 | 0.81251 | 0.81251 | 0.81251 | 0.81251 | 0.81251 | 0.81251 | 0.81251 | 0.81251 | 0.81251 | 0.81251 | 0.81251 | 0.81251 | 0.81251 | 0.81251
Lost Opportunity | Lighting | $0/MWh and Under | Street and Roadway Lighting | Commercial | Streetlight - MH 1000W - NR | 100% | 0.15076 | 0.16468 | 0.16468 | 0.16468 | 0.16468 | 0.16468 | 0.16468 | 0.16468 | 0.16468 | 0.16468 | 0.16468 | 0.16468 | 0.16468 | 0.16468 | 0.16468 | 0.16468 | 0.16468 | 0.16468 | 0.16468 | 0.16468
Discretionary | Other | $0.01/MWh to $10/MWh | Distribution System Efficiency | Utility | 1 - LDC voltage control method | 100% | 0.21467 | 0.56245 | 1.0474 | 1.7178 | 2.5116 | 3.4238 | 4.4549 | 5.5588 | 6.7383 | 7.9883 | 9.3118 | 10.7092 | 12.1135 | 13.5184 | 14.9277 | 16.3409 | 17.7609 | 19.1832 | 20.6094 | 22.0396
Discretionary | Other | $0.01/MWh to $10/MWh | Distribution System Efficiency | Utility | 2 - Light system improvements | 100% | 0.15769 | 0.41315 | 0.76936 | 1.2618 | 1.8449 | 2.5149 | 3.2723 | 4.0832 | 4.9497 | 5.8678 | 6.84 | 7.8665 | 8.898 | 9.93 | 10.9652 | 12.0033 | 13.0463 | 14.091 | 15.1387 | 16.1892
Discretionary | Other | $40.01/MWh to $50/MWh | Distribution System Efficiency | Utility | 3 - Major system improvements | 0% | 0 | 0 | 0 | 0 | 0 | 0 | 0 | 0 | 0 | 0 | 0 | 0 | 0 | 0 | 0 | 0 | 0 | 0 | 0 | 0
Discretionary | Other | $50.01/MWh to $60/MWh | Distribution System Efficiency | Utility | 4 - EOL voltage control method | 0% | 0 | 0 | 0 | 0 | 0 | 0 | 0 | 0 | 0 | 0 | 0 | 0 | 0 | 0 | 0 | 0 | 0 | 0 | 0 | 0
Discretionary | Other | Over $100/MWh | Distribution System Efficiency | Utility | A - SCL implement EOL w/ major system improvements | 0% | 0 | 0 | 0 | 0 | 0 | 0 | 0 | 0 | 0 | 0 | 0 | 0 | 0 | 0 | 0 | 0 | 0 | 0 | 0 | 0
Lost Opportunity | Lighting | $40.01/MWh to $50/MWh | Bi-Level Stairwell Lighting | Commercial | NR_LFStairwell8760_Fix_Repl_from LF_2018 to LF_Bi-Level_Fix | 0% | 0 | 0 | 0 | 0 | 0 | 0 | 0 | 0 | 0 | 0 | 0 | 0 | 0 | 0 | 0 | 0 | 0 | 0 | 0 | 0
Lost Opportunity | Lighting | $80.01/MWh to $100/MWh | Bi-Level Stairwell Lighting | Commercial | NR_LFStairwell3600_Fix_Repl_from LF_2019 to LF_Bi-Level_Fix | 0% | 0 | 0 | 0 | 0 | 0 | 0 | 0 | 0 | 0 | 0 | 0 | 0 | 0 | 0 | 0 | 0 | 0 | 0 | 0 | 0
Lost Opportunity | Other | $0.01/MWh to $10/MWh | Compressed Air | Commercial | Compressed Air-NR-Large Off | 100% | 0.0011494 | 0.0026115 | 0.004391 | 0.0064881 | 0.0089026 | 0.011635 | 0.014684 | 0.018051 | 0.021735 | 0.025737 | 0.030056 | 0.034693 | 0.039648 | 0.044919 | 0.050508 | 0.05483 | 0.05483 | 0.05483 | 0.05483 | 0.05483
Lost Opportunity | Other | $0.01/MWh to $10/MWh | Compressed Air | Commercial | Compressed Air-NR-Medium Off | 100% | 0 | 0 | 0 | 0 | 0 | 0 | 0 | 0 | 0 | 0 | 0 | 0 | 0 | 0 | 0 | 0 | 0 | 0 | 0 | 0
Lost Opportunity | Other | $0.01/MWh to $10/MWh | Compressed Air | Commercial | Compressed Air-NR-Small Off | 100% | 0 | 0 | 0 | 0 | 0 | 0 | 0 | 0 | 0 | 0 | 0 | 0 | 0 | 0 | 0 | 0 | 0 | 0 | 0 | 0
Lost Opportunity | Other | $0.01/MWh to $10/MWh | Compressed Air | Commercial | Compressed Air-NR-XLarge Ret | 100% | 0.0024541 | 0.0055694 | 0.0093614 | 0.01383 | 0.018976 | 0.024798 | 0.031297 | 0.038473 | 0.046326 | 0.054855 | 0.064061 | 0.073944 | 0.084504 | 0.09574 | 0.10765 | 0.11707 | 0.11707 | 0.11707 | 0.11707 | 0.11707
Lost Opportunity | Other | $0.01/MWh to $10/MWh | Compressed Air | Commercial | Compressed Air-NR-Large Ret | 100% | 0 | 0 | 0 | 0 | 0 | 0 | 0 | 0 | 0 | 0 | 0 | 0 | 0 | 0 | 0 | 0 | 0 | 0 | 0 | 0
Lost Opportunity | Other | $0.01/MWh to $10/MWh | Compressed Air | Commercial | Compressed Air-NR-Medium Ret | 100% | 0 | 0 | 0 | 0 | 0 | 0 | 0 | 0 | 0 | 0 | 0 | 0 | 0 | 0 | 0 | 0 | 0 | 0 | 0 | 0
Lost Opportunity | Other | $0.01/MWh to $10/MWh | Compressed Air | Commercial | Compressed Air-NR-Small Ret | 100% | 0 | 0 | 0 | 0 | 0 | 0 | 0 | 0 | 0 | 0 | 0 | 0 | 0 | 0 | 0 | 0 | 0 | 0 | 0 | 0
Lost Opportunity | Other | $0.01/MWh to $10/MWh | Compressed Air | Commercial | Compressed Air-NR-School K-12 | 100% | 1.8282e-05 | 4.1505e-05 | 6.9771e-05 | 0.00010308 | 0.00014144 | 0.00018484 | 0.00023328 | 0.00028677 | 0.0003453 | 0.00040887 | 0.00047749 | 0.00055115 | 0.00062986 | 0.00071361 | 0.00080241 | 0.00087213 | 0.00087213 | 0.00087213 | 0.00087213 | 0.00087213
Lost Opportunity | Other | $0.01/MWh to $10/MWh | Compressed Air | Commercial | Compressed Air-NR-University | 100% | 1.8282e-05 | 4.1505e-05 | 6.9771e-05 | 0.00010308 | 0.00014144 | 0.00018484 | 0.00023328 | 0.00028677 | 0.0003453 | 0.00040887 | 0.00047749 | 0.00055115 | 0.00062986 | 0.00071361 | 0.00080241 | 0.00087213 | 0.00087213 | 0.00087213 | 0.00087213 | 0.00087213
Lost Opportunity | Other | $0.01/MWh to $10/MWh | Compressed Air | Commercial | Compressed Air-NR-Warehouse | 100% | 0.0025516 | 0.0057943 | 0.0097414 | 0.014393 | 0.019748 | 0.025808 | 0.032572 | 0.040041 | 0.048213 | 0.05709 | 0.066672 | 0.076957 | 0.087947 | 0.099641 | 0.11204 | 0.12172 | 0.12172 | 0.12172 | 0.12172 | 0.12172
Lost Opportunity | Other | $0.01/MWh to $10/MWh | Compressed Air | Commercial | Compressed Air-NR-Supermarket | 100% | 8.0022e-05 | 0.00018102 | 0.00030398 | 0.00044891 | 0.00061582 | 0.00080469 | 0.0010155 | 0.0012483 | 0.0015031 | 0.0017799 | 0.0020786 | 0.0023993 | 0.002742 | 0.0031066 | 0.0034932 | 0.0038174 | 0.0038174 | 0.0038174 | 0.0038174 | 0.0038174
Lost Opportunity | Other | $0.01/MWh to $10/MWh | Compressed Air | Commercial | Compressed Air-NR-MiniMart | 100% | 0 | 0 | 0 | 0 | 0 | 0 | 0 | 0 | 0 | 0 | 0 | 0 | 0 | 0 | 0 | 0 | 0 | 0 | 0 | 0
Lost Opportunity | Other | $0.01/MWh to $10/MWh | Compressed Air | Commercial | Compressed Air-NR-Restaurant | 100% | 1.1573e-05 | 2.6262e-05 | 4.4142e-05 | 6.5214e-05 | 8.9476e-05 | 0.00011693 | 0.00014757 | 0.00018141 | 0.00021844 | 0.00025866 | 0.00030206 | 0.00034867 | 0.00039846 | 0.00045144 | 0.00050761 | 0.0005521 | 0.0005521 | 0.0005521 | 0.0005521 | 0.0005521
Lost Opportunity | Other | $0.01/MWh to $10/MWh | Compressed Air | Commercial | Compressed Air-NR-Lodging | 100% | 2.9414e-05 | 6.686e-05 | 0.00011244 | 0.00016614 | 0.00022797 | 0.00029794 | 0.00037603 | 0.00046225 | 0.0005566 | 0.00065909 | 0.0007697 | 0.00088844 | 0.0010153 | 0.0011503 | 0.0012934 | 0.0014032 | 0.0014032 | 0.0014032 | 0.0014032 | 0.0014032
Lost Opportunity | Other | $0.01/MWh to $10/MWh | Compressed Air | Commercial | Compressed Air-NR-Hospital | 100% | 5.3851e-06 | 1.2243e-05 | 2.059e-05 | 3.0426e-05 | 4.175e-05 | 5.4563e-05 | 6.8865e-05 | 8.4656e-05 | 0.00010194 | 0.0001207 | 0.00014096 | 0.00016271 | 0.00018594 | 0.00021066 | 0.00023688 | 0.00025689 | 0.00025689 | 0.00025689 | 0.00025689 | 0.00025689
Lost Opportunity | Other | $0.01/MWh to $10/MWh | Compressed Air | Commercial | Compressed Air-NR-Residential Care | 100% | 5.3851e-06 | 1.2241e-05 | 2.0584e-05 | 3.0416e-05 | 4.1737e-05 | 5.4545e-05 | 6.8842e-05 | 8.4628e-05 | 0.0001019 | 0.00012066 | 0.00014091 | 0.00016265 | 0.00018588 | 0.00021059 | 0.0002368 | 0.00025689 | 0.00025689 | 0.00025689 | 0.00025689 | 0.00025689
Lost Opportunity | Other | $0.01/MWh to $10/MWh | Compressed Air | Commercial | Compressed Air-NR-Assembly | 100% | 8.9021e-05 | 0.00020204 | 0.00033961 | 0.00050173 | 0.00068841 | 0.00089963 | 0.0011354 | 0.0013957 | 0.0016806 | 0.0019901 | 0.002324 | 0.0026826 | 0.0030657 | 0.0034733 | 0.0039055 | 0.0042466 | 0.0042466 | 0.0042466 | 0.0042466 | 0.0042466
Lost Opportunity | Other | $0.01/MWh to $10/MWh | Compressed Air | Commercial | Compressed Air-NR-Other | 100% | 0.00048246 | 0.0010914 | 0.0018327 | 0.0027066 | 0.0037128 | 0.0048516 | 0.0061228 | 0.0075264 | 0.0090625 | 0.010731 | 0.012532 | 0.014466 | 0.016532 | 0.01873 | 0.021061 | 0.023015 | 0.023015 | 0.023015 | 0.023015 | 0.023015
Discretionary | Other | $0.01/MWh to $10/MWh | Compressed Air | Commercial | Compressed Air-Retro-Large Off | 100% | 0.042638 | 0.085127 | 0.12762 | 0.17011 | 0.2126 | 0.25508 | 0.29757 | 0.34006 | 0.38255 | 0.42504 | 0.46753 | 0.51002 | 0.55251 | 0.595 | 0.63749 | 0.67998 | 0.72247 | 0.76496 | 0.80744 | 0.84993
Discretionary | Other | $0.01/MWh to $10/MWh | Compressed Air | Commercial | Compressed Air-Retro-Medium Off | 100% | 0 | 0 | 0 | 0 | 0 | 0 | 0 | 0 | 0 | 0 | 0 | 0 | 0 | 0 | 0 | 0 | 0 | 0 | 0 | 0
Discretionary | Other | $0.01/MWh to $10/MWh | Compressed Air | Commercial | Compressed Air-Retro-Small Off | 100% | 0 | 0 | 0 | 0 | 0 | 0 | 0 | 0 | 0 | 0 | 0 | 0 | 0 | 0 | 0 | 0 | 0 | 0 | 0 | 0
Discretionary | Other | $0.01/MWh to $10/MWh | Compressed Air | Commercial | Compressed Air-Retro-XLarge Ret | 100% | 0.091061 | 0.18164 | 0.27221 | 0.36279 | 0.45336 | 0.54394 | 0.63451 | 0.72509 | 0.81566 | 0.90624 | 0.99681 | 1.0874 | 1.178 | 1.2685 | 1.3591 | 1.4497 | 1.5403 | 1.6308 | 1.7214 | 1.812
Discretionary | Other | $0.01/MWh to $10/MWh | Compressed Air | Commercial | Compressed Air-Retro-Large Ret | 100% | 0 | 0 | 0 | 0 | 0 | 0 | 0 | 0 | 0 | 0 | 0 | 0 | 0 | 0 | 0 | 0 | 0 | 0 | 0 | 0
Discretionary | Other | $0.01/MWh to $10/MWh | Compressed Air | Commercial | Compressed Air-Retro-Medium Ret | 100% | 0 | 0 | 0 | 0 | 0 | 0 | 0 | 0 | 0 | 0 | 0 | 0 | 0 | 0 | 0 | 0 | 0 | 0 | 0 | 0
Discretionary | Other | $0.01/MWh to $10/MWh | Compressed Air | Commercial | Compressed Air-Retro-Small Ret | 100% | 0 | 0 | 0 | 0 | 0 | 0 | 0 | 0 | 0 | 0 | 0 | 0 | 0 | 0 | 0 | 0 | 0 | 0 | 0 | 0
Discretionary | Other | $0.01/MWh to $10/MWh | Compressed Air | Commercial | Compressed Air-Retro-School K-12 | 100% | 0.00067831 | 0.0013534 | 0.0020285 | 0.0027036 | 0.0033786 | 0.0040537 | 0.0047288 | 0.0054039 | 0.006079 | 0.0067541 | 0.0074291 | 0.0081042 | 0.0087793 | 0.0094544 | 0.010129 | 0.010805 | 0.01148 | 0.012155 | 0.01283 | 0.013505
Discretionary | Other | $0.01/MWh to $10/MWh | Compressed Air | Commercial | Compressed Air-Retro-University | 100% | 0.00067831 | 0.0013534 | 0.0020285 | 0.0027036 | 0.0033786 | 0.0040537 | 0.0047288 | 0.0054039 | 0.006079 | 0.0067541 | 0.0074291 | 0.0081042 | 0.0087793 | 0.0094544 | 0.010129 | 0.010805 | 0.01148 | 0.012155 | 0.01283 | 0.013505
Discretionary | Other | $0.01/MWh to $10/MWh | Compressed Air | Commercial | Compressed Air-Retro-Warehouse | 100% | 0.094664 | 0.18892 | 0.28318 | 0.37744 | 0.47169 | 0.56595 | 0.66021 | 0.75446 | 0.84872 | 0.94298 | 1.0372 | 1.1315 | 1.2257 | 1.32 | 1.4143 | 1.5085 | 1.6028 | 1.697 | 1.7913 | 1.8855
Discretionary | Other | $0.01/MWh to $10/MWh | Compressed Air | Commercial | Compressed Air-Retro-Supermarket | 100% | 0 | 0 | 0 | 0 | 0 | 0 | 0 | 0 | 0 | 0 | 0 | 0 | 0 | 0 | 0 | 0 | 0 | 0 | 0 | 0
Discretionary | Other | $0.01/MWh to $10/MWh | Compressed Air | Commercial | Compressed Air-Retro-MiniMart | 100% | 0 | 0 | 0 | 0 | 0 | 0 | 0 | 0 | 0 | 0 | 0 | 0 | 0 | 0 | 0 | 0 | 0 | 0 | 0 | 0
Discretionary | Other | $0.01/MWh to $10/MWh | Compressed Air | Commercial | Compressed Air-Retro-Restaurant | 100% | 0 | 0 | 0 | 0 | 0 | 0 | 0 | 0 | 0 | 0 | 0 | 0 | 0 | 0 | 0 | 0 | 0 | 0 | 0 | 0
Discretionary | Other | $0.01/MWh to $10/MWh | Compressed Air | Commercial | Compressed Air-Retro-Lodging | 100% | 0 | 0 | 0 | 0 | 0 | 0 | 0 | 0 | 0 | 0 | 0 | 0 | 0 | 0 | 0 | 0 | 0 | 0 | 0 | 0
Discretionary | Other | $0.01/MWh to $10/MWh | Compressed Air | Commercial | Compressed Air-Retro-Hospital | 100% | 0.00019974 | 0.00039899 | 0.00059824 | 0.00079749 | 0.00099674 | 0.001196 | 0.0013952 | 0.0015945 | 0.0017937 | 0.001993 | 0.0021922 | 0.0023915 | 0.0025907 | 0.00279 | 0.0029893 | 0.0031885 | 0.0033878 | 0.003587 | 0.0037862 | 0.0039855
Discretionary | Other | $0.01/MWh to $10/MWh | Compressed Air | Commercial | Compressed Air-Retro-Residential Care | 100% | 0 | 0 | 0 | 0 | 0 | 0 | 0 | 0 | 0 | 0 | 0 | 0 | 0 | 0 | 0 | 0 | 0 | 0 | 0 | 0
Discretionary | Other | $0.01/MWh to $10/MWh | Compressed Air | Commercial | Compressed Air-Retro-Assembly | 100% | 0.0033031 | 0.006589 | 0.0098748 | 0.013161 | 0.016447 | 0.019732 | 0.023018 | 0.026304 | 0.02959 | 0.032876 | 0.036162 | 0.039448 | 0.042734 | 0.046019 | 0.049305 | 0.052591 | 0.055877 | 0.059163 | 0.062448 | 0.065734
Discretionary | Other | $0.01/MWh to $10/MWh | Compressed Air | Commercial | Compressed Air-Retro-Other | 100% | 0.017914 | 0.035641 | 0.053368 | 0.071095 | 0.088822 | 0.10655 | 0.12428 | 0.142 | 0.15973 | 0.17746 | 0.19518 | 0.21291 | 0.23064 | 0.24837 | 0.26609 | 0.28382 | 0.30155 | 0.31927 | 0.33699 | 0.35471
Lost Opportunity | Electronics | $0/MWh and Under | Monitor | Commercial | ENERGY STAR Display | 100% | 0.36121 | 0.73406 | 1.1113 | 1.4897 | 1.8675 | 2.2445 | 2.6202 | 2.9947 | 3.3678 | 3.7397 | 4.1103 | 4.4797 | 4.8476 | 5.2142 | 5.5796 | 5.9438 | 6.3068 | 6.6685 | 7.0291 | 7.3884
Lost Opportunity | Electronics | $0/MWh and Under | Desktop | Commercial | ENERGY STAR Desktop | 100% | 0.82846 | 1.6836 | 2.5489 | 3.4167 | 4.2833 | 5.1479 | 6.0098 | 6.8687 | 7.7245 | 8.5774 | 9.4275 | 10.2746 | 11.1184 | 11.9594 | 12.7975 | 13.6327 | 14.4652 | 15.2949 | 16.1219 | 16.9461
Lost Opportunity | Electronics | $0/MWh and Under | Laptop | Commercial | ENERGY STAR Laptop | 100% | 0.019506 | 0.048458 | 0.087728 | 0.13749 | 0.19708 | 0.26505 | 0.3394 | 0.41801 | 0.49905 | 0.58119 | 0.66366 | 0.74605 | 0.82819 | 0.91006 | 0.99166 | 1.073 | 1.1541 | 1.2349 | 1.3154 | 1.3957
Lost Opportunity | Other | $10.01/MWh to $20/MWh | Cooking Equipment | Commercial | Fryers | 100% | 0.015299 | 0.036907 | 0.065407 | 0.10092 | 0.14299 | 0.19066 | 0.24259 | 0.29737 | 0.35377 | 0.4109 | 0.46826 | 0.52556 | 0.58269 | 0.63965 | 0.65117 | 0.65117 | 0.65117 | 0.65117 | 0.65117 | 0.65117
Lost Opportunity | Other | $60.01/MWh to $80/MWh | Cooking Equipment | Commercial | HFHC (Wt Average Size) | 0% | 0 | 0 | 0 | 0 | 0 | 0 | 0 | 0 | 0 | 0 | 0 | 0 | 0 | 0 | 0 | 0 | 0 | 0 | 0 | 0
Lost Opportunity | Other | $0/MWh and Under | Cooking Equipment | Commercial | Steamer (Wt Average Size) | 100% | 0.3129 | 0.72214 | 1.2366 | 1.8581 | 2.5797 | 3.3868 | 4.2589 | 5.1746 | 6.115 | 7.0666 | 8.0216 | 8.9757 | 9.9273 | 10.8762 | 11.5281 | 11.5281 | 11.5281 | 11.5281 | 11.5281 | 11.5281
Lost Opportunity | Other | $0/MWh and Under | Cooking Equipment | Commercial | Combi Oven (Wt Average) | 100% | 0.092498 | 0.22315 | 0.39546 | 0.61017 | 0.86453 | 1.1527 | 1.4667 | 1.7979 | 2.1389 | 2.4844 | 2.8312 | 3.1776 | 3.5231 | 3.8674 | 3.9371 | 3.9371 | 3.9371 | 3.9371 | 3.9371 | 3.9371
Lost Opportunity | Other | $30.01/MWh to $35/MWh | Cooking Equipment | Commercial | Convection Oven (Wt Average) | 0% | 0 | 0 | 0 | 0 | 0 | 0 | 0 | 0 | 0 | 0 | 0 | 0 | 0 | 0 | 0 | 0 | 0 | 0 | 0 | 0
Lost Opportunity | Electronics | $0.01/MWh to $10/MWh | Data Centers | Commercial | Best Practice | 100% | 2.6587 | 6.4868 | 11.6165 | 16.2483 | 21.2902 | 27.1085 | 33.6466 | 40.6224 | 41.1395 | 41.1395 | 41.1395 | 41.1395 | 41.1395 | 41.1395 | 41.1395 | 41.1395 | 41.1395 | 41.1395 | 41.1395 | 41.1395
Lost Opportunity | Electronics | $10.01/MWh to $20/MWh | Data Centers | Commercial | Commercial Technology | 100% | 1.2278 | 2.9956 | 5.3646 | 7.5035 | 9.8319 | 12.5189 | 15.5382 | 18.7596 | 18.9984 | 18.9984 | 18.9984 | 18.9984 | 18.9984 | 18.9984 | 18.9984 | 18.9984 | 18.9984 | 18.9984 | 18.9984 | 18.9984
Lost Opportunity | Electronics | $0.01/MWh to $10/MWh | Data Centers | Commercial | Cutting Edge | 100% | 0.2902 | 0.70804 | 1.2679 | 1.7735 | 2.3238 | 2.9589 | 3.6725 | 4.434 | 4.4904 | 4.4904 | 4.4904 | 4.4904 | 4.4904 | 4.4904 | 4.4904 | 4.4904 | 4.4904 | 4.4904 | 4.4904 | 4.4904
Discretionary | HVAC | $60.01/MWh to $80/MWh | Demand Control Ventilation | Commercial | Demand Control Ventilation-Retro-Large Off | 0% | 0 | 0 | 0 | 0 | 0 | 0 | 0 | 0 | 0 | 0 | 0 | 0 | 0 | 0 | 0 | 0 | 0 | 0 | 0 | 0
Discretionary | HVAC | $60.01/MWh to $80/MWh | Demand Control Ventilation | Commercial | Demand Control Ventilation-Retro-Medium Off | 0% | 0 | 0 | 0 | 0 | 0 | 0 | 0 | 0 | 0 | 0 | 0 | 0 | 0 | 0 | 0 | 0 | 0 | 0 | 0 | 0
Discretionary | HVAC | $60.01/MWh to $80/MWh | Demand Control Ventilation | Commercial | Demand Control Ventilation-Retro-Small Off | 0% | 0 | 0 | 0 | 0 | 0 | 0 | 0 | 0 | 0 | 0 | 0 | 0 | 0 | 0 | 0 | 0 | 0 | 0 | 0 | 0
Discretionary | HVAC | $10.01/MWh to $20/MWh | Demand Control Ventilation | Commercial | Demand Control Ventilation-Retro-Xlarge Ret | 100% | 0.2856 | 0.5698 | 0.85262 | 1.1341 | 1.4141 | 1.6632 | 1.8579 | 2.0093 | 2.1263 | 2.1974 | 2.1974 | 2.1974 | 2.1974 | 2.1974 | 2.1974 | 2.1974 | 2.1974 | 2.1974 | 2.1974 | 2.1974
Discretionary | HVAC | $10.01/MWh to $20/MWh | Demand Control Ventilation | Commercial | Demand Control Ventilation-Retro-Large Ret | 100% | 0.22677 | 0.45243 | 0.67698 | 0.90044 | 1.1228 | 1.3206 | 1.4751 | 1.5954 | 1.6883 | 1.7447 | 1.7447 | 1.7447 | 1.7447 | 1.7447 | 1.7447 | 1.7447 | 1.7447 | 1.7447 | 1.7447 | 1.7447
Discretionary | HVAC | $10.01/MWh to $20/MWh | Demand Control Ventilation | Commercial | Demand Control Ventilation-Retro-Medium Ret | 100% | 0.051443 | 0.10263 | 0.15358 | 0.20427 | 0.25471 | 0.29957 | 0.33464 | 0.36192 | 0.38299 | 0.39579 | 0.39579 | 0.39579 | 0.39579 | 0.39579 | 0.39579 | 0.39579 | 0.39579 | 0.39579 | 0.39579 | 0.39579
Discretionary | HVAC | $10.01/MWh to $20/MWh | Demand Control Ventilation | Commercial | Demand Control Ventilation-Retro-Small Ret | 100% | 0.04964 | 0.099037 | 0.14819 | 0.19711 | 0.24579 | 0.28907 | 0.32291 | 0.34923 | 0.36956 | 0.38192 | 0.38192 | 0.38192 | 0.38192 | 0.38192 | 0.38192 | 0.38192 | 0.38192 | 0.38192 | 0.38192 | 0.38192
Discretionary | HVAC | $0.01/MWh to $10/MWh | Demand Control Ventilation | Commercial | Demand Control Ventilation-Retro-School K-12 | 100% | 0 | 0 | 0 | 0 | 0 | 0 | 0 | 0 | 0 | 0 | 0 | 0 | 0 | 0 | 0 | 0 | 0 | 0 | 0 | 0
Discretionary | HVAC | $0.01/MWh to $10/MWh | Demand Control Ventilation | Commercial | Demand Control Ventilation-Retro-University | 100% | 0 | 0 | 0 | 0 | 0 | 0 | 0 | 0 | 0 | 0 | 0 | 0 | 0 | 0 | 0 | 0 | 0 | 0 | 0 | 0
Discretionary | HVAC | $35.01/MWh to $40/MWh | Demand Control Ventilation | Commercial | Demand Control Ventilation-Retro-Warehouse | 0% | 0 | 0 | 0 | 0 | 0 | 0 | 0 | 0 | 0 | 0 | 0 | 0 | 0 | 0 | 0 | 0 | 0 | 0 | 0 | 0
Discretionary | HVAC | $10.01/MWh to $20/MWh | Demand Control Ventilation | Commercial | Demand Control Ventilation-Retro-Supermarket | 100% | 0.073202 | 0.14571 | 0.21752 | 0.28865 | 0.35911 | 0.42149 | 0.47009 | 0.50775 | 0.51737 | 0.51737 | 0.51737 | 0.51737 | 0.51737 | 0.51737 | 0.51737 | 0.51737 | 0.51737 | 0.51737 | 0.51737 | 0.51737
Discretionary | HVAC | $10.01/MWh to $20/MWh | Demand Control Ventilation | Commercial | Demand Control Ventilation-Retro-MiniMart | 100% | 0.023623 | 0.047128 | 0.070515 | 0.093784 | 0.11694 | 0.13752 | 0.15362 | 0.16613 | 0.1758 | 0.18133 | 0.18133 | 0.18133 | 0.18133 | 0.18133 | 0.18133 | 0.18133 | 0.18133 | 0.18133 | 0.18133 | 0.18133
Discretionary | HVAC | $0.01/MWh to $10/MWh | Demand Control Ventilation | Commercial | Demand Control Ventilation-Retro-Restaurant | 100% | 0.062671 | 0.12505 | 0.18713 | 0.24891 | 0.31041 | 0.36549 | 0.40933 | 0.44423 | 0.47201 | 0.49412 | 0.51171 | 0.52556 | 0.52556 | 0.52556 | 0.52556 | 0.52556 | 0.52556 | 0.52556 | 0.52556 | 0.52556
Discretionary | HVAC | $35.01/MWh to $40/MWh | Demand Control Ventilation | Commercial | Demand Control Ventilation-Retro-Lodging | 0% | 0 | 0 | 0 | 0 | 0 | 0 | 0 | 0 | 0 | 0 | 0 | 0 | 0 | 0 | 0 | 0 | 0 | 0 | 0 | 0
Discretionary | HVAC | $40.01/MWh to $50/MWh | Demand Control Ventilation | Commercial | Demand Control Ventilation-Retro-Hospital | 0% | 0 | 0 | 0 | 0 | 0 | 0 | 0 | 0 | 0 | 0 | 0 | 0 | 0 | 0 | 0 | 0 | 0 | 0 | 0 | 0
Discretionary | HVAC | $40.01/MWh to $50/MWh | Demand Control Ventilation | Commercial | Demand Control Ventilation-Retro-Residential Care | 0% | 0 | 0 | 0 | 0 | 0 | 0 | 0 | 0 | 0 | 0 | 0 | 0 | 0 | 0 | 0 | 0 | 0 | 0 | 0 | 0
Discretionary | HVAC | $35.01/MWh to $40/MWh | Demand Control Ventilation | Commercial | Demand Control Ventilation-Retro-Assembly | 0% | 0 | 0 | 0 | 0 | 0 | 0 | 0 | 0 | 0 | 0 | 0 | 0 | 0 | 0 | 0 | 0 | 0 | 0 | 0 | 0
Discretionary | HVAC | $25.01/MWh to $30/MWh | Demand Control Ventilation | Commercial | Demand Control Ventilation-Retro-Other | 0% | 0 | 0 | 0 | 0 | 0 | 0 | 0 | 0 | 0 | 0 | 0 | 0 | 0 | 0 | 0 | 0 | 0 | 0 | 0 | 0
Discretionary | HVAC | $25.01/MWh to $30/MWh | DCV Parking Garage | Commercial | DCV Parking Garage-Retro | 0% | 0 | 0 | 0 | 0 | 0 | 0 | 0 | 0 | 0 | 0 | 0 | 0 | 0 | 0 | 0 | 0 | 0 | 0 | 0 | 0
Discretionary | HVAC | $25.01/MWh to $30/MWh | DCV Restaurant Hood | Commercial | DCV Hood w/ MUA 5 hp | 0% | 0 | 0 | 0 | 0 | 0 | 0 | 0 | 0 | 0 | 0 | 0 | 0 | 0 | 0 | 0 | 0 | 0 | 0 | 0 | 0
Discretionary | HVAC | $40.01/MWh to $50/MWh | DCV Restaurant Hood | Commercial | DCV Hood 5 hp | 0% | 0 | 0 | 0 | 0 | 0 | 0 | 0 | 0 | 0 | 0 | 0 | 0 | 0 | 0 | 0 | 0 | 0 | 0 | 0 | 0
Lost Opportunity | HVAC | $40.01/MWh to $50/MWh | DHP | Commercial | DHP-New-Large Off | 0% | 0 | 0 | 0 | 0 | 0 | 0 | 0 | 0 | 0 | 0 | 0 | 0 | 0 | 0 | 0 | 0 | 0 | 0 | 0 | 0
Lost Opportunity | HVAC | $40.01/MWh to $50/MWh | DHP | Commercial | DHP-New-Medium Off | 0% | 0 | 0 | 0 | 0 | 0 | 0 | 0 | 0 | 0 | 0 | 0 | 0 | 0 | 0 | 0 | 0 | 0 | 0 | 0 | 0
Lost Opportunity | HVAC | $35.01/MWh to $40/MWh | DHP | Commercial | DHP-New-Small Off | 0% | 0 | 0 | 0 | 0 | 0 | 0 | 0 | 0 | 0 | 0 | 0 | 0 | 0 | 0 | 0 | 0 | 0 | 0 | 0 | 0
Lost Opportunity | HVAC | $40.01/MWh to $50/MWh | DHP | Commercial | DHP-New-XLarge Ret | 0% | 0 | 0 | 0 | 0 | 0 | 0 | 0 | 0 | 0 | 0 | 0 | 0 | 0 | 0 | 0 | 0 | 0 | 0 | 0 | 0
Lost Opportunity | HVAC | $40.01/MWh to $50/MWh | DHP | Commercial | DHP-New-Large Ret | 0% | 0 | 0 | 0 | 0 | 0 | 0 | 0 | 0 | 0 | 0 | 0 | 0 | 0 | 0 | 0 | 0 | 0 | 0 | 0 | 0
Lost Opportunity | HVAC | $40.01/MWh to $50/MWh | DHP | Commercial | DHP-New-Medium Ret | 0% | 0 | 0 | 0 | 0 | 0 | 0 | 0 | 0 | 0 | 0 | 0 | 0 | 0 | 0 | 0 | 0 | 0 | 0 | 0 | 0
Lost Opportunity | HVAC | $40.01/MWh to $50/MWh | DHP | Commercial | DHP-New-Small Ret | 0% | 0 | 0 | 0 | 0 | 0 | 0 | 0 | 0 | 0 | 0 | 0 | 0 | 0 | 0 | 0 | 0 | 0 | 0 | 0 | 0
Lost Opportunity | HVAC | $40.01/MWh to $50/MWh | DHP | Commercial | DHP-New-School K-12 | 0% | 0 | 0 | 0 | 0 | 0 | 0 | 0 | 0 | 0 | 0 | 0 | 0 | 0 | 0 | 0 | 0 | 0 | 0 | 0 | 0
Lost Opportunity | HVAC | $40.01/MWh to $50/MWh | DHP | Commercial | DHP-New-University | 0% | 0 | 0 | 0 | 0 | 0 | 0 | 0 | 0 | 0 | 0 | 0 | 0 | 0 | 0 | 0 | 0 | 0 | 0 | 0 | 0
Lost Opportunity | HVAC | $50.01/MWh to $60/MWh | DHP | Commercial | DHP-New-Warehouse | 0% | 0 | 0 | 0 | 0 | 0 | 0 | 0 | 0 | 0 | 0 | 0 | 0 | 0 | 0 | 0 | 0 | 0 | 0 | 0 | 0
Lost Opportunity | HVAC | $40.01/MWh to $50/MWh | DHP | Commercial | DHP-New-Supermarket | 0% | 0 | 0 | 0 | 0 | 0 | 0 | 0 | 0 | 0 | 0 | 0 | 0 | 0 | 0 | 0 | 0 | 0 | 0 | 0 | 0
Lost Opportunity | HVAC | $40.01/MWh to $50/MWh | DHP | Commercial | DHP-New-MiniMart | 0% | 0 | 0 | 0 | 0 | 0 | 0 | 0 | 0 | 0 | 0 | 0 | 0 | 0 | 0 | 0 | 0 | 0 | 0 | 0 | 0
Lost Opportunity | HVAC | $35.01/MWh to $40/MWh | DHP | Commercial | DHP-New-Restaurant | 0% | 0 | 0 | 0 | 0 | 0 | 0 | 0 | 0 | 0 | 0 | 0 | 0 | 0 | 0 | 0 | 0 | 0 | 0 | 0 | 0
Lost Opportunity | HVAC | $40.01/MWh to $50/MWh | DHP | Commercial | DHP-New-Lodging | 0% | 0 | 0 | 0 | 0 | 0 | 0 | 0 | 0 | 0 | 0 | 0 | 0 | 0 | 0 | 0 | 0 | 0 | 0 | 0 | 0
Lost Opportunity | HVAC | $50.01/MWh to $60/MWh | DHP | Commercial | DHP-New-Hospital | 0% | 0 | 0 | 0 | 0 | 0 | 0 | 0 | 0 | 0 | 0 | 0 | 0 | 0 | 0 | 0 | 0 | 0 | 0 | 0 | 0
Lost Opportunity | HVAC | $50.01/MWh to $60/MWh | DHP | Commercial | DHP-New-Residential Care | 0% | 0 | 0 | 0 | 0 | 0 | 0 | 0 | 0 | 0 | 0 | 0 | 0 | 0 | 0 | 0 | 0 | 0 | 0 | 0 | 0
Lost Opportunity | HVAC | $40.01/MWh to $50/MWh | DHP | Commercial | DHP-New-Assembly | 0% | 0 | 0 | 0 | 0 | 0 | 0 | 0 | 0 | 0 | 0 | 0 | 0 | 0 | 0 | 0 | 0 | 0 | 0 | 0 | 0
Lost Opportunity | HVAC | $40.01/MWh to $50/MWh | DHP | Commercial | DHP-New-Other | 0% | 0 | 0 | 0 | 0 | 0 | 0 | 0 | 0 | 0 | 0 | 0 | 0 | 0 | 0 | 0 | 0 | 0 | 0 | 0 | 0
Discretionary | HVAC | $40.01/MWh to $50/MWh | DHP | Commercial | DHP-Retro-Large Off | 0% | 0 | 0 | 0 | 0 | 0 | 0 | 0 | 0 | 0 | 0 | 0 | 0 | 0 | 0 | 0 | 0 | 0 | 0 | 0 | 0
Discretionary | HVAC | $40.01/MWh to $50/MWh | DHP | Commercial | DHP-Retro-Medium Off | 0% | 0 | 0 | 0 | 0 | 0 | 0 | 0 | 0 | 0 | 0 | 0 | 0 | 0 | 0 | 0 | 0 | 0 | 0 | 0 | 0
Discretionary | HVAC | $35.01/MWh to $40/MWh | DHP | Commercial | DHP-Retro-Small Off | 0% | 0 | 0 | 0 | 0 | 0 | 0 | 0 | 0 | 0 | 0 | 0 | 0 | 0 | 0 | 0 | 0 | 0 | 0 | 0 | 0
Discretionary | HVAC | $40.01/MWh to $50/MWh | DHP | Commercial | DHP-Retro-XLarge Ret | 0% | 0 | 0 | 0 | 0 | 0 | 0 | 0 | 0 | 0 | 0 | 0 | 0 | 0 | 0 | 0 | 0 | 0 | 0 | 0 | 0
Discretionary | HVAC | $40.01/MWh to $50/MWh | DHP | Commercial | DHP-Retro-Large Ret | 0% | 0 | 0 | 0 | 0 | 0 | 0 | 0 | 0 | 0 | 0 | 0 | 0 | 0 | 0 | 0 | 0 | 0 | 0 | 0 | 0
Discretionary | HVAC | $40.01/MWh to $50/MWh | DHP | Commercial | DHP-Retro-Medium Ret | 0% | 0 | 0 | 0 | 0 | 0 | 0 | 0 | 0 | 0 | 0 | 0 | 0 | 0 | 0 | 0 | 0 | 0 | 0 | 0 | 0
Discretionary | HVAC | $40.01/MWh to $50/MWh | DHP | Commercial | DHP-Retro-Small Ret | 0% | 0 | 0 | 0 | 0 | 0 | 0 | 0 | 0 | 0 | 0 | 0 | 0 | 0 | 0 | 0 | 0 | 0 | 0 | 0 | 0
Discretionary | HVAC | $40.01/MWh to $50/MWh | DHP | Commercial | DHP-Retro-School K-12 | 0% | 0 | 0 | 0 | 0 | 0 | 0 | 0 | 0 | 0 | 0 | 0 | 0 | 0 | 0 | 0 | 0 | 0 | 0 | 0 | 0
Discretionary | HVAC | $40.01/MWh to $50/MWh | DHP | Commercial | DHP-Retro-University | 0% | 0 | 0 | 0 | 0 | 0 | 0 | 0 | 0 | 0 | 0 | 0 | 0 | 0 | 0 | 0 | 0 | 0 | 0 | 0 | 0
Discretionary | HVAC | $50.01/MWh to $60/MWh | DHP | Commercial | DHP-Retro-Warehouse | 0% | 0 | 0 | 0 | 0 | 0 | 0 | 0 | 0 | 0 | 0 | 0 | 0 | 0 | 0 | 0 | 0 | 0 | 0 | 0 | 0
Discretionary | HVAC | $40.01/MWh to $50/MWh | DHP | Commercial | DHP-Retro-Supermarket | 0% | 0 | 0 | 0 | 0 | 0 | 0 | 0 | 0 | 0 | 0 | 0 | 0 | 0 | 0 | 0 | 0 | 0 | 0 | 0 | 0
Discretionary | HVAC | $40.01/MWh to $50/MWh | DHP | Commercial | DHP-Retro-MiniMart | 0% | 0 | 0 | 0 | 0 | 0 | 0 | 0 | 0 | 0 | 0 | 0 | 0 | 0 | 0 | 0 | 0 | 0 | 0 | 0 | 0
Discretionary | HVAC | $35.01/MWh to $40/MWh | DHP | Commercial | DHP-Retro-Restaurant | 0% | 0 | 0 | 0 | 0 | 0 | 0 | 0 | 0 | 0 | 0 | 0 | 0 | 0 | 0 | 0 | 0 | 0 | 0 | 0 | 0
Discretionary | HVAC | $40.01/MWh to $50/MWh | DHP | Commercial | DHP-Retro-Lodging | 0% | 0 | 0 | 0 | 0 | 0 | 0 | 0 | 0 | 0 | 0 | 0 | 0 | 0 | 0 | 0 | 0 | 0 | 0 | 0 | 0
Discretionary | HVAC | $50.01/MWh to $60/MWh | DHP | Commercial | DHP-Retro-Hospital | 0% | 0 | 0 | 0 | 0 | 0 | 0 | 0 | 0 | 0 | 0 | 0 | 0 | 0 | 0 | 0 | 0 | 0 | 0 | 0 | 0
Discretionary | HVAC | $50.01/MWh to $60/MWh | DHP | Commercial | DHP-Retro-Residential Care | 0% | 0 | 0 | 0 | 0 | 0 | 0 | 0 | 0 | 0 | 0 | 0 | 0 | 0 | 0 | 0 | 0 | 0 | 0 | 0 | 0
Discretionary | HVAC | $40.01/MWh to $50/MWh | DHP | Commercial | DHP-Retro-Assembly | 0% | 0 | 0 | 0 | 0 | 0 | 0 | 0 | 0 | 0 | 0 | 0 | 0 | 0 | 0 | 0 | 0 | 0 | 0 | 0 | 0
Discretionary | HVAC | $40.01/MWh to $50/MWh | DHP | Commercial | DHP-Retro-Other | 0% | 0 | 0 | 0 | 0 | 0 | 0 | 0 | 0 | 0 | 0 | 0 | 0 | 0 | 0 | 0 | 0 | 0 | 0 | 0 | 0
Lost Opportunity | Other | $20.01/MWh to $25/MWh | ECM-VAV | Commercial | ECM-VAV-NEW-Large Off | 100% | 0.022597 | 0.045563 | 0.07968 | 0.11141 | 0.14571 | 0.18691 | 0.23026 | 0.28165 | 0.34108 | 0.39406 | 0.45212 | 0.51293 | 0.56852 | 0.62442 | 0.67918 | 0.73504 | 0.792 | 0.85007 | 0.90923 | 0.96949
Lost Opportunity | Other | $20.01/MWh to $25/MWh | ECM-VAV | Commercial | ECM-VAV-NEW-Medium Off | 100% | 0.0015244 | 0.0029828 | 0.0053053 | 0.007471 | 0.0097694 | 0.012564 | 0.015503 | 0.018938 | 0.022864 | 0.026422 | 0.030388 | 0.03443 | 0.038231 | 0.041909 | 0.045543 | 0.049318 | 0.053234 | 0.057291 | 0.061489 | 0.065827
Lost Opportunity | Other | $0.01/MWh to $10/MWh | ECM-VAV | Commercial | ECM-VAV-NEW-Small Off | 100% | 0 | 0 | 0 | 0 | 0 | 0 | 0 | 0 | 0 | 0 | 0 | 0 | 0 | 0 | 0 | 0 | 0 | 0 | 0 | 0
Lost Opportunity | Other | $20.01/MWh to $25/MWh | ECM-VAV | Commercial | ECM-VAV-NEW-XLarge Ret | 100% | 6.1942e-05 | 0.00013208 | 0.00021418 | 0.00030479 | 0.0004206 | 0.0005573 | 0.00071778 | 0.0010008 | 0.0013384 | 0.0016376 | 0.0019304 | 0.0022159 | 0.0024483 | 0.0026883 | 0.0029108 | 0.0031595 | 0.0034342 | 0.0037351 | 0.004062 | 0.0044151
Lost Opportunity | Other | $0.01/MWh to $10/MWh | ECM-VAV | Commercial | ECM-VAV-NEW-Large Ret | 100% | 0 | 0 | 0 | 0 | 0 | 0 | 0 | 0 | 0 | 0 | 0 | 0 | 0 | 0 | 0 | 0 | 0 | 0 | 0 | 0
Lost Opportunity | Other | $0.01/MWh to $10/MWh | ECM-VAV | Commercial | ECM-VAV-NEW-Medium Ret | 100% | 0 | 0 | 0 | 0 | 0 | 0 | 0 | 0 | 0 | 0 | 0 | 0 | 0 | 0 | 0 | 0 | 0 | 0 | 0 | 0
Lost Opportunity | Other | $0.01/MWh to $10/MWh | ECM-VAV | Commercial | ECM-VAV-NEW-Small Ret | 100% | 0 | 0 | 0 | 0 | 0 | 0 | 0 | 0 | 0 | 0 | 0 | 0 | 0 | 0 | 0 | 0 | 0 | 0 | 0 | 0
Lost Opportunity | Other | $20.01/MWh to $25/MWh | ECM-VAV | Commercial | ECM-VAV-NEW-School K-12 | 100% | 0.00023167 | 0.00056004 | 0.0010017 | 0.0017115 | 0.0026461 | 0.0035107 | 0.0044233 | 0.0054239 | 0.0064954 | 0.0074996 | 0.0085647 | 0.0095547 | 0.010657 | 0.011639 | 0.0127 | 0.013715 | 0.014682 | 0.015603 | 0.016478 | 0.017305
Lost Opportunity | Other | $20.01/MWh to $25/MWh | ECM-VAV | Commercial | ECM-VAV-NEW-University | 100% | 0.00067514 | 0.0016198 | 0.0024397 | 0.0038444 | 0.0056884 | 0.0075385 | 0.0097711 | 0.012224 | 0.014851 | 0.017568 | 0.020156 | 0.022465 | 0.025146 | 0.027461 | 0.029806 | 0.032336 | 0.035051 | 0.037949 | 0.041032 | 0.044298
Lost Opportunity | Other | $0.01/MWh to $10/MWh | ECM-VAV | Commercial | ECM-VAV-NEW-Warehouse | 100% | 0 | 0 | 0 | 0 | 0 | 0 | 0 | 0 | 0 | 0 | 0 | 0 | 0 | 0 | 0 | 0 | 0 | 0 | 0 | 0
Lost Opportunity | Other | $0.01/MWh to $10/MWh | ECM-VAV | Commercial | ECM-VAV-NEW-Supermarket | 100% | 0 | 0 | 0 | 0 | 0 | 0 | 0 | 0 | 0 | 0 | 0 | 0 | 0 | 0 | 0 | 0 | 0 | 0 | 0 | 0
Lost Opportunity | Other | $0.01/MWh to $10/MWh | ECM-VAV | Commercial | ECM-VAV-NEW-MiniMart | 100% | 0 | 0 | 0 | 0 | 0 | 0 | 0 | 0 | 0 | 0 | 0 | 0 | 0 | 0 | 0 | 0 | 0 | 0 | 0 | 0
Lost Opportunity | Other | $0.01/MWh to $10/MWh | ECM-VAV | Commercial | ECM-VAV-NEW-Restaurant | 100% | 0 | 0 | 0 | 0 | 0 | 0 | 0 | 0 | 0 | 0 | 0 | 0 | 0 | 0 | 0 | 0 | 0 | 0 | 0 | 0
Lost Opportunity | Other | $20.01/MWh to $25/MWh | ECM-VAV | Commercial | ECM-VAV-NEW-Lodging | 100% | 0.00020322 | 0.00046103 | 0.00076284 | 0.0011013 | 0.0014893 | 0.0019217 | 0.0024227 | 0.0034989 | 0.0048404 | 0.0062695 | 0.0077345 | 0.0092987 | 0.010585 | 0.011813 | 0.012967 | 0.014216 | 0.015561 | 0.017003 | 0.01854 | 0.020173
Lost Opportunity | Other | $20.01/MWh to $25/MWh | ECM-VAV | Commercial | ECM-VAV-NEW-Hospital | 100% | 0.0022249 | 0.0044883 | 0.0068593 | 0.0090533 | 0.011476 | 0.014217 | 0.01768 | 0.02197 | 0.026953 | 0.03144 | 0.03592 | 0.040237 | 0.044046 | 0.047668 | 0.051056 | 0.054436 | 0.05781 | 0.061175 | 0.064534 | 0.067885
Lost Opportunity | Other | $20.01/MWh to $25/MWh | ECM-VAV | Commercial | ECM-VAV-NEW-Residential Care | 100% | 0.00043347 | 0.00090122 | 0.0013928 | 0.0018739 | 0.0024317 | 0.0030706 | 0.0038623 | 0.0048862 | 0.0060465 | 0.0071017 | 0.0082063 | 0.0092677 | 0.010219 | 0.011144 | 0.012039 | 0.012926 | 0.013803 | 0.014671 | 0.015529 | 0.016378
Lost Opportunity | Other | $20.01/MWh to $25/MWh | ECM-VAV | Commercial | ECM-VAV-NEW-Assembly | 100% | 0.0011524 | 0.002992 | 0.0042016 | 0.0057808 | 0.0085137 | 0.013807 | 0.020101 | 0.028639 | 0.040898 | 0.055185 | 0.071212 | 0.086584 | 0.10183 | 0.1162 | 0.13052 | 0.14449 | 0.15811 | 0.17138 | 0.1843 | 0.19686
Lost Opportunity | Other | $20.01/MWh to $25/MWh | ECM-VAV | Commercial | ECM-VAV-NEW-Other | 100% | 0.0035306 | 0.0081253 | 0.012828 | 0.019277 | 0.026895 | 0.034962 | 0.044232 | 0.054518 | 0.065375 | 0.075736 | 0.087184 | 0.097754 | 0.10829 | 0.11839 | 0.12781 | 0.13714 | 0.14636 | 0.15547 | 0.16449 | 0.17341
Lost Opportunity | Other | $10.01/MWh to $20/MWh | ECM-VAV | Commercial | ECM-VAV-NR-Large Off | 100% | 0.11409 | 0.25385 | 0.41394 | 0.59007 | 0.77882 | 0.97749 | 1.1839 | 1.3963 | 1.6134 | 1.8339 | 2.0572 | 2.2824 | 2.5068 | 2.7305 | 2.9534 | 3.1756 | 3.397 | 3.6176 | 3.8375 | 3.895
Lost Opportunity | Other | $10.01/MWh to $20/MWh | ECM-VAV | Commercial | ECM-VAV-NR-Medium Off | 100% | 0.0045227 | 0.010063 | 0.01641 | 0.023392 | 0.030875 | 0.03875 | 0.046933 | 0.055354 | 0.063958 | 0.072703 | 0.081553 | 0.09048 | 0.099377 | 0.10824 | 0.11708 | 0.12589 | 0.13467 | 0.14341 | 0.15213 | 0.15441
Lost Opportunity | Other | $0.01/MWh to $10/MWh | ECM-VAV | Commercial | ECM-VAV-NR-Small Off | 100% | 0 | 0 | 0 | 0 | 0 | 0 | 0 | 0 | 0 | 0 | 0 | 0 | 0 | 0 | 0 | 0 | 0 | 0 | 0 | 0
Lost Opportunity | Other | $10.01/MWh to $20/MWh | ECM-VAV | Commercial | ECM-VAV-NR-XLarge Ret | 100% | 0.00083331 | 0.0018507 | 0.0030127 | 0.0042882 | 0.0056522 | 0.0070849 | 0.0085705 | 0.010096 | 0.011653 | 0.013231 | 0.014826 | 0.016431 | 0.018029 | 0.019618 | 0.021198 | 0.022771 | 0.024335 | 0.025891 | 0.027364 | 0.027364
Lost Opportunity | Other | $0.01/MWh to $10/MWh | ECM-VAV | Commercial | ECM-VAV-NR-Large Ret | 100% | 0 | 0 | 0 | 0 | 0 | 0 | 0 | 0 | 0 | 0 | 0 | 0 | 0 | 0 | 0 | 0 | 0 | 0 | 0 | 0
Lost Opportunity | Other | $0.01/MWh to $10/MWh | ECM-VAV | Commercial | ECM-VAV-NR-Medium Ret | 100% | 0 | 0 | 0 | 0 | 0 | 0 | 0 | 0 | 0 | 0 | 0 | 0 | 0 | 0 | 0 | 0 | 0 | 0 | 0 | 0
Lost Opportunity | Other | $0.01/MWh to $10/MWh | ECM-VAV | Commercial | ECM-VAV-NR-Small Ret | 100% | 0 | 0 | 0 | 0 | 0 | 0 | 0 | 0 | 0 | 0 | 0 | 0 | 0 | 0 | 0 | 0 | 0 | 0 | 0 | 0
Lost Opportunity | Other | $10.01/MWh to $20/MWh | ECM-VAV | Commercial | ECM-VAV-NR-School K-12 | 100% | 0.007476 | 0.016613 | 0.027059 | 0.038532 | 0.05081 | 0.063715 | 0.077104 | 0.090864 | 0.10491 | 0.11916 | 0.13356 | 0.14808 | 0.16253 | 0.17691 | 0.19122 | 0.20546 | 0.21964 | 0.23376 | 0.2478 | 0.2485
Lost Opportunity | Other | $10.01/MWh to $20/MWh | ECM-VAV | Commercial | ECM-VAV-NR-University | 100% | 0.0094403 | 0.020978 | 0.034168 | 0.048656 | 0.06416 | 0.080455 | 0.097362 | 0.11474 | 0.13247 | 0.15047 | 0.16866 | 0.18698 | 0.20523 | 0.22338 | 0.24146 | 0.25945 | 0.27735 | 0.29517 | 0.31291 | 0.31379
Lost Opportunity | Other | $0.01/MWh to $10/MWh | ECM-VAV | Commercial | ECM-VAV-NR-Warehouse | 100% | 0 | 0 | 0 | 0 | 0 | 0 | 0 | 0 | 0 | 0 | 0 | 0 | 0 | 0 | 0 | 0 | 0 | 0 | 0 | 0
Lost Opportunity | Other | $0.01/MWh to $10/MWh | ECM-VAV | Commercial | ECM-VAV-NR-Supermarket | 100% | 0 | 0 | 0 | 0 | 0 | 0 | 0 | 0 | 0 | 0 | 0 | 0 | 0 | 0 | 0 | 0 | 0 | 0 | 0 | 0
Lost Opportunity | Other | $0.01/MWh to $10/MWh | ECM-VAV | Commercial | ECM-VAV-NR-MiniMart | 100% | 0 | 0 | 0 | 0 | 0 | 0 | 0 | 0 | 0 | 0 | 0 | 0 | 0 | 0 | 0 | 0 | 0 | 0 | 0 | 0
Lost Opportunity | Other | $0.01/MWh to $10/MWh | ECM-VAV | Commercial | ECM-VAV-NR-Restaurant | 100% | 0 | 0 | 0 | 0 | 0 | 0 | 0 | 0 | 0 | 0 | 0 | 0 | 0 | 0 | 0 | 0 | 0 | 0 | 0 | 0
Lost Opportunity | Other | $10.01/MWh to $20/MWh | ECM-VAV | Commercial | ECM-VAV-NR-Lodging | 100% | 0.0047901 | 0.010666 | 0.017404 | 0.024823 | 0.032781 | 0.041162 | 0.049877 | 0.058853 | 0.06803 | 0.077364 | 0.086816 | 0.096358 | 0.10587 | 0.11537 | 0.12483 | 0.13427 | 0.14368 | 0.15307 | 0.16243 | 0.16595
Lost Opportunity | Other | $10.01/MWh to $20/MWh | ECM-VAV | Commercial | ECM-VAV-NR-Hospital | 100% | 0.0091217 | 0.020319 | 0.033164 | 0.047315 | 0.0625 | 0.0785 | 0.095142 | 0.11229 | 0.12983 | 0.14767 | 0.16574 | 0.184 | 0.20221 | 0.22038 | 0.2385 | 0.25658 | 0.27462 | 0.29262 | 0.31057 | 0.31835
Lost Opportunity | Other | $10.01/MWh to $20/MWh | ECM-VAV | Commercial | ECM-VAV-NR-Residential Care | 100% | 0.0015864 | 0.0035324 | 0.0057636 | 0.0082206 | 0.010856 | 0.013632 | 0.016518 | 0.01949 | 0.02253 | 0.025621 | 0.028751 | 0.031911 | 0.035063 | 0.038206 | 0.04134 | 0.044466 | 0.047584 | 0.050692 | 0.053793 | 0.054959
Lost Opportunity | Other | $10.01/MWh to $20/MWh | ECM-VAV | Commercial | ECM-VAV-NR-Assembly | 100% | 0.027956 | 0.062095 | 0.1011 | 0.14391 | 0.18971 | 0.23782 | 0.28771 | 0.33896 | 0.39123 | 0.44427 | 0.49785 | 0.5518 | 0.60549 | 0.65891 | 0.71205 | 0.76492 | 0.81751 | 0.86984 | 0.92055 | 0.92055
Lost Opportunity | Other | $10.01/MWh to $20/MWh | ECM-VAV | Commercial | ECM-VAV-NR-Other | 100% | 0.016644 | 0.03678 | 0.059614 | 0.084519 | 0.11099 | 0.13865 | 0.16717 | 0.19631 | 0.22588 | 0.25572 | 0.28572 | 0.31576 | 0.3455 | 0.37494 | 0.40408 | 0.43293 | 0.46147 | 0.48971 | 0.49153 | 0.49153
Discretionary | HVAC | $30.01/MWh to $35/MWh | Economizer | Commercial | Economizer-Retro-Large Off | 0% | 0 | 0 | 0 | 0 | 0 | 0 | 0 | 0 | 0 | 0 | 0 | 0 | 0 | 0 | 0 | 0 | 0 | 0 | 0 | 0
Discretionary | HVAC | $20.01/MWh to $25/MWh | Economizer | Commercial | Economizer-Retro-Medium Off | 0% | 0 | 0 | 0 | 0 | 0 | 0 | 0 | 0 | 0 | 0 | 0 | 0 | 0 | 0 | 0 | 0 | 0 | 0 | 0 | 0
Discretionary | HVAC | $20.01/MWh to $25/MWh | Economizer | Commercial | Economizer-Retro-Small Off | 0% | 0 | 0 | 0 | 0 | 0 | 0 | 0 | 0 | 0 | 0 | 0 | 0 | 0 | 0 | 0 | 0 | 0 | 0 | 0 | 0
Discretionary | HVAC | $30.01/MWh to $35/MWh | Economizer | Commercial | Economizer-Retro-XLarge Ret | 0% | 0 | 0 | 0 | 0 | 0 | 0 | 0 | 0 | 0 | 0 | 0 | 0 | 0 | 0 | 0 | 0 | 0 | 0 | 0 | 0
Discretionary | HVAC | $30.01/MWh to $35/MWh | Economizer | Commercial | Economizer-Retro-Large Ret | 0% | 0 | 0 | 0 | 0 | 0 | 0 | 0 | 0 | 0 | 0 | 0 | 0 | 0 | 0 | 0 | 0 | 0 | 0 | 0 | 0
Discretionary | HVAC | $20.01/MWh to $25/MWh | Economizer | Commercial | Economizer-Retro-Medium Ret | 0% | 0 | 0 | 0 | 0 | 0 | 0 | 0 | 0 | 0 | 0 | 0 | 0 | 0 | 0 | 0 | 0 | 0 | 0 | 0 | 0
Discretionary | HVAC | $20.01/MWh to $25/MWh | Economizer | Commercial | Economizer-Retro-Small Ret | 0% | 0 | 0 | 0 | 0 | 0 | 0 | 0 | 0 | 0 | 0 | 0 | 0 | 0 | 0 | 0 | 0 | 0 | 0 | 0 | 0
Discretionary | HVAC | $10.01/MWh to $20/MWh | Economizer | Commercial | Economizer-Retro-School K-12 | 100% | 0.067329 | 0.13454 | 0.20148 | 0.26814 | 0.33459 | 0.39376 | 0.44003 | 0.47603 | 0.50387 | 0.52071 | 0.52071 | 0.52071 | 0.52071 | 0.52071 | 0.52071 | 0.52071 | 0.52071 | 0.52071 | 0.52071 | 0.52071
Discretionary | HVAC | $10.01/MWh to $20/MWh | Economizer | Commercial | Economizer-Retro-University | 100% | 0.03169 | 0.063491 | 0.095171 | 0.12666 | 0.1581 | 0.18612 | 0.20803 | 0.22511 | 0.23832 | 0.24509 | 0.24509 | 0.24509 | 0.24509 | 0.24509 | 0.24509 | 0.24509 | 0.24509 | 0.24509 | 0.24509 | 0.24509
Discretionary | HVAC | $10.01/MWh to $20/MWh | Economizer | Commercial | Economizer-Retro-Warehouse | 100% | 0.038705 | 0.077523 | 0.11617 | 0.1547 | 0.19311 | 0.22734 | 0.25413 | 0.275 | 0.29112 | 0.30179 | 0.30179 | 0.30179 | 0.30179 | 0.30179 | 0.30179 | 0.30179 | 0.30179 | 0.30179 | 0.30179 | 0.30179
Discretionary | HVAC | $25.01/MWh to $30/MWh | Economizer | Commercial | Economizer-Retro-Supermarket | 0% | 0 | 0 | 0 | 0 | 0 | 0 | 0 | 0 | 0 | 0 | 0 | 0 | 0 | 0 | 0 | 0 | 0 | 0 | 0 | 0
Discretionary | HVAC | $25.01/MWh to $30/MWh | Economizer | Commercial | Economizer-Retro-MiniMart | 0% | 0 | 0 | 0 | 0 | 0 | 0 | 0 | 0 | 0 | 0 | 0 | 0 | 0 | 0 | 0 | 0 | 0 | 0 | 0 | 0
Discretionary | HVAC | $25.01/MWh to $30/MWh | Economizer | Commercial | Economizer-Retro-Restaurant | 0% | 0 | 0 | 0 | 0 | 0 | 0 | 0 | 0 | 0 | 0 | 0 | 0 | 0 | 0 | 0 | 0 | 0 | 0 | 0 | 0
Discretionary | HVAC | $10.01/MWh to $20/MWh | Economizer | Commercial | Economizer-Retro-Lodging | 100% | 0.037435 | 0.074924 | 0.11231 | 0.14961 | 0.1868 | 0.21996 | 0.24593 | 0.26618 | 0.28191 | 0.294 | 0.29971 | 0.29971 | 0.29971 | 0.29971 | 0.29971 | 0.29971 | 0.29971 | 0.29971 | 0.29971 | 0.29971
Discretionary | HVAC | $30.01/MWh to $35/MWh | Economizer | Commercial | Economizer-Retro-Hospital | 0% | 0 | 0 | 0 | 0 | 0 | 0 | 0 | 0 | 0 | 0 | 0 | 0 | 0 | 0 | 0 | 0 | 0 | 0 | 0 | 0
Discretionary | HVAC | $10.01/MWh to $20/MWh | Economizer | Commercial | Economizer-Retro-Residential Care | 100% | 0.012386 | 0.024973 | 0.037506 | 0.049992 | 0.062427 | 0.07352 | 0.082221 | 0.089021 | 0.094309 | 0.098378 | 0.099161 | 0.099161 | 0.099161 | 0.099161 | 0.099161 | 0.099161 | 0.099161 | 0.099161 | 0.099161 | 0.099161
Discretionary | HVAC | $10.01/MWh to $20/MWh | Economizer | Commercial | Economizer-Retro-Assembly | 100% | 0.17367 | 0.34741 | 0.52038 | 0.69228 | 0.86338 | 1.0157 | 1.1353 | 1.2283 | 1.3004 | 1.3326 | 1.3326 | 1.3326 | 1.3326 | 1.3326 | 1.3326 | 1.3326 | 1.3326 | 1.3326 | 1.3326 | 1.3326
Discretionary | HVAC | $10.01/MWh to $20/MWh | Economizer | Commercial | Economizer-Retro-Other | 100% | 0.1232 | 0.24786 | 0.37144 | 0.49362 | 0.61511 | 0.72295 | 0.80702 | 0.86214 | 0.86214 | 0.86214 | 0.86214 | 0.86214 | 0.86214 | 0.86214 | 0.86214 | 0.86214 | 0.86214 | 0.86214 | 0.86214 | 0.86214
Lost Opportunity | HVAC | $0.01/MWh to $10/MWh | Commercial EM | Commercial | Commercial EM-New-Large Off | 100% | 0 | 0 | 0 | 0 | 0 | 0 | 0 | 0 | 0 | 0 | 0 | 0 | 0 | 0 | 0 | 0 | 0 | 0 | 0 | 0
Lost Opportunity | HVAC | $10.01/MWh to $20/MWh | Commercial EM | Commercial | Commercial EM-New-Medium Off | 100% | 0 | 0 | 0 | 0 | 0 | 0 | 0 | 0 | 0 | 0 | 0 | 0 | 0 | 0 | 0 | 0 | 0 | 0 | 0 | 0
Lost Opportunity | HVAC | $40.01/MWh to $50/MWh | Commercial EM | Commercial | Commercial EM-New-Small Off | 0% | 0 | 0 | 0 | 0 | 0 | 0 | 0 | 0 | 0 | 0 | 0 | 0 | 0 | 0 | 0 | 0 | 0 | 0 | 0 | 0
Lost Opportunity | HVAC | $10.01/MWh to $20/MWh | Commercial EM | Commercial | Commercial EM-New-XLarge Ret | 100% | 0 | 0 | 0 | 0 | 0 | 0 | 0 | 0 | 0 | 0 | 0 | 0 | 0 | 0 | 0 | 0 | 0 | 0 | 0 | 0
Lost Opportunity | HVAC | $30.01/MWh to $35/MWh | Commercial EM | Commercial | Commercial EM-New-Large Ret | 0% | 0 | 0 | 0 | 0 | 0 | 0 | 0 | 0 | 0 | 0 | 0 | 0 | 0 | 0 | 0 | 0 | 0 | 0 | 0 | 0
Lost Opportunity | HVAC | $20.01/MWh to $25/MWh | Commercial EM | Commercial | Commercial EM-New-Medium Ret | 100% | 0 | 0 | 0 | 0 | 0 | 0 | 0 | 0 | 0 | 0 | 0 | 0 | 0 | 0 | 0 | 0 | 0 | 0 | 0 | 0
Lost Opportunity | HVAC | $0.01/MWh to $10/MWh | Commercial EM | Commercial | Commercial EM-New-Small Ret | 100% | 0 | 0 | 0 | 0 | 0 | 0 | 0 | 0 | 0 | 0 | 0 | 0 | 0 | 0 | 0 | 0 | 0 | 0 | 0 | 0
Lost Opportunity | HVAC | $20.01/MWh to $25/MWh | Commercial EM | Commercial | Commercial EM-New-School K-12 | 100% | 0 | 0 | 0 | 0 | 0 | 0 | 0 | 0 | 0 | 0 | 0 | 0 | 0 | 0 | 0 | 0 | 0 | 0 | 0 | 0
Lost Opportunity | HVAC | $10.01/MWh to $20/MWh | Commercial EM | Commercial | Commercial EM-New-University | 100% | 0 | 0 | 0 | 0 | 0 | 0 | 0 | 0 | 0 | 0 | 0 | 0 | 0 | 0 | 0 | 0 | 0 | 0 | 0 | 0
Lost Opportunity | HVAC | $20.01/MWh to $25/MWh | Commercial EM | Commercial | Commercial EM-New-Warehouse | 100% | 0 | 0 | 0 | 0 | 0 | 0 | 0 | 0 | 0 | 0 | 0 | 0 | 0 | 0 | 0 | 0 | 0 | 0 | 0 | 0
Lost Opportunity | HVAC | $10.01/MWh to $20/MWh | Commercial EM | Commercial | Commercial EM-New-Supermarket | 100% | 0 | 0 | 0 | 0 | 0 | 0 | 0 | 0 | 0 | 0 | 0 | 0 | 0 | 0 | 0 | 0 | 0 | 0 | 0 | 0
Lost Opportunity | HVAC | $0.01/MWh to $10/MWh | Commercial EM | Commercial | Commercial EM-New-MiniMart | 100% | 0 | 0 | 0 | 0 | 0 | 0 | 0 | 0 | 0 | 0 | 0 | 0 | 0 | 0 | 0 | 0 | 0 | 0 | 0 | 0
Lost Opportunity | HVAC | $10.01/MWh to $20/MWh | Commercial EM | Commercial | Commercial EM-New-Restaurant | 100% | 0 | 0 | 0 | 0 | 0 | 0 | 0 | 0 | 0 | 0 | 0 | 0 | 0 | 0 | 0 | 0 | 0 | 0 | 0 | 0
Lost Opportunity | HVAC | $0.01/MWh to $10/MWh | Commercial EM | Commercial | Commercial EM-New-Lodging | 100% | 0 | 0 | 0 | 0 | 0 | 0 | 0 | 0 | 0 | 0 | 0 | 0 | 0 | 0 | 0 | 0 | 0 | 0 | 0 | 0
Lost Opportunity | HVAC | $0.01/MWh to $10/MWh | Commercial EM | Commercial | Commercial EM-New-Hospital | 100% | 0 | 0 | 0 | 0 | 0 | 0 | 0 | 0 | 0 | 0 | 0 | 0 | 0 | 0 | 0 | 0 | 0 | 0 | 0 | 0
Lost Opportunity | HVAC | $0.01/MWh to $10/MWh | Commercial EM | Commercial | Commercial EM-New-Residential Care | 100% | 0 | 0 | 0 | 0 | 0 | 0 | 0 | 0 | 0 | 0 | 0 | 0 | 0 | 0 | 0 | 0 | 0 | 0 | 0 | 0
Lost Opportunity | HVAC | $10.01/MWh to $20/MWh | Commercial EM | Commercial | Commercial EM-New-Assembly | 100% | 0 | 0 | 0 | 0 | 0 | 0 | 0 | 0 | 0 | 0 | 0 | 0 | 0 | 0 | 0 | 0 | 0 | 0 | 0 | 0
Lost Opportunity | HVAC | $10.01/MWh to $20/MWh | Commercial EM | Commercial | Commercial EM-New-Other | 100% | 0 | 0 | 0 | 0 | 0 | 0 | 0 | 0 | 0 | 0 | 0 | 0 | 0 | 0 | 0 | 0 | 0 | 0 | 0 | 0
Discretionary | HVAC | $10.01/MWh to $20/MWh | Commercial EM | Commercial | Commercial EM-Retro-Large Off | 100% | 0.8727 | 1.7426 | 2.6097 | 3.4902 | 4.3819 | 5.191 | 5.8346 | 6.344 | 6.7455 | 7.0594 | 7.3029 | 7.4897 | 7.6297 | 7.732 | 7.8036 | 7.8501 | 7.8501 | 7.8501 | 7.8501 | 7.8501
Discretionary | HVAC | $10.01/MWh to $20/MWh | Commercial EM | Commercial | Commercial EM-Retro-Medium Off | 100% | 0.052653 | 0.10514 | 0.15745 | 0.21103 | 0.26561 | 0.31556 | 0.35558 | 0.38749 | 0.41284 | 0.43283 | 0.4485 | 0.46066 | 0.46989 | 0.47676 | 0.48169 | 0.48501 | 0.48501 | 0.48501 | 0.48501 | 0.48501
Discretionary | HVAC | $40.01/MWh to $50/MWh | Commercial EM | Commercial | Commercial EM-Retro-Small Off | 0% | 0 | 0 | 0 | 0 | 0 | 0 | 0 | 0 | 0 | 0 | 0 | 0 | 0 | 0 | 0 | 0 | 0 | 0 | 0 | 0
Discretionary | HVAC | $10.01/MWh to $20/MWh | Commercial EM | Commercial | Commercial EM-Retro-XLarge Ret | 100% | 0.0062823 | 0.012534 | 0.018755 | 0.024984 | 0.031219 | 0.036793 | 0.041171 | 0.044594 | 0.047254 | 0.049304 | 0.050872 | 0.052055 | 0.052925 | 0.053543 | 0.053958 | 0.054208 | 0.054208 | 0.054208 | 0.054208 | 0.054208
Discretionary | HVAC | $25.01/MWh to $30/MWh | Commercial EM | Commercial | Commercial EM-Retro-Large Ret | 0% | 0 | 0 | 0 | 0 | 0 | 0 | 0 | 0 | 0 | 0 | 0 | 0 | 0 | 0 | 0 | 0 | 0 | 0 | 0 | 0
Discretionary | HVAC | $20.01/MWh to $25/MWh | Commercial EM | Commercial | Commercial EM-Retro-Medium Ret | 0% | 0 | 0 | 0 | 0 | 0 | 0 | 0 | 0 | 0 | 0 | 0 | 0 | 0 | 0 | 0 | 0 | 0 | 0 | 0 | 0
Discretionary | HVAC | $0.01/MWh to $10/MWh | Commercial EM | Commercial | Commercial EM-Retro-Small Ret | 100% | 0.020535 | 0.04097 | 0.061304 | 0.08161 | 0.10188 | 0.11995 | 0.13411 | 0.14515 | 0.15369 | 0.16026 | 0.16524 | 0.16897 | 0.17029 | 0.17092 | 0.17133 | 0.17157 | 0.17157 | 0.17157 | 0.17157 | 0.17157
Discretionary | HVAC | $10.01/MWh to $20/MWh | Commercial EM | Commercial | Commercial EM-Retro-School K-12 | 100% | 0.10148 | 0.20252 | 0.30311 | 0.40354 | 0.50382 | 0.5933 | 0.66353 | 0.71843 | 0.76102 | 0.79376 | 0.81863 | 0.82838 | 0.8325 | 0.83541 | 0.83736 | 0.83854 | 0.83854 | 0.83854 | 0.83854 | 0.83854
Discretionary | HVAC | $10.01/MWh to $20/MWh | Commercial EM | Commercial | Commercial EM-Retro-University | 100% | 0.19556 | 0.39026 | 0.5841 | 0.77864 | 0.97399 | 1.1489 | 1.2869 | 1.3954 | 1.48 | 1.5457 | 1.596 | 1.634 | 1.662 | 1.6821 | 1.6956 | 1.7039 | 1.7039 | 1.7039 | 1.7039 | 1.7039
Discretionary | HVAC | $10.01/MWh to $20/MWh | Commercial EM | Commercial | Commercial EM-Retro-Warehouse | 100% | 0.02924 | 0.058364 | 0.087373 | 0.11647 | 0.14563 | 0.17177 | 0.19237 | 0.20855 | 0.22117 | 0.23092 | 0.23837 | 0.24395 | 0.24804 | 0.25093 | 0.25286 | 0.25402 | 0.25402 | 0.25402 | 0.25402 | 0.25402
Discretionary | HVAC | $0.01/MWh to $10/MWh | Commercial EM | Commercial | Commercial EM-Retro-Supermarket | 100% | 0.0082037 | 0.016329 | 0.024376 | 0.032396 | 0.040387 | 0.047502 | 0.053071 | 0.057407 | 0.060759 | 0.063328 | 0.063688 | 0.063688 | 0.063688 | 0.063688 | 0.063688 | 0.063688 | 0.063688 | 0.063688 | 0.063688 | 0.063688
Discretionary | HVAC | $0.01/MWh to $10/MWh | Commercial EM | Commercial | Commercial EM-Retro-MiniMart | 100% | 0 | 0 | 0 | 0 | 0 | 0 | 0 | 0 | 0 | 0 | 0 | 0 | 0 | 0 | 0 | 0 | 0 | 0 | 0 | 0
Discretionary | HVAC | $10.01/MWh to $20/MWh | Commercial EM | Commercial | Commercial EM-Retro-Restaurant | 100% | 0.0041051 | 0.0081894 | 0.012253 | 0.016335 | 0.020435 | 0.024113 | 0.027013 | 0.029287 | 0.031058 | 0.032426 | 0.033473 | 0.034263 | 0.034846 | 0.035262 | 0.035544 | 0.035716 | 0.035716 | 0.035716 | 0.035716 | 0.035716
Discretionary | HVAC | $0.01/MWh to $10/MWh | Commercial EM | Commercial | Commercial EM-Retro-Lodging | 100% | 0.084246 | 0.16828 | 0.25209 | 0.33603 | 0.42008 | 0.49525 | 0.55433 | 0.60051 | 0.63638 | 0.66399 | 0.68507 | 0.70093 | 0.71259 | 0.72087 | 0.72643 | 0.72979 | 0.72979 | 0.72979 | 0.72979 | 0.72979
Discretionary | HVAC | $0.01/MWh to $10/MWh | Commercial EM | Commercial | Commercial EM-Retro-Hospital | 100% | 0.30867 | 0.61664 | 0.92392 | 1.237 | 1.5551 | 1.8432 | 2.072 | 2.253 | 2.3953 | 2.5066 | 2.5931 | 2.6595 | 2.7094 | 2.7458 | 2.7713 | 2.7878 | 2.7878 | 2.7878 | 2.7878 | 2.7878
Discretionary | HVAC | $0.01/MWh to $10/MWh | Commercial EM | Commercial | Commercial EM-Retro-Residential Care | 100% | 0.051671 | 0.10321 | 0.15461 | 0.20687 | 0.25987 | 0.30782 | 0.3459 | 0.376 | 0.39968 | 0.4182 | 0.4326 | 0.44366 | 0.45198 | 0.45806 | 0.46232 | 0.46509 | 0.46509 | 0.46509 | 0.46509 | 0.46509
Discretionary | HVAC | $0.01/MWh to $10/MWh | Commercial EM | Commercial | Commercial EM-Retro-Assembly | 100% | 0.20129 | 0.40162 | 0.60099 | 0.80046 | 1.0001 | 1.1783 | 1.318 | 1.4272 | 1.5121 | 1.5777 | 1.6278 | 1.6657 | 1.6937 | 1.7139 | 1.7276 | 1.7361 | 1.7361 | 1.7361 | 1.7361 | 1.7361
Discretionary | HVAC | $0.01/MWh to $10/MWh | Commercial EM | Commercial | Commercial EM-Retro-Other | 100% | 0.15253 | 0.3036 | 0.45321 | 0.60468 | 0.75813 | 0.89667 | 1.007 | 1.0946 | 1.1638 | 1.2181 | 1.2603 | 1.2928 | 1.3172 | 1.3352 | 1.3478 | 1.3561 | 1.3561 | 1.3561 | 1.3561 | 1.3561
Lost Opportunity | Lighting | $0/MWh and Under | LEC Exit Sign | Commercial | LEC Exit Sign-Double-New | 100% | 0.023748 | 0.047701 | 0.075848 | 0.10562 | 0.13987 | 0.17913 | 0.22241 | 0.27479 | 0.33385 | 0.38994 | 0.44993 | 0.50912 | 0.56519 | 0.61987 | 0.67321 | 0.72744 | 0.78237 | 0.838 | 0.89435 | 0.9514
Lost Opportunity | Lighting | $0/MWh and Under | LEC Exit Sign | Commercial | LEC Exit Sign-Single-New | 100% | 0.0048755 | 0.009793 | 0.015571 | 0.021684 | 0.028714 | 0.036775 | 0.04566 | 0.056413 | 0.068539 | 0.080055 | 0.09237 | 0.10452 | 0.11603 | 0.12726 | 0.13821 | 0.14934 | 0.16062 | 0.17204 | 0.18361 | 0.19532
Lost Opportunity | Lighting | $0/MWh and Under | LEC Exit Sign | Commercial | LEC Exit Sign-Double-NR | 100% | 0.1685 | 0.35621 | 0.56012 | 0.77752 | 1.006 | 1.2436 | 1.4885 | 1.7388 | 1.9929 | 2.2498 | 2.5086 | 2.7685 | 3.029 | 3.2897 | 3.5502 | 3.8123 | 4.0749 | 4.3378 | 4.601 | 4.8646
Lost Opportunity | Lighting | $0/MWh and Under | LEC Exit Sign | Commercial | LEC Exit Sign-Single-NR | 100% | 0.034592 | 0.07313 | 0.11499 | 0.15962 | 0.20654 | 0.25531 | 0.30559 | 0.35697 | 0.40915 | 0.46189 | 0.51501 | 0.56836 | 0.62184 | 0.67536 | 0.72886 | 0.78267 | 0.83657 | 0.89055 | 0.94459 | 0.99869
Lost Opportunity | Lighting | $0.01/MWh to $10/MWh | Exterior Building Lighting | Commercial | Exterior Lighting: Parking Lot - HPS 250W - New | 100% | 0.062628 | 0.1258 | 0.20002 | 0.27854 | 0.36885 | 0.4724 | 0.58653 | 0.72466 | 0.88042 | 1.0283 | 1.1865 | 1.3426 | 1.4905 | 1.6347 | 1.7754 | 1.9184 | 2.0632 | 2.21 | 2.3585 | 2.509
Lost Opportunity | Lighting | $0/MWh and Under | Exterior Building Lighting | Commercial | Exterior Lighting: Walkway - HID 150W - New | 100% | 0.027412 | 0.055061 | 0.08755 | 0.12192 | 0.16145 | 0.20677 | 0.25672 | 0.31718 | 0.38536 | 0.45011 | 0.51935 | 0.58767 | 0.65239 | 0.71552 | 0.77708 | 0.83967 | 0.90308 | 0.9673 | 1.0323 | 1.0982
Lost Opportunity | Lighting | $0/MWh and Under | Exterior Building Lighting | Commercial | Exterior Lighting: Façade - HID 150W - New | 100% | 0.027476 | 0.055188 | 0.087752 | 0.1222 | 0.16182 | 0.20725 | 0.25732 | 0.31792 | 0.38625 | 0.45115 | 0.52055 | 0.58903 | 0.65389 | 0.71716 | 0.77887 | 0.84161 | 0.90516 | 0.96953 | 1.0347 | 1.1007
Lost Opportunity | Lighting | $0/MWh and Under | Exterior Building Lighting | Commercial | Exterior Lighting: Walkway - INC 75W - New | 100% | 0.00070423 | 0.0014145 | 0.0022492 | 0.0031321 | 0.0041475 | 0.0053119 | 0.0065953 | 0.0081485 | 0.0099 | 0.011563 | 0.013342 | 0.015097 | 0.01676 | 0.018382 | 0.019963 | 0.021571 | 0.0232 | 0.02485 | 0.026521 | 0.028213
Lost Opportunity | Lighting | $0/MWh and Under | Exterior Building Lighting | Commercial | Exterior Lighting: Façade - HID 400W - New | 100% | 0.011855 | 0.023812 | 0.037863 | 0.052726 | 0.06982 | 0.089421 | 0.11102 | 0.13717 | 0.16666 | 0.19466 | 0.2246 | 0.25415 | 0.28214 | 0.30944 | 0.33606 | 0.36313 | 0.39055 | 0.41833 | 0.44645 | 0.47493
Lost Opportunity | Lighting | $0/MWh and Under | Exterior Building Lighting | Commercial | Exterior Lighting: Walkway - CFL 26W - New | 100% | 0.00094871 | 0.0019056 | 0.00303 | 0.0042194 | 0.0055874 | 0.007156 | 0.0088849 | 0.010977 | 0.013337 | 0.015578 | 0.017974 | 0.020339 | 0.022578 | 0.024763 | 0.026894 | 0.02906 | 0.031254 | 0.033477 | 0.035728 | 0.038007
Lost Opportunity | Lighting | $0.01/MWh to $10/MWh | Exterior Building Lighting | Commercial | Exterior Lighting: Parking Lot - MH 400W - New | 100% | 0.024067 | 0.048341 | 0.076865 | 0.10704 | 0.14174 | 0.18153 | 0.22539 | 0.27847 | 0.33833 | 0.39518 | 0.45597 | 0.51595 | 0.57277 | 0.62819 | 0.68225 | 0.7372 | 0.79286 | 0.84925 | 0.90635 | 0.96417
Lost Opportunity | Lighting | $0.01/MWh to $10/MWh | Exterior Building Lighting | Commercial | Exterior Lighting: Parking Lot - MH 1000W - New | 100% | 0.0029271 | 0.0058795 | 0.0093487 | 0.013019 | 0.017239 | 0.022079 | 0.027413 | 0.033869 | 0.041149 | 0.048063 | 0.055457 | 0.062752 | 0.069663 | 0.076403 | 0.082978 | 0.089661 | 0.096431 | 0.10329 | 0.11023 | 0.11727
Lost Opportunity | Lighting | $10.01/MWh to $20/MWh | Exterior Building Lighting | Commercial | Exterior Lighting: Parking Lot - HPS 250W - NR | 100% | 1.3028 | 2.7381 | 4.2852 | 5.9253 | 7.6422 | 9.4303 | 11.2674 | 13.1413 | 14.1693 | 14.1693 | 14.1693 | 14.1693 | 14.1693 | 14.1693 | 14.1693 | 14.1693 | 14.1693 | 14.1693 | 14.1693 | 14.1693
Lost Opportunity | Lighting | $0.01/MWh to $10/MWh | Exterior Building Lighting | Commercial | Exterior Lighting: Walkway - HID 150W - NR | 100% | 0.88471 | 1.8578 | 2.9053 | 4.0149 | 5.1756 | 6.3838 | 7.1814 | 7.1814 | 7.1814 | 7.1814 | 7.1814 | 7.1814 | 7.1814 | 7.1814 | 7.1814 | 7.1814 | 7.1814 | 7.1814 | 7.1814 | 7.1814
Lost Opportunity | Lighting | $0.01/MWh to $10/MWh | Exterior Building Lighting | Commercial | Exterior Lighting: Façade - HID 150W - NR | 100% | 0.89742 | 1.8845 | 2.9471 | 4.0726 | 5.2499 | 6.4755 | 7.2846 | 7.2846 | 7.2846 | 7.2846 | 7.2846 | 7.2846 | 7.2846 | 7.2846 | 7.2846 | 7.2846 | 7.2846 | 7.2846 | 7.2846 | 7.2846
Lost Opportunity | Lighting | $0/MWh and Under | Exterior Building Lighting | Commercial | Exterior Lighting: Walkway - INC 75W - NR | 100% | 0.014884 | 0.031299 | 0.049005 | 0.067787 | 0.087454 | 0.10794 | 0.129 | 0.15048 | 0.17227 | 0.18671 | 0.18671 | 0.18671 | 0.18671 | 0.18671 | 0.18671 | 0.18671 | 0.18671 | 0.18671 | 0.18671 | 0.18671
Lost Opportunity | Lighting | $0.01/MWh to $10/MWh | Exterior Building Lighting | Commercial | Exterior Lighting: Façade - HID 400W - NR | 100% | 0.38721 | 0.81311 | 1.2716 | 1.7572 | 2.2652 | 2.794 | 3.1431 | 3.1431 | 3.1431 | 3.1431 | 3.1431 | 3.1431 | 3.1431 | 3.1431 | 3.1431 | 3.1431 | 3.1431 | 3.1431 | 3.1431 | 3.1431
Lost Opportunity | Lighting | $0/MWh and Under | Exterior Building Lighting | Commercial | Exterior Lighting: Walkway - CFL 26W - NR | 100% | 0.020051 | 0.042165 | 0.066018 | 0.091319 | 0.11781 | 0.14542 | 0.17378 | 0.20272 | 0.23207 | 0.25153 | 0.25153 | 0.25153 | 0.25153 | 0.25153 | 0.25153 | 0.25153 | 0.25153 | 0.25153 | 0.25153 | 0.25153
Lost Opportunity | Lighting | $0.01/MWh to $10/MWh | Exterior Building Lighting | Commercial | Exterior Lighting: Parking Lot - MH 400W - NR | 100% | 0.51435 | 1.0811 | 1.6919 | 2.3394 | 3.0172 | 3.7232 | 4.4485 | 5.1883 | 5.5942 | 5.5942 | 5.5942 | 5.5942 | 5.5942 | 5.5942 | 5.5942 | 5.5942 | 5.5942 | 5.5942 | 5.5942 | 5.5942
Lost Opportunity | Lighting | $10.01/MWh to $20/MWh | Exterior Building Lighting | Commercial | Exterior Lighting: Parking Lot - MH 1000W - NR | 100% | 0.37173 | 0.68039 | 0.68039 | 0.68039 | 0.68039 | 0.68039 | 0.68039 | 0.68039 | 0.68039 | 0.68039 | 0.68039 | 0.68039 | 0.68039 | 0.68039 | 0.68039 | 0.68039 | 0.68039 | 0.68039 | 0.68039 | 0.68039
Lost Opportunity | HVAC | $25.01/MWh to $30/MWh | Premium Fume Hood | Commercial | Premium Fume Hood-NR | 0% | 0 | 0 | 0 | 0 | 0 | 0 | 0 | 0 | 0 | 0 | 0 | 0 | 0 | 0 | 0 | 0 | 0 | 0 | 0 | 0
Discretionary | Other | $10.01/MWh to $20/MWh | Grocery Refrigeration Bundle | Commercial | Replace Shaded Pole with ECM in Walk-in Cooler | 100% | 0.3582 | 0.71639 | 1.0746 | 1.4328 | 1.791 | 2.1103 | 2.3597 | 2.5531 | 2.7017 | 2.8144 | 2.8986 | 2.9437 | 2.9437 | 2.9437 | 2.9437 | 2.9437 | 2.9437 | 2.9437 | 2.9437 | 2.9437
Discretionary | Other | $25.01/MWh to $30/MWh | Grocery Refrigeration Bundle | Commercial | ECM Controllers on Walk-In Evaporator Motors | 0% | 0 | 0 | 0 | 0 | 0 | 0 | 0 | 0 | 0 | 0 | 0 | 0 | 0 | 0 | 0 | 0 | 0 | 0 | 0 | 0
Discretionary | Other | $0.01/MWh to $10/MWh | Grocery Refrigeration Bundle | Commercial | Strip Curtains: Walk-In Coolers/ Freezers | 100% | 0.01342 | 0.026841 | 0.040261 | 0.053681 | 0.067102 | 0.079066 | 0.088408 | 0.095654 | 0.10122 | 0.10545 | 0.1086 | 0.11029 | 0.11029 | 0.11029 | 0.11029 | 0.11029 | 0.11029 | 0.11029 | 0.11029 | 0.11029
Discretionary | Other | $0.01/MWh to $10/MWh | Grocery Refrigeration Bundle | Commercial | Anti Sweat Heater Controls | 100% | 0.31192 | 0.62384 | 0.93577 | 1.2477 | 1.5596 | 1.8377 | 2.0548 | 2.2232 | 2.3526 | 2.4509 | 2.5241 | 2.5634 | 2.5634 | 2.5634 | 2.5634 | 2.5634 | 2.5634 | 2.5634 | 2.5634 | 2.5634
Discretionary | Other | $30.01/MWh to $35/MWh | Grocery Refrigeration Bundle | Commercial | LED Case Lighting | 0% | 0 | 0 | 0 | 0 | 0 | 0 | 0 | 0 | 0 | 0 | 0 | 0 | 0 | 0 | 0 | 0 | 0 | 0 | 0 | 0
Discretionary | Other | $10.01/MWh to $20/MWh | Grocery Refrigeration Bundle | Commercial | Grocery Retrocommisioning | 100% | 0.96529 | 1.9306 | 2.8959 | 3.8612 | 4.8264 | 5.687 | 6.359 | 6.8801 | 7.2806 | 7.5845 | 7.8112 | 7.9329 | 7.9329 | 7.9329 | 7.9329 | 7.9329 | 7.9329 | 7.9329 | 7.9329 | 7.9329
Discretionary | Other | $20.01/MWh to $25/MWh | Grocery Refrigeration Bundle | Commercial | Floating Head Pressure Control | 0% | 0 | 0 | 0 | 0 | 0 | 0 | 0 | 0 | 0 | 0 | 0 | 0 | 0 | 0 | 0 | 0 | 0 | 0 | 0 | 0
Discretionary | Other | $10.01/MWh to $20/MWh | Grocery Refrigeration Bundle | Commercial | LED Motion Sensors on Display Case | 100% | 0.057644 | 0.11529 | 0.17293 | 0.23057 | 0.28822 | 0.33961 | 0.37974 | 0.41086 | 0.43477 | 0.45292 | 0.46646 | 0.47372 | 0.47372 | 0.47372 | 0.47372 | 0.47372 | 0.47372 | 0.47372 | 0.47372 | 0.47372
Lost Opportunity | Lighting | $0.01/MWh to $10/MWh | Low Power LF Lamps | Commercial | Market Average HP Low Power T8 Shift | 100% | 0.36912 | 0.80772 | 1.301 | 1.8372 | 2.4069 | 3.0028 | 3.6165 | 3.896 | 3.896 | 3.896 | 3.896 | 3.896 | 3.896 | 3.896 | 3.896 | 3.896 | 3.896 | 3.896 | 3.896 | 3.896
Lost Opportunity | Lighting | $60.01/MWh to $80/MWh | Exterior Building Lighting | Commercial | TLED Over Ballast on SP32WT8 | 0% | 0 | 0 | 0 | 0 | 0 | 0 | 0 | 0 | 0 | 0 | 0 | 0 | 0 | 0 | 0 | 0 | 0 | 0 | 0 | 0
Lost Opportunity | Lighting | $40.01/MWh to $50/MWh | Lighting Controls Interior | Commercial | Lighting Controls Interior-New-Large Off-Unitary | 0% | 0 | 0 | 0 | 0 | 0 | 0 | 0 | 0 | 0 | 0 | 0 | 0 | 0 | 0 | 0 | 0 | 0 | 0 | 0 | 0
Lost Opportunity | Lighting | $60.01/MWh to $80/MWh | Lighting Controls Interior | Commercial | Lighting Controls Interior-New-Medium Off-Unitary | 0% | 0 | 0 | 0 | 0 | 0 | 0 | 0 | 0 | 0 | 0 | 0 | 0 | 0 | 0 | 0 | 0 | 0 | 0 | 0 | 0
Lost Opportunity | Lighting | $60.01/MWh to $80/MWh | Lighting Controls Interior | Commercial | Lighting Controls Interior-New-Small Off-Unitary | 0% | 0 | 0 | 0 | 0 | 0 | 0 | 0 | 0 | 0 | 0 | 0 | 0 | 0 | 0 | 0 | 0 | 0 | 0 | 0 | 0
Lost Opportunity | Lighting | $20.01/MWh to $25/MWh | Lighting Controls Interior | Commercial | Lighting Controls Interior-New-Xlarge Ret-Unitary | 100% | 0.0028864 | 0.0052472 | 0.0089803 | 0.012404 | 0.015808 | 0.019955 | 0.024246 | 0.029031 | 0.034385 | 0.039416 | 0.045152 | 0.050578 | 0.056183 | 0.061173 | 0.066156 | 0.071561 | 0.077371 | 0.083585 | 0.090204 | 0.097228
Lost Opportunity | Lighting | $40.01/MWh to $50/MWh | Lighting Controls Interior | Commercial | Lighting Controls Interior-New-Large Ret-Unitary | 0% | 0 | 0 | 0 | 0 | 0 | 0 | 0 | 0 | 0 | 0 | 0 | 0 | 0 | 0 | 0 | 0 | 0 | 0 | 0 | 0
Lost Opportunity | Lighting | $40.01/MWh to $50/MWh | Lighting Controls Interior | Commercial | Lighting Controls Interior-New-Medium Ret-Unitary | 0% | 0 | 0 | 0 | 0 | 0 | 0 | 0 | 0 | 0 | 0 | 0 | 0 | 0 | 0 | 0 | 0 | 0 | 0 | 0 | 0
Lost Opportunity | Lighting | $60.01/MWh to $80/MWh | Lighting Controls Interior | Commercial | Lighting Controls Interior-New-Small Ret-Unitary | 0% | 0 | 0 | 0 | 0 | 0 | 0 | 0 | 0 | 0 | 0 | 0 | 0 | 0 | 0 | 0 | 0 | 0 | 0 | 0 | 0
Lost Opportunity | Lighting | $80.01/MWh to $100/MWh | Lighting Controls Interior | Commercial | Lighting Controls Interior-New-School K-12-Unitary | 0% | 0 | 0 | 0 | 0 | 0 | 0 | 0 | 0 | 0 | 0 | 0 | 0 | 0 | 0 | 0 | 0 | 0 | 0 | 0 | 0
Lost Opportunity | Lighting | $80.01/MWh to $100/MWh | Lighting Controls Interior | Commercial | Lighting Controls Interior-New-University-Unitary | 0% | 0 | 0 | 0 | 0 | 0 | 0 | 0 | 0 | 0 | 0 | 0 | 0 | 0 | 0 | 0 | 0 | 0 | 0 | 0 | 0
Lost Opportunity | Lighting | $50.01/MWh to $60/MWh | Lighting Controls Interior | Commercial | Lighting Controls Interior-New-Warehouse-Unitary | 0% | 0 | 0 | 0 | 0 | 0 | 0 | 0 | 0 | 0 | 0 | 0 | 0 | 0 | 0 | 0 | 0 | 0 | 0 | 0 | 0
Lost Opportunity | Lighting | $0.01/MWh to $10/MWh | Lighting Controls Interior | Commercial | Lighting Controls Interior-New-Supermarket-Unitary | 100% | 0 | 0 | 0 | 0 | 0 | 0 | 0 | 0 | 0 | 0 | 0 | 0 | 0 | 0 | 0 | 0 | 0 | 0 | 0 | 0
Lost Opportunity | Lighting | $0.01/MWh to $10/MWh | Lighting Controls Interior | Commercial | Lighting Controls Interior-New-MiniMart-Unitary | 100% | 0 | 0 | 0 | 0 | 0 | 0 | 0 | 0 | 0 | 0 | 0 | 0 | 0 | 0 | 0 | 0 | 0 | 0 | 0 | 0
Lost Opportunity | Lighting | $0.01/MWh to $10/MWh | Lighting Controls Interior | Commercial | Lighting Controls Interior-New-Restaurant-Unitary | 100% | 0 | 0 | 0 | 0 | 0 | 0 | 0 | 0 | 0 | 0 | 0 | 0 | 0 | 0 | 0 | 0 | 0 | 0 | 0 | 0
Lost Opportunity | Lighting | $0.01/MWh to $10/MWh | Lighting Controls Interior | Commercial | Lighting Controls Interior-New-Lodging-Unitary | 100% | 0 | 0 | 0 | 0 | 0 | 0 | 0 | 0 | 0 | 0 | 0 | 0 | 0 | 0 | 0 | 0 | 0 | 0 | 0 | 0
Lost Opportunity | Lighting | $0.01/MWh to $10/MWh | Lighting Controls Interior | Commercial | Lighting Controls Interior-New-Hospital-Unitary | 100% | 0 | 0 | 0 | 0 | 0 | 0 | 0 | 0 | 0 | 0 | 0 | 0 | 0 | 0 | 0 | 0 | 0 | 0 | 0 | 0
Lost Opportunity | Lighting | $0.01/MWh to $10/MWh | Lighting Controls Interior | Commercial | Lighting Controls Interior-New-Residential Care-Unitary | 100% | 0 | 0 | 0 | 0 | 0 | 0 | 0 | 0 | 0 | 0 | 0 | 0 | 0 | 0 | 0 | 0 | 0 | 0 | 0 | 0
Lost Opportunity | Lighting | $0.01/MWh to $10/MWh | Lighting Controls Interior | Commercial | Lighting Controls Interior-New-Assembly-Unitary | 100% | 0 | 0 | 0 | 0 | 0 | 0 | 0 | 0 | 0 | 0 | 0 | 0 | 0 | 0 | 0 | 0 | 0 | 0 | 0 | 0
Lost Opportunity | Lighting | $50.01/MWh to $60/MWh | Lighting Controls Interior | Commercial | Lighting Controls Interior-New-Other-Unitary | 0% | 0 | 0 | 0 | 0 | 0 | 0 | 0 | 0 | 0 | 0 | 0 | 0 | 0 | 0 | 0 | 0 | 0 | 0 | 0 | 0
Lost Opportunity | Lighting | $80.01/MWh to $100/MWh | Lighting Controls Interior | Commercial | Lighting Controls Interior-New-Large Off-Integrated | 0% | 0 | 0 | 0 | 0 | 0 | 0 | 0 | 0 | 0 | 0 | 0 | 0 | 0 | 0 | 0 | 0 | 0 | 0 | 0 | 0
Lost Opportunity | Lighting | Over $100/MWh | Lighting Controls Interior | Commercial | Lighting Controls Interior-New-Medium Off-Integrated | 0% | 0 | 0 | 0 | 0 | 0 | 0 | 0 | 0 | 0 | 0 | 0 | 0 | 0 | 0 | 0 | 0 | 0 | 0 | 0 | 0
Lost Opportunity | Lighting | Over $100/MWh | Lighting Controls Interior | Commercial | Lighting Controls Interior-New-Small Off-Integrated | 0% | 0 | 0 | 0 | 0 | 0 | 0 | 0 | 0 | 0 | 0 | 0 | 0 | 0 | 0 | 0 | 0 | 0 | 0 | 0 | 0
Lost Opportunity | Lighting | $40.01/MWh to $50/MWh | Lighting Controls Interior | Commercial | Lighting Controls Interior-New-Xlarge Ret-Integrated | 0% | 0 | 0 | 0 | 0 | 0 | 0 | 0 | 0 | 0 | 0 | 0 | 0 | 0 | 0 | 0 | 0 | 0 | 0 | 0 | 0
Lost Opportunity | Lighting | $80.01/MWh to $100/MWh | Lighting Controls Interior | Commercial | Lighting Controls Interior-New-Large Ret-Integrated | 0% | 0 | 0 | 0 | 0 | 0 | 0 | 0 | 0 | 0 | 0 | 0 | 0 | 0 | 0 | 0 | 0 | 0 | 0 | 0 | 0
Lost Opportunity | Lighting | $80.01/MWh to $100/MWh | Lighting Controls Interior | Commercial | Lighting Controls Interior-New-Medium Ret-Integrated | 0% | 0 | 0 | 0 | 0 | 0 | 0 | 0 | 0 | 0 | 0 | 0 | 0 | 0 | 0 | 0 | 0 | 0 | 0 | 0 | 0
Lost Opportunity | Lighting | Over $100/MWh | Lighting Controls Interior | Commercial | Lighting Controls Interior-New-Small Ret-Integrated | 0% | 0 | 0 | 0 | 0 | 0 | 0 | 0 | 0 | 0 | 0 | 0 | 0 | 0 | 0 | 0 | 0 | 0 | 0 | 0 | 0
Lost Opportunity | Lighting | Over $100/MWh | Lighting Controls Interior | Commercial | Lighting Controls Interior-New-School K-12-Integrated | 0% | 0 | 0 | 0 | 0 | 0 | 0 | 0 | 0 | 0 | 0 | 0 | 0 | 0 | 0 | 0 | 0 | 0 | 0 | 0 | 0
Lost Opportunity | Lighting | Over $100/MWh | Lighting Controls Interior | Commercial | Lighting Controls Interior-New-University-Integrated | 0% | 0 | 0 | 0 | 0 | 0 | 0 | 0 | 0 | 0 | 0 | 0 | 0 | 0 | 0 | 0 | 0 | 0 | 0 | 0 | 0
Lost Opportunity | Lighting | Over $100/MWh | Lighting Controls Interior | Commercial | Lighting Controls Interior-New-Warehouse-Integrated | 0% | 0 | 0 | 0 | 0 | 0 | 0 | 0 | 0 | 0 | 0 | 0 | 0 | 0 | 0 | 0 | 0 | 0 | 0 | 0 | 0
Lost Opportunity | Lighting | $0.01/MWh to $10/MWh | Lighting Controls Interior | Commercial | Lighting Controls Interior-New-Supermarket-Integrated | 100% | 0 | 0 | 0 | 0 | 0 | 0 | 0 | 0 | 0 | 0 | 0 | 0 | 0 | 0 | 0 | 0 | 0 | 0 | 0 | 0
Lost Opportunity | Lighting | $0.01/MWh to $10/MWh | Lighting Controls Interior | Commercial | Lighting Controls Interior-New-MiniMart-Integrated | 100% | 0 | 0 | 0 | 0 | 0 | 0 | 0 | 0 | 0 | 0 | 0 | 0 | 0 | 0 | 0 | 0 | 0 | 0 | 0 | 0
Lost Opportunity | Lighting | $0.01/MWh to $10/MWh | Lighting Controls Interior | Commercial | Lighting Controls Interior-New-Restaurant-Integrated | 100% | 0 | 0 | 0 | 0 | 0 | 0 | 0 | 0 | 0 | 0 | 0 | 0 | 0 | 0 | 0 | 0 | 0 | 0 | 0 | 0
Lost Opportunity | Lighting | $0.01/MWh to $10/MWh | Lighting Controls Interior | Commercial | Lighting Controls Interior-New-Lodging-Integrated | 100% | 0 | 0 | 0 | 0 | 0 | 0 | 0 | 0 | 0 | 0 | 0 | 0 | 0 | 0 | 0 | 0 | 0 | 0 | 0 | 0
Lost Opportunity | Lighting | $0.01/MWh to $10/MWh | Lighting Controls Interior | Commercial | Lighting Controls Interior-New-Hospital-Integrated | 100% | 0 | 0 | 0 | 0 | 0 | 0 | 0 | 0 | 0 | 0 | 0 | 0 | 0 | 0 | 0 | 0 | 0 | 0 | 0 | 0
Lost Opportunity | Lighting | $0.01/MWh to $10/MWh | Lighting Controls Interior | Commercial | Lighting Controls Interior-New-Residential Care-Integrated | 100% | 0 | 0 | 0 | 0 | 0 | 0 | 0 | 0 | 0 | 0 | 0 | 0 | 0 | 0 | 0 | 0 | 0 | 0 | 0 | 0
Lost Opportunity | Lighting | $0.01/MWh to $10/MWh | Lighting Controls Interior | Commercial | Lighting Controls Interior-New-Assembly-Integrated | 100% | 0 | 0 | 0 | 0 | 0 | 0 | 0 | 0 | 0 | 0 | 0 | 0 | 0 | 0 | 0 | 0 | 0 | 0 | 0 | 0
Lost Opportunity | Lighting | $80.01/MWh to $100/MWh | Lighting Controls Interior | Commercial | Lighting Controls Interior-New-Other-Integrated | 0% | 0 | 0 | 0 | 0 | 0 | 0 | 0 | 0 | 0 | 0 | 0 | 0 | 0 | 0 | 0 | 0 | 0 | 0 | 0 | 0
Lost Opportunity | Lighting | $35.01/MWh to $40/MWh | LPD Package | Commercial | New_LF_FIX_REPL_from LF2018 to LED_FIX_KIT | 0% | 0 | 0 | 0 | 0 | 0 | 0 | 0 | 0 | 0 | 0 | 0 | 0 | 0 | 0 | 0 | 0 | 0 | 0 | 0 | 0
Lost Opportunity | Lighting | $0/MWh and Under | LPD Package | Commercial | New_CAN_FIX_REPL_from CFL to LED_FIX_KIT | 100% | 0.058159 | 0.11682 | 0.18575 | 0.25867 | 0.34253 | 0.43869 | 0.54467 | 0.67295 | 0.81759 | 0.95496 | 1.1019 | 1.2468 | 1.3841 | 1.5181 | 1.6487 | 1.7815 | 1.916 | 2.0522 | 2.1902 | 2.33
Lost Opportunity | Lighting | $0/MWh and Under | LPD Package | Commercial | New_CAN_FIX_REPL_from INC_HAL to LED_FIX_KIT | 100% | 0.044821 | 0.090027 | 0.14315 | 0.19934 | 0.26397 | 0.33808 | 0.41976 | 0.51861 | 0.63009 | 0.73595 | 0.84916 | 0.96087 | 1.0667 | 1.1699 | 1.2706 | 1.3729 | 1.4766 | 1.5816 | 1.6879 | 1.7956
Lost Opportunity | Lighting | $60.01/MWh to $80/MWh | LPD Package | Commercial | New_DISP_FIX_REPL_from CFL to LED_FIX_KIT | 0% | 0 | 0 | 0 | 0 | 0 | 0 | 0 | 0 | 0 | 0 | 0 | 0 | 0 | 0 | 0 | 0 | 0 | 0 | 0 | 0
Lost Opportunity | Lighting | $0/MWh and Under | LPD Package | Commercial | New_DISP_FIX_REPL_from INC_HAL to LED_FIX_KIT | 100% | 0.0079905 | 0.01605 | 0.02552 | 0.035539 | 0.04706 | 0.060272 | 0.074833 | 0.092457 | 0.11233 | 0.1312 | 0.15139 | 0.1713 | 0.19017 | 0.20857 | 0.22651 | 0.24476 | 0.26324 | 0.28196 | 0.30092 | 0.32012
Lost Opportunity | Lighting | $35.01/MWh to $40/MWh | LPD Package | Commercial | New_HIGHBAY_FIX_REPL_from HID to LED_FIX_KIT | 0% | 0 | 0 | 0 | 0 | 0 | 0 | 0 | 0 | 0 | 0 | 0 | 0 | 0 | 0 | 0 | 0 | 0 | 0 | 0 | 0
Lost Opportunity | Lighting | $10.01/MWh to $20/MWh | LPD Package | Commercial | New_HIGHBAY_FIX_REPL_from HID to LF2018 | 100% | 0.0023818 | 0.0047841 | 0.0076069 | 0.010593 | 0.014027 | 0.017965 | 0.022306 | 0.027559 | 0.033483 | 0.039108 | 0.045125 | 0.051061 | 0.056684 | 0.062169 | 0.067518 | 0.072956 | 0.078465 | 0.084045 | 0.089696 | 0.095418
Lost Opportunity | Lighting | $50.01/MWh to $60/MWh | LPD Package | Commercial | New_HIGHBAY_FIX_REPL_from LF2018 to LED_FIX_KIT | 0% | 0 | 0 | 0 | 0 | 0 | 0 | 0 | 0 | 0 | 0 | 0 | 0 | 0 | 0 | 0 | 0 | 0 | 0 | 0 | 0
Lost Opportunity | Lighting | $40.01/MWh to $50/MWh | LPD Package | Commercial | NR_LF_FIX_REPL_from LF2018 to LED_FIX_KIT | 0% | 0 | 0 | 0 | 0 | 0 | 0 | 0 | 0 | 0 | 0 | 0 | 0 | 0 | 0 | 0 | 0 | 0 | 0 | 0 | 0
Lost Opportunity | Lighting | $0.01/MWh to $10/MWh | LPD Package | Commercial | NR_LF_FIX_REPL_from LF2018 to LED_FIX_KIT_RDX | 100% | 0.36007 | 0.76117 | 1.1968 | 1.6613 | 2.1495 | 2.6571 | 3.1803 | 3.7149 | 4.2579 | 4.8067 | 5.3594 | 5.9146 | 6.471 | 7.0279 | 7.5846 | 8.1404 | 8.6936 | 9.2442 | 9.7922 | 10.3375
Lost Opportunity | Lighting | $0/MWh and Under | LPD Package | Commercial | NR_LF_FIX_REPL_from LF2018 to LF_FIX_KIT_RDX | 100% | 0.10686 | 0.2259 | 0.35521 | 0.49305 | 0.63795 | 0.78858 | 0.94385 | 1.1025 | 1.2637 | 1.4265 | 1.5906 | 1.7554 | 1.9205 | 2.0858 | 2.251 | 2.416 | 2.5801 | 2.7435 | 2.9062 | 3.068
Lost Opportunity | Lighting | $25.01/MWh to $30/MWh | LPD Package | Commercial | NR_LF_FIX_REPL_from LF2018 to TLED_PIN | 0% | 0 | 0 | 0 | 0 | 0 | 0 | 0 | 0 | 0 | 0 | 0 | 0 | 0 | 0 | 0 | 0 | 0 | 0 | 0 | 0
Lost Opportunity | Lighting | $0.01/MWh to $10/MWh | LPD Package | Commercial | NR_LF_FIX_REPL_from LF2018 to TLED_PIN_RDX | 100% | 0.13617 | 0.28786 | 0.45263 | 0.62828 | 0.81291 | 1.0049 | 1.2027 | 1.4049 | 1.6102 | 1.8178 | 2.0268 | 2.2368 | 2.4472 | 2.6578 | 2.8684 | 3.0786 | 3.2878 | 3.496 | 3.7032 | 3.9095
Lost Opportunity | Lighting | $0/MWh and Under | LPD Package | Commercial | NR_CAN_FIX_REPL_from CFL to LED_FIX_KIT | 100% | 0.15424 | 0.32607 | 0.5127 | 0.71167 | 0.9208 | 1.1382 | 1.3623 | 1.5914 | 1.824 | 2.059 | 2.2958 | 2.5336 | 2.772 | 3.0106 | 3.249 | 3.4871 | 3.7241 | 3.96 | 4.1947 | 4.4283
Lost Opportunity | Lighting | $0/MWh and Under | LPD Package | Commercial | NR_CAN_FIX_REPL_from INC_HAL to LED_FIX_KIT | 100% | 0.18051 | 0.3816 | 0.60002 | 0.83287 | 1.0776 | 1.3321 | 1.5944 | 1.8624 | 2.1346 | 2.4097 | 2.6868 | 2.9652 | 3.2441 | 3.5233 | 3.8024 | 4.081 | 4.3584 | 4.6344 | 4.9091 | 5.1825
Lost Opportunity | Lighting | $60.01/MWh to $80/MWh | LPD Package | Commercial | NR_DISP_FIX_REPL_from CFL to LED_FIX_KIT | 0% | 0 | 0 | 0 | 0 | 0 | 0 | 0 | 0 | 0 | 0 | 0 | 0 | 0 | 0 | 0 | 0 | 0 | 0 | 0 | 0
Lost Opportunity | Lighting | $0/MWh and Under | LPD Package | Commercial | NR_DISP_FIX_REPL_from INC_HAL to LED_FIX_KIT | 100% | 0.020963 | 0.044316 | 0.069681 | 0.096722 | 0.12515 | 0.1547 | 0.18515 | 0.21628 | 0.24789 | 0.27984 | 0.31202 | 0.34435 | 0.37674 | 0.40917 | 0.44157 | 0.47394 | 0.50614 | 0.5382 | 0.5701 | 0.60185
Lost Opportunity | Lighting | $40.01/MWh to $50/MWh | LPD Package | Commercial | NR_HIGHBAY_FIX_REPL_from HID to LED_FIX_KIT | 0% | 0 | 0 | 0 | 0 | 0 | 0 | 0 | 0 | 0 | 0 | 0 | 0 | 0 | 0 | 0 | 0 | 0 | 0 | 0 | 0
Lost Opportunity | Lighting | $0.01/MWh to $10/MWh | LPD Package | Commercial | NR_HIGHBAY_FIX_REPL_from HID to LF2018 | 100% | 0 | 0 | 0 | 0 | 0 | 0 | 0 | 0 | 0 | 0 | 0 | 0 | 0 | 0 | 0 | 0 | 0 | 0 | 0 | 0
Lost Opportunity | Lighting | $60.01/MWh to $80/MWh | LPD Package | Commercial | NR_HIGHBAY_FIX_REPL_from LF2018 to LED_FIX_KIT | 0% | 0 | 0 | 0 | 0 | 0 | 0 | 0 | 0 | 0 | 0 | 0 | 0 | 0 | 0 | 0 | 0 | 0 | 0 | 0 | 0
Discretionary | Lighting | Over $100/MWh | LPD Package | Commercial | Retro_LF_FIX_REPL_from LF2018 to LED_FIX_KIT | 0% | 0 | 0 | 0 | 0 | 0 | 0 | 0 | 0 | 0 | 0 | 0 | 0 | 0 | 0 | 0 | 0 | 0 | 0 | 0 | 0
Discretionary | Lighting | Over $100/MWh | LPD Package | Commercial | Retro_LF_FIX_REPL_from LF2018 to LED_FIX_KIT_RDX | 0% | 0 | 0 | 0 | 0 | 0 | 0 | 0 | 0 | 0 | 0 | 0 | 0 | 0 | 0 | 0 | 0 | 0 | 0 | 0 | 0
Discretionary | Lighting | $80.01/MWh to $100/MWh | LPD Package | Commercial | Retro_LF_FIX_REPL_from LF2018 to LF_FIX_KIT_RDX | 0% | 0 | 0 | 0 | 0 | 0 | 0 | 0 | 0 | 0 | 0 | 0 | 0 | 0 | 0 | 0 | 0 | 0 | 0 | 0 | 0
Discretionary | Lighting | $50.01/MWh to $60/MWh | LPD Package | Commercial | Retro_CAN_FIX_REPL_from CFL to LED_FIX_KIT | 0% | 0 | 0 | 0 | 0 | 0 | 0 | 0 | 0 | 0 | 0 | 0 | 0 | 0 | 0 | 0 | 0 | 0 | 0 | 0 | 0
Discretionary | Lighting | $0/MWh and Under | LPD Package | Commercial | Retro_CAN_FIX_REPL_from INC_HAL to LED_FIX_KIT | 100% | 0.074888 | 0.14973 | 0.22451 | 0.29919 | 0.37378 | 0.44035 | 0.49262 | 0.53346 | 0.56518 | 0.5896 | 0.6082 | 0.62213 | 0.63234 | 0.63957 | 0.64443 | 0.64739 | 0.64739 | 0.64739 | 0.64739 | 0.64739
Discretionary | Lighting | Over $100/MWh | LPD Package | Commercial | Retro_DISP_FIX_REPL_from CFL to LED_FIX_KIT | 0% | 0 | 0 | 0 | 0 | 0 | 0 | 0 | 0 | 0 | 0 | 0 | 0 | 0 | 0 | 0 | 0 | 0 | 0 | 0 | 0
Discretionary | Lighting | $0.01/MWh to $10/MWh | LPD Package | Commercial | Retro_DISP_FIX_REPL_from INC_HAL to LED_FIX_KIT | 100% | 0 | 0 | 0 | 0 | 0 | 0 | 0 | 0 | 0 | 0 | 0 | 0 | 0 | 0 | 0 | 0 | 0 | 0 | 0 | 0
Discretionary | Lighting | $60.01/MWh to $80/MWh | LPD Package | Commercial | Retro_HIGHBAY_FIX_REPL_from HID to LED_FIX_KIT | 0% | 0 | 0 | 0 | 0 | 0 | 0 | 0 | 0 | 0 | 0 | 0 | 0 | 0 | 0 | 0 | 0 | 0 | 0 | 0 | 0
Discretionary | Lighting | $0.01/MWh to $10/MWh | LPD Package | Commercial | Retro_HIGHBAY_FIX_REPL_from HID to LF2018 | 100% | 0 | 0 | 0 | 0 | 0 | 0 | 0 | 0 | 0 | 0 | 0 | 0 | 0 | 0 | 0 | 0 | 0 | 0 | 0 | 0
Discretionary | Lighting | Over $100/MWh | LPD Package | Commercial | Retro_HIGHBAY_FIX_REPL_from LF2018 to LED_FIX_KIT | 0% | 0 | 0 | 0 | 0 | 0 | 0 | 0 | 0 | 0 | 0 | 0 | 0 | 0 | 0 | 0 | 0 | 0 | 0 | 0 | 0
Discretionary | Lighting | $0.01/MWh to $10/MWh | LPD Package | Commercial | Retro_LF_LAMP_REPL_from LF2018 to TLED_PIN | 100% | 0 | 0 | 0 | 0 | 0 | 0 | 0 | 0 | 0 | 0 | 0 | 0 | 0 | 0 | 0 | 0 | 0 | 0 | 0 | 0
Discretionary | Lighting | $50.01/MWh to $60/MWh | LPD Package | Commercial | Retro_LF_LAMP_REPL_from LF2018 to TLED_PIN_RDX | 0% | 0 | 0 | 0 | 0 | 0 | 0 | 0 | 0 | 0 | 0 | 0 | 0 | 0 | 0 | 0 | 0 | 0 | 0 | 0 | 0
Discretionary | Lighting | $0/MWh and Under | LPD Package | Commercial | Retro_CAN_LAMP_REPL_from CFL to LED_CAN_LAMP | 100% | 0.058045 | 0.11583 | 0.17336 | 0.23064 | 0.28766 | 0.33843 | 0.37821 | 0.40923 | 0.43328 | 0.45158 | 0.45227 | 0.45227 | 0.45227 | 0.45227 | 0.45227 | 0.45227 | 0.45227 | 0.45227 | 0.45227 | 0.45227
Discretionary | Lighting | $0/MWh and Under | LPD Package | Commercial | Retro_CAN_LAMP_REPL_from INC_HAL to LED_CAN_LAMP | 100% | 0.071078 | 0.14184 | 0.21229 | 0.28243 | 0.35226 | 0.41442 | 0.46313 | 0.50112 | 0.53057 | 0.55297 | 0.55382 | 0.55382 | 0.55382 | 0.55382 | 0.55382 | 0.55382 | 0.55382 | 0.55382 | 0.55382 | 0.55382
Discretionary | Lighting | $40.01/MWh to $50/MWh | LPD Package | Commercial | Retro_DISP_LAMP_REPL_from CFL to LED_PAR_MR | 0% | 0 | 0 | 0 | 0 | 0 | 0 | 0 | 0 | 0 | 0 | 0 | 0 | 0 | 0 | 0 | 0 | 0 | 0 | 0 | 0
Discretionary | Lighting | $0/MWh and Under | LPD Package | Commercial | Retro_DISP_LAMP_REPL_from INC_HAL to LED_PAR_MR | 100% | 0.20008 | 0.39928 | 0.5976 | 0.79504 | 0.9916 | 1.1666 | 1.3037 | 1.4107 | 1.4936 | 1.5566 | 1.559 | 1.559 | 1.559 | 1.559 | 1.559 | 1.559 | 1.559 | 1.559 | 1.559 | 1.559
Discretionary | Lighting | $0.01/MWh to $10/MWh | LPD Package | Commercial | Retro_DISP_LAMP_REPL_from INC_HAL to HID_CMH | 100% | 0.048329 | 0.096443 | 0.14434 | 0.19203 | 0.23951 | 0.28178 | 0.3149 | 0.34073 | 0.36075 | 0.37599 | 0.37656 | 0.37656 | 0.37656 | 0.37656 | 0.37656 | 0.37656 | 0.37656 | 0.37656 | 0.37656 | 0.37656
Discretionary | Lighting | $0.01/MWh to $10/MWh | LPD Package | Commercial | Retro_DISP_LAMP_REPL_from HID_CMH to LED_PAR_MR | 100% | 0 | 0 | 0 | 0 | 0 | 0 | 0 | 0 | 0 | 0 | 0 | 0 | 0 | 0 | 0 | 0 | 0 | 0 | 0 | 0
Discretionary | Lighting | $0.01/MWh to $10/MWh | LPD Package | Commercial | Retro_OTHER_LAMP_REPL_from CFL to LED_OMNI | 100% | 0.75529 | 1.5072 | 2.2559 | 3.0012 | 3.7432 | 4.4038 | 4.9213 | 5.325 | 5.638 | 5.876 | 5.885 | 5.885 | 5.885 | 5.885 | 5.885 | 5.885 | 5.885 | 5.885 | 5.885 | 5.885
Discretionary | Lighting | $0/MWh and Under | LPD Package | Commercial | Retro_OTHER_LAMP_REPL_from EISA_2020 to LED_OMNI | 100% | 0.36721 | 0.7328 | 1.0968 | 1.4591 | 1.8199 | 2.141 | 2.3927 | 2.5889 | 2.7411 | 2.8568 | 2.8612 | 2.8612 | 2.8612 | 2.8612 | 2.8612 | 2.8612 | 2.8612 | 2.8612 | 2.8612 | 2.8612
Discretionary | Lighting | $0.01/MWh to $10/MWh | LPD Package | Commercial | Retro_OTHER_LAMP_REPL_from EISA_2020 to CFL_OMNI | 100% | 0 | 0 | 0 | 0 | 0 | 0 | 0 | 0 | 0 | 0 | 0 | 0 | 0 | 0 | 0 | 0 | 0 | 0 | 0 | 0
Discretionary | Lighting | $0.01/MWh to $10/MWh | LPD Package | Commercial | Retro_OTHER_LAMP_REPL_from HID to LED_OMNI | 100% | 0 | 0 | 0 | 0 | 0 | 0 | 0 | 0 | 0 | 0 | 0 | 0 | 0 | 0 | 0 | 0 | 0 | 0 | 0 | 0
Lost Opportunity | Other | $10.01/MWh to $20/MWh | MotorsRewind | Commercial | MotorsRewind-New-Large Off | 100% | 0.0010382 | 0.0020932 | 0.0036606 | 0.0051184 | 0.0066942 | 0.0085867 | 0.010578 | 0.012939 | 0.01567 | 0.018104 | 0.020771 | 0.023565 | 0.026119 | 0.028687 | 0.031203 | 0.033769 | 0.036386 | 0.039053 | 0.041771 | 0.04454
Lost Opportunity | Other | $10.01/MWh to $20/MWh | MotorsRewind | Commercial | MotorsRewind-New-Medium Off | 100% | 0.0007415 | 0.0014509 | 0.0025806 | 0.0036341 | 0.0047521 | 0.0061113 | 0.007541 | 0.0092119 | 0.011122 | 0.012852 | 0.014781 | 0.016748 | 0.018597 | 0.020385 | 0.022153 | 0.023989 | 0.025894 | 0.027868 | 0.02991 | 0.03202
Lost Opportunity | Other | $10.01/MWh to $20/MWh | MotorsRewind | Commercial | MotorsRewind-New-Small Off | 100% | 0.00019461 | 0.00037968 | 0.00067456 | 0.00095024 | 0.0012423 | 0.001596 | 0.0019684 | 0.0024037 | 0.0029015 | 0.0033521 | 0.0038555 | 0.0043668 | 0.0048464 | 0.0053127 | 0.0057738 | 0.0062517 | 0.0067464 | 0.0072579 | 0.0077864 | 0.0083316
Lost Opportunity | Other | $10.01/MWh to $20/MWh | MotorsRewind | Commercial | MotorsRewind-New-XLarge Ret | 100% | 8.2246e-05 | 0.00017538 | 0.00028439 | 0.0004047 | 0.00055847 | 0.00073997 | 0.00095306 | 0.0013288 | 0.0017771 | 0.0021744 | 0.0025631 | 0.0029422 | 0.0032509 | 0.0035695 | 0.003865 | 0.0041951 | 0.0045599 | 0.0049594 | 0.0053935 | 0.0058623
Lost Opportunity | Other | $10.01/MWh to $20/MWh | MotorsRewind | Commercial | MotorsRewind-New-Large Ret | 100% | 3.1941e-05 | 6.7481e-05 | 0.00010901 | 0.00015474 | 0.00021473 | 0.00028666 | 0.00037048 | 0.00051566 | 0.00068857 | 0.00084203 | 0.00099273 | 0.0011396 | 0.0012597 | 0.0013833 | 0.001498 | 0.0016258 | 0.0017667 | 0.0019207 | 0.0020877 | 0.0022678
Lost Opportunity | Other | $10.01/MWh to $20/MWh | MotorsRewind | Commercial | MotorsRewind-New-Medium Ret | 100% | 0.00012049 | 0.00025336 | 0.00040642 | 0.00057527 | 0.0007999 | 0.0010723 | 0.0013895 | 0.0019313 | 0.0025788 | 0.0031525 | 0.0037178 | 0.0042683 | 0.0047227 | 0.0051895 | 0.0056211 | 0.0061014 | 0.0066304 | 0.0072081 | 0.0078345 | 0.0085096
Lost Opportunity | Other | $10.01/MWh to $20/MWh | MotorsRewind | Commercial | MotorsRewind-New-Small Ret | 100% | 3.6384e-05 | 7.5506e-05 | 0.00012053 | 0.00017027 | 0.00023871 | 0.00032292 | 0.00042065 | 0.00058494 | 0.00078082 | 0.00095457 | 0.0011264 | 0.0012939 | 0.0014326 | 0.0015749 | 0.0017067 | 0.0018533 | 0.0020147 | 0.002191 | 0.0023821 | 0.002588
Lost Opportunity | Other | $10.01/MWh to $20/MWh | MotorsRewind | Commercial | MotorsRewind-New-School K-12 | 100% | 3.0345e-05 | 7.3356e-05 | 0.0001312 | 0.00022418 | 0.0003466 | 0.00045984 | 0.00057938 | 0.00071044 | 0.00085079 | 0.00098232 | 0.0011218 | 0.0012515 | 0.0013959 | 0.0015245 | 0.0016635 | 0.0017964 | 0.0019231 | 0.0020438 | 0.0021583 | 0.0022667
Lost Opportunity | Other | $10.01/MWh to $20/MWh | MotorsRewind | Commercial | MotorsRewind-New-University | 100% | 4.4234e-05 | 0.00010613 | 0.00015985 | 0.00025188 | 0.0003727 | 0.00049391 | 0.00064019 | 0.0008009 | 0.00097301 | 0.001151 | 0.0013206 | 0.0014718 | 0.0016476 | 0.0017992 | 0.0019529 | 0.0021186 | 0.0022965 | 0.0024864 | 0.0026883 | 0.0029024
Lost Opportunity | Other | $10.01/MWh to $20/MWh | MotorsRewind | Commercial | MotorsRewind-New-Warehouse | 100% | 0.00016527 | 0.00034659 | 0.00060218 | 0.00091454 | 0.0013131 | 0.0017423 | 0.0021847 | 0.0025963 | 0.0029425 | 0.0032887 | 0.003659 | 0.0040586 | 0.0044485 | 0.004826 | 0.0052048 | 0.005551 | 0.0058645 | 0.0061453 | 0.0063934 | 0.0066088
Lost Opportunity | Other | $0.01/MWh to $10/MWh | MotorsRewind | Commercial | MotorsRewind-New-Supermarket | 100% | 0.0001731 | 0.00038223 | 0.00061784 | 0.0008728 | 0.0011414 | 0.001421 | 0.0017088 | 0.0020025 | 0.0023017 | 0.0025788 | 0.0028855 | 0.0031938 | 0.0034999 | 0.0038032 | 0.0041037 | 0.0044016 | 0.0046969 | 0.0049896 | 0.0052796 | 0.0055671
Lost Opportunity | Other | $0.01/MWh to $10/MWh | MotorsRewind | Commercial | MotorsRewind-New-MiniMart | 100% | 3.1558e-05 | 5.5372e-05 | 7.9655e-05 | 0.00010644 | 0.00015528 | 0.00022564 | 0.00031869 | 0.00048117 | 0.00065386 | 0.00081138 | 0.00098658 | 0.0011437 | 0.001267 | 0.0013966 | 0.0015185 | 0.001646 | 0.0017791 | 0.0019178 | 0.0020621 | 0.0022121
Lost Opportunity | Other | $0.01/MWh to $10/MWh | MotorsRewind | Commercial | MotorsRewind-New-Restaurant | 100% | 0.00018363 | 0.00041303 | 0.00067826 | 0.00097113 | 0.0012853 | 0.0016166 | 0.0019622 | 0.0024578 | 0.0030398 | 0.0036283 | 0.0042448 | 0.0048926 | 0.0054569 | 0.0060269 | 0.0065428 | 0.0071145 | 0.0077421 | 0.0084254 | 0.0091646 | 0.0099595
Lost Opportunity | Other | $0.01/MWh to $10/MWh | MotorsRewind | Commercial | MotorsRewind-New-Lodging | 100% | 6.9814e-05 | 0.00015838 | 0.00026206 | 0.00037833 | 0.00051164 | 0.00066017 | 0.00083227 | 0.001202 | 0.0016629 | 0.0021538 | 0.0026571 | 0.0031944 | 0.0036365 | 0.0040583 | 0.0044545 | 0.0048837 | 0.0053459 | 0.005841 | 0.0063691 | 0.0069302
Lost Opportunity | Other | $0.01/MWh to $10/MWh | MotorsRewind | Commercial | MotorsRewind-New-Hospital | 100% | 0.00030445 | 0.00061417 | 0.00093862 | 0.0012388 | 0.0015704 | 0.0019454 | 0.0024193 | 0.0030064 | 0.0036882 | 0.0043022 | 0.0049152 | 0.005506 | 0.0060271 | 0.0065227 | 0.0069864 | 0.007449 | 0.0079106 | 0.0083711 | 0.0088307 | 0.0092892
Lost Opportunity | Other | $0.01/MWh to $10/MWh | MotorsRewind | Commercial | MotorsRewind-New-Residential Care | 100% | 0.00033134 | 0.00068888 | 0.0010646 | 0.0014324 | 0.0018588 | 0.0023471 | 0.0029523 | 0.003735 | 0.0046219 | 0.0054285 | 0.0062728 | 0.0070841 | 0.0078109 | 0.008518 | 0.0092026 | 0.0098802 | 0.010551 | 0.011214 | 0.01187 | 0.012519
Lost Opportunity | Other | $10.01/MWh to $20/MWh | MotorsRewind | Commercial | MotorsRewind-New-Assembly | 100% | 0.00011929 | 0.0003097 | 0.00043491 | 0.00059837 | 0.00088125 | 0.0014292 | 0.0020806 | 0.0029645 | 0.0042334 | 0.0057122 | 0.0073711 | 0.0089623 | 0.01054 | 0.012028 | 0.01351 | 0.014957 | 0.016366 | 0.01774 | 0.019077 | 0.020377
Lost Opportunity | Other | $10.01/MWh to $20/MWh | MotorsRewind | Commercial | MotorsRewind-New-Other | 100% | 0.00065411 | 0.0015054 | 0.0023767 | 0.0035715 | 0.0049828 | 0.0064774 | 0.0081949 | 0.010101 | 0.012112 | 0.014032 | 0.016153 | 0.018111 | 0.020063 | 0.021935 | 0.02368 | 0.025407 | 0.027115 | 0.028805 | 0.030476 | 0.032128
Lost Opportunity | Other | $10.01/MWh to $20/MWh | MotorsRewind | Commercial | MotorsRewind-NR-Large Off | 100% | 0.0090942 | 0.019964 | 0.032238 | 0.04562 | 0.059876 | 0.074817 | 0.090293 | 0.10618 | 0.11967 | 0.11967 | 0.11967 | 0.11967 | 0.11967 | 0.11967 | 0.11967 | 0.11967 | 0.11967 | 0.11967 | 0.11967 | 0.11967
Lost Opportunity | Other | $10.01/MWh to $20/MWh | MotorsRewind | Commercial | MotorsRewind-NR-Medium Off | 100% | 0.0044533 | 0.009776 | 0.015786 | 0.02234 | 0.029321 | 0.036637 | 0.044216 | 0.051998 | 0.0586 | 0.0586 | 0.0586 | 0.0586 | 0.0586 | 0.0586 | 0.0586 | 0.0586 | 0.0586 | 0.0586 | 0.0586 | 0.0586
Lost Opportunity | Other | $10.01/MWh to $20/MWh | MotorsRewind | Commercial | MotorsRewind-NR-Small Off | 100% | 0.004375 | 0.0096039 | 0.015509 | 0.021947 | 0.028805 | 0.035992 | 0.043437 | 0.051082 | 0.057568 | 0.057568 | 0.057568 | 0.057568 | 0.057568 | 0.057568 | 0.057568 | 0.057568 | 0.057568 | 0.057568 | 0.057568 | 0.057568
Lost Opportunity | Other | $10.01/MWh to $20/MWh | MotorsRewind | Commercial | MotorsRewind-NR-XLarge Ret | 100% | 0.002513 | 0.0055099 | 0.0088871 | 0.012562 | 0.01647 | 0.020559 | 0.024786 | 0.02912 | 0.031968 | 0.031968 | 0.031968 | 0.031968 | 0.031968 | 0.031968 | 0.031968 | 0.031968 | 0.031968 | 0.031968 | 0.031968 | 0.031968
Lost Opportunity | Other | $10.01/MWh to $20/MWh | MotorsRewind | Commercial | MotorsRewind-NR-Large Ret | 100% | 0.0038617 | 0.0084668 | 0.013656 | 0.019304 | 0.025309 | 0.031592 | 0.038088 | 0.044747 | 0.049124 | 0.049124 | 0.049124 | 0.049124 | 0.049124 | 0.049124 | 0.049124 | 0.049124 | 0.049124 | 0.049124 | 0.049124 | 0.049124
Lost Opportunity | Other | $10.01/MWh to $20/MWh | MotorsRewind | Commercial | MotorsRewind-NR-Medium Ret | 100% | 0.001682 | 0.0036878 | 0.0059483 | 0.0084083 | 0.011024 | 0.01376 | 0.01659 | 0.01949 | 0.021397 | 0.021397 | 0.021397 | 0.021397 | 0.021397 | 0.021397 | 0.021397 | 0.021397 | 0.021397 | 0.021397 | 0.021397 | 0.021397
Lost Opportunity | Other | $10.01/MWh to $20/MWh | MotorsRewind | Commercial | MotorsRewind-NR-Small Ret | 100% | 0.0019924 | 0.0043683 | 0.0070458 | 0.0099597 | 0.013058 | 0.016299 | 0.019651 | 0.023087 | 0.025344 | 0.025344 | 0.025344 | 0.025344 | 0.025344 | 0.025344 | 0.025344 | 0.025344 | 0.025344 | 0.025344 | 0.025344 | 0.025344
Lost Opportunity | Other | $10.01/MWh to $20/MWh | MotorsRewind | Commercial | MotorsRewind-NR-School K-12 | 100% | 0.0021943 | 0.0048128 | 0.0077655 | 0.010981 | 0.014402 | 0.017982 | 0.021687 | 0.025486 | 0.028209 | 0.028209 | 0.028209 | 0.028209 | 0.028209 | 0.028209 | 0.028209 | 0.028209 | 0.028209 | 0.028209 | 0.028209 | 0.028209
Lost Opportunity | Other | $10.01/MWh to $20/MWh | MotorsRewind | Commercial | MotorsRewind-NR-University | 100% | 0.0010373 | 0.0022751 | 0.0036709 | 0.0051909 | 0.006808 | 0.0085007 | 0.010252 | 0.012048 | 0.013335 | 0.013335 | 0.013335 | 0.013335 | 0.013335 | 0.013335 | 0.013335 | 0.013335 | 0.013335 | 0.013335 | 0.013335 | 0.013335
Lost Opportunity | Other | $10.01/MWh to $20/MWh | MotorsRewind | Commercial | MotorsRewind-NR-Warehouse | 100% | 0.0038435 | 0.0084326 | 0.01361 | 0.019251 | 0.025255 | 0.031542 | 0.03805 | 0.044727 | 0.049831 | 0.049831 | 0.049831 | 0.049831 | 0.049831 | 0.049831 | 0.049831 | 0.049831 | 0.049831 | 0.049831 | 0.049831 | 0.049831
Lost Opportunity | Other | $0.01/MWh to $10/MWh | MotorsRewind | Commercial | MotorsRewind-NR-Supermarket | 100% | 0.0044524 | 0.0097296 | 0.015644 | 0.022048 | 0.028822 | 0.035876 | 0.043134 | 0.050538 | 0.051602 | 0.051602 | 0.051602 | 0.051602 | 0.051602 | 0.051602 | 0.051602 | 0.051602 | 0.051602 | 0.051602 | 0.051602 | 0.051602
Lost Opportunity | Other | $0.01/MWh to $10/MWh | MotorsRewind | Commercial | MotorsRewind-NR-MiniMart | 100% | 0.0018681 | 0.0040954 | 0.006605 | 0.0093358 | 0.012239 | 0.015276 | 0.018416 | 0.021634 | 0.023703 | 0.023703 | 0.023703 | 0.023703 | 0.023703 | 0.023703 | 0.023703 | 0.023703 | 0.023703 | 0.023703 | 0.023703 | 0.023703
Lost Opportunity | Other | $0.01/MWh to $10/MWh | MotorsRewind | Commercial | MotorsRewind-NR-Restaurant | 100% | 0.0033916 | 0.0074354 | 0.011992 | 0.01695 | 0.022221 | 0.027734 | 0.033435 | 0.039277 | 0.043034 | 0.043034 | 0.043034 | 0.043034 | 0.043034 | 0.043034 | 0.043034 | 0.043034 | 0.043034 | 0.043034 | 0.043034 | 0.043034
Lost Opportunity | Other | $0.01/MWh to $10/MWh | MotorsRewind | Commercial | MotorsRewind-NR-Lodging | 100% | 0.003784 | 0.0083107 | 0.013426 | 0.019008 | 0.024957 | 0.031197 | 0.037665 | 0.04431 | 0.050429 | 0.050429 | 0.050429 | 0.050429 | 0.050429 | 0.050429 | 0.050429 | 0.050429 | 0.050429 | 0.050429 | 0.050429 | 0.050429
Lost Opportunity | Other | $0.01/MWh to $10/MWh | MotorsRewind | Commercial | MotorsRewind-NR-Hospital | 100% | 0.0021666 | 0.0047594 | 0.0076907 | 0.01089 | 0.014302 | 0.017881 | 0.021592 | 0.025407 | 0.029057 | 0.029057 | 0.029057 | 0.029057 | 0.029057 | 0.029057 | 0.029057 | 0.029057 | 0.029057 | 0.029057 | 0.029057 | 0.029057
Lost Opportunity | Other | $0.01/MWh to $10/MWh | MotorsRewind | Commercial | MotorsRewind-NR-Residential Care | 100% | 0.0027545 | 0.0060495 | 0.0097731 | 0.013836 | 0.018167 | 0.022709 | 0.027417 | 0.032254 | 0.036708 | 0.036708 | 0.036708 | 0.036708 | 0.036708 | 0.036708 | 0.036708 | 0.036708 | 0.036708 | 0.036708 | 0.036708 | 0.036708
Lost Opportunity | Other | $10.01/MWh to $20/MWh | MotorsRewind | Commercial | MotorsRewind-NR-Assembly | 100% | 0.0065996 | 0.014471 | 0.023343 | 0.032999 | 0.043268 | 0.054012 | 0.065123 | 0.076514 | 0.084153 | 0.084153 | 0.084153 | 0.084153 | 0.084153 | 0.084153 | 0.084153 | 0.084153 | 0.084153 | 0.084153 | 0.084153 | 0.084153
Lost Opportunity | Other | $10.01/MWh to $20/MWh | MotorsRewind | Commercial | MotorsRewind-NR-Other | 100% | 0.0051567 | 0.011269 | 0.018119 | 0.025535 | 0.033382 | 0.041551 | 0.049957 | 0.058533 | 0.059765 | 0.059765 | 0.059765 | 0.059765 | 0.059765 | 0.059765 | 0.059765 | 0.059765 | 0.059765 | 0.059765 | 0.059765 | 0.059765
Lost Opportunity | Lighting | $10.01/MWh to $20/MWh | Parking Lighting | Commercial | NR_PARKING_GARAGE_FIX_REPL_from MH to BI-LEVEL_LED_FIX | 100% | 0.52788 | 1.1514 | 1.8503 | 2.5769 | 2.5769 | 2.5769 | 2.5769 | 2.5769 | 2.5769 | 2.5769 | 2.5769 | 2.5769 | 2.5769 | 2.5769 | 2.5769 | 2.5769 | 2.5769 | 2.5769 | 2.5769 | 2.5769
Discretionary | Electronics | $10.01/MWh to $20/MWh | Smart Plug Power Strips | Commercial | Smart Plug Power Strips-Retro | 100% | 1.8296 | 3.6527 | 5.4699 | 7.2817 | 9.0882 | 10.7096 | 12.0028 | 13.0342 | 13.8565 | 14.5124 | 15.0355 | 15.4526 | 15.7817 | 15.797 | 15.797 | 15.797 | 15.797 | 15.797 | 15.797 | 15.797
Discretionary | Other | $0/MWh and Under | Pre-Rinse Spray Valve | Commercial | Pre-Rinse Spray Valve_0.81_to_1.0gpm | 100% | 0.022511 | 0.044942 | 0.067299 | 0.089592 | 0.11182 | 0.13176 | 0.14765 | 0.1603 | 0.17038 | 0.1784 | 0.18478 | 0.18985 | 0.19349 | 0.19349 | 0.19349 | 0.19349 | 0.19349 | 0.19349 | 0.19349 | 0.19349
Discretionary | Other | $0/MWh and Under | Pre-Rinse Spray Valve | Commercial | Pre-Rinse Spray Valve_0.61_to_0.8gpm | 100% | 0.014322 | 0.028592 | 0.042816 | 0.056999 | 0.071139 | 0.083825 | 0.093934 | 0.10199 | 0.1084 | 0.1135 | 0.11756 | 0.12079 | 0.1231 | 0.1231 | 0.1231 | 0.1231 | 0.1231 | 0.1231 | 0.1231 | 0.1231
Discretionary | HVAC | $40.01/MWh to $50/MWh | Advanced Rooftop Controller | Commercial | Advanced Rooftop Controller-Retro-Large Off | 0% | 0 | 0 | 0 | 0 | 0 | 0 | 0 | 0 | 0 | 0 | 0 | 0 | 0 | 0 | 0 | 0 | 0 | 0 | 0 | 0
Discretionary | HVAC | $40.01/MWh to $50/MWh | Advanced Rooftop Controller | Commercial | Advanced Rooftop Controller-Retro-Medium Off | 0% | 0 | 0 | 0 | 0 | 0 | 0 | 0 | 0 | 0 | 0 | 0 | 0 | 0 | 0 | 0 | 0 | 0 | 0 | 0 | 0
Discretionary | HVAC | $40.01/MWh to $50/MWh | Advanced Rooftop Controller | Commercial | Advanced Rooftop Controller-Retro-Small Off | 0% | 0 | 0 | 0 | 0 | 0 | 0 | 0 | 0 | 0 | 0 | 0 | 0 | 0 | 0 | 0 | 0 | 0 | 0 | 0 | 0
Discretionary | HVAC | $0.01/MWh to $10/MWh | Advanced Rooftop Controller | Commercial | Advanced Rooftop Controller-Retro-XLarge Ret | 100% | 0.02727 | 0.070186 | 0.15605 | 0.30596 | 0.53831 | 0.86227 | 1.2728 | 1.7496 | 2.2608 | 2.7696 | 3.2423 | 3.654 | 3.9913 | 4.2524 | 4.4438 | 4.577 | 4.5786 | 4.5786 | 4.5786 | 4.5786
Discretionary | HVAC | $0.01/MWh to $10/MWh | Advanced Rooftop Controller | Commercial | Advanced Rooftop Controller-Retro-Large Ret | 100% | 0.051448 | 0.13241 | 0.29441 | 0.57722 | 1.0156 | 1.6268 | 2.4013 | 3.3009 | 4.2653 | 5.2252 | 6.117 | 6.8936 | 7.5301 | 8.0226 | 8.3837 | 8.635 | 8.6381 | 8.6381 | 8.6381 | 8.6381
Discretionary | HVAC | $10.01/MWh to $20/MWh | Advanced Rooftop Controller | Commercial | Advanced Rooftop Controller-Retro-Medium Ret | 100% | 0.0076961 | 0.019808 | 0.044041 | 0.086347 | 0.15192 | 0.24335 | 0.35921 | 0.49378 | 0.63804 | 0.78164 | 0.91504 | 1.0312 | 1.1264 | 1.2001 | 1.2541 | 1.2917 | 1.2922 | 1.2922 | 1.2922 | 1.2922
Discretionary | HVAC | $40.01/MWh to $50/MWh | Advanced Rooftop Controller | Commercial | Advanced Rooftop Controller-Retro-Small Ret | 0% | 0 | 0 | 0 | 0 | 0 | 0 | 0 | 0 | 0 | 0 | 0 | 0 | 0 | 0 | 0 | 0 | 0 | 0 | 0 | 0
Discretionary | HVAC | $40.01/MWh to $50/MWh | Advanced Rooftop Controller | Commercial | Advanced Rooftop Controller-Retro-School K-12 | 0% | 0 | 0 | 0 | 0 | 0 | 0 | 0 | 0 | 0 | 0 | 0 | 0 | 0 | 0 | 0 | 0 | 0 | 0 | 0 | 0
Discretionary | HVAC | $40.01/MWh to $50/MWh | Advanced Rooftop Controller | Commercial | Advanced Rooftop Controller-Retro-University | 0% | 0 | 0 | 0 | 0 | 0 | 0 | 0 | 0 | 0 | 0 | 0 | 0 | 0 | 0 | 0 | 0 | 0 | 0 | 0 | 0
Discretionary | HVAC | $40.01/MWh to $50/MWh | Advanced Rooftop Controller | Commercial | Advanced Rooftop Controller-Retro-Warehouse | 0% | 0 | 0 | 0 | 0 | 0 | 0 | 0 | 0 | 0 | 0 | 0 | 0 | 0 | 0 | 0 | 0 | 0 | 0 | 0 | 0
Discretionary | HVAC | $10.01/MWh to $20/MWh | Advanced Rooftop Controller | Commercial | Advanced Rooftop Controller-Retro-Supermarket | 100% | 0.010586 | 0.027164 | 0.060175 | 0.11754 | 0.20605 | 0.32891 | 0.48391 | 0.66314 | 0.85443 | 1.044 | 1.2193 | 1.3713 | 1.4954 | 1.5909 | 1.6308 | 1.6308 | 1.6308 | 1.6308 | 1.6308 | 1.6308
Discretionary | HVAC | $10.01/MWh to $20/MWh | Advanced Rooftop Controller | Commercial | Advanced Rooftop Controller-Retro-MiniMart | 100% | 0.004472 | 0.011509 | 0.025587 | 0.05016 | 0.088243 | 0.14134 | 0.20861 | 0.28674 | 0.37048 | 0.45383 | 0.53125 | 0.59866 | 0.65391 | 0.69665 | 0.72798 | 0.7491 | 0.7491 | 0.7491 | 0.7491 | 0.7491
Discretionary | HVAC | $10.01/MWh to $20/MWh | Advanced Rooftop Controller | Commercial | Advanced Rooftop Controller-Retro-Restaurant | 100% | 0.022048 | 0.056741 | 0.12615 | 0.2473 | 0.43506 | 0.69682 | 1.0285 | 1.4137 | 1.8266 | 2.2375 | 2.6192 | 2.9515 | 3.2239 | 3.4347 | 3.5891 | 3.6932 | 3.6932 | 3.6932 | 3.6932 | 3.6932
Discretionary | HVAC | $25.01/MWh to $30/MWh | Advanced Rooftop Controller | Commercial | Advanced Rooftop Controller-Retro-Lodging | 0% | 0 | 0 | 0 | 0 | 0 | 0 | 0 | 0 | 0 | 0 | 0 | 0 | 0 | 0 | 0 | 0 | 0 | 0 | 0 | 0
Discretionary | HVAC | $25.01/MWh to $30/MWh | Advanced Rooftop Controller | Commercial | Advanced Rooftop Controller-Retro-Hospital | 0% | 0 | 0 | 0 | 0 | 0 | 0 | 0 | 0 | 0 | 0 | 0 | 0 | 0 | 0 | 0 | 0 | 0 | 0 | 0 | 0
Discretionary | HVAC | $10.01/MWh to $20/MWh | Advanced Rooftop Controller | Commercial | Advanced Rooftop Controller-Retro-Residential Care | 100% | 0.018932 | 0.048799 | 0.10871 | 0.21353 | 0.37636 | 0.60392 | 0.89292 | 1.2293 | 1.5908 | 1.9513 | 2.2871 | 2.5801 | 2.8207 | 3.0074 | 3.1445 | 3.2401 | 3.3037 | 3.3176 | 3.3176 | 3.3176
Discretionary | HVAC | $10.01/MWh to $20/MWh | Advanced Rooftop Controller | Commercial | Advanced Rooftop Controller-Retro-Assembly | 100% | 0.054478 | 0.14022 | 0.31181 | 0.61138 | 1.0758 | 1.7234 | 2.5441 | 3.4975 | 4.5196 | 5.5372 | 6.4826 | 7.306 | 7.9809 | 8.5033 | 8.8862 | 9.1528 | 9.167 | 9.167 | 9.167 | 9.167
Discretionary | HVAC | $20.01/MWh to $25/MWh | Advanced Rooftop Controller | Commercial | Advanced Rooftop Controller-Retro-Other | 0% | 0 | 0 | 0 | 0 | 0 | 0 | 0 | 0 | 0 | 0 | 0 | 0 | 0 | 0 | 0 | 0 | 0 | 0 | 0 | 0
Lost Opportunity | Water Heating | $0/MWh and Under | Showerheads | Commercial | Showerheads-Retro-Large Off | 100% | 0.00024196 | 0.00038362 | 0.00050202 | 0.00057952 | 0.00064634 | 0.00071029 | 0.00076437 | 0.00081559 | 0.00086307 | 0.00089656 | 0.00092566 | 0.00094735 | 0.00096086 | 0.0009688 | 0.00096896 | 0.00096896 | 0.00096896 | 0.00096896 | 0.00096896 | 0.00096896
Lost Opportunity | Water Heating | $0/MWh and Under | Showerheads | Commercial | Showerheads-Retro-Medium Off | 100% | 0.0003051 | 0.00047536 | 0.00062591 | 0.0007247 | 0.00080851 | 0.00088967 | 0.00095829 | 0.0010224 | 0.001081 | 0.0011231 | 0.0011604 | 0.0011873 | 0.0012048 | 0.0012143 | 0.0012157 | 0.0012157 | 0.0012157 | 0.0012157 | 0.0012157 | 0.0012157
Lost Opportunity | Water Heating | $0/MWh and Under | Showerheads | Commercial | Showerheads-Retro-Small Off | 100% | 1.4744e-05 | 2.2916e-05 | 3.0163e-05 | 3.493e-05 | 3.8965e-05 | 4.286e-05 | 4.6155e-05 | 4.9232e-05 | 5.2048e-05 | 5.4067e-05 | 5.5862e-05 | 5.7151e-05 | 5.7983e-05 | 5.8439e-05 | 5.8498e-05 | 5.8498e-05 | 5.8498e-05 | 5.8498e-05 | 5.8498e-05 | 5.8498e-05
Lost Opportunity | Water Heating | $0.01/MWh to $10/MWh | Showerheads | Commercial | Showerheads-Retro-XLarge Ret | 100% | 0 | 0 | 0 | 0 | 0 | 0 | 0 | 0 | 0 | 0 | 0 | 0 | 0 | 0 | 0 | 0 | 0 | 0 | 0 | 0
Lost Opportunity | Water Heating | $0.01/MWh to $10/MWh | Showerheads | Commercial | Showerheads-Retro-Large Ret | 100% | 0 | 0 | 0 | 0 | 0 | 0 | 0 | 0 | 0 | 0 | 0 | 0 | 0 | 0 | 0 | 0 | 0 | 0 | 0 | 0
Lost Opportunity | Water Heating | $0.01/MWh to $10/MWh | Showerheads | Commercial | Showerheads-Retro-Medium Ret | 100% | 0 | 0 | 0 | 0 | 0 | 0 | 0 | 0 | 0 | 0 | 0 | 0 | 0 | 0 | 0 | 0 | 0 | 0 | 0 | 0
Lost Opportunity | Water Heating | $0.01/MWh to $10/MWh | Showerheads | Commercial | Showerheads-Retro-Small Ret | 100% | 0 | 0 | 0 | 0 | 0 | 0 | 0 | 0 | 0 | 0 | 0 | 0 | 0 | 0 | 0 | 0 | 0 | 0 | 0 | 0
Lost Opportunity | Water Heating | $0/MWh and Under | Showerheads | Commercial | Showerheads-Retro-School K-12 | 100% | 2.4729e-06 | 4.3024e-06 | 5.6817e-06 | 7.1425e-06 | 8.6733e-06 | 9.8274e-06 | 1.0812e-05 | 1.1682e-05 | 1.2431e-05 | 1.299e-05 | 1.3459e-05 | 1.3765e-05 | 1.4011e-05 | 1.4116e-05 | 1.4154e-05 | 1.4154e-05 | 1.4154e-05 | 1.4154e-05 | 1.4154e-05 | 1.4154e-05
Lost Opportunity | Water Heating | $0/MWh and Under | Showerheads | Commercial | Showerheads-Retro-University | 100% | 5.5096e-05 | 9.5769e-05 | 0.00011742 | 0.00014071 | 0.00016468 | 0.00018412 | 0.00020292 | 0.00021958 | 0.00023389 | 0.00024571 | 0.00025461 | 0.00026015 | 0.00026482 | 0.00026733 | 0.00026864 | 0.00026886 | 0.00026886 | 0.00026886 | 0.00026886 | 0.00026886
Lost Opportunity | Water Heating | $0.01/MWh to $10/MWh | Showerheads | Commercial | Showerheads-Retro-Warehouse | 100% | 0 | 0 | 0 | 0 | 0 | 0 | 0 | 0 | 0 | 0 | 0 | 0 | 0 | 0 | 0 | 0 | 0 | 0 | 0 | 0
Lost Opportunity | Water Heating | $0.01/MWh to $10/MWh | Showerheads | Commercial | Showerheads-Retro-Supermarket | 100% | 0 | 0 | 0 | 0 | 0 | 0 | 0 | 0 | 0 | 0 | 0 | 0 | 0 | 0 | 0 | 0 | 0 | 0 | 0 | 0
Lost Opportunity | Water Heating | $0.01/MWh to $10/MWh | Showerheads | Commercial | Showerheads-Retro-MiniMart | 100% | 0 | 0 | 0 | 0 | 0 | 0 | 0 | 0 | 0 | 0 | 0 | 0 | 0 | 0 | 0 | 0 | 0 | 0 | 0 | 0
Lost Opportunity | Water Heating | $0.01/MWh to $10/MWh | Showerheads | Commercial | Showerheads-Retro-Restaurant | 100% | 0 | 0 | 0 | 0 | 0 | 0 | 0 | 0 | 0 | 0 | 0 | 0 | 0 | 0 | 0 | 0 | 0 | 0 | 0 | 0
Lost Opportunity | Water Heating | $0/MWh and Under | Showerheads | Commercial | Showerheads-Retro-Lodging | 100% | 0.00033455 | 0.00055792 | 0.00070557 | 0.00081648 | 0.00091592 | 0.0010034 | 0.0010836 | 0.0012143 | 0.0013451 | 0.0014571 | 0.0015493 | 0.0016222 | 0.0016651 | 0.0016937 | 0.001711 | 0.0017232 | 0.0017309 | 0.0017338 | 0.0017341 | 0.0017341
Lost Opportunity | Water Heating | $0/MWh and Under | Showerheads | Commercial | Showerheads-Retro-Hospital | 100% | 0.00033491 | 0.00053281 | 0.00065623 | 0.0007362 | 0.00080664 | 0.00087014 | 0.00093405 | 0.00099765 | 0.001057 | 0.0010992 | 0.0011323 | 0.0011545 | 0.0011602 | 0.0011602 | 0.0011602 | 0.0011602 | 0.0011602 | 0.0011602 | 0.0011602 | 0.0011602
Lost Opportunity | Water Heating | $0/MWh and Under | Showerheads | Commercial | Showerheads-Retro-Residential Care | 100% | 0.00087329 | 0.0014137 | 0.0017508 | 0.0019804 | 0.0021911 | 0.0023834 | 0.0025735 | 0.0027709 | 0.002951 | 0.003081 | 0.0031886 | 0.0032618 | 0.0033057 | 0.0033125 | 0.0033125 | 0.0033125 | 0.0033125 | 0.0033125 | 0.0033125 | 0.0033125
Lost Opportunity | Water Heating | $0/MWh and Under | Showerheads | Commercial | Showerheads-Retro-Assembly | 100% | 5.457e-06 | 9.45e-06 | 1.133e-05 | 1.2803e-05 | 1.4485e-05 | 1.6787e-05 | 1.8949e-05 | 2.1263e-05 | 2.3909e-05 | 2.6398e-05 | 2.8649e-05 | 3.0247e-05 | 3.1423e-05 | 3.222e-05 | 3.2779e-05 | 3.3095e-05 | 3.326e-05 | 3.3357e-05 | 3.3399e-05 | 3.3399e-05
Lost Opportunity | Water Heating | $0/MWh and Under | Showerheads | Commercial | Showerheads-Retro-Other | 100% | 0.0025164 | 0.0042797 | 0.0053268 | 0.0063081 | 0.0072325 | 0.0080277 | 0.008757 | 0.0094097 | 0.0099619 | 0.010382 | 0.010752 | 0.010992 | 0.011157 | 0.011201 | 0.011201 | 0.011201 | 0.011201 | 0.011201 | 0.011201 | 0.011201
Discretionary | Water Heating | $0/MWh and Under | Showerheads | Commercial | Showerheads-Retro-Large Off | 100% | 0.013959 | 0.023761 | 0.030497 | 0.035731 | 0.040325 | 0.044294 | 0.047685 | 0.050545 | 0.052879 | 0.052883 | 0.052883 | 0.052883 | 0.052883 | 0.052883 | 0.052883 | 0.052883 | 0.052883 | 0.052883 | 0.052883 | 0.052883
Discretionary | Water Heating | $0/MWh and Under | Showerheads | Commercial | Showerheads-Retro-Medium Off | 100% | 0.011967 | 0.02044 | 0.0263 | 0.030894 | 0.034956 | 0.038493 | 0.041539 | 0.044131 | 0.045336 | 0.045336 | 0.045336 | 0.045336 | 0.045336 | 0.045336 | 0.045336 | 0.045336 | 0.045336 | 0.045336 | 0.045336 | 0.045336
Discretionary | Water Heating | $0/MWh and Under | Showerheads | Commercial | Showerheads-Retro-Small Off | 100% | 0.0021599 | 0.00366 | 0.0046809 | 0.0054649 | 0.006146 | 0.0067285 | 0.0072201 | 0.0076298 | 0.0079669 | 0.0081824 | 0.0081824 | 0.0081824 | 0.0081824 | 0.0081824 | 0.0081824 | 0.0081824 | 0.0081824 | 0.0081824 | 0.0081824 | 0.0081824
Discretionary | Water Heating | $0.01/MWh to $10/MWh | Showerheads | Commercial | Showerheads-Retro-XLarge Ret | 0% | 0 | 0 | 0 | 0 | 0 | 0 | 0 | 0 | 0 | 0 | 0 | 0 | 0 | 0 | 0 | 0 | 0 | 0 | 0 | 0
Discretionary | Water Heating | $0.01/MWh to $10/MWh | Showerheads | Commercial | Showerheads-Retro-Large Ret | 0% | 0 | 0 | 0 | 0 | 0 | 0 | 0 | 0 | 0 | 0 | 0 | 0 | 0 | 0 | 0 | 0 | 0 | 0 | 0 | 0
Discretionary | Water Heating | $0.01/MWh to $10/MWh | Showerheads | Commercial | Showerheads-Retro-Medium Ret | 0% | 0 | 0 | 0 | 0 | 0 | 0 | 0 | 0 | 0 | 0 | 0 | 0 | 0 | 0 | 0 | 0 | 0 | 0 | 0 | 0
Discretionary | Water Heating | $0.01/MWh to $10/MWh | Showerheads | Commercial | Showerheads-Retro-Small Ret | 0% | 0 | 0 | 0 | 0 | 0 | 0 | 0 | 0 | 0 | 0 | 0 | 0 | 0 | 0 | 0 | 0 | 0 | 0 | 0 | 0
Discretionary | Water Heating | $0/MWh and Under | Showerheads | Commercial | Showerheads-Retro-School K-12 | 100% | 0.00099036 | 0.0016745 | 0.0021384 | 0.0024926 | 0.0027994 | 0.0030611 | 0.0032811 | 0.0034636 | 0.0036131 | 0.0036713 | 0.0036713 | 0.0036713 | 0.0036713 | 0.0036713 | 0.0036713 | 0.0036713 | 0.0036713 | 0.0036713 | 0.0036713 | 0.0036713
Discretionary | Water Heating | $0/MWh and Under | Showerheads | Commercial | Showerheads-Retro-University | 100% | 0.0074258 | 0.012582 | 0.016098 | 0.018794 | 0.02114 | 0.023155 | 0.024859 | 0.026286 | 0.027454 | 0.027528 | 0.027528 | 0.027528 | 0.027528 | 0.027528 | 0.027528 | 0.027528 | 0.027528 | 0.027528 | 0.027528 | 0.027528
Discretionary | Water Heating | $0.01/MWh to $10/MWh | Showerheads | Commercial | Showerheads-Retro-Warehouse | 0% | 0 | 0 | 0 | 0 | 0 | 0 | 0 | 0 | 0 | 0 | 0 | 0 | 0 | 0 | 0 | 0 | 0 | 0 | 0 | 0
Discretionary | Water Heating | $0.01/MWh to $10/MWh | Showerheads | Commercial | Showerheads-Retro-Supermarket | 0% | 0 | 0 | 0 | 0 | 0 | 0 | 0 | 0 | 0 | 0 | 0 | 0 | 0 | 0 | 0 | 0 | 0 | 0 | 0 | 0
Discretionary | Water Heating | $0.01/MWh to $10/MWh | Showerheads | Commercial | Showerheads-Retro-MiniMart | 0% | 0 | 0 | 0 | 0 | 0 | 0 | 0 | 0 | 0 | 0 | 0 | 0 | 0 | 0 | 0 | 0 | 0 | 0 | 0 | 0
Discretionary | Water Heating | $0.01/MWh to $10/MWh | Showerheads | Commercial | Showerheads-Retro-Restaurant | 0% | 0 | 0 | 0 | 0 | 0 | 0 | 0 | 0 | 0 | 0 | 0 | 0 | 0 | 0 | 0 | 0 | 0 | 0 | 0 | 0
Discretionary | Water Heating | $0/MWh and Under | Showerheads | Commercial | Showerheads-Retro-Lodging | 100% | 0.089749 | 0.15191 | 0.19415 | 0.22647 | 0.25448 | 0.27838 | 0.29849 | 0.31519 | 0.32893 | 0.3401 | 0.34404 | 0.34404 | 0.34404 | 0.34404 | 0.34404 | 0.34404 | 0.34404 | 0.34404 | 0.34404 | 0.34404
Discretionary | Water Heating | $0/MWh and Under | Showerheads | Commercial | Showerheads-Retro-Hospital | 100% | 0.016742 | 0.028537 | 0.036668 | 0.042975 | 0.048502 | 0.053274 | 0.05734 | 0.060772 | 0.063641 | 0.06456 | 0.06456 | 0.06456 | 0.06456 | 0.06456 | 0.06456 | 0.06456 | 0.06456 | 0.06456 | 0.06456 | 0.06456
Discretionary | Water Heating | $0/MWh and Under | Showerheads | Commercial | Showerheads-Retro-Residential Care | 100% | 0.049265 | 0.083885 | 0.10772 | 0.12618 | 0.14234 | 0.1563 | 0.1682 | 0.17823 | 0.18663 | 0.18885 | 0.18885 | 0.18885 | 0.18885 | 0.18885 | 0.18885 | 0.18885 | 0.18885 | 0.18885 | 0.18885 | 0.18885
Discretionary | Water Heating | $0/MWh and Under | Showerheads | Commercial | Showerheads-Retro-Assembly | 100% | 0.0011462 | 0.0019397 | 0.002479 | 0.0028911 | 0.0032478 | 0.003552 | 0.0038087 | 0.0040227 | 0.0041985 | 0.0042168 | 0.0042168 | 0.0042168 | 0.0042168 | 0.0042168 | 0.0042168 | 0.0042168 | 0.0042168 | 0.0042168 | 0.0042168 | 0.0042168
Discretionary | Water Heating | $0/MWh and Under | Showerheads | Commercial | Showerheads-Retro-Other | 100% | 0.12839 | 0.21833 | 0.28023 | 0.32811 | 0.37019 | 0.40668 | 0.43191 | 0.43191 | 0.43191 | 0.43191 | 0.43191 | 0.43191 | 0.43191 | 0.43191 | 0.43191 | 0.43191 | 0.43191 | 0.43191 | 0.43191 | 0.43191
Discretionary | HVAC | $50.01/MWh to $60/MWh | VRF | Commercial | VRF-Retro-Large Off | 0% | 0 | 0 | 0 | 0 | 0 | 0 | 0 | 0 | 0 | 0 | 0 | 0 | 0 | 0 | 0 | 0 | 0 | 0 | 0 | 0
Discretionary | HVAC | $50.01/MWh to $60/MWh | VRF | Commercial | VRF-Retro-Medium Off | 0% | 0 | 0 | 0 | 0 | 0 | 0 | 0 | 0 | 0 | 0 | 0 | 0 | 0 | 0 | 0 | 0 | 0 | 0 | 0 | 0
Discretionary | HVAC | $30.01/MWh to $35/MWh | VRF | Commercial | VRF-Retro-Small Off | 0% | 0 | 0 | 0 | 0 | 0 | 0 | 0 | 0 | 0 | 0 | 0 | 0 | 0 | 0 | 0 | 0 | 0 | 0 | 0 | 0
Discretionary | HVAC | $60.01/MWh to $80/MWh | VRF | Commercial | VRF-Retro-XLarge Ret | 0% | 0 | 0 | 0 | 0 | 0 | 0 | 0 | 0 | 0 | 0 | 0 | 0 | 0 | 0 | 0 | 0 | 0 | 0 | 0 | 0
Discretionary | HVAC | $60.01/MWh to $80/MWh | VRF | Commercial | VRF-Retro-Large Ret | 0% | 0 | 0 | 0 | 0 | 0 | 0 | 0 | 0 | 0 | 0 | 0 | 0 | 0 | 0 | 0 | 0 | 0 | 0 | 0 | 0
Discretionary | HVAC | $60.01/MWh to $80/MWh | VRF | Commercial | VRF-Retro-Medium Ret | 0% | 0 | 0 | 0 | 0 | 0 | 0 | 0 | 0 | 0 | 0 | 0 | 0 | 0 | 0 | 0 | 0 | 0 | 0 | 0 | 0
Discretionary | HVAC | $60.01/MWh to $80/MWh | VRF | Commercial | VRF-Retro-Small Ret | 0% | 0 | 0 | 0 | 0 | 0 | 0 | 0 | 0 | 0 | 0 | 0 | 0 | 0 | 0 | 0 | 0 | 0 | 0 | 0 | 0
Discretionary | HVAC | $60.01/MWh to $80/MWh | VRF | Commercial | VRF-Retro-School K-12 | 0% | 0 | 0 | 0 | 0 | 0 | 0 | 0 | 0 | 0 | 0 | 0 | 0 | 0 | 0 | 0 | 0 | 0 | 0 | 0 | 0
Discretionary | HVAC | $60.01/MWh to $80/MWh | VRF | Commercial | VRF-Retro-University | 0% | 0 | 0 | 0 | 0 | 0 | 0 | 0 | 0 | 0 | 0 | 0 | 0 | 0 | 0 | 0 | 0 | 0 | 0 | 0 | 0
Discretionary | HVAC | $50.01/MWh to $60/MWh | VRF | Commercial | VRF-Retro-Warehouse | 0% | 0 | 0 | 0 | 0 | 0 | 0 | 0 | 0 | 0 | 0 | 0 | 0 | 0 | 0 | 0 | 0 | 0 | 0 | 0 | 0
Discretionary | HVAC | $40.01/MWh to $50/MWh | VRF | Commercial | VRF-Retro-Supermarket | 0% | 0 | 0 | 0 | 0 | 0 | 0 | 0 | 0 | 0 | 0 | 0 | 0 | 0 | 0 | 0 | 0 | 0 | 0 | 0 | 0
Discretionary | HVAC | $40.01/MWh to $50/MWh | VRF | Commercial | VRF-Retro-MiniMart | 0% | 0 | 0 | 0 | 0 | 0 | 0 | 0 | 0 | 0 | 0 | 0 | 0 | 0 | 0 | 0 | 0 | 0 | 0 | 0 | 0
Discretionary | HVAC | $40.01/MWh to $50/MWh | VRF | Commercial | VRF-Retro-Restaurant | 0% | 0 | 0 | 0 | 0 | 0 | 0 | 0 | 0 | 0 | 0 | 0 | 0 | 0 | 0 | 0 | 0 | 0 | 0 | 0 | 0
Discretionary | HVAC | $40.01/MWh to $50/MWh | VRF | Commercial | VRF-Retro-Lodging | 0% | 0 | 0 | 0 | 0 | 0 | 0 | 0 | 0 | 0 | 0 | 0 | 0 | 0 | 0 | 0 | 0 | 0 | 0 | 0 | 0
Discretionary | HVAC | $50.01/MWh to $60/MWh | VRF | Commercial | VRF-Retro-Hospital | 0% | 0 | 0 | 0 | 0 | 0 | 0 | 0 | 0 | 0 | 0 | 0 | 0 | 0 | 0 | 0 | 0 | 0 | 0 | 0 | 0
Discretionary | HVAC | $50.01/MWh to $60/MWh | VRF | Commercial | VRF-Retro-Residential Care | 0% | 0 | 0 | 0 | 0 | 0 | 0 | 0 | 0 | 0 | 0 | 0 | 0 | 0 | 0 | 0 | 0 | 0 | 0 | 0 | 0
Discretionary | HVAC | $40.01/MWh to $50/MWh | VRF | Commercial | VRF-Retro-Assembly | 0% | 0 | 0 | 0 | 0 | 0 | 0 | 0 | 0 | 0 | 0 | 0 | 0 | 0 | 0 | 0 | 0 | 0 | 0 | 0 | 0
Discretionary | HVAC | $30.01/MWh to $35/MWh | VRF | Commercial | VRF-Retro-Other | 0% | 0 | 0 | 0 | 0 | 0 | 0 | 0 | 0 | 0 | 0 | 0 | 0 | 0 | 0 | 0 | 0 | 0 | 0 | 0 | 0
Lost Opportunity | HVAC | $50.01/MWh to $60/MWh | VRF | Commercial | VRF-NEW-Large Off | 0% | 0 | 0 | 0 | 0 | 0 | 0 | 0 | 0 | 0 | 0 | 0 | 0 | 0 | 0 | 0 | 0 | 0 | 0 | 0 | 0
Lost Opportunity | HVAC | $50.01/MWh to $60/MWh | VRF | Commercial | VRF-NEW-Medium Off | 0% | 0 | 0 | 0 | 0 | 0 | 0 | 0 | 0 | 0 | 0 | 0 | 0 | 0 | 0 | 0 | 0 | 0 | 0 | 0 | 0
Lost Opportunity | HVAC | $30.01/MWh to $35/MWh | VRF | Commercial | VRF-NEW-Small Off | 0% | 0 | 0 | 0 | 0 | 0 | 0 | 0 | 0 | 0 | 0 | 0 | 0 | 0 | 0 | 0 | 0 | 0 | 0 | 0 | 0
Lost Opportunity | HVAC | $60.01/MWh to $80/MWh | VRF | Commercial | VRF-NEW-XLarge Ret | 0% | 0 | 0 | 0 | 0 | 0 | 0 | 0 | 0 | 0 | 0 | 0 | 0 | 0 | 0 | 0 | 0 | 0 | 0 | 0 | 0
Lost Opportunity | HVAC | $60.01/MWh to $80/MWh | VRF | Commercial | VRF-NEW-Large Ret | 0% | 0 | 0 | 0 | 0 | 0 | 0 | 0 | 0 | 0 | 0 | 0 | 0 | 0 | 0 | 0 | 0 | 0 | 0 | 0 | 0
Lost Opportunity | HVAC | $60.01/MWh to $80/MWh | VRF | Commercial | VRF-NEW-Medium Ret | 0% | 0 | 0 | 0 | 0 | 0 | 0 | 0 | 0 | 0 | 0 | 0 | 0 | 0 | 0 | 0 | 0 | 0 | 0 | 0 | 0
Lost Opportunity | HVAC | $60.01/MWh to $80/MWh | VRF | Commercial | VRF-NEW-Small Ret | 0% | 0 | 0 | 0 | 0 | 0 | 0 | 0 | 0 | 0 | 0 | 0 | 0 | 0 | 0 | 0 | 0 | 0 | 0 | 0 | 0
Lost Opportunity | HVAC | $60.01/MWh to $80/MWh | VRF | Commercial | VRF-NEW-School K-12 | 0% | 0 | 0 | 0 | 0 | 0 | 0 | 0 | 0 | 0 | 0 | 0 | 0 | 0 | 0 | 0 | 0 | 0 | 0 | 0 | 0
Lost Opportunity | HVAC | $60.01/MWh to $80/MWh | VRF | Commercial | VRF-NEW-University | 0% | 0 | 0 | 0 | 0 | 0 | 0 | 0 | 0 | 0 | 0 | 0 | 0 | 0 | 0 | 0 | 0 | 0 | 0 | 0 | 0
Lost Opportunity | HVAC | $60.01/MWh to $80/MWh | VRF | Commercial | VRF-NEW-Warehouse | 0% | 0 | 0 | 0 | 0 | 0 | 0 | 0 | 0 | 0 | 0 | 0 | 0 | 0 | 0 | 0 | 0 | 0 | 0 | 0 | 0
Lost Opportunity | HVAC | $40.01/MWh to $50/MWh | VRF | Commercial | VRF-NEW-Supermarket | 0% | 0 | 0 | 0 | 0 | 0 | 0 | 0 | 0 | 0 | 0 | 0 | 0 | 0 | 0 | 0 | 0 | 0 | 0 | 0 | 0
Lost Opportunity | HVAC | $40.01/MWh to $50/MWh | VRF | Commercial | VRF-NEW-MiniMart | 0% | 0 | 0 | 0 | 0 | 0 | 0 | 0 | 0 | 0 | 0 | 0 | 0 | 0 | 0 | 0 | 0 | 0 | 0 | 0 | 0
Lost Opportunity | HVAC | $40.01/MWh to $50/MWh | VRF | Commercial | VRF-NEW-Restaurant | 0% | 0 | 0 | 0 | 0 | 0 | 0 | 0 | 0 | 0 | 0 | 0 | 0 | 0 | 0 | 0 | 0 | 0 | 0 | 0 | 0
Lost Opportunity | HVAC | $40.01/MWh to $50/MWh | VRF | Commercial | VRF-NEW-Lodging | 0% | 0 | 0 | 0 | 0 | 0 | 0 | 0 | 0 | 0 | 0 | 0 | 0 | 0 | 0 | 0 | 0 | 0 | 0 | 0 | 0
Lost Opportunity | HVAC | $50.01/MWh to $60/MWh | VRF | Commercial | VRF-NEW-Hospital | 0% | 0 | 0 | 0 | 0 | 0 | 0 | 0 | 0 | 0 | 0 | 0 | 0 | 0 | 0 | 0 | 0 | 0 | 0 | 0 | 0
Lost Opportunity | HVAC | $50.01/MWh to $60/MWh | VRF | Commercial | VRF-NEW-Residential Care | 0% | 0 | 0 | 0 | 0 | 0 | 0 | 0 | 0 | 0 | 0 | 0 | 0 | 0 | 0 | 0 | 0 | 0 | 0 | 0 | 0
Lost Opportunity | HVAC | $30.01/MWh to $35/MWh | VRF | Commercial | VRF-NEW-Assembly | 0% | 0 | 0 | 0 | 0 | 0 | 0 | 0 | 0 | 0 | 0 | 0 | 0 | 0 | 0 | 0 | 0 | 0 | 0 | 0 | 0
Lost Opportunity | HVAC | $25.01/MWh to $30/MWh | VRF | Commercial | VRF-NEW-Other | 0% | 0 | 0 | 0 | 0 | 0 | 0 | 0 | 0 | 0 | 0 | 0 | 0 | 0 | 0 | 0 | 0 | 0 | 0 | 0 | 0
Lost Opportunity | Water Heating | $0/MWh and Under | Washer | Commercial | Washer | 100% | 0.040397 | 0.093195 | 0.15954 | 0.23966 | 0.33267 | 0.43669 | 0.54909 | 0.66708 | 0.78826 | 0.91088 | 1.0339 | 1.1569 | 1.2795 | 1.308 | 1.308 | 1.308 | 1.308 | 1.308 | 1.308 | 1.308
Discretionary | Other | $0/MWh and Under | Municipal Sewage Treatment | Commercial | Optimize Municipal Sewage ; >10 MGD Design Capacity | 100% | 0.030924 | 0.069649 | 0.11771 | 0.17381 | 0.23795 | 0.31314 | 0.39542 | 0.47886 | 0.55652 | 0.61681 | 0.61681 | 0.61681 | 0.61681 | 0.61681 | 0.61681 | 0.61681 | 0.61681 | 0.61681 | 0.61681 | 0.61681
Discretionary | Other | $10.01/MWh to $20/MWh | Municipal Sewage Treatment | Commercial | Optimize Municipal Sewage ; <1 MGD Design Capacity | 100% | 0.18798 | 0.42339 | 0.71553 | 1.0565 | 1.4464 | 1.9034 | 2.4035 | 2.9107 | 3.3827 | 3.748 | 3.748 | 3.748 | 3.748 | 3.748 | 3.748 | 3.748 | 3.748 | 3.748 | 3.748 | 3.748
Discretionary | Other | $10.01/MWh to $20/MWh | Municipal Sewage Treatment | Commercial | Optimize Municipal Sewage ; 1 to 10 MGD Design Capacity | 100% | 0.27588 | 0.62142 | 1.0503 | 1.551 | 2.1234 | 2.7947 | 3.5292 | 4.2742 | 4.9677 | 5.5138 | 5.5138 | 5.5138 | 5.5138 | 5.5138 | 5.5138 | 5.5138 | 5.5138 | 5.5138 | 5.5138 | 5.5138
Lost Opportunity | Other | $10.01/MWh to $20/MWh | Water Cooler Controls | Commercial | Market Average to ES 2.0 Upgrade | 100% | 0.030599 | 0.077693 | 0.1448 | 0.23482 | 0.3495 | 0.48915 | 0.65273 | 0.83834 | 0.98868 | 0.98868 | 0.98868 | 0.98868 | 0.98868 | 0.98868 | 0.98868 | 0.98868 | 0.98868 | 0.98868 | 0.98868 | 0.98868
Lost Opportunity | Other | $0.01/MWh to $10/MWh | Water Cooler Controls | Commercial | Timer on ES 2.0 Hot & Cold Water Cooler | 100% | 0.083637 | 0.21236 | 0.39579 | 0.64185 | 0.9553 | 1.337 | 1.7841 | 2.2914 | 2.7024 | 2.7024 | 2.7024 | 2.7024 | 2.7024 | 2.7024 | 2.7024 | 2.7024 | 2.7024 | 2.7024 | 2.7024 | 2.7024
Lost Opportunity | Other | $35.01/MWh to $40/MWh | Water Cooler Controls | Commercial | Timer on ES 2.0 Cold Only Water Cooler | 0% | 0 | 0 | 0 | 0 | 0 | 0 | 0 | 0 | 0 | 0 | 0 | 0 | 0 | 0 | 0 | 0 | 0 | 0 | 0 | 0
Discretionary | Other | $10.01/MWh to $20/MWh | Municipal Water Supply | Commercial | Municipal Water Supply-Retro | 100% | 0.19124 | 0.43074 | 0.728 | 1.075 | 1.4718 | 1.9369 | 2.446 | 2.9622 | 3.4427 | 3.8189 | 3.8189 | 3.8189 | 3.8189 | 3.8189 | 3.8189 | 3.8189 | 3.8189 | 3.8189 | 3.8189 | 3.8189
Discretionary | HVAC | $0.01/MWh to $10/MWh | WEPT | Commercial | WEPT-Retro-Large Off | 100% | 0 | 0 | 0 | 0 | 0 | 0 | 0 | 0 | 0 | 0 | 0 | 0 | 0 | 0 | 0 | 0 | 0 | 0 | 0 | 0
Discretionary | HVAC | $0.01/MWh to $10/MWh | WEPT | Commercial | WEPT-Retro-Medium Off | 100% | 0 | 0 | 0 | 0 | 0 | 0 | 0 | 0 | 0 | 0 | 0 | 0 | 0 | 0 | 0 | 0 | 0 | 0 | 0 | 0
Discretionary | HVAC | $10.01/MWh to $20/MWh | WEPT | Commercial | WEPT-Retro-Small Off | 100% | 0.040972 | 0.092784 | 0.15762 | 0.23382 | 0.32149 | 0.4249 | 0.5387 | 0.65474 | 0.76332 | 0.85531 | 0.91439 | 0.91439 | 0.91439 | 0.91439 | 0.91439 | 0.91439 | 0.91439 | 0.91439 | 0.91439 | 0.91439
Discretionary | HVAC | $0.01/MWh to $10/MWh | WEPT | Commercial | WEPT-Retro-XLarge Ret | 100% | 0 | 0 | 0 | 0 | 0 | 0 | 0 | 0 | 0 | 0 | 0 | 0 | 0 | 0 | 0 | 0 | 0 | 0 | 0 | 0
Discretionary | HVAC | $0.01/MWh to $10/MWh | WEPT | Commercial | WEPT-Retro-Large Ret | 100% | 0 | 0 | 0 | 0 | 0 | 0 | 0 | 0 | 0 | 0 | 0 | 0 | 0 | 0 | 0 | 0 | 0 | 0 | 0 | 0
Discretionary | HVAC | $10.01/MWh to $20/MWh | WEPT | Commercial | WEPT-Retro-Medium Ret | 100% | 0 | 0 | 0 | 0 | 0 | 0 | 0 | 0 | 0 | 0 | 0 | 0 | 0 | 0 | 0 | 0 | 0 | 0 | 0 | 0
Discretionary | HVAC | $10.01/MWh to $20/MWh | WEPT | Commercial | WEPT-Retro-Small Ret | 100% | 0.018095 | 0.040909 | 0.069384 | 0.10278 | 0.14112 | 0.18625 | 0.23582 | 0.28628 | 0.33342 | 0.3733 | 0.38952 | 0.38952 | 0.38952 | 0.38952 | 0.38952 | 0.38952 | 0.38952 | 0.38952 | 0.38952 | 0.38952
Discretionary | HVAC | $10.01/MWh to $20/MWh | WEPT | Commercial | WEPT-Retro-School K-12 | 100% | 0.049106 | 0.11108 | 0.18849 | 0.27933 | 0.38369 | 0.50662 | 0.64172 | 0.77932 | 0.90794 | 1.0168 | 1.0691 | 1.0691 | 1.0691 | 1.0691 | 1.0691 | 1.0691 | 1.0691 | 1.0691 | 1.0691 | 1.0691
Discretionary | HVAC | $0.01/MWh to $10/MWh | WEPT | Commercial | WEPT-Retro-University | 100% | 0 | 0 | 0 | 0 | 0 | 0 | 0 | 0 | 0 | 0 | 0 | 0 | 0 | 0 | 0 | 0 | 0 | 0 | 0 | 0
Discretionary | HVAC | $0.01/MWh to $10/MWh | WEPT | Commercial | WEPT-Retro-Warehouse | 100% | 0 | 0 | 0 | 0 | 0 | 0 | 0 | 0 | 0 | 0 | 0 | 0 | 0 | 0 | 0 | 0 | 0 | 0 | 0 | 0
Discretionary | HVAC | $0.01/MWh to $10/MWh | WEPT | Commercial | WEPT-Retro-Supermarket | 100% | 0 | 0 | 0 | 0 | 0 | 0 | 0 | 0 | 0 | 0 | 0 | 0 | 0 | 0 | 0 | 0 | 0 | 0 | 0 | 0
Discretionary | HVAC | $0.01/MWh to $10/MWh | WEPT | Commercial | WEPT-Retro-MiniMart | 100% | 0 | 0 | 0 | 0 | 0 | 0 | 0 | 0 | 0 | 0 | 0 | 0 | 0 | 0 | 0 | 0 | 0 | 0 | 0 | 0
Discretionary | HVAC | $0.01/MWh to $10/MWh | WEPT | Commercial | WEPT-Retro-Restaurant | 100% | 0 | 0 | 0 | 0 | 0 | 0 | 0 | 0 | 0 | 0 | 0 | 0 | 0 | 0 | 0 | 0 | 0 | 0 | 0 | 0
Discretionary | HVAC | $10.01/MWh to $20/MWh | WEPT | Commercial | WEPT-Retro-Lodging | 100% | 0.0011432 | 0.0025904 | 0.0044032 | 0.0065355 | 0.0089907 | 0.011889 | 0.01508 | 0.018337 | 0.021386 | 0.023971 | 0.02586 | 0.02586 | 0.02586 | 0.02586 | 0.02586 | 0.02586 | 0.02586 | 0.02586 | 0.02586 | 0.02586
Discretionary | HVAC | $0.01/MWh to $10/MWh | WEPT | Commercial | WEPT-Retro-Hospital | 100% | 0 | 0 | 0 | 0 | 0 | 0 | 0 | 0 | 0 | 0 | 0 | 0 | 0 | 0 | 0 | 0 | 0 | 0 | 0 | 0
Discretionary | HVAC | $10.01/MWh to $20/MWh | WEPT | Commercial | WEPT-Retro-Residential Care | 100% | 0.00037762 | 0.00085568 | 0.0014545 | 0.0021589 | 0.0029699 | 0.0039273 | 0.0049815 | 0.0060573 | 0.0070644 | 0.0079183 | 0.0085424 | 0.0085424 | 0.0085424 | 0.0085424 | 0.0085424 | 0.0085424 | 0.0085424 | 0.0085424 | 0.0085424 | 0.0085424
Discretionary | HVAC | $0.01/MWh to $10/MWh | WEPT | Commercial | WEPT-Retro-Assembly | 100% | 0 | 0 | 0 | 0 | 0 | 0 | 0 | 0 | 0 | 0 | 0 | 0 | 0 | 0 | 0 | 0 | 0 | 0 | 0 | 0
Discretionary | HVAC | $0.01/MWh to $10/MWh | WEPT | Commercial | WEPT-Retro-Other | 100% | 0 | 0 | 0 | 0 | 0 | 0 | 0 | 0 | 0 | 0 | 0 | 0 | 0 | 0 | 0 | 0 | 0 | 0 | 0 | 0
Lost Opportunity | Water Heating | $10.01/MWh to $20/MWh | WHTanks | Commercial | WHTanks-New-Large Off | 100% | 0.00099214 | 0.0019918 | 0.0033657 | 0.0046613 | 0.0060384 | 0.0076453 | 0.009323 | 0.011262 | 0.013465 | 0.015459 | 0.017625 | 0.019873 | 0.021958 | 0.024044 | 0.026092 | 0.028182 | 0.030313 | 0.032485 | 0.034698 | 0.036953
Lost Opportunity | Water Heating | $10.01/MWh to $20/MWh | WHTanks | Commercial | WHTanks-New-Medium Off | 100% | 0.0014299 | 0.0028056 | 0.0048014 | 0.0066866 | 0.0086613 | 0.01099 | 0.01342 | 0.016195 | 0.019312 | 0.022176 | 0.025334 | 0.028535 | 0.031579 | 0.034519 | 0.037432 | 0.040451 | 0.043577 | 0.04681 | 0.05015 | 0.053596
Lost Opportunity | Water Heating | $10.01/MWh to $20/MWh | WHTanks | Commercial | WHTanks-New-Small Off | 100% | 0.00011557 | 0.00022601 | 0.00038668 | 0.0005388 | 0.00069779 | 0.00088473 | 0.00108 | 0.0013029 | 0.0015532 | 0.0017832 | 0.0020374 | 0.002294 | 0.0025377 | 0.0027739 | 0.0030079 | 0.0032503 | 0.0035009 | 0.0037599 | 0.0040271 | 0.0043026
Lost Opportunity | Water Heating | $10.01/MWh to $20/MWh | WHTanks | Commercial | WHTanks-New-XLarge Ret | 100% | 4.6784e-05 | 9.7603e-05 | 0.00015429 | 0.00021515 | 0.00028833 | 0.00037172 | 0.00046678 | 0.00062192 | 0.00080386 | 0.00096697 | 0.0011269 | 0.0012833 | 0.0014137 | 0.0015477 | 0.0016732 | 0.0018115 | 0.0019626 | 0.0021265 | 0.0023033 | 0.0024928
Lost Opportunity | Water Heating | $10.01/MWh to $20/MWh | WHTanks | Commercial | WHTanks-New-Large Ret | 100% | 2.7783e-06 | 5.7624e-06 | 9.0857e-06 | 1.2647e-05 | 1.7009e-05 | 2.2043e-05 | 2.775e-05 | 3.6931e-05 | 4.7683e-05 | 5.7333e-05 | 6.6826e-05 | 7.61e-05 | 8.3861e-05 | 9.1822e-05 | 9.928e-05 | 0.00010748 | 0.00011642 | 0.0001261 | 0.00013652 | 0.00014768
Lost Opportunity | Water Heating | $10.01/MWh to $20/MWh | WHTanks | Commercial | WHTanks-New-Medium Ret | 100% | 0.00026252 | 0.00054331 | 0.00085299 | 0.0011853 | 0.0015952 | 0.0020716 | 0.0026118 | 0.003473 | 0.0044843 | 0.0053906 | 0.0062844 | 0.0071573 | 0.0078931 | 0.0086469 | 0.0093507 | 0.010124 | 0.010967 | 0.011879 | 0.012861 | 0.013913
Lost Opportunity | Water Heating | $10.01/MWh to $20/MWh | WHTanks | Commercial | WHTanks-New-Small Ret | 100% | 1.1483e-05 | 2.3547e-05 | 3.6828e-05 | 5.1083e-05 | 6.9127e-05 | 9.0364e-05 | 0.00011438 | 0.00015211 | 0.00019632 | 0.00023598 | 0.00027524 | 0.0003136 | 0.00034605 | 0.00037923 | 0.00041027 | 0.00044435 | 0.00048149 | 0.00052167 | 0.00056491 | 0.0006112
Lost Opportunity | Water Heating | $20.01/MWh to $25/MWh | WHTanks | Commercial | WHTanks-New-School K-12 | 0% | 0 | 0 | 0 | 0 | 0 | 0 | 0 | 0 | 0 | 0 | 0 | 0 | 0 | 0 | 0 | 0 | 0 | 0 | 0 | 0
Lost Opportunity | Water Heating | $20.01/MWh to $25/MWh | WHTanks | Commercial | WHTanks-New-University | 0% | 0 | 0 | 0 | 0 | 0 | 0 | 0 | 0 | 0 | 0 | 0 | 0 | 0 | 0 | 0 | 0 | 0 | 0 | 0 | 0
Lost Opportunity | Water Heating | $10.01/MWh to $20/MWh | WHTanks | Commercial | WHTanks-New-Warehouse | 100% | 0.000134 | 0.00027785 | 0.00046818 | 0.00069407 | 0.00097323 | 0.0012712 | 0.0015775 | 0.0018649 | 0.0021115 | 0.0023584 | 0.0026202 | 0.0029003 | 0.0031744 | 0.0034406 | 0.0037078 | 0.0039544 | 0.0041804 | 0.0043859 | 0.0045708 | 0.0047352
Lost Opportunity | Water Heating | $10.01/MWh to $20/MWh | WHTanks | Commercial | WHTanks-New-Supermarket | 100% | 4.5408e-05 | 9.8417e-05 | 0.00015701 | 0.00021969 | 0.00028525 | 0.00035314 | 0.00042274 | 0.0004936 | 0.00056562 | 0.00063303 | 0.00070665 | 0.00078059 | 0.00085406 | 0.00092695 | 0.00099925 | 0.001071 | 0.0011422 | 0.0012129 | 0.001283 | 0.0013525
Lost Opportunity | Water Heating | $10.01/MWh to $20/MWh | WHTanks | Commercial | WHTanks-New-MiniMart | 100% | 4.3538e-06 | 8.0223e-06 | 1.1722e-05 | 1.5645e-05 | 2.1543e-05 | 2.9368e-05 | 3.9198e-05 | 5.5199e-05 | 7.2109e-05 | 8.7683e-05 | 0.00010481 | 0.00012034 | 0.00013287 | 0.00014596 | 0.00015835 | 0.00017126 | 0.00018469 | 0.00019863 | 0.00021309 | 0.00022807
Lost Opportunity | Water Heating | $25.01/MWh to $30/MWh | WHTanks | Commercial | WHTanks-New-Restaurant | 0% | 0 | 0 | 0 | 0 | 0 | 0 | 0 | 0 | 0 | 0 | 0 | 0 | 0 | 0 | 0 | 0 | 0 | 0 | 0 | 0
Lost Opportunity | Water Heating | $20.01/MWh to $25/MWh | WHTanks | Commercial | WHTanks-New-Lodging | 0% | 0 | 0 | 0 | 0 | 0 | 0 | 0 | 0 | 0 | 0 | 0 | 0 | 0 | 0 | 0 | 0 | 0 | 0 | 0 | 0
Lost Opportunity | Water Heating | $20.01/MWh to $25/MWh | WHTanks | Commercial | WHTanks-New-Hospital | 0% | 0 | 0 | 0 | 0 | 0 | 0 | 0 | 0 | 0 | 0 | 0 | 0 | 0 | 0 | 0 | 0 | 0 | 0 | 0 | 0
Lost Opportunity | Water Heating | $20.01/MWh to $25/MWh | WHTanks | Commercial | WHTanks-New-Residential Care | 0% | 0 | 0 | 0 | 0 | 0 | 0 | 0 | 0 | 0 | 0 | 0 | 0 | 0 | 0 | 0 | 0 | 0 | 0 | 0 | 0
Lost Opportunity | Water Heating | $20.01/MWh to $25/MWh | WHTanks | Commercial | WHTanks-New-Assembly | 0% | 0 | 0 | 0 | 0 | 0 | 0 | 0 | 0 | 0 | 0 | 0 | 0 | 0 | 0 | 0 | 0 | 0 | 0 | 0 | 0
Lost Opportunity | Water Heating | $10.01/MWh to $20/MWh | WHTanks | Commercial | WHTanks-New-Other | 100% | 0.00038964 | 0.00085743 | 0.0013226 | 0.0019365 | 0.0026435 | 0.0033912 | 0.0042295 | 0.00515 | 0.0061147 | 0.0070433 | 0.0080617 | 0.0090124 | 0.0099525 | 0.010857 | 0.01171 | 0.012556 | 0.013394 | 0.014225 | 0.015049 | 0.015866
Lost Opportunity | Water Heating | $10.01/MWh to $20/MWh | WHTanks | Commercial | WHTanks-NR-Large Off | 100% | 0.0044203 | 0.0096933 | 0.015655 | 0.022183 | 0.029169 | 0.036524 | 0.044185 | 0.052095 | 0.060211 | 0.068501 | 0.076931 | 0.08548 | 0.094055 | 0.10266 | 0.10525 | 0.10525 | 0.10525 | 0.10525 | 0.10525 | 0.10525
Lost Opportunity | Water Heating | $10.01/MWh to $20/MWh | WHTanks | Commercial | WHTanks-NR-Medium Off | 100% | 0.0043324 | 0.0095231 | 0.015407 | 0.021872 | 0.028805 | 0.03612 | 0.043753 | 0.051649 | 0.059764 | 0.068066 | 0.07652 | 0.085105 | 0.093729 | 0.10234 | 0.10315 | 0.10315 | 0.10315 | 0.10315 | 0.10315 | 0.10315
Lost Opportunity | Water Heating | $10.01/MWh to $20/MWh | WHTanks | Commercial | WHTanks-NR-Small Off | 100% | 0.0013077 | 0.002859 | 0.0046055 | 0.0065103 | 0.0085422 | 0.010676 | 0.012893 | 0.015176 | 0.017514 | 0.019896 | 0.022314 | 0.024761 | 0.027211 | 0.029664 | 0.031137 | 0.031137 | 0.031137 | 0.031137 | 0.031137 | 0.031137
Lost Opportunity | Water Heating | $10.01/MWh to $20/MWh | WHTanks | Commercial | WHTanks-NR-XLarge Ret | 100% | 0.00062349 | 0.0013627 | 0.0021948 | 0.0031018 | 0.0040689 | 0.0050847 | 0.0061396 | 0.0072264 | 0.0083399 | 0.0094753 | 0.010628 | 0.011796 | 0.012966 | 0.014137 | 0.014845 | 0.014845 | 0.014845 | 0.014845 | 0.014845 | 0.014845
Lost Opportunity | Water Heating | $10.01/MWh to $20/MWh | WHTanks | Commercial | WHTanks-NR-Large Ret | 100% | 0.00014685 | 0.00032055 | 0.00051573 | 0.00072814 | 0.00095434 | 0.0011916 | 0.0014378 | 0.001691 | 0.0019501 | 0.0022138 | 0.0024812 | 0.0027516 | 0.0030222 | 0.0032928 | 0.0034965 | 0.0034965 | 0.0034965 | 0.0034965 | 0.0034965 | 0.0034965
Lost Opportunity | Water Heating | $10.01/MWh to $20/MWh | WHTanks | Commercial | WHTanks-NR-Medium Ret | 100% | 0.0016114 | 0.0035288 | 0.0056933 | 0.0080578 | 0.010584 | 0.013242 | 0.016008 | 0.018863 | 0.021795 | 0.024793 | 0.027844 | 0.030939 | 0.034045 | 0.03716 | 0.038366 | 0.038366 | 0.038366 | 0.038366 | 0.038366 | 0.038366
Lost Opportunity | Water Heating | $10.01/MWh to $20/MWh | WHTanks | Commercial | WHTanks-NR-Small Ret | 100% | 0.00027567 | 0.00060203 | 0.00096903 | 0.0013686 | 0.0017944 | 0.0022413 | 0.002705 | 0.0031825 | 0.0036712 | 0.004169 | 0.0046741 | 0.0051852 | 0.0056967 | 0.0062087 | 0.0065635 | 0.0065635 | 0.0065635 | 0.0065635 | 0.0065635 | 0.0065635
Lost Opportunity | Water Heating | $20.01/MWh to $25/MWh | WHTanks | Commercial | WHTanks-NR-School K-12 | 0% | 0 | 0 | 0 | 0 | 0 | 0 | 0 | 0 | 0 | 0 | 0 | 0 | 0 | 0 | 0 | 0 | 0 | 0 | 0 | 0
Lost Opportunity | Water Heating | $20.01/MWh to $25/MWh | WHTanks | Commercial | WHTanks-NR-University | 0% | 0 | 0 | 0 | 0 | 0 | 0 | 0 | 0 | 0 | 0 | 0 | 0 | 0 | 0 | 0 | 0 | 0 | 0 | 0 | 0
Lost Opportunity | Water Heating | $10.01/MWh to $20/MWh | WHTanks | Commercial | WHTanks-NR-Warehouse | 100% | 0.0016035 | 0.0035051 | 0.0056465 | 0.0079818 | 0.010474 | 0.013093 | 0.015815 | 0.018621 | 0.021493 | 0.024419 | 0.027388 | 0.030392 | 0.0334 | 0.036412 | 0.038178 | 0.038178 | 0.038178 | 0.038178 | 0.038178 | 0.038178
Lost Opportunity | Water Heating | $10.01/MWh to $20/MWh | WHTanks | Commercial | WHTanks-NR-Supermarket | 100% | 0.00062525 | 0.0013664 | 0.0022009 | 0.0031104 | 0.0040803 | 0.0050987 | 0.0061562 | 0.0072451 | 0.0083593 | 0.0094939 | 0.010645 | 0.011809 | 0.012975 | 0.014141 | 0.014887 | 0.014887 | 0.014887 | 0.014887 | 0.014887 | 0.014887
Lost Opportunity | Water Heating | $10.01/MWh to $20/MWh | WHTanks | Commercial | WHTanks-NR-MiniMart | 100% | 0.00011172 | 0.00024397 | 0.00039264 | 0.00055447 | 0.00072685 | 0.00090771 | 0.0010954 | 0.0012887 | 0.0014865 | 0.0016879 | 0.0018924 | 0.0020992 | 0.0023063 | 0.0025135 | 0.00266 | 0.00266 | 0.00266 | 0.00266 | 0.00266 | 0.00266
Lost Opportunity | Water Heating | $25.01/MWh to $30/MWh | WHTanks | Commercial | WHTanks-NR-Restaurant | 0% | 0 | 0 | 0 | 0 | 0 | 0 | 0 | 0 | 0 | 0 | 0 | 0 | 0 | 0 | 0 | 0 | 0 | 0 | 0 | 0
Lost Opportunity | Water Heating | $20.01/MWh to $25/MWh | WHTanks | Commercial | WHTanks-NR-Lodging | 0% | 0 | 0 | 0 | 0 | 0 | 0 | 0 | 0 | 0 | 0 | 0 | 0 | 0 | 0 | 0 | 0 | 0 | 0 | 0 | 0
Lost Opportunity | Water Heating | $20.01/MWh to $25/MWh | WHTanks | Commercial | WHTanks-NR-Hospital | 0% | 0 | 0 | 0 | 0 | 0 | 0 | 0 | 0 | 0 | 0 | 0 | 0 | 0 | 0 | 0 | 0 | 0 | 0 | 0 | 0
Lost Opportunity | Water Heating | $20.01/MWh to $25/MWh | WHTanks | Commercial | WHTanks-NR-Residential Care | 0% | 0 | 0 | 0 | 0 | 0 | 0 | 0 | 0 | 0 | 0 | 0 | 0 | 0 | 0 | 0 | 0 | 0 | 0 | 0 | 0
Lost Opportunity | Water Heating | $20.01/MWh to $25/MWh | WHTanks | Commercial | WHTanks-NR-Assembly | 0% | 0 | 0 | 0 | 0 | 0 | 0 | 0 | 0 | 0 | 0 | 0 | 0 | 0 | 0 | 0 | 0 | 0 | 0 | 0 | 0
Lost Opportunity | Water Heating | $10.01/MWh to $20/MWh | WHTanks | Commercial | WHTanks-NR-Other | 100% | 0.001527 | 0.0033508 | 0.0054176 | 0.0076808 | 0.010107 | 0.012667 | 0.015337 | 0.018098 | 0.020935 | 0.023836 | 0.026789 | 0.029787 | 0.032796 | 0.035816 | 0.036357 | 0.036357 | 0.036357 | 0.036357 | 0.036357 | 0.036357
Discretionary | HVAC | Over $100/MWh | Secondary Glazing Systems | Commercial | SGSWindow-Small Office (AC with Gas Furnace)-Portland | 0% | 0 | 0 | 0 | 0 | 0 | 0 | 0 | 0 | 0 | 0 | 0 | 0 | 0 | 0 | 0 | 0 | 0 | 0 | 0 | 0
Discretionary | HVAC | Over $100/MWh | Secondary Glazing Systems | Commercial | SGSWindow-Small Office (AC with Gas Furnace)-Spokane | 0% | 0 | 0 | 0 | 0 | 0 | 0 | 0 | 0 | 0 | 0 | 0 | 0 | 0 | 0 | 0 | 0 | 0 | 0 | 0 | 0
Discretionary | HVAC | Over $100/MWh | Secondary Glazing Systems | Commercial | SGSWindow-Small Office (AC with Gas Furnace)-Missoula | 0% | 0 | 0 | 0 | 0 | 0 | 0 | 0 | 0 | 0 | 0 | 0 | 0 | 0 | 0 | 0 | 0 | 0 | 0 | 0 | 0
Discretionary | HVAC | Over $100/MWh | Secondary Glazing Systems | Commercial | SGSWindow-Small Office (Air-source Heat Pump)-Portland | 0% | 0 | 0 | 0 | 0 | 0 | 0 | 0 | 0 | 0 | 0 | 0 | 0 | 0 | 0 | 0 | 0 | 0 | 0 | 0 | 0
Discretionary | HVAC | Over $100/MWh | Secondary Glazing Systems | Commercial | SGSWindow-Small Office (Air-source Heat Pump)-Spokane | 0% | 0 | 0 | 0 | 0 | 0 | 0 | 0 | 0 | 0 | 0 | 0 | 0 | 0 | 0 | 0 | 0 | 0 | 0 | 0 | 0
Discretionary | HVAC | Over $100/MWh | Secondary Glazing Systems | Commercial | SGSWindow-Small Office (Air-source Heat Pump)-Missoula | 0% | 0 | 0 | 0 | 0 | 0 | 0 | 0 | 0 | 0 | 0 | 0 | 0 | 0 | 0 | 0 | 0 | 0 | 0 | 0 | 0
Discretionary | HVAC | $40.01/MWh to $50/MWh | Secondary Glazing Systems | Commercial | SGSWindow-Mid-rise Office (Apackaged VAV with Electric reheat)-Portland | 0% | 0 | 0 | 0 | 0 | 0 | 0 | 0 | 0 | 0 | 0 | 0 | 0 | 0 | 0 | 0 | 0 | 0 | 0 | 0 | 0
Discretionary | HVAC | $10.01/MWh to $20/MWh | Secondary Glazing Systems | Commercial | SGSWindow-Mid-rise Office (Apackaged VAV with Electric reheat)-Spokane | 100% | 0.0013704 | 0.0041861 | 0.0092326 | 0.017462 | 0.029946 | 0.04779 | 0.071992 | 0.10326 | 0.14179 | 0.18706 | 0.23764 | 0.29124 | 0.34483 | 0.39514 | 0.43917 | 0.47485 | 0.50139 | 0.51933 | 0.5237 | 0.5237
Discretionary | HVAC | $20.01/MWh to $25/MWh | Secondary Glazing Systems | Commercial | SGSWindow-Mid-rise Office (Apackaged VAV with Electric reheat)-Missoula | 0% | 0 | 0 | 0 | 0 | 0 | 0 | 0 | 0 | 0 | 0 | 0 | 0 | 0 | 0 | 0 | 0 | 0 | 0 | 0 | 0
Discretionary | HVAC | Over $100/MWh | Secondary Glazing Systems | Commercial | SGSWindow-Mid-rise Office (Apackaged VAV with Gas)-Portland | 0% | 0 | 0 | 0 | 0 | 0 | 0 | 0 | 0 | 0 | 0 | 0 | 0 | 0 | 0 | 0 | 0 | 0 | 0 | 0 | 0
Discretionary | HVAC | Over $100/MWh | Secondary Glazing Systems | Commercial | SGSWindow-Mid-rise Office (Apackaged VAV with Gas)-Spokane | 0% | 0 | 0 | 0 | 0 | 0 | 0 | 0 | 0 | 0 | 0 | 0 | 0 | 0 | 0 | 0 | 0 | 0 | 0 | 0 | 0
Discretionary | HVAC | Over $100/MWh | Secondary Glazing Systems | Commercial | SGSWindow-Mid-rise Office (Apackaged VAV with Gas)-Missoula | 0% | 0 | 0 | 0 | 0 | 0 | 0 | 0 | 0 | 0 | 0 | 0 | 0 | 0 | 0 | 0 | 0 | 0 | 0 | 0 | 0
Discretionary | HVAC | Over $100/MWh | Secondary Glazing Systems | Commercial | SGSWindow-High-rise Office (VAV with Central Chillers / Gas Boilers)-Portland | 0% | 0 | 0 | 0 | 0 | 0 | 0 | 0 | 0 | 0 | 0 | 0 | 0 | 0 | 0 | 0 | 0 | 0 | 0 | 0 | 0
Discretionary | HVAC | Over $100/MWh | Secondary Glazing Systems | Commercial | SGSWindow-High-rise Office (VAV with Central Chillers / Gas Boilers)-Spokane | 0% | 0 | 0 | 0 | 0 | 0 | 0 | 0 | 0 | 0 | 0 | 0 | 0 | 0 | 0 | 0 | 0 | 0 | 0 | 0 | 0
Discretionary | HVAC | Over $100/MWh | Secondary Glazing Systems | Commercial | SGSWindow-High-rise Office (VAV with Central Chillers / Gas Boilers)-Missoula | 0% | 0 | 0 | 0 | 0 | 0 | 0 | 0 | 0 | 0 | 0 | 0 | 0 | 0 | 0 | 0 | 0 | 0 | 0 | 0 | 0
Discretionary | HVAC | Over $100/MWh | Secondary Glazing Systems | Commercial | SGSWindow-Small Office (AC with Ele Furnace)-Portland | 0% | 0 | 0 | 0 | 0 | 0 | 0 | 0 | 0 | 0 | 0 | 0 | 0 | 0 | 0 | 0 | 0 | 0 | 0 | 0 | 0
Discretionary | HVAC | $60.01/MWh to $80/MWh | Secondary Glazing Systems | Commercial | SGSWindow-Small Office (AC with Ele Furnace)-Spokane | 0% | 0 | 0 | 0 | 0 | 0 | 0 | 0 | 0 | 0 | 0 | 0 | 0 | 0 | 0 | 0 | 0 | 0 | 0 | 0 | 0
Discretionary | HVAC | $80.01/MWh to $100/MWh | Secondary Glazing Systems | Commercial | SGSWindow-Small Office (AC with Ele Furnace)-Missoula | 0% | 0 | 0 | 0 | 0 | 0 | 0 | 0 | 0 | 0 | 0 | 0 | 0 | 0 | 0 | 0 | 0 | 0 | 0 | 0 | 0
Discretionary | HVAC | $40.01/MWh to $50/MWh | Secondary Glazing Systems | Commercial | SGSWindow-High-rise Office (VAV with Central Chillers / Ele Boilers)-Portland | 0% | 0 | 0 | 0 | 0 | 0 | 0 | 0 | 0 | 0 | 0 | 0 | 0 | 0 | 0 | 0 | 0 | 0 | 0 | 0 | 0
Discretionary | HVAC | $25.01/MWh to $30/MWh | Secondary Glazing Systems | Commercial | SGSWindow-High-rise Office (VAV with Central Chillers / Ele Boilers)-Spokane | 0% | 0 | 0 | 0 | 0 | 0 | 0 | 0 | 0 | 0 | 0 | 0 | 0 | 0 | 0 | 0 | 0 | 0 | 0 | 0 | 0
Discretionary | HVAC | $25.01/MWh to $30/MWh | Secondary Glazing Systems | Commercial | SGSWindow-High-rise Office (VAV with Central Chillers / Ele Boilers)-Missoula | 0% | 0 | 0 | 0 | 0 | 0 | 0 | 0 | 0 | 0 | 0 | 0 | 0 | 0 | 0 | 0 | 0 | 0 | 0 | 0 | 0
Lost Opportunity | Water Heating | $0/MWh and Under | Aerator | Residential | Bathroom Aerator 1.0 GPM AnyWH | 100% | 0.0035969 | 0.010611 | 0.02199 | 0.038684 | 0.060986 | 0.089584 | 0.12386 | 0.1625 | 0.20405 | 0.24858 | 0.29575 | 0.34423 | 0.39226 | 0.44085 | 0.48986 | 0.5394 | 0.58925 | 0.63941 | 0.68988 | 0.74068
Lost Opportunity | Water Heating | $0/MWh and Under | Aerator | Residential | Bathroom Aerator 1.0 GPM HPWH | 100% | 0.00029173 | 0.00085831 | 0.0017743 | 0.0031156 | 0.004903 | 0.0071979 | 0.0099516 | 0.013055 | 0.016381 | 0.019952 | 0.023741 | 0.027641 | 0.031492 | 0.035391 | 0.03933 | 0.043314 | 0.047327 | 0.051368 | 0.055437 | 0.059535
Discretionary | Water Heating | $0/MWh and Under | Aerator | Residential | Bathroom Aerator 1.0 GPM AnyWH | 100% | 0.0079297 | 0.029515 | 0.08867 | 0.20478 | 0.39554 | 0.67092 | 1.0283 | 1.4509 | 1.9103 | 2.3727 | 2.8059 | 3.1854 | 3.4971 | 3.7375 | 3.9068 | 4.0112 | 4.0768 | 4.114 | 4.1316 | 4.1364
Discretionary | Water Heating | $0/MWh and Under | Aerator | Residential | Bathroom Aerator 1.0 GPM HPWH | 100% | 0.00056607 | 0.0021609 | 0.0065868 | 0.015315 | 0.029698 | 0.050508 | 0.077569 | 0.10963 | 0.14454 | 0.17972 | 0.21274 | 0.24171 | 0.26554 | 0.28395 | 0.2973 | 0.30636 | 0.31206 | 0.31528 | 0.31681 | 0.31722
Lost Opportunity | HVAC | $20.01/MWh to $25/MWh | Controls Commissioning and Sizing | Residential | SF CC&S + HZ23 | 100% | 0.084694 | 0.19602 | 0.33657 | 0.50728 | 0.706 | 0.92949 | 1.1718 | 1.4261 | 1.6866 | 1.9505 | 2.2161 | 2.4815 | 2.7451 | 3.0081 | 3.2707 | 3.5716 | 3.8673 | 4.0508 | 4.0929 | 4.1351
Lost Opportunity | HVAC | $35.01/MWh to $40/MWh | Controls Commissioning and Sizing | Residential | SF CC&S + HZ1 | 0% | 0 | 0 | 0 | 0 | 0 | 0 | 0 | 0 | 0 | 0 | 0 | 0 | 0 | 0 | 0 | 0 | 0 | 0 | 0 | 0
Lost Opportunity | HVAC | Over $100/MWh | Controls Commissioning and Sizing | Residential | MH CC&S + HZ23 | 0% | 0 | 0 | 0 | 0 | 0 | 0 | 0 | 0 | 0 | 0 | 0 | 0 | 0 | 0 | 0 | 0 | 0 | 0 | 0 | 0
Lost Opportunity | HVAC | $60.01/MWh to $80/MWh | Controls Commissioning and Sizing | Residential | MH CC&S + HZ1 | 0% | 0 | 0 | 0 | 0 | 0 | 0 | 0 | 0 | 0 | 0 | 0 | 0 | 0 | 0 | 0 | 0 | 0 | 0 | 0 | 0
Lost Opportunity | Other | Over $100/MWh | Clothes Dryer | Residential | Heat Pump Dryer | 0% | 0 | 0 | 0 | 0 | 0 | 0 | 0 | 0 | 0 | 0 | 0 | 0 | 0 | 0 | 0 | 0 | 0 | 0 | 0 | 0
Lost Opportunity | Water Heating | $0/MWh and Under | Clothes Washer | Residential | Single Family CEE Tier 3 Clothes Washer - Any DHW, Any Dryer - 54% ENERGY STAR Baseline | 100% | 0.12846 | 0.27915 | 0.44747 | 0.63021 | 0.82402 | 1.0273 | 1.2378 | 1.4535 | 1.6724 | 1.8948 | 2.1201 | 2.3473 | 2.5726 | 2.7974 | 3.0383 | 3.1847 | 3.2193 | 3.2541 | 3.289 | 3.324
Lost Opportunity | Water Heating | $0/MWh and Under | Clothes Washer | Residential | Multifamily - Low Rise CEE Tier 3 Clothes Washer - Any DHW, Any Dryer - 54% ENERGY STAR Baseline | 100% | 0.010545 | 0.022956 | 0.036892 | 0.052178 | 0.068564 | 0.085904 | 0.10389 | 0.12241 | 0.14138 | 0.16066 | 0.18015 | 0.19972 | 0.21918 | 0.23854 | 0.26025 | 0.27881 | 0.28385 | 0.28887 | 0.29389 | 0.29889
Lost Opportunity | Water Heating | $0/MWh and Under | Clothes Washer | Residential | Manufactured CEE Tier 3 Clothes Washer - Any DHW, Any Dryer - 54% ENERGY STAR Baseline | 100% | 0.011825 | 0.025685 | 0.04112 | 0.057761 | 0.075311 | 0.093532 | 0.11223 | 0.13127 | 0.15054 | 0.16994 | 0.18941 | 0.20888 | 0.22815 | 0.24722 | 0.25089 | 0.2521 | 0.25331 | 0.25451 | 0.25571 | 0.2569
Lost Opportunity | Water Heating | $0/MWh and Under | Clothes Washer | Residential | Multifamily - High Rise CEE Tier 3 Clothes Washer - Any DHW, Any Dryer - 54% ENERGY STAR Baseline | 100% | 0.0023656 | 0.0051561 | 0.0082907 | 0.011736 | 0.015426 | 0.019332 | 0.023377 | 0.027542 | 0.031803 | 0.036138 | 0.040525 | 0.044927 | 0.049305 | 0.053655 | 0.058545 | 0.063331 | 0.065597 | 0.066752 | 0.067903 | 0.069051
Lost Opportunity | Water Heating | $10.01/MWh to $20/MWh | Clothes Washer | Residential | Single Family CEE Tier 2 Clothes Washer - Any DHW, Any Dryer - 54% ENERGY STAR Baseline | 100% | 0.2413 | 0.52435 | 0.84054 | 1.1838 | 1.5479 | 1.9297 | 2.3253 | 2.7303 | 3.1417 | 3.5594 | 3.9828 | 4.4095 | 4.8328 | 5.2551 | 5.7076 | 5.983 | 6.0482 | 6.1136 | 6.1794 | 6.2454
Lost Opportunity | Water Heating | $0/MWh and Under | Clothes Washer | Residential | Manufactured CEE Tier 2 Clothes Washer - Any DHW, Any Dryer - 54% ENERGY STAR Baseline | 100% | 0.022335 | 0.048512 | 0.077666 | 0.1091 | 0.14225 | 0.17666 | 0.21198 | 0.24794 | 0.28434 | 0.32098 | 0.35775 | 0.39453 | 0.43093 | 0.46696 | 0.4739 | 0.4762 | 0.47848 | 0.48077 | 0.48304 | 0.4853
Lost Opportunity | Water Heating | $0/MWh and Under | Clothes Washer | Residential | Multifamily - Low Rise CEE Tier 2 Clothes Washer - Any DHW, Any Dryer - 54% ENERGY STAR Baseline | 100% | 0.019595 | 0.04266 | 0.068557 | 0.096961 | 0.12741 | 0.15963 | 0.19305 | 0.22747 | 0.26271 | 0.29853 | 0.33475 | 0.3711 | 0.40725 | 0.44322 | 0.48356 | 0.51808 | 0.52744 | 0.53678 | 0.54609 | 0.55539
Lost Opportunity | Water Heating | $0/MWh and Under | Clothes Washer | Residential | Multifamily - High Rise CEE Tier 2 Clothes Washer - Any DHW, Any Dryer - 54% ENERGY STAR Baseline | 100% | 0.004396 | 0.0095815 | 0.015406 | 0.021808 | 0.028665 | 0.035923 | 0.043439 | 0.051179 | 0.059094 | 0.06715 | 0.075299 | 0.083478 | 0.091611 | 0.099694 | 0.10878 | 0.11767 | 0.12189 | 0.12403 | 0.12617 | 0.12831
Lost Opportunity | Water Heating | $50.01/MWh to $60/MWh | Clothes Washer | Residential | Single Family CEE Tier 1 Clothes Washer - Any DHW, Any Dryer - 54% ENERGY STAR Baseline | 0% | 0 | 0 | 0 | 0 | 0 | 0 | 0 | 0 | 0 | 0 | 0 | 0 | 0 | 0 | 0 | 0 | 0 | 0 | 0 | 0
Lost Opportunity | Water Heating | $0/MWh and Under | Clothes Washer | Residential | Manufactured CEE Tier 1 Clothes Washer - Any DHW, Any Dryer - 54% ENERGY STAR Baseline | 100% | 0.033428 | 0.072608 | 0.11624 | 0.16329 | 0.2129 | 0.26441 | 0.31728 | 0.3711 | 0.42557 | 0.48042 | 0.53545 | 0.59051 | 0.64499 | 0.69891 | 0.70931 | 0.71276 | 0.71619 | 0.71961 | 0.72302 | 0.72642
Lost Opportunity | Water Heating | $0/MWh and Under | Clothes Washer | Residential | Multifamily - Low Rise CEE Tier 1 Clothes Washer - Any DHW, Any Dryer - 54% ENERGY STAR Baseline | 100% | 0.029068 | 0.063282 | 0.1017 | 0.14383 | 0.18899 | 0.23678 | 0.28636 | 0.33741 | 0.38968 | 0.44281 | 0.49653 | 0.55045 | 0.60406 | 0.65742 | 0.71726 | 0.76847 | 0.78236 | 0.79621 | 0.81004 | 0.82383
Lost Opportunity | Water Heating | $0/MWh and Under | Clothes Washer | Residential | Multifamily - High Rise CEE Tier 1 Clothes Washer - Any DHW, Any Dryer - 54% ENERGY STAR Baseline | 100% | 0.006521 | 0.014213 | 0.022853 | 0.032349 | 0.04252 | 0.053286 | 0.064435 | 0.075914 | 0.087654 | 0.099603 | 0.11169 | 0.12382 | 0.13589 | 0.14787 | 0.16135 | 0.17454 | 0.1808 | 0.18398 | 0.18715 | 0.19032
Lost Opportunity | Electronics | $10.01/MWh to $20/MWh | Monitor | Residential | ENERGY STAR Monitors | 100% | 0.51118 | 1.0299 | 1.5475 | 2.0071 | 2.0637 | 2.0897 | 2.1155 | 2.1405 | 2.1645 | 2.1882 | 2.2118 | 2.2348 | 2.2566 | 2.278 | 2.2991 | 2.3199 | 2.3406 | 2.3611 | 2.3813 | 2.4014
Lost Opportunity | Electronics | $10.01/MWh to $20/MWh | Computer | Residential | ENERGY STAR Desktops | 100% | 2.2683 | 4.5736 | 6.873 | 8.7271 | 8.9154 | 9.018 | 9.1199 | 9.2194 | 9.3157 | 9.411 | 9.5061 | 9.5993 | 9.6885 | 9.7763 | 9.863 | 9.9489 | 10.034 | 10.1182 | 10.2016 | 10.2853
Lost Opportunity | Electronics | Over $100/MWh | Computer | Residential | ENERGY STAR Laptops | 0% | 0 | 0 | 0 | 0 | 0 | 0 | 0 | 0 | 0 | 0 | 0 | 0 | 0 | 0 | 0 | 0 | 0 | 0 | 0 | 0
Lost Opportunity | Other | $0.01/MWh to $10/MWh | Behavior | Residential | Controled Optimization Program | 100% | 0.056445 | 0.12726 | 0.21412 | 0.31894 | 0.43927 | 0.57573 | 0.72414 | 0.8777 | 1.0312 | 1.1869 | 1.345 | 1.5024 | 1.654 | 1.8049 | 1.9558 | 2.1074 | 2.2597 | 2.4126 | 2.5663 | 2.7206
Discretionary | Other | $0.01/MWh to $10/MWh | Behavior | Residential | Controled Optimization Program | 100% | 0.59823 | 1.3437 | 2.2672 | 3.3496 | 4.5946 | 6.0613 | 7.6805 | 9.343 | 10.9157 | 12.2707 | 13.3194 | 14.0365 | 14.4601 | 14.669 | 14.7488 | 14.7653 | 14.7653 | 14.7653 | 14.7653 | 14.7653
Lost Opportunity | Water Heating | $0/MWh and Under | Dishwasher | Residential | Energy Star Dishwasher - Any DHW | 100% | 0 | 0 | 0 | 0 | 0 | 0 | 0 | 0 | 0 | 0 | 0 | 0 | 0 | 0 | 0 | 0 | 0 | 0 | 0 | 0
Lost Opportunity | HVAC | $50.01/MWh to $60/MWh | Duct Sealing | Residential | New SF Performance-based Duct Sealing - Heat Pump + HZ23 | 0% | 0 | 0 | 0 | 0 | 0 | 0 | 0 | 0 | 0 | 0 | 0 | 0 | 0 | 0 | 0 | 0 | 0 | 0 | 0 | 0
Lost Opportunity | HVAC | $80.01/MWh to $100/MWh | Duct Sealing | Residential | New SF Performance-based Duct Sealing - Heat Pump + HZ1 | 0% | 0 | 0 | 0 | 0 | 0 | 0 | 0 | 0 | 0 | 0 | 0 | 0 | 0 | 0 | 0 | 0 | 0 | 0 | 0 | 0
Lost Opportunity | HVAC | $30.01/MWh to $35/MWh | Duct Sealing | Residential | New MH Performance-based Duct Sealing - Heat Pump + HZ23 | 0% | 0 | 0 | 0 | 0 | 0 | 0 | 0 | 0 | 0 | 0 | 0 | 0 | 0 | 0 | 0 | 0 | 0 | 0 | 0 | 0
Lost Opportunity | HVAC | $60.01/MWh to $80/MWh | Duct Sealing | Residential | New MH Performance-based Duct Sealing - Heat Pump + HZ1 | 0% | 0 | 0 | 0 | 0 | 0 | 0 | 0 | 0 | 0 | 0 | 0 | 0 | 0 | 0 | 0 | 0 | 0 | 0 | 0 | 0
Discretionary | HVAC | $25.01/MWh to $30/MWh | Duct Sealing | Residential | SF Performance-based Duct Sealing - Heat Pump + HZ23 | 0% | 0 | 0 | 0 | 0 | 0 | 0 | 0 | 0 | 0 | 0 | 0 | 0 | 0 | 0 | 0 | 0 | 0 | 0 | 0 | 0
Discretionary | HVAC | $50.01/MWh to $60/MWh | Duct Sealing | Residential | SF Performance-based Duct Sealing - Heat Pump + HZ1 | 0% | 0 | 0 | 0 | 0 | 0 | 0 | 0 | 0 | 0 | 0 | 0 | 0 | 0 | 0 | 0 | 0 | 0 | 0 | 0 | 0
Discretionary | HVAC | $10.01/MWh to $20/MWh | Duct Sealing | Residential | MH Performance-based Duct Sealing - Heat Pump + HZ23 | 100% | 0.14417 | 0.28719 | 0.42857 | 0.56835 | 0.70654 | 0.82881 | 0.92409 | 0.98888 | 0.98888 | 0.98888 | 0.98888 | 0.98888 | 0.98888 | 0.98888 | 0.98888 | 0.98888 | 0.98888 | 0.98888 | 0.98888 | 0.98888
Discretionary | HVAC | $40.01/MWh to $50/MWh | Duct Sealing | Residential | MH Performance-based Duct Sealing - Heat Pump + HZ1 | 0% | 0 | 0 | 0 | 0 | 0 | 0 | 0 | 0 | 0 | 0 | 0 | 0 | 0 | 0 | 0 | 0 | 0 | 0 | 0 | 0
Lost Opportunity | Other | Over $100/MWh | EV Supply Equip | Residential | EVSE Level 2 | 0% | 0 | 0 | 0 | 0 | 0 | 0 | 0 | 0 | 0 | 0 | 0 | 0 | 0 | 0 | 0 | 0 | 0 | 0 | 0 | 0
Lost Opportunity | HVAC | $35.01/MWh to $40/MWh | DHP Ducted | Residential | Install Ductless Heat Pump in House with Existing FAF - Single Family Home + HZ1 | 0% | 0 | 0 | 0 | 0 | 0 | 0 | 0 | 0 | 0 | 0 | 0 | 0 | 0 | 0 | 0 | 0 | 0 | 0 | 0 | 0
Lost Opportunity | HVAC | $30.01/MWh to $35/MWh | DHP Ducted | Residential | Install Ductless Heat Pump in House with Existing FAF - Single Family Home + HZ23 | 0% | 0 | 0 | 0 | 0 | 0 | 0 | 0 | 0 | 0 | 0 | 0 | 0 | 0 | 0 | 0 | 0 | 0 | 0 | 0 | 0
Lost Opportunity | HVAC | $25.01/MWh to $30/MWh | DHP Ducted | Residential | Install Ductless Heat Pump in House with Existing FAF - Manufactured Home + HZ1 | 0% | 0 | 0 | 0 | 0 | 0 | 0 | 0 | 0 | 0 | 0 | 0 | 0 | 0 | 0 | 0 | 0 | 0 | 0 | 0 | 0
Lost Opportunity | HVAC | $25.01/MWh to $30/MWh | DHP Ducted | Residential | Install Ductless Heat Pump in House with Existing FAF - Manufactured Home + HZ23 | 0% | 0 | 0 | 0 | 0 | 0 | 0 | 0 | 0 | 0 | 0 | 0 | 0 | 0 | 0 | 0 | 0 | 0 | 0 | 0 | 0
Lost Opportunity | Water Heating | $80.01/MWh to $100/MWh | WasteWater Heat Recovery | Residential | Single Family GFHX DHW & Shower Preheat, Electric Resistance | 0% | 0 | 0 | 0 | 0 | 0 | 0 | 0 | 0 | 0 | 0 | 0 | 0 | 0 | 0 | 0 | 0 | 0 | 0 | 0 | 0
Lost Opportunity | Water Heating | $60.01/MWh to $80/MWh | WasteWater Heat Recovery | Residential | Multifamily GFHX DHW & Shower Preheat, Electric Resistance | 0% | 0 | 0 | 0 | 0 | 0 | 0 | 0 | 0 | 0 | 0 | 0 | 0 | 0 | 0 | 0 | 0 | 0 | 0 | 0 | 0
Lost Opportunity | Water Heating | Over $100/MWh | WasteWater Heat Recovery | Residential | Multifamily GFHX DHW & Shower Preheat, Heat Pump | 0% | 0 | 0 | 0 | 0 | 0 | 0 | 0 | 0 | 0 | 0 | 0 | 0 | 0 | 0 | 0 | 0 | 0 | 0 | 0 | 0
Lost Opportunity | Water Heating | Over $100/MWh | WasteWater Heat Recovery | Residential | Single Family GFHX DHW & Shower Preheat, Heat Pump | 0% | 0 | 0 | 0 | 0 | 0 | 0 | 0 | 0 | 0 | 0 | 0 | 0 | 0 | 0 | 0 | 0 | 0 | 0 | 0 | 0
Lost Opportunity | Water Heating | $60.01/MWh to $80/MWh | WasteWater Heat Recovery | Residential | Single Family GFHX DHW Preheat, Electric Resistance | 0% | 0 | 0 | 0 | 0 | 0 | 0 | 0 | 0 | 0 | 0 | 0 | 0 | 0 | 0 | 0 | 0 | 0 | 0 | 0 | 0
Lost Opportunity | Water Heating | $60.01/MWh to $80/MWh | WasteWater Heat Recovery | Residential | Multifamily GFHX DHW Preheat, Electric Resistance | 0% | 0 | 0 | 0 | 0 | 0 | 0 | 0 | 0 | 0 | 0 | 0 | 0 | 0 | 0 | 0 | 0 | 0 | 0 | 0 | 0
Lost Opportunity | Water Heating | Over $100/MWh | WasteWater Heat Recovery | Residential | Single Family GFHX DHW Preheat, Heat Pump | 0% | 0 | 0 | 0 | 0 | 0 | 0 | 0 | 0 | 0 | 0 | 0 | 0 | 0 | 0 | 0 | 0 | 0 | 0 | 0 | 0
Lost Opportunity | Water Heating | Over $100/MWh | WasteWater Heat Recovery | Residential | Multifamily GFHX DHW Preheat, Heat Pump | 0% | 0 | 0 | 0 | 0 | 0 | 0 | 0 | 0 | 0 | 0 | 0 | 0 | 0 | 0 | 0 | 0 | 0 | 0 | 0 | 0
Lost Opportunity | HVAC | Over $100/MWh | GSHP | Residential | Ground Source Heat Pump Upgrade from Air Source Heat Pump - With Desuperheater - New House 4000 square feet or greater | 0% | 0 | 0 | 0 | 0 | 0 | 0 | 0 | 0 | 0 | 0 | 0 | 0 | 0 | 0 | 0 | 0 | 0 | 0 | 0 | 0
Lost Opportunity | HVAC | $80.01/MWh to $100/MWh | GSHP | Residential | Ground Source Heat Pump Upgrade from Air Source Heat Pump - With Desuperheater - New House less than 4000 square feet | 0% | 0 | 0 | 0 | 0 | 0 | 0 | 0 | 0 | 0 | 0 | 0 | 0 | 0 | 0 | 0 | 0 | 0 | 0 | 0 | 0
Lost Opportunity | HVAC | Over $100/MWh | GSHP | Residential | Ground Source Heat Pump Upgrade from Air Source Heat Pump - With Desuperheater - Existing House 4000 square feet or greater | 0% | 0 | 0 | 0 | 0 | 0 | 0 | 0 | 0 | 0 | 0 | 0 | 0 | 0 | 0 | 0 | 0 | 0 | 0 | 0 | 0
Lost Opportunity | HVAC | $80.01/MWh to $100/MWh | GSHP | Residential | Ground Source Heat Pump Upgrade from Air Source Heat Pump - With Desuperheater - Existing House less than 4000 square feet | 0% | 0 | 0 | 0 | 0 | 0 | 0 | 0 | 0 | 0 | 0 | 0 | 0 | 0 | 0 | 0 | 0 | 0 | 0 | 0 | 0
Lost Opportunity | Water Heating | $0/MWh and Under | HPWH | Residential | Manufactured Tier3_buffered | 100% | 0.0034901 | 0.0090319 | 0.017152 | 0.028234 | 0.04245 | 0.059731 | 0.079793 | 0.10222 | 0.1265 | 0.15215 | 0.17872 | 0.20582 | 0.23318 | 0.26194 | 0.29052 | 0.31885 | 0.34664 | 0.34849 | 0.35017 | 0.35185
Lost Opportunity | Water Heating | $0/MWh and Under | HPWH | Residential | Single Family Tier3_buffered | 100% | 0.053689 | 0.13937 | 0.26561 | 0.43914 | 0.66322 | 0.93802 | 1.2598 | 1.622 | 2.0168 | 2.437 | 2.8761 | 3.3276 | 3.786 | 4.3177 | 4.8448 | 5.3664 | 5.8812 | 6.3884 | 6.4351 | 6.4663
Lost Opportunity | Water Heating | $10.01/MWh to $20/MWh | HPWH | Residential | Manufactured Tier3_indor2_gfac | 100% | 0.00017633 | 0.00045642 | 0.0008667 | 0.0014264 | 0.0021441 | 0.0030164 | 0.0040292 | 0.0051609 | 0.0063864 | 0.0076805 | 0.0090203 | 0.010387 | 0.011767 | 0.013224 | 0.014672 | 0.016106 | 0.017517 | 0.017567 | 0.017603 | 0.017639
Lost Opportunity | Water Heating | $10.01/MWh to $20/MWh | HPWH | Residential | Single Family Tier3_indor2_gfac | 100% | 0.003541 | 0.0091711 | 0.017447 | 0.028817 | 0.043482 | 0.061472 | 0.082543 | 0.10623 | 0.132 | 0.15944 | 0.18813 | 0.21761 | 0.24749 | 0.28178 | 0.31581 | 0.34951 | 0.38282 | 0.41567 | 0.42027 | 0.42404
Lost Opportunity | Water Heating | $10.01/MWh to $20/MWh | HPWH | Residential | Manufactured Tier3_indor2_gfnc | 100% | 0.0012758 | 0.0033024 | 0.0062709 | 0.010321 | 0.015514 | 0.021825 | 0.029153 | 0.037341 | 0.046208 | 0.055571 | 0.065265 | 0.075155 | 0.085137 | 0.09568 | 0.10616 | 0.11653 | 0.12674 | 0.1271 | 0.12736 | 0.12762
Lost Opportunity | Water Heating | $10.01/MWh to $20/MWh | HPWH | Residential | Single Family Tier3_indor2_gfnc | 100% | 0.0056959 | 0.014752 | 0.028065 | 0.046353 | 0.069943 | 0.098881 | 0.13277 | 0.17088 | 0.21233 | 0.25647 | 0.30261 | 0.35004 | 0.3981 | 0.45326 | 0.50799 | 0.56221 | 0.61578 | 0.66863 | 0.67603 | 0.68209
Lost Opportunity | Water Heating | $0.01/MWh to $10/MWh | HPWH | Residential | Manufactured Tier3_indor2_hp85 | 100% | 0.0010091 | 0.0026118 | 0.0049594 | 0.0081618 | 0.012268 | 0.017258 | 0.023051 | 0.029524 | 0.036533 | 0.043934 | 0.051595 | 0.059411 | 0.067299 | 0.075596 | 0.083841 | 0.09201 | 0.10002 | 0.10024 | 0.10042 | 0.1006
Lost Opportunity | Water Heating | $0.01/MWh to $10/MWh | HPWH | Residential | Single Family Tier3_indor2_hp85 | 100% | 0.0051284 | 0.013285 | 0.025277 | 0.041756 | 0.063019 | 0.089117 | 0.11969 | 0.15407 | 0.19148 | 0.23131 | 0.27295 | 0.31577 | 0.35914 | 0.40912 | 0.45872 | 0.50787 | 0.55641 | 0.6043 | 0.61165 | 0.61747
Lost Opportunity | Water Heating | $0.01/MWh to $10/MWh | HPWH | Residential | Manufactured Tier3_indor2_zonl | 100% | 0.0012174 | 0.0031512 | 0.0059837 | 0.0098478 | 0.014802 | 0.020824 | 0.027815 | 0.035627 | 0.044086 | 0.053017 | 0.062264 | 0.071698 | 0.081219 | 0.091256 | 0.10123 | 0.11111 | 0.12081 | 0.12112 | 0.12136 | 0.12159
Lost Opportunity | Water Heating | $0.01/MWh to $10/MWh | HPWH | Residential | Single Family Tier3_indor2_zonl | 100% | 0.008151 | 0.021113 | 0.04017 | 0.066354 | 0.10013 | 0.14159 | 0.19015 | 0.24475 | 0.30415 | 0.36739 | 0.43352 | 0.5015 | 0.57037 | 0.64961 | 0.72824 | 0.80615 | 0.88311 | 0.95903 | 0.97027 | 0.97931
Lost Opportunity | Water Heating | $10.01/MWh to $20/MWh | HPWH | Residential | Manufactured Tier3_indor2_efaf | 100% | 0.003266 | 0.0084536 | 0.016052 | 0.026416 | 0.039706 | 0.055856 | 0.074604 | 0.095553 | 0.11824 | 0.14219 | 0.16698 | 0.19227 | 0.2178 | 0.24463 | 0.27129 | 0.2977 | 0.32357 | 0.32426 | 0.32483 | 0.3254
Lost Opportunity | Water Heating | $10.01/MWh to $20/MWh | HPWH | Residential | Single Family Tier3_indor2_efaf | 100% | 0.00079166 | 0.0020507 | 0.0039017 | 0.0064452 | 0.0097269 | 0.013755 | 0.018473 | 0.023778 | 0.02955 | 0.035696 | 0.042122 | 0.048728 | 0.055422 | 0.063129 | 0.070777 | 0.078354 | 0.08584 | 0.093224 | 0.09434 | 0.09523
Lost Opportunity | Water Heating | Over $100/MWh | HPWH | Residential | Manufactured Tier4_buffered | 0% | 0 | 0 | 0 | 0 | 0 | 0 | 0 | 0 | 0 | 0 | 0 | 0 | 0 | 0 | 0 | 0 | 0 | 0 | 0 | 0
Lost Opportunity | Water Heating | Over $100/MWh | HPWH | Residential | Single Family Tier4_buffered | 0% | 0 | 0 | 0 | 0 | 0 | 0 | 0 | 0 | 0 | 0 | 0 | 0 | 0 | 0 | 0 | 0 | 0 | 0 | 0 | 0
Lost Opportunity | Water Heating | Over $100/MWh | HPWH | Residential | Manufactured Tier4_indor2_gfac | 0% | 0 | 0 | 0 | 0 | 0 | 0 | 0 | 0 | 0 | 0 | 0 | 0 | 0 | 0 | 0 | 0 | 0 | 0 | 0 | 0
Lost Opportunity | Water Heating | Over $100/MWh | HPWH | Residential | Single Family Tier4_indor2_gfac | 0% | 0 | 0 | 0 | 0 | 0 | 0 | 0 | 0 | 0 | 0 | 0 | 0 | 0 | 0 | 0 | 0 | 0 | 0 | 0 | 0
Lost Opportunity | Water Heating | Over $100/MWh | HPWH | Residential | Manufactured Tier4_indor2_gfnc | 0% | 0 | 0 | 0 | 0 | 0 | 0 | 0 | 0 | 0 | 0 | 0 | 0 | 0 | 0 | 0 | 0 | 0 | 0 | 0 | 0
Lost Opportunity | Water Heating | Over $100/MWh | HPWH | Residential | Single Family Tier4_indor2_gfnc | 0% | 0 | 0 | 0 | 0 | 0 | 0 | 0 | 0 | 0 | 0 | 0 | 0 | 0 | 0 | 0 | 0 | 0 | 0 | 0 | 0
Lost Opportunity | Water Heating | Over $100/MWh | HPWH | Residential | Manufactured Tier4_indor2_hp85 | 0% | 0 | 0 | 0 | 0 | 0 | 0 | 0 | 0 | 0 | 0 | 0 | 0 | 0 | 0 | 0 | 0 | 0 | 0 | 0 | 0
Lost Opportunity | Water Heating | Over $100/MWh | HPWH | Residential | Single Family Tier4_indor2_hp85 | 0% | 0 | 0 | 0 | 0 | 0 | 0 | 0 | 0 | 0 | 0 | 0 | 0 | 0 | 0 | 0 | 0 | 0 | 0 | 0 | 0
Lost Opportunity | Water Heating | Over $100/MWh | HPWH | Residential | Manufactured Tier4_indor2_zonl | 0% | 0 | 0 | 0 | 0 | 0 | 0 | 0 | 0 | 0 | 0 | 0 | 0 | 0 | 0 | 0 | 0 | 0 | 0 | 0 | 0
Lost Opportunity | Water Heating | Over $100/MWh | HPWH | Residential | Single Family Tier4_indor2_zonl | 0% | 0 | 0 | 0 | 0 | 0 | 0 | 0 | 0 | 0 | 0 | 0 | 0 | 0 | 0 | 0 | 0 | 0 | 0 | 0 | 0
Lost Opportunity | Water Heating | Over $100/MWh | HPWH | Residential | Manufactured Tier4_indor2_efaf | 0% | 0 | 0 | 0 | 0 | 0 | 0 | 0 | 0 | 0 | 0 | 0 | 0 | 0 | 0 | 0 | 0 | 0 | 0 | 0 | 0
Lost Opportunity | Water Heating | Over $100/MWh | HPWH | Residential | Single Family Tier4_indor2_efaf | 0% | 0 | 0 | 0 | 0 | 0 | 0 | 0 | 0 | 0 | 0 | 0 | 0 | 0 | 0 | 0 | 0 | 0 | 0 | 0 | 0
Lost Opportunity | Water Heating | $40.01/MWh to $50/MWh | HPWH | Residential | Manufactured Tier1_indor2_hp85 | 0% | 0 | 0 | 0 | 0 | 0 | 0 | 0 | 0 | 0 | 0 | 0 | 0 | 0 | 0 | 0 | 0 | 0 | 0 | 0 | 0
Lost Opportunity | Water Heating | $40.01/MWh to $50/MWh | HPWH | Residential | Single Family Tier1_indor2_hp85 | 0% | 0 | 0 | 0 | 0 | 0 | 0 | 0 | 0 | 0 | 0 | 0 | 0 | 0 | 0 | 0 | 0 | 0 | 0 | 0 | 0
Lost Opportunity | Water Heating | $40.01/MWh to $50/MWh | HPWH | Residential | Single Family Tier1_buffered | 0% | 0 | 0 | 0 | 0 | 0 | 0 | 0 | 0 | 0 | 0 | 0 | 0 | 0 | 0 | 0 | 0 | 0 | 0 | 0 | 0
Lost Opportunity | Water Heating | $40.01/MWh to $50/MWh | HPWH | Residential | Manufactured Tier1_indor2_gfac | 0% | 0 | 0 | 0 | 0 | 0 | 0 | 0 | 0 | 0 | 0 | 0 | 0 | 0 | 0 | 0 | 0 | 0 | 0 | 0 | 0
Lost Opportunity | Water Heating | $40.01/MWh to $50/MWh | HPWH | Residential | Manufactured Tier1_indor2_gfnc | 0% | 0 | 0 | 0 | 0 | 0 | 0 | 0 | 0 | 0 | 0 | 0 | 0 | 0 | 0 | 0 | 0 | 0 | 0 | 0 | 0
Lost Opportunity | Water Heating | $40.01/MWh to $50/MWh | HPWH | Residential | Single Family Tier1_indor2_gfac | 0% | 0 | 0 | 0 | 0 | 0 | 0 | 0 | 0 | 0 | 0 | 0 | 0 | 0 | 0 | 0 | 0 | 0 | 0 | 0 | 0
Lost Opportunity | Water Heating | $40.01/MWh to $50/MWh | HPWH | Residential | Single Family Tier1_indor2_gfnc | 0% | 0 | 0 | 0 | 0 | 0 | 0 | 0 | 0 | 0 | 0 | 0 | 0 | 0 | 0 | 0 | 0 | 0 | 0 | 0 | 0
Lost Opportunity | Water Heating | $50.01/MWh to $60/MWh | HPWH | Residential | Manufactured Tier1_buffered | 0% | 0 | 0 | 0 | 0 | 0 | 0 | 0 | 0 | 0 | 0 | 0 | 0 | 0 | 0 | 0 | 0 | 0 | 0 | 0 | 0
Lost Opportunity | Water Heating | $50.01/MWh to $60/MWh | HPWH | Residential | Manufactured Tier1_indor2_zonl | 0% | 0 | 0 | 0 | 0 | 0 | 0 | 0 | 0 | 0 | 0 | 0 | 0 | 0 | 0 | 0 | 0 | 0 | 0 | 0 | 0
Lost Opportunity | Water Heating | $50.01/MWh to $60/MWh | HPWH | Residential | Single Family Tier1_indor2_zonl | 0% | 0 | 0 | 0 | 0 | 0 | 0 | 0 | 0 | 0 | 0 | 0 | 0 | 0 | 0 | 0 | 0 | 0 | 0 | 0 | 0
Lost Opportunity | Water Heating | $60.01/MWh to $80/MWh | HPWH | Residential | Manufactured Tier1_indor2_efaf | 0% | 0 | 0 | 0 | 0 | 0 | 0 | 0 | 0 | 0 | 0 | 0 | 0 | 0 | 0 | 0 | 0 | 0 | 0 | 0 | 0
Lost Opportunity | Water Heating | $60.01/MWh to $80/MWh | HPWH | Residential | Single Family Tier1_indor2_efaf | 0% | 0 | 0 | 0 | 0 | 0 | 0 | 0 | 0 | 0 | 0 | 0 | 0 | 0 | 0 | 0 | 0 | 0 | 0 | 0 | 0
Lost Opportunity | Water Heating | $0/MWh and Under | HPWH | Residential | Manufactured Tier2_buffered | 100% | 0.019805 | 0.051756 | 0.098968 | 0.16371 | 0.24701 | 0.34844 | 0.46634 | 0.59822 | 0.74113 | 0.89211 | 1.0485 | 1.2081 | 1.3692 | 1.5385 | 1.7069 | 1.8737 | 2.036 | 2.0459 | 2.0558 | 2.0656
Lost Opportunity | Water Heating | $0/MWh and Under | HPWH | Residential | Single Family Tier2_buffered | 100% | 0.24453 | 0.64256 | 1.2352 | 2.0547 | 3.1168 | 4.4223 | 5.9533 | 7.6781 | 9.559 | 11.5624 | 13.6559 | 15.8092 | 17.9957 | 20.5335 | 23.0495 | 25.5393 | 27.9961 | 30.417 | 30.6158 | 30.7643
Lost Opportunity | Water Heating | $0.01/MWh to $10/MWh | HPWH | Residential | Manufactured Tier2_indor2_gfac | 100% | 0.00060526 | 0.0015814 | 0.0030227 | 0.0049981 | 0.0075382 | 0.010631 | 0.014225 | 0.018245 | 0.022599 | 0.027199 | 0.031962 | 0.036822 | 0.041728 | 0.04691 | 0.05206 | 0.057161 | 0.062153 | 0.062282 | 0.06241 | 0.062539
Lost Opportunity | Water Heating | $0.01/MWh to $10/MWh | HPWH | Residential | Single Family Tier2_indor2_gfac | 100% | 0.011805 | 0.030949 | 0.059388 | 0.098695 | 0.14958 | 0.21215 | 0.28553 | 0.36812 | 0.45802 | 0.55378 | 0.65391 | 0.75686 | 0.86118 | 0.98101 | 1.0999 | 1.2177 | 1.3341 | 1.4488 | 1.4638 | 1.477
Lost Opportunity | Water Heating | $0.01/MWh to $10/MWh | HPWH | Residential | Manufactured Tier2_indor2_gfnc | 100% | 0.0043237 | 0.011297 | 0.021593 | 0.035704 | 0.053849 | 0.075941 | 0.10162 | 0.13033 | 0.16144 | 0.1943 | 0.22832 | 0.26304 | 0.29808 | 0.33511 | 0.37189 | 0.40833 | 0.444 | 0.44491 | 0.44583 | 0.44675
Lost Opportunity | Water Heating | $0.01/MWh to $10/MWh | HPWH | Residential | Single Family Tier2_indor2_gfnc | 100% | 0.018825 | 0.049355 | 0.094708 | 0.15739 | 0.23854 | 0.33831 | 0.45535 | 0.58705 | 0.73041 | 0.88312 | 1.0428 | 1.207 | 1.3733 | 1.5644 | 1.7541 | 1.9419 | 2.1274 | 2.3105 | 2.3344 | 2.3554
Lost Opportunity | Water Heating | $0.01/MWh to $10/MWh | HPWH | Residential | Manufactured Tier2_indor2_hp85 | 100% | 0.0035395 | 0.009251 | 0.017687 | 0.029251 | 0.04412 | 0.062223 | 0.083263 | 0.10679 | 0.13228 | 0.1592 | 0.18708 | 0.21552 | 0.24422 | 0.27442 | 0.30443 | 0.33416 | 0.36302 | 0.36368 | 0.36434 | 0.36499
Lost Opportunity | Water Heating | $0.01/MWh to $10/MWh | HPWH | Residential | Single Family Tier2_indor2_hp85 | 100% | 0.017492 | 0.045856 | 0.087996 | 0.14625 | 0.22167 | 0.31446 | 0.42333 | 0.54587 | 0.67926 | 0.82135 | 0.96997 | 1.1228 | 1.2776 | 1.4562 | 1.6333 | 1.8089 | 1.9823 | 2.1533 | 2.178 | 2.1988
Lost Opportunity | Water Heating | $0.01/MWh to $10/MWh | HPWH | Residential | Manufactured Tier2_indor2_zonl | 100% | 0.0042726 | 0.011165 | 0.021344 | 0.035295 | 0.053234 | 0.075074 | 0.10046 | 0.12885 | 0.1596 | 0.19208 | 0.22572 | 0.26004 | 0.29467 | 0.3312 | 0.36749 | 0.40344 | 0.43849 | 0.43934 | 0.4402 | 0.44105
Lost Opportunity | Water Heating | $0.01/MWh to $10/MWh | HPWH | Residential | Single Family Tier2_indor2_zonl | 100% | 0.027924 | 0.073205 | 0.14048 | 0.23346 | 0.35385 | 0.50193 | 0.67564 | 0.87115 | 1.084 | 1.3107 | 1.5478 | 1.7916 | 2.0386 | 2.323 | 2.6052 | 2.8848 | 3.1609 | 3.4334 | 3.4712 | 3.5036
Lost Opportunity | Water Heating | $0.01/MWh to $10/MWh | HPWH | Residential | Manufactured Tier2_indor2_efaf | 100% | 0.01152 | 0.030112 | 0.057573 | 0.095216 | 0.14362 | 0.20255 | 0.27105 | 0.34764 | 0.43061 | 0.51825 | 0.60899 | 0.70156 | 0.795 | 0.89323 | 0.99084 | 1.0875 | 1.1812 | 1.1833 | 1.1854 | 1.1875
Lost Opportunity | Water Heating | $0.01/MWh to $10/MWh | HPWH | Residential | Single Family Tier2_indor2_efaf | 100% | 0.0027313 | 0.0071603 | 0.01374 | 0.022835 | 0.034612 | 0.049099 | 0.066094 | 0.085223 | 0.10605 | 0.12823 | 0.15143 | 0.17528 | 0.19945 | 0.2273 | 0.25494 | 0.28233 | 0.30937 | 0.33605 | 0.33984 | 0.34305
Lost Opportunity | HVAC | Over $100/MWh | Heat Recovery Ventilation | Residential | SF RNC HRV ACH3 HZ1CZ1 | 0% | 0 | 0 | 0 | 0 | 0 | 0 | 0 | 0 | 0 | 0 | 0 | 0 | 0 | 0 | 0 | 0 | 0 | 0 | 0 | 0
Lost Opportunity | HVAC | Over $100/MWh | Heat Recovery Ventilation | Residential | SF RNC HRV ACH3 HZ1CZ2 | 0% | 0 | 0 | 0 | 0 | 0 | 0 | 0 | 0 | 0 | 0 | 0 | 0 | 0 | 0 | 0 | 0 | 0 | 0 | 0 | 0
Lost Opportunity | HVAC | $80.01/MWh to $100/MWh | Heat Recovery Ventilation | Residential | SF RNC HRV ACH3 HZ1CZ3 | 0% | 0 | 0 | 0 | 0 | 0 | 0 | 0 | 0 | 0 | 0 | 0 | 0 | 0 | 0 | 0 | 0 | 0 | 0 | 0 | 0
Lost Opportunity | HVAC | $60.01/MWh to $80/MWh | Heat Recovery Ventilation | Residential | SF RNC HRV ACH3 HZ2CZ1 | 0% | 0 | 0 | 0 | 0 | 0 | 0 | 0 | 0 | 0 | 0 | 0 | 0 | 0 | 0 | 0 | 0 | 0 | 0 | 0 | 0
Lost Opportunity | HVAC | $60.01/MWh to $80/MWh | Heat Recovery Ventilation | Residential | SF RNC HRV ACH3 HZ2CZ2 | 0% | 0 | 0 | 0 | 0 | 0 | 0 | 0 | 0 | 0 | 0 | 0 | 0 | 0 | 0 | 0 | 0 | 0 | 0 | 0 | 0
Lost Opportunity | HVAC | $60.01/MWh to $80/MWh | Heat Recovery Ventilation | Residential | SF RNC HRV ACH3 HZ2CZ3 | 0% | 0 | 0 | 0 | 0 | 0 | 0 | 0 | 0 | 0 | 0 | 0 | 0 | 0 | 0 | 0 | 0 | 0 | 0 | 0 | 0
Lost Opportunity | HVAC | $60.01/MWh to $80/MWh | Heat Recovery Ventilation | Residential | SF RNC HRV ACH3 HZ3CZ1 | 0% | 0 | 0 | 0 | 0 | 0 | 0 | 0 | 0 | 0 | 0 | 0 | 0 | 0 | 0 | 0 | 0 | 0 | 0 | 0 | 0
Lost Opportunity | HVAC | $60.01/MWh to $80/MWh | Heat Recovery Ventilation | Residential | SF RNC HRV ACH3 HZ3CZ2 | 0% | 0 | 0 | 0 | 0 | 0 | 0 | 0 | 0 | 0 | 0 | 0 | 0 | 0 | 0 | 0 | 0 | 0 | 0 | 0 | 0
Lost Opportunity | HVAC | $50.01/MWh to $60/MWh | Heat Recovery Ventilation | Residential | SF RNC HRV ACH3 HZ3CZ3 | 0% | 0 | 0 | 0 | 0 | 0 | 0 | 0 | 0 | 0 | 0 | 0 | 0 | 0 | 0 | 0 | 0 | 0 | 0 | 0 | 0
Lost Opportunity | Lighting | Over $100/MWh | LF Lighting | Residential | All_NR_LF_FIX_REPL_from LF2018 to LED_FIX_KIT | 0% | 0 | 0 | 0 | 0 | 0 | 0 | 0 | 0 | 0 | 0 | 0 | 0 | 0 | 0 | 0 | 0 | 0 | 0 | 0 | 0
Lost Opportunity | Lighting | $0/MWh and Under | Lighting | Residential | 2017 - LEDDecorative and Mini-Base250 to 664 lumensANY | 100% | 0.12756 | 0.26903 | 0.42244 | 0.58631 | 0.75868 | 0.93858 | 1.1245 | 1.3087 | 1.4213 | 1.4402 | 1.4595 | 1.4787 | 1.4973 | 1.5159 | 1.5345 | 1.5533 | 1.5722 | 1.5911 | 1.6102 | 1.6293
Lost Opportunity | Lighting | $10.01/MWh to $20/MWh | Lighting | Residential | 2017 - LEDDecorative and Mini-Base665 to 1439 lumensANY | 100% | 0.11242 | 0.2371 | 0.3723 | 0.51672 | 0.66864 | 0.82718 | 0.99102 | 1.1534 | 1.2526 | 1.2692 | 1.2862 | 1.3032 | 1.3196 | 1.336 | 1.3524 | 1.369 | 1.3856 | 1.4023 | 1.4191 | 1.4359
Lost Opportunity | Lighting | $60.01/MWh to $80/MWh | Lighting | Residential | 2017 - LEDDecorative and Mini-Base1440 to 2600 lumensANY | 0% | 0 | 0 | 0 | 0 | 0 | 0 | 0 | 0 | 0 | 0 | 0 | 0 | 0 | 0 | 0 | 0 | 0 | 0 | 0 | 0
Lost Opportunity | Lighting | $0/MWh and Under | Lighting | Residential | 2017 - LEDGeneral Purpose and Dimmable250 to 664 lumensANY | 100% | 0.119 | 0.25096 | 0.39406 | 0.54692 | 0.70772 | 0.87553 | 1.0489 | 1.2208 | 1.3258 | 1.3434 | 1.3614 | 1.3794 | 1.3967 | 1.4141 | 1.4314 | 1.449 | 1.4666 | 1.4843 | 1.502 | 1.5199
Lost Opportunity | Lighting | $0/MWh and Under | Lighting | Residential | 2017 - LEDGeneral Purpose and Dimmable665 to 1439 lumensANY | 100% | 2.956 | 6.234 | 9.789 | 13.5861 | 17.5805 | 21.7492 | 26.0568 | 30.3258 | 32.9354 | 33.3721 | 33.8191 | 34.2659 | 34.6966 | 35.1268 | 35.5586 | 35.994 | 36.4312 | 36.8704 | 37.3116 | 37.7548
Lost Opportunity | Lighting | $0.01/MWh to $10/MWh | Lighting | Residential | 2017 - LEDGeneral Purpose and Dimmable1440 to 2600 lumensANY | 100% | 0.55993 | 1.1809 | 1.8542 | 2.5735 | 3.3301 | 4.1198 | 4.9357 | 5.7444 | 6.2387 | 6.3214 | 6.4061 | 6.4907 | 6.5723 | 6.6538 | 6.7356 | 6.818 | 6.9009 | 6.9841 | 7.0676 | 7.1516
Lost Opportunity | Lighting | $0/MWh and Under | Lighting | Residential | 2017 - LEDGlobe250 to 664 lumensANY | 100% | 0.062625 | 0.13207 | 0.20739 | 0.28783 | 0.37246 | 0.46078 | 0.55204 | 0.64248 | 0.69776 | 0.70701 | 0.71649 | 0.72595 | 0.73508 | 0.74419 | 0.75334 | 0.76256 | 0.77183 | 0.78113 | 0.79048 | 0.79987
Lost Opportunity | Lighting | $0/MWh and Under | Lighting | Residential | 2017 - LEDGlobe665 to 1439 lumensANY | 100% | 0.087495 | 0.18452 | 0.28975 | 0.40214 | 0.52037 | 0.64377 | 0.77127 | 0.89763 | 0.97487 | 0.9878 | 1.001 | 1.0143 | 1.027 | 1.0397 | 1.0525 | 1.0654 | 1.0783 | 1.0913 | 1.1044 | 1.1175
Lost Opportunity | Lighting | $0/MWh and Under | Lighting | Residential | 2017 - LEDGlobe1440 to 2600 lumensANY | 100% | 0.021896 | 0.046178 | 0.072511 | 0.10064 | 0.13023 | 0.16111 | 0.19301 | 0.22464 | 0.24397 | 0.2472 | 0.25051 | 0.25382 | 0.25701 | 0.2602 | 0.2634 | 0.26662 | 0.26986 | 0.27312 | 0.27638 | 0.27967
Lost Opportunity | Lighting | $10.01/MWh to $20/MWh | Lighting | Residential | 2017 - LEDReflectors and Outdoor250 to 664 lumensANY | 100% | 0.023197 | 0.048921 | 0.076817 | 0.10661 | 0.13796 | 0.17067 | 0.20448 | 0.23798 | 0.25845 | 0.26188 | 0.26539 | 0.2689 | 0.27228 | 0.27565 | 0.27904 | 0.28246 | 0.28589 | 0.28933 | 0.2928 | 0.29627
Lost Opportunity | Lighting | $0/MWh and Under | Lighting | Residential | 2017 - LEDReflectors and Outdoor665 to 1439 lumensANY | 100% | 0.73691 | 1.5541 | 2.4403 | 3.3869 | 4.3827 | 5.4219 | 6.4958 | 7.56 | 8.2106 | 8.3194 | 8.4309 | 8.5422 | 8.6496 | 8.7569 | 8.8645 | 8.973 | 9.0821 | 9.1915 | 9.3015 | 9.412
Lost Opportunity | Lighting | $10.01/MWh to $20/MWh | Lighting | Residential | 2017 - LEDReflectors and Outdoor1440 to 2600 lumensANY | 100% | 0.18262 | 0.38513 | 0.60475 | 0.83934 | 1.0861 | 1.3436 | 1.6098 | 1.8735 | 2.0347 | 2.0617 | 2.0893 | 2.1169 | 2.1435 | 2.1701 | 2.1968 | 2.2237 | 2.2507 | 2.2778 | 2.3051 | 2.3325
Lost Opportunity | Lighting | Over $100/MWh | Lighting | Residential | 2017 - LEDThree-Way250 to 664 lumensANY | 0% | 0 | 0 | 0 | 0 | 0 | 0 | 0 | 0 | 0 | 0 | 0 | 0 | 0 | 0 | 0 | 0 | 0 | 0 | 0 | 0
Lost Opportunity | Lighting | $10.01/MWh to $20/MWh | Lighting | Residential | 2017 - LEDThree-Way665 to 1439 lumensANY | 100% | 0.015058 | 0.031757 | 0.049867 | 0.06921 | 0.089559 | 0.11079 | 0.13274 | 0.15449 | 0.16778 | 0.17 | 0.17228 | 0.17456 | 0.17675 | 0.17894 | 0.18114 | 0.18336 | 0.18559 | 0.18783 | 0.19007 | 0.19233
Lost Opportunity | Lighting | $30.01/MWh to $35/MWh | Lighting | Residential | 2017 - LEDThree-Way1440 to 2600 lumensANY | 0% | 0 | 0 | 0 | 0 | 0 | 0 | 0 | 0 | 0 | 0 | 0 | 0 | 0 | 0 | 0 | 0 | 0 | 0 | 0 | 0
Discretionary | HVAC | $0.01/MWh to $10/MWh | ResWx | Residential | WALL R0 - R11_Electric Zonal | 100% | 0.2469 | 0.49322 | 0.73899 | 0.98419 | 1.2288 | 1.4479 | 1.6213 | 1.7585 | 1.8667 | 1.9516 | 2.0182 | 2.0699 | 2.0896 | 2.0896 | 2.0896 | 2.0896 | 2.0896 | 2.0896 | 2.0896 | 2.0896
Discretionary | HVAC | $10.01/MWh to $20/MWh | ResWx | Residential | FLOOR R0 - R19_Electric Zonal | 100% | 0.027467 | 0.05487 | 0.082211 | 0.10949 | 0.13671 | 0.16107 | 0.18037 | 0.19563 | 0.20766 | 0.21712 | 0.22452 | 0.23027 | 0.23246 | 0.23246 | 0.23246 | 0.23246 | 0.23246 | 0.23246 | 0.23246 | 0.23246
Discretionary | HVAC | $10.01/MWh to $20/MWh | ResWx | Residential | FLOOR R0 - R30_Electric Zonal | 100% | 0.40657 | 0.8122 | 1.2169 | 1.6207 | 2.0235 | 2.3842 | 2.6699 | 2.8958 | 3.0739 | 3.2138 | 3.3233 | 3.4086 | 3.4409 | 3.4409 | 3.4409 | 3.4409 | 3.4409 | 3.4409 | 3.4409 | 3.4409
Discretionary | HVAC | $10.01/MWh to $20/MWh | ResWx | Residential | ATTIC R0 - R19_Electric Zonal | 100% | 0.043001 | 0.085903 | 0.12871 | 0.17141 | 0.21402 | 0.25217 | 0.28239 | 0.30627 | 0.32511 | 0.33991 | 0.3515 | 0.36051 | 0.36393 | 0.36393 | 0.36393 | 0.36393 | 0.36393 | 0.36393 | 0.36393 | 0.36393
Discretionary | HVAC | $10.01/MWh to $20/MWh | ResWx | Residential | ATTIC R0 - R38_Electric Zonal | 100% | 0.010983 | 0.021941 | 0.032874 | 0.043782 | 0.054665 | 0.064409 | 0.072127 | 0.078228 | 0.083039 | 0.08682 | 0.089779 | 0.092082 | 0.092955 | 0.092955 | 0.092955 | 0.092955 | 0.092955 | 0.092955 | 0.092955 | 0.092955
Discretionary | HVAC | $20.01/MWh to $25/MWh | ResWx | Residential | ATTIC R0 - R49_Electric Zonal | 0% | 0 | 0 | 0 | 0 | 0 | 0 | 0 | 0 | 0 | 0 | 0 | 0 | 0 | 0 | 0 | 0 | 0 | 0 | 0 | 0
Discretionary | HVAC | $80.01/MWh to $100/MWh | ResWx | Residential | ATTIC R19 - R30_Electric Zonal | 0% | 0 | 0 | 0 | 0 | 0 | 0 | 0 | 0 | 0 | 0 | 0 | 0 | 0 | 0 | 0 | 0 | 0 | 0 | 0 | 0
Discretionary | HVAC | $60.01/MWh to $80/MWh | ResWx | Residential | ATTIC R19 - R38_Electric Zonal | 0% | 0 | 0 | 0 | 0 | 0 | 0 | 0 | 0 | 0 | 0 | 0 | 0 | 0 | 0 | 0 | 0 | 0 | 0 | 0 | 0
Discretionary | HVAC | $60.01/MWh to $80/MWh | ResWx | Residential | ATTIC R19 - R49_Electric Zonal | 0% | 0 | 0 | 0 | 0 | 0 | 0 | 0 | 0 | 0 | 0 | 0 | 0 | 0 | 0 | 0 | 0 | 0 | 0 | 0 | 0
Discretionary | HVAC | $10.01/MWh to $20/MWh | ResWx | Residential | WINDOW CL22 Prime Window Replacement of Single Pane Base_Electric Zonal | 100% | 0.41946 | 0.83796 | 1.2555 | 1.6721 | 2.0877 | 2.4598 | 2.7546 | 2.9876 | 3.1713 | 3.3157 | 3.4287 | 3.5167 | 3.55 | 3.55 | 3.55 | 3.55 | 3.55 | 3.55 | 3.55 | 3.55
Discretionary | HVAC | $30.01/MWh to $35/MWh | ResWx | Residential | WINDOW CL22 Prime Window Replacement of Double Pane Base_Electric Zonal | 0% | 0 | 0 | 0 | 0 | 0 | 0 | 0 | 0 | 0 | 0 | 0 | 0 | 0 | 0 | 0 | 0 | 0 | 0 | 0 | 0
Discretionary | HVAC | $10.01/MWh to $20/MWh | ResWx | Residential | WINDOW CL30 Prime Window Replacement of Single Pane Base_Electric Zonal | 100% | 1.5017 | 3 | 4.4948 | 5.9863 | 7.4743 | 8.8065 | 9.8617 | 10.696 | 11.3538 | 11.8707 | 12.2753 | 12.5901 | 12.7096 | 12.7096 | 12.7096 | 12.7096 | 12.7096 | 12.7096 | 12.7096 | 12.7096
Discretionary | HVAC | $35.01/MWh to $40/MWh | ResWx | Residential | WINDOW CL30 Prime Window Replacement of Double Pane Base_Electric Zonal | 0% | 0 | 0 | 0 | 0 | 0 | 0 | 0 | 0 | 0 | 0 | 0 | 0 | 0 | 0 | 0 | 0 | 0 | 0 | 0 | 0
Discretionary | HVAC | $0.01/MWh to $10/MWh | ResWx | Residential | WALL R0 - R11_Electric FAF | 100% | 0.071316 | 0.14247 | 0.21345 | 0.28427 | 0.35493 | 0.41819 | 0.46831 | 0.50793 | 0.53919 | 0.56376 | 0.58299 | 0.59797 | 0.60371 | 0.60371 | 0.60371 | 0.60371 | 0.60371 | 0.60371 | 0.60371 | 0.60371
Discretionary | HVAC | $10.01/MWh to $20/MWh | ResWx | Residential | FLOOR R0 - R19_Electric FAF | 100% | 0.00023448 | 0.00046842 | 0.00070183 | 0.0009347 | 0.001167 | 0.001375 | 0.0015398 | 0.0016701 | 0.0017728 | 0.0018535 | 0.0019167 | 0.0019658 | 0.0019845 | 0.0019845 | 0.0019845 | 0.0019845 | 0.0019845 | 0.0019845 | 0.0019845 | 0.0019845
Discretionary | HVAC | $10.01/MWh to $20/MWh | ResWx | Residential | FLOOR R0 - R30_Electric FAF | 100% | 0.003475 | 0.006942 | 0.010401 | 0.013852 | 0.017296 | 0.020378 | 0.02282 | 0.024751 | 0.026273 | 0.027469 | 0.028405 | 0.029134 | 0.02941 | 0.02941 | 0.02941 | 0.02941 | 0.02941 | 0.02941 | 0.02941 | 0.02941
Discretionary | HVAC | $10.01/MWh to $20/MWh | ResWx | Residential | ATTIC R0 - R19_Electric FAF | 100% | 0.00041825 | 0.00083554 | 0.0012519 | 0.0016673 | 0.0020817 | 0.0024527 | 0.0027466 | 0.002979 | 0.0031622 | 0.0033062 | 0.0034188 | 0.0035065 | 0.0035398 | 0.0035398 | 0.0035398 | 0.0035398 | 0.0035398 | 0.0035398 | 0.0035398 | 0.0035398
Discretionary | HVAC | $10.01/MWh to $20/MWh | ResWx | Residential | ATTIC R0 - R38_Electric FAF | 100% | 0.00010687 | 0.00021349 | 0.00031987 | 0.00042601 | 0.0005319 | 0.00062671 | 0.00070181 | 0.00076117 | 0.00080799 | 0.00084478 | 0.00087357 | 0.00089597 | 0.00090447 | 0.00090447 | 0.00090447 | 0.00090447 | 0.00090447 | 0.00090447 | 0.00090447 | 0.00090447
Discretionary | HVAC | $10.01/MWh to $20/MWh | ResWx | Residential | ATTIC R0 - R49_Electric FAF | 100% | 0.00067097 | 0.0013404 | 0.0020083 | 0.0026747 | 0.0033395 | 0.0039347 | 0.0044062 | 0.004779 | 0.0050729 | 0.0053038 | 0.0054846 | 0.0056253 | 0.0056786 | 0.0056786 | 0.0056786 | 0.0056786 | 0.0056786 | 0.0056786 | 0.0056786 | 0.0056786
Discretionary | HVAC | $60.01/MWh to $80/MWh | ResWx | Residential | ATTIC R19 - R30_Electric FAF | 0% | 0 | 0 | 0 | 0 | 0 | 0 | 0 | 0 | 0 | 0 | 0 | 0 | 0 | 0 | 0 | 0 | 0 | 0 | 0 | 0
Discretionary | HVAC | $60.01/MWh to $80/MWh | ResWx | Residential | ATTIC R19 - R38_Electric FAF | 0% | 0 | 0 | 0 | 0 | 0 | 0 | 0 | 0 | 0 | 0 | 0 | 0 | 0 | 0 | 0 | 0 | 0 | 0 | 0 | 0
Discretionary | HVAC | $60.01/MWh to $80/MWh | ResWx | Residential | ATTIC R19 - R49_Electric FAF | 0% | 0 | 0 | 0 | 0 | 0 | 0 | 0 | 0 | 0 | 0 | 0 | 0 | 0 | 0 | 0 | 0 | 0 | 0 | 0 | 0
Discretionary | HVAC | $10.01/MWh to $20/MWh | ResWx | Residential | WINDOW CL22 Prime Window Replacement of Single Pane Base_Electric FAF | 100% | 0.0039258 | 0.0078426 | 0.01175 | 0.015649 | 0.019539 | 0.023022 | 0.02578 | 0.027961 | 0.029681 | 0.031032 | 0.03209 | 0.032913 | 0.033225 | 0.033225 | 0.033225 | 0.033225 | 0.033225 | 0.033225 | 0.033225 | 0.033225
Discretionary | HVAC | $30.01/MWh to $35/MWh | ResWx | Residential | WINDOW CL22 Prime Window Replacement of Double Pane Base_Electric FAF | 0% | 0 | 0 | 0 | 0 | 0 | 0 | 0 | 0 | 0 | 0 | 0 | 0 | 0 | 0 | 0 | 0 | 0 | 0 | 0 | 0
Discretionary | HVAC | $10.01/MWh to $20/MWh | ResWx | Residential | WINDOW CL30 Prime Window Replacement of Single Pane Base_Electric FAF | 100% | 0.014045 | 0.028058 | 0.042038 | 0.055987 | 0.069904 | 0.082363 | 0.092232 | 0.10003 | 0.10619 | 0.11102 | 0.11481 | 0.11775 | 0.11887 | 0.11887 | 0.11887 | 0.11887 | 0.11887 | 0.11887 | 0.11887 | 0.11887
Discretionary | HVAC | $35.01/MWh to $40/MWh | ResWx | Residential | WINDOW CL30 Prime Window Replacement of Double Pane Base_Electric FAF | 0% | 0 | 0 | 0 | 0 | 0 | 0 | 0 | 0 | 0 | 0 | 0 | 0 | 0 | 0 | 0 | 0 | 0 | 0 | 0 | 0
Discretionary | HVAC | $25.01/MWh to $30/MWh | ResWx | Residential | WALL R0 - R11_Heat Pump | 0% | 0 | 0 | 0 | 0 | 0 | 0 | 0 | 0 | 0 | 0 | 0 | 0 | 0 | 0 | 0 | 0 | 0 | 0 | 0 | 0
Discretionary | HVAC | $60.01/MWh to $80/MWh | ResWx | Residential | FLOOR R0 - R19_Heat Pump | 0% | 0 | 0 | 0 | 0 | 0 | 0 | 0 | 0 | 0 | 0 | 0 | 0 | 0 | 0 | 0 | 0 | 0 | 0 | 0 | 0
Discretionary | HVAC | $50.01/MWh to $60/MWh | ResWx | Residential | FLOOR R0 - R30_Heat Pump | 0% | 0 | 0 | 0 | 0 | 0 | 0 | 0 | 0 | 0 | 0 | 0 | 0 | 0 | 0 | 0 | 0 | 0 | 0 | 0 | 0
Discretionary | HVAC | $50.01/MWh to $60/MWh | ResWx | Residential | ATTIC R0 - R19_Heat Pump | 0% | 0 | 0 | 0 | 0 | 0 | 0 | 0 | 0 | 0 | 0 | 0 | 0 | 0 | 0 | 0 | 0 | 0 | 0 | 0 | 0
Discretionary | HVAC | $50.01/MWh to $60/MWh | ResWx | Residential | ATTIC R0 - R38_Heat Pump | 0% | 0 | 0 | 0 | 0 | 0 | 0 | 0 | 0 | 0 | 0 | 0 | 0 | 0 | 0 | 0 | 0 | 0 | 0 | 0 | 0
Discretionary | HVAC | $60.01/MWh to $80/MWh | ResWx | Residential | ATTIC R0 - R49_Heat Pump | 0% | 0 | 0 | 0 | 0 | 0 | 0 | 0 | 0 | 0 | 0 | 0 | 0 | 0 | 0 | 0 | 0 | 0 | 0 | 0 | 0
Discretionary | HVAC | Over $100/MWh | ResWx | Residential | ATTIC R19 - R30_Heat Pump | 0% | 0 | 0 | 0 | 0 | 0 | 0 | 0 | 0 | 0 | 0 | 0 | 0 | 0 | 0 | 0 | 0 | 0 | 0 | 0 | 0
Discretionary | HVAC | Over $100/MWh | ResWx | Residential | ATTIC R19 - R38_Heat Pump | 0% | 0 | 0 | 0 | 0 | 0 | 0 | 0 | 0 | 0 | 0 | 0 | 0 | 0 | 0 | 0 | 0 | 0 | 0 | 0 | 0
Discretionary | HVAC | Over $100/MWh | ResWx | Residential | ATTIC R19 - R49_Heat Pump | 0% | 0 | 0 | 0 | 0 | 0 | 0 | 0 | 0 | 0 | 0 | 0 | 0 | 0 | 0 | 0 | 0 | 0 | 0 | 0 | 0
Discretionary | HVAC | $40.01/MWh to $50/MWh | ResWx | Residential | WINDOW CL22 Prime Window Replacement of Single Pane Base_Heat Pump | 0% | 0 | 0 | 0 | 0 | 0 | 0 | 0 | 0 | 0 | 0 | 0 | 0 | 0 | 0 | 0 | 0 | 0 | 0 | 0 | 0
Discretionary | HVAC | $80.01/MWh to $100/MWh | ResWx | Residential | WINDOW CL22 Prime Window Replacement of Double Pane Base_Heat Pump | 0% | 0 | 0 | 0 | 0 | 0 | 0 | 0 | 0 | 0 | 0 | 0 | 0 | 0 | 0 | 0 | 0 | 0 | 0 | 0 | 0
Discretionary | HVAC | $40.01/MWh to $50/MWh | ResWx | Residential | WINDOW CL30 Prime Window Replacement of Single Pane Base_Heat Pump | 0% | 0 | 0 | 0 | 0 | 0 | 0 | 0 | 0 | 0 | 0 | 0 | 0 | 0 | 0 | 0 | 0 | 0 | 0 | 0 | 0
Discretionary | HVAC | $80.01/MWh to $100/MWh | ResWx | Residential | WINDOW CL30 Prime Window Replacement of Double Pane Base_Heat Pump | 0% | 0 | 0 | 0 | 0 | 0 | 0 | 0 | 0 | 0 | 0 | 0 | 0 | 0 | 0 | 0 | 0 | 0 | 0 | 0 | 0
Lost Opportunity | HVAC | $60.01/MWh to $80/MWh | ASHP | Residential | HVAC Conversion - FAF w/CAC to ASHP 8.5 HSPF/14SEER + HZ23 | 0% | 0 | 0 | 0 | 0 | 0 | 0 | 0 | 0 | 0 | 0 | 0 | 0 | 0 | 0 | 0 | 0 | 0 | 0 | 0 | 0
Lost Opportunity | HVAC | $60.01/MWh to $80/MWh | ASHP | Residential | HVAC Conversion - FAF to ASHP 8.5 HSPF/14SEER + HZ23CZ23 | 0% | 0 | 0 | 0 | 0 | 0 | 0 | 0 | 0 | 0 | 0 | 0 | 0 | 0 | 0 | 0 | 0 | 0 | 0 | 0 | 0
Lost Opportunity | HVAC | $60.01/MWh to $80/MWh | ASHP | Residential | HVAC Conversion - FAF to ASHP 8.5 HSPF/14SEER + HZ23CZ1 | 0% | 0 | 0 | 0 | 0 | 0 | 0 | 0 | 0 | 0 | 0 | 0 | 0 | 0 | 0 | 0 | 0 | 0 | 0 | 0 | 0
Lost Opportunity | HVAC | $60.01/MWh to $80/MWh | ASHP | Residential | HVAC Conversion - FAF w/CAC to ASHP 8.5 HSPF/14SEER + HZ1 | 0% | 0 | 0 | 0 | 0 | 0 | 0 | 0 | 0 | 0 | 0 | 0 | 0 | 0 | 0 | 0 | 0 | 0 | 0 | 0 | 0
Lost Opportunity | HVAC | $80.01/MWh to $100/MWh | ASHP | Residential | HVAC Conversion - FAF to ASHP 8.5 HSPF/14SEER + HZ1CZ23 | 0% | 0 | 0 | 0 | 0 | 0 | 0 | 0 | 0 | 0 | 0 | 0 | 0 | 0 | 0 | 0 | 0 | 0 | 0 | 0 | 0
Lost Opportunity | HVAC | $80.01/MWh to $100/MWh | ASHP | Residential | HVAC Conversion - FAF to ASHP 8.5 HSPF/14SEER + HZ1CZ1 | 0% | 0 | 0 | 0 | 0 | 0 | 0 | 0 | 0 | 0 | 0 | 0 | 0 | 0 | 0 | 0 | 0 | 0 | 0 | 0 | 0
Lost Opportunity | HVAC | Over $100/MWh | ASHP | Residential | HVAC Upgrade - Heat Pump Upgrade to 9.0 HSPF/14 SEER + HZ23CZ1 | 0% | 0 | 0 | 0 | 0 | 0 | 0 | 0 | 0 | 0 | 0 | 0 | 0 | 0 | 0 | 0 | 0 | 0 | 0 | 0 | 0
Lost Opportunity | HVAC | Over $100/MWh | ASHP | Residential | HVAC Upgrade - Heat Pump Upgrade to 9.0 HSPF/14 SEER + HZ23CZ23 | 0% | 0 | 0 | 0 | 0 | 0 | 0 | 0 | 0 | 0 | 0 | 0 | 0 | 0 | 0 | 0 | 0 | 0 | 0 | 0 | 0
Lost Opportunity | HVAC | $60.01/MWh to $80/MWh | ASHP | Residential | HVAC Upgrade - Heat Pump Upgrade to 9.0 HSPF/14 SEER + HZ1CZ23 | 0% | 0 | 0 | 0 | 0 | 0 | 0 | 0 | 0 | 0 | 0 | 0 | 0 | 0 | 0 | 0 | 0 | 0 | 0 | 0 | 0
Lost Opportunity | HVAC | $60.01/MWh to $80/MWh | ASHP | Residential | HVAC Upgrade - Heat Pump Upgrade to 9.0 HSPF/14 SEER + HZ1CZ1 | 0% | 0 | 0 | 0 | 0 | 0 | 0 | 0 | 0 | 0 | 0 | 0 | 0 | 0 | 0 | 0 | 0 | 0 | 0 | 0 | 0
Discretionary | HVAC | $10.01/MWh to $20/MWh | ResWx | Residential | Attic R0 - R22_Electric FAF | 100% | 0.010098 | 0.020086 | 0.029965 | 0.039736 | 0.049401 | 0.057984 | 0.064735 | 0.070035 | 0.072728 | 0.072728 | 0.072728 | 0.072728 | 0.072728 | 0.072728 | 0.072728 | 0.072728 | 0.072728 | 0.072728 | 0.072728 | 0.072728
Discretionary | HVAC | $25.01/MWh to $30/MWh | ResWx | Residential | Attic R0 - R30_Electric FAF | 0% | 0 | 0 | 0 | 0 | 0 | 0 | 0 | 0 | 0 | 0 | 0 | 0 | 0 | 0 | 0 | 0 | 0 | 0 | 0 | 0
Discretionary | HVAC | $25.01/MWh to $30/MWh | ResWx | Residential | Attic R0 - R22_Heat Pump | 0% | 0 | 0 | 0 | 0 | 0 | 0 | 0 | 0 | 0 | 0 | 0 | 0 | 0 | 0 | 0 | 0 | 0 | 0 | 0 | 0
Discretionary | HVAC | $50.01/MWh to $60/MWh | ResWx | Residential | Attic R0 - R30_Heat Pump | 0% | 0 | 0 | 0 | 0 | 0 | 0 | 0 | 0 | 0 | 0 | 0 | 0 | 0 | 0 | 0 | 0 | 0 | 0 | 0 | 0
Discretionary | HVAC | Over $100/MWh | ResWx | Residential | Floor R11 - R22_Electric FAF | 0% | 0 | 0 | 0 | 0 | 0 | 0 | 0 | 0 | 0 | 0 | 0 | 0 | 0 | 0 | 0 | 0 | 0 | 0 | 0 | 0
Discretionary | HVAC | $60.01/MWh to $80/MWh | ResWx | Residential | Floor R0 - R22_Electric FAF | 0% | 0 | 0 | 0 | 0 | 0 | 0 | 0 | 0 | 0 | 0 | 0 | 0 | 0 | 0 | 0 | 0 | 0 | 0 | 0 | 0
Discretionary | HVAC | $80.01/MWh to $100/MWh | ResWx | Residential | CFM50 Infiltration Reduction_Electric FAF | 0% | 0 | 0 | 0 | 0 | 0 | 0 | 0 | 0 | 0 | 0 | 0 | 0 | 0 | 0 | 0 | 0 | 0 | 0 | 0 | 0
Discretionary | HVAC | Over $100/MWh | ResWx | Residential | Attic R11 - R30_Electric FAF | 0% | 0 | 0 | 0 | 0 | 0 | 0 | 0 | 0 | 0 | 0 | 0 | 0 | 0 | 0 | 0 | 0 | 0 | 0 | 0 | 0
Discretionary | HVAC | $40.01/MWh to $50/MWh | ResWx | Residential | WINDOW CL30 Prime Window Replacement of Single Pane Base_Electric FAF | 0% | 0 | 0 | 0 | 0 | 0 | 0 | 0 | 0 | 0 | 0 | 0 | 0 | 0 | 0 | 0 | 0 | 0 | 0 | 0 | 0
Discretionary | HVAC | $60.01/MWh to $80/MWh | ResWx | Residential | WINDOW CL22 Prime Window Replacement of Single Pane Base_Electric FAF | 0% | 0 | 0 | 0 | 0 | 0 | 0 | 0 | 0 | 0 | 0 | 0 | 0 | 0 | 0 | 0 | 0 | 0 | 0 | 0 | 0
Discretionary | HVAC | Over $100/MWh | ResWx | Residential | WINDOW CL22 Prime Window Replacement of Double Pane Base_Electric FAF | 0% | 0 | 0 | 0 | 0 | 0 | 0 | 0 | 0 | 0 | 0 | 0 | 0 | 0 | 0 | 0 | 0 | 0 | 0 | 0 | 0
Discretionary | HVAC | $80.01/MWh to $100/MWh | ResWx | Residential | WINDOW CL30 Prime Window Replacement of Double Pane Base_Electric FAF | 0% | 0 | 0 | 0 | 0 | 0 | 0 | 0 | 0 | 0 | 0 | 0 | 0 | 0 | 0 | 0 | 0 | 0 | 0 | 0 | 0
Discretionary | HVAC | Over $100/MWh | ResWx | Residential | CFM50 Infiltration Reduction_Heat Pump | 0% | 0 | 0 | 0 | 0 | 0 | 0 | 0 | 0 | 0 | 0 | 0 | 0 | 0 | 0 | 0 | 0 | 0 | 0 | 0 | 0
Discretionary | HVAC | $80.01/MWh to $100/MWh | ResWx | Residential | WINDOW CL22 Prime Window Replacement of Single Pane Base_Heat Pump | 0% | 0 | 0 | 0 | 0 | 0 | 0 | 0 | 0 | 0 | 0 | 0 | 0 | 0 | 0 | 0 | 0 | 0 | 0 | 0 | 0
Discretionary | HVAC | $60.01/MWh to $80/MWh | ResWx | Residential | WINDOW CL30 Prime Window Replacement of Single Pane Base_Heat Pump | 0% | 0 | 0 | 0 | 0 | 0 | 0 | 0 | 0 | 0 | 0 | 0 | 0 | 0 | 0 | 0 | 0 | 0 | 0 | 0 | 0
Discretionary | HVAC | $80.01/MWh to $100/MWh | ResWx | Residential | Floor R0 - R22_Heat Pump | 0% | 0 | 0 | 0 | 0 | 0 | 0 | 0 | 0 | 0 | 0 | 0 | 0 | 0 | 0 | 0 | 0 | 0 | 0 | 0 | 0
Discretionary | HVAC | Over $100/MWh | ResWx | Residential | WINDOW CL22 Prime Window Replacement of Double Pane Base_Heat Pump | 0% | 0 | 0 | 0 | 0 | 0 | 0 | 0 | 0 | 0 | 0 | 0 | 0 | 0 | 0 | 0 | 0 | 0 | 0 | 0 | 0
Discretionary | HVAC | Over $100/MWh | ResWx | Residential | WINDOW CL30 Prime Window Replacement of Double Pane Base_Heat Pump | 0% | 0 | 0 | 0 | 0 | 0 | 0 | 0 | 0 | 0 | 0 | 0 | 0 | 0 | 0 | 0 | 0 | 0 | 0 | 0 | 0
Discretionary | HVAC | Over $100/MWh | ResWx | Residential | Floor R11 - R22_Heat Pump | 0% | 0 | 0 | 0 | 0 | 0 | 0 | 0 | 0 | 0 | 0 | 0 | 0 | 0 | 0 | 0 | 0 | 0 | 0 | 0 | 0
Discretionary | HVAC | Over $100/MWh | ResWx | Residential | Attic R11 - R30_Heat Pump | 0% | 0 | 0 | 0 | 0 | 0 | 0 | 0 | 0 | 0 | 0 | 0 | 0 | 0 | 0 | 0 | 0 | 0 | 0 | 0 | 0
Lost Opportunity | Other | $20.01/MWh to $25/MWh | Microwave | Residential | Microwave Top Tier | 100% | 0.10784 | 0.23778 | 0.38527 | 0.54703 | 0.72114 | 0.90508 | 1.0961 | 1.2923 | 1.4924 | 1.7004 | 1.7824 | 1.8028 | 1.8226 | 1.8421 | 1.8616 | 1.8811 | 1.9009 | 1.9208 | 1.9409 | 1.9611
Lost Opportunity | Other | Over $100/MWh | Electric Oven | Residential | Self-Cleaning Oven | 0% | 0 | 0 | 0 | 0 | 0 | 0 | 0 | 0 | 0 | 0 | 0 | 0 | 0 | 0 | 0 | 0 | 0 | 0 | 0 | 0
Lost Opportunity | Other | Over $100/MWh | Electric Oven | Residential | Non self-cleaning oven | 0% | 0 | 0 | 0 | 0 | 0 | 0 | 0 | 0 | 0 | 0 | 0 | 0 | 0 | 0 | 0 | 0 | 0 | 0 | 0 | 0
Lost Opportunity | Electronics | $10.01/MWh to $20/MWh | Advanced Power Strips | Residential | Occupancy sensing advanced power strip | 100% | 0.0021186 | 0.0060112 | 0.01211 | 0.02088 | 0.032353 | 0.046791 | 0.063831 | 0.082757 | 0.10285 | 0.12416 | 0.14646 | 0.16907 | 0.1911 | 0.21307 | 0.23496 | 0.25674 | 0.27832 | 0.29969 | 0.32085 | 0.3421
Lost Opportunity | Electronics | $0.01/MWh to $10/MWh | Advanced Power Strips | Residential | Infrared sensing advanced power strip | 100% | 0.025064 | 0.088717 | 0.20266 | 0.37966 | 0.65815 | 1.0153 | 1.4436 | 1.9274 | 2.45 | 3.0123 | 3.6094 | 4.2229 | 4.8304 | 5.4445 | 6.0652 | 6.6923 | 7.323 | 7.9572 | 8.595 | 9.2365
Lost Opportunity | Electronics | $50.01/MWh to $60/MWh | Advanced Power Strips | Residential | Load sensing advanced power strip | 0% | 0 | 0 | 0 | 0 | 0 | 0 | 0 | 0 | 0 | 0 | 0 | 0 | 0 | 0 | 0 | 0 | 0 | 0 | 0 | 0
Lost Opportunity | Electronics | $0.01/MWh to $10/MWh | Advanced Power Strips | Residential | PC-interaction-sensing Home Office APS | 100% | 0.0088979 | 0.025247 | 0.050862 | 0.087695 | 0.13588 | 0.19652 | 0.26809 | 0.34758 | 0.43199 | 0.52147 | 0.61515 | 0.71008 | 0.80264 | 0.89488 | 0.98682 | 1.0783 | 1.1689 | 1.2587 | 1.3476 | 1.4368
Discretionary | Electronics | $10.01/MWh to $20/MWh | Advanced Power Strips | Residential | Occupancy sensing advanced power strip | 100% | 0.006258 | 0.020249 | 0.054928 | 0.1201 | 0.22406 | 0.37062 | 0.55681 | 0.77251 | 1.0024 | 1.2294 | 1.4381 | 1.6175 | 1.7565 | 1.8063 | 1.8063 | 1.8063 | 1.8063 | 1.8063 | 1.8063 | 1.8063
Discretionary | Electronics | $0.01/MWh to $10/MWh | Advanced Power Strips | Residential | Infrared sensing advanced power strip | 100% | 0.024449 | 0.18932 | 0.72577 | 1.8343 | 3.9516 | 6.9915 | 10.9156 | 15.5312 | 20.5232 | 25.5214 | 30.1811 | 34.2421 | 37.5588 | 40.101 | 41.9106 | 43.0703 | 43.7873 | 44.1821 | 44.3563 | 44.3874
Discretionary | Electronics | $50.01/MWh to $60/MWh | Advanced Power Strips | Residential | Load sensing advanced power strip | 0% | 0 | 0 | 0 | 0 | 0 | 0 | 0 | 0 | 0 | 0 | 0 | 0 | 0 | 0 | 0 | 0 | 0 | 0 | 0 | 0
Discretionary | Electronics | $0.01/MWh to $10/MWh | Advanced Power Strips | Residential | PC-interaction-sensing Home Office APS | 100% | 0.026283 | 0.085047 | 0.2307 | 0.50441 | 0.94104 | 1.5566 | 2.3386 | 3.2446 | 4.2102 | 5.1635 | 6.0401 | 6.7936 | 7.3772 | 7.5864 | 7.5864 | 7.5864 | 7.5864 | 7.5864 | 7.5864 | 7.5864
Lost Opportunity | Other | Over $100/MWh | Refrigerator | Residential | Std Size Refrig and Refrig-Freezer - CEE Tier 1 | 0% | 0 | 0 | 0 | 0 | 0 | 0 | 0 | 0 | 0 | 0 | 0 | 0 | 0 | 0 | 0 | 0 | 0 | 0 | 0 | 0
Lost Opportunity | Other | Over $100/MWh | Refrigerator | Residential | Std Size Refrig and Refrig-Freezer - CEE Tier 2 | 0% | 0 | 0 | 0 | 0 | 0 | 0 | 0 | 0 | 0 | 0 | 0 | 0 | 0 | 0 | 0 | 0 | 0 | 0 | 0 | 0
Lost Opportunity | Other | Over $100/MWh | Refrigerator | Residential | Std Size Refrig and Refrig-Freezer - CEE Tier 3 | 0% | 0 | 0 | 0 | 0 | 0 | 0 | 0 | 0 | 0 | 0 | 0 | 0 | 0 | 0 | 0 | 0 | 0 | 0 | 0 | 0
Lost Opportunity | Other | Over $100/MWh | Freezer | Residential | Std Size Freezer - ENERGY STAR | 0% | 0 | 0 | 0 | 0 | 0 | 0 | 0 | 0 | 0 | 0 | 0 | 0 | 0 | 0 | 0 | 0 | 0 | 0 | 0 | 0
Lost Opportunity | HVAC | $0.01/MWh to $10/MWh | ASHP | Residential | New SF HVAC Conversion - Convert FAF w/CAC to Heat Pump - House with "Good Insulation" + HZ1 | 100% | 0 | 0 | 0 | 0 | 0 | 0 | 0 | 0 | 0 | 0 | 0 | 0 | 0 | 0 | 0 | 0 | 0 | 0 | 0 | 0
Lost Opportunity | HVAC | Over $100/MWh | ASHP | Residential | New SF HVAC Upgrade - Central Heat Pump Upgrade to Variable Capacity Central Heat Pump | 0% | 0 | 0 | 0 | 0 | 0 | 0 | 0 | 0 | 0 | 0 | 0 | 0 | 0 | 0 | 0 | 0 | 0 | 0 | 0 | 0
Lost Opportunity | HVAC | $20.01/MWh to $25/MWh | ASHP | Residential | New SF HVAC Upgrade - Heat Pump Upgrade to 9.0 HSPF/14 SEER | 100% | 0.0084383 | 0.019507 | 0.033514 | 0.050809 | 0.070945 | 0.094033 | 0.11931 | 0.14553 | 0.17174 | 0.19834 | 0.2254 | 0.25233 | 0.27819 | 0.30391 | 0.32965 | 0.35551 | 0.38149 | 0.40759 | 0.43383 | 0.46018
Lost Opportunity | HVAC | $50.01/MWh to $60/MWh | DHP | Residential | New SF Zonal to DHP | 0% | 0 | 0 | 0 | 0 | 0 | 0 | 0 | 0 | 0 | 0 | 0 | 0 | 0 | 0 | 0 | 0 | 0 | 0 | 0 | 0
Lost Opportunity | HVAC | $35.01/MWh to $40/MWh | ASHP | Residential | Existing Single Family Home HVAC Conversion - Convert FAF w/CAC to Heat Pump - House with "Good Insulation" + HZ1 | 0% | 0 | 0 | 0 | 0 | 0 | 0 | 0 | 0 | 0 | 0 | 0 | 0 | 0 | 0 | 0 | 0 | 0 | 0 | 0 | 0
Lost Opportunity | HVAC | $40.01/MWh to $50/MWh | ASHP | Residential | Existing Single Family Home HVAC Conversion - Convert FAF w/CAC to Heat Pump - House with "Good Insulation" + HZ23 | 0% | 0 | 0 | 0 | 0 | 0 | 0 | 0 | 0 | 0 | 0 | 0 | 0 | 0 | 0 | 0 | 0 | 0 | 0 | 0 | 0
Lost Opportunity | HVAC | $40.01/MWh to $50/MWh | ASHP | Residential | Existing Single Family Home HVAC Conversion - Convert FAF w/o CAC to Heat Pump - House with "Good Insulation" + HZ1CZ23 | 0% | 0 | 0 | 0 | 0 | 0 | 0 | 0 | 0 | 0 | 0 | 0 | 0 | 0 | 0 | 0 | 0 | 0 | 0 | 0 | 0
Lost Opportunity | HVAC | $50.01/MWh to $60/MWh | ASHP | Residential | Existing Single Family Home HVAC Conversion - Convert FAF w/o CAC to Heat Pump - House with "Good Insulation" + HZ23CZ23 | 0% | 0 | 0 | 0 | 0 | 0 | 0 | 0 | 0 | 0 | 0 | 0 | 0 | 0 | 0 | 0 | 0 | 0 | 0 | 0 | 0
Lost Opportunity | HVAC | $60.01/MWh to $80/MWh | ASHP | Residential | Existing Single Family Home HVAC Conversion - Convert FAF w/o CAC to Heat Pump - House with "Good Insulation" + HZ1CZ1 | 0% | 0 | 0 | 0 | 0 | 0 | 0 | 0 | 0 | 0 | 0 | 0 | 0 | 0 | 0 | 0 | 0 | 0 | 0 | 0 | 0
Lost Opportunity | HVAC | $60.01/MWh to $80/MWh | ASHP | Residential | Existing Single Family Home HVAC Conversion - Convert FAF w/o CAC to Heat Pump - House with "Good Insulation" + HZ23CZ1 | 0% | 0 | 0 | 0 | 0 | 0 | 0 | 0 | 0 | 0 | 0 | 0 | 0 | 0 | 0 | 0 | 0 | 0 | 0 | 0 | 0
Lost Opportunity | HVAC | $30.01/MWh to $35/MWh | ASHP | Residential | Existing Single Family Home HVAC Upgrade + HZ1 | 0% | 0 | 0 | 0 | 0 | 0 | 0 | 0 | 0 | 0 | 0 | 0 | 0 | 0 | 0 | 0 | 0 | 0 | 0 | 0 | 0
Lost Opportunity | HVAC | $50.01/MWh to $60/MWh | ASHP | Residential | Existing Single Family Home HVAC Upgrade + HZ23 | 0% | 0 | 0 | 0 | 0 | 0 | 0 | 0 | 0 | 0 | 0 | 0 | 0 | 0 | 0 | 0 | 0 | 0 | 0 | 0 | 0
Lost Opportunity | HVAC | Over $100/MWh | ASHP | Residential | Existing Single Family Home HVAC Upgrade - Central Heat Pump Upgrade to Variable Capacity Central Heat Pump + HZ23CZ1 | 0% | 0 | 0 | 0 | 0 | 0 | 0 | 0 | 0 | 0 | 0 | 0 | 0 | 0 | 0 | 0 | 0 | 0 | 0 | 0 | 0
Lost Opportunity | HVAC | Over $100/MWh | ASHP | Residential | Existing Single Family Home HVAC Upgrade - Central Heat Pump Upgrade to Variable Capacity Central Heat Pump + HZ23CZ23 | 0% | 0 | 0 | 0 | 0 | 0 | 0 | 0 | 0 | 0 | 0 | 0 | 0 | 0 | 0 | 0 | 0 | 0 | 0 | 0 | 0
Lost Opportunity | HVAC | Over $100/MWh | ASHP | Residential | Existing Single Family Home HVAC Upgrade - Central Heat Pump Upgrade to Variable Capacity Central Heat Pump + HZ1CZ23 | 0% | 0 | 0 | 0 | 0 | 0 | 0 | 0 | 0 | 0 | 0 | 0 | 0 | 0 | 0 | 0 | 0 | 0 | 0 | 0 | 0
Lost Opportunity | HVAC | Over $100/MWh | ASHP | Residential | Existing Single Family Home HVAC Upgrade - Central Heat Pump Upgrade to Variable Capacity Central Heat Pump + HZ1CZ1 | 0% | 0 | 0 | 0 | 0 | 0 | 0 | 0 | 0 | 0 | 0 | 0 | 0 | 0 | 0 | 0 | 0 | 0 | 0 | 0 | 0
Lost Opportunity | HVAC | $60.01/MWh to $80/MWh | DHP | Residential | Zonal to DHP No Screen + HZ23CZ23 | 0% | 0 | 0 | 0 | 0 | 0 | 0 | 0 | 0 | 0 | 0 | 0 | 0 | 0 | 0 | 0 | 0 | 0 | 0 | 0 | 0
Lost Opportunity | HVAC | $60.01/MWh to $80/MWh | DHP | Residential | Zonal to DHP No Screen + HZ1CZ23 | 0% | 0 | 0 | 0 | 0 | 0 | 0 | 0 | 0 | 0 | 0 | 0 | 0 | 0 | 0 | 0 | 0 | 0 | 0 | 0 | 0
Lost Opportunity | HVAC | $80.01/MWh to $100/MWh | DHP | Residential | Zonal to DHP No Screen + HZ23CZ1 | 0% | 0 | 0 | 0 | 0 | 0 | 0 | 0 | 0 | 0 | 0 | 0 | 0 | 0 | 0 | 0 | 0 | 0 | 0 | 0 | 0
Lost Opportunity | HVAC | $80.01/MWh to $100/MWh | DHP | Residential | Zonal to DHP No Screen + HZ1CZ1 | 0% | 0 | 0 | 0 | 0 | 0 | 0 | 0 | 0 | 0 | 0 | 0 | 0 | 0 | 0 | 0 | 0 | 0 | 0 | 0 | 0
Discretionary | HVAC | $0/MWh and Under | ResWx | Residential | ATTIC R0 - R38_Electric FAF | 100% | 0.015048 | 0.030062 | 0.045041 | 0.059985 | 0.074894 | 0.088242 | 0.098818 | 0.10718 | 0.11378 | 0.11896 | 0.12302 | 0.12618 | 0.1274 | 0.1274 | 0.1274 | 0.1274 | 0.1274 | 0.1274 | 0.1274 | 0.1274
Discretionary | HVAC | $0/MWh and Under | ResWx | Residential | ATTIC R0 - R49_Electric FAF | 100% | 0.0081333 | 0.016248 | 0.024343 | 0.03242 | 0.040478 | 0.047693 | 0.053408 | 0.057928 | 0.061492 | 0.064295 | 0.066489 | 0.068198 | 0.068855 | 0.068855 | 0.068855 | 0.068855 | 0.068855 | 0.068855 | 0.068855 | 0.068855
Discretionary | HVAC | $0/MWh and Under | ResWx | Residential | ATTIC R0 - R38_Electric Zonal | 100% | 0.10136 | 0.20248 | 0.30336 | 0.40402 | 0.50444 | 0.59434 | 0.66557 | 0.72189 | 0.7663 | 0.80122 | 0.82856 | 0.84985 | 0.85797 | 0.85797 | 0.85797 | 0.85797 | 0.85797 | 0.85797 | 0.85797 | 0.85797
Discretionary | HVAC | $0/MWh and Under | ResWx | Residential | ATTIC R0 - R38_DHP | 100% | 0.030526 | 0.060981 | 0.091365 | 0.12168 | 0.15192 | 0.179 | 0.20045 | 0.21741 | 0.23079 | 0.24131 | 0.24954 | 0.25595 | 0.25841 | 0.25841 | 0.25841 | 0.25841 | 0.25841 | 0.25841 | 0.25841 | 0.25841
Discretionary | HVAC | $0/MWh and Under | ResWx | Residential | ATTIC R0 - R49_Electric Zonal | 100% | 0.054766 | 0.10941 | 0.16392 | 0.2183 | 0.27257 | 0.32114 | 0.35963 | 0.39006 | 0.41406 | 0.43293 | 0.4477 | 0.4592 | 0.46359 | 0.46359 | 0.46359 | 0.46359 | 0.46359 | 0.46359 | 0.46359 | 0.46359
Discretionary | HVAC | $0/MWh and Under | ResWx | Residential | ATTIC R0 - R49_DHP | 100% | 0.016494 | 0.03295 | 0.049367 | 0.065747 | 0.082089 | 0.096719 | 0.10831 | 0.11748 | 0.1247 | 0.13039 | 0.13484 | 0.1383 | 0.13963 | 0.13963 | 0.13963 | 0.13963 | 0.13963 | 0.13963 | 0.13963 | 0.13963
Discretionary | HVAC | $10.01/MWh to $20/MWh | ResWx | Residential | ATTIC R0 - R38_Heat Pump | 100% | 0.041704 | 0.083311 | 0.12482 | 0.16624 | 0.20755 | 0.24455 | 0.27386 | 0.29703 | 0.31532 | 0.32969 | 0.34095 | 0.34971 | 0.35313 | 0.35313 | 0.35313 | 0.35313 | 0.35313 | 0.35313 | 0.35313 | 0.35313
Discretionary | HVAC | $10.01/MWh to $20/MWh | ResWx | Residential | ATTIC R0 - R49_Heat Pump | 100% | 0.022507 | 0.044962 | 0.067364 | 0.089715 | 0.11201 | 0.13198 | 0.1478 | 0.16031 | 0.17017 | 0.17793 | 0.184 | 0.18874 | 0.19058 | 0.19058 | 0.19058 | 0.19058 | 0.19058 | 0.19058 | 0.19058 | 0.19058
Discretionary | HVAC | $25.01/MWh to $30/MWh | ResWx | Residential | FLOOR R0 - R30_Electric FAF | 0% | 0 | 0 | 0 | 0 | 0 | 0 | 0 | 0 | 0 | 0 | 0 | 0 | 0 | 0 | 0 | 0 | 0 | 0 | 0 | 0
Discretionary | HVAC | $25.01/MWh to $30/MWh | ResWx | Residential | FLOOR R0 - R25_Electric FAF | 0% | 0 | 0 | 0 | 0 | 0 | 0 | 0 | 0 | 0 | 0 | 0 | 0 | 0 | 0 | 0 | 0 | 0 | 0 | 0 | 0
Discretionary | HVAC | $25.01/MWh to $30/MWh | ResWx | Residential | FLOOR R0 - R19_Electric FAF | 0% | 0 | 0 | 0 | 0 | 0 | 0 | 0 | 0 | 0 | 0 | 0 | 0 | 0 | 0 | 0 | 0 | 0 | 0 | 0 | 0
Discretionary | HVAC | $10.01/MWh to $20/MWh | ResWx | Residential | WALL R0 - R11_Electric Zonal | 100% | 0.37438 | 0.74789 | 1.1205 | 1.4923 | 1.8632 | 2.1953 | 2.4584 | 2.6664 | 2.8305 | 2.9594 | 3.0604 | 3.139 | 3.1689 | 3.1689 | 3.1689 | 3.1689 | 3.1689 | 3.1689 | 3.1689 | 3.1689
Discretionary | HVAC | $35.01/MWh to $40/MWh | ResWx | Residential | ATTIC R11 - R38_Electric FAF | 0% | 0 | 0 | 0 | 0 | 0 | 0 | 0 | 0 | 0 | 0 | 0 | 0 | 0 | 0 | 0 | 0 | 0 | 0 | 0 | 0
Discretionary | HVAC | $10.01/MWh to $20/MWh | ResWx | Residential | WALL R0 - R11_DHP | 100% | 0.1127 | 0.22515 | 0.33733 | 0.44925 | 0.56092 | 0.66088 | 0.74008 | 0.80271 | 0.85209 | 0.89092 | 0.92132 | 0.94498 | 0.95399 | 0.95399 | 0.95399 | 0.95399 | 0.95399 | 0.95399 | 0.95399 | 0.95399
Discretionary | HVAC | $20.01/MWh to $25/MWh | ResWx | Residential | WINDOW CL30 Prime Window Replacement of Single Pane Base_Electric FAF | 0% | 0 | 0 | 0 | 0 | 0 | 0 | 0 | 0 | 0 | 0 | 0 | 0 | 0 | 0 | 0 | 0 | 0 | 0 | 0 | 0
Discretionary | HVAC | $25.01/MWh to $30/MWh | ResWx | Residential | FLOOR R0 - R30_Electric Zonal | 0% | 0 | 0 | 0 | 0 | 0 | 0 | 0 | 0 | 0 | 0 | 0 | 0 | 0 | 0 | 0 | 0 | 0 | 0 | 0 | 0
Discretionary | HVAC | $25.01/MWh to $30/MWh | ResWx | Residential | FLOOR R0 - R25_Electric Zonal | 0% | 0 | 0 | 0 | 0 | 0 | 0 | 0 | 0 | 0 | 0 | 0 | 0 | 0 | 0 | 0 | 0 | 0 | 0 | 0 | 0
Discretionary | HVAC | $25.01/MWh to $30/MWh | ResWx | Residential | FLOOR R0 - R30_DHP | 0% | 0 | 0 | 0 | 0 | 0 | 0 | 0 | 0 | 0 | 0 | 0 | 0 | 0 | 0 | 0 | 0 | 0 | 0 | 0 | 0
Discretionary | HVAC | $40.01/MWh to $50/MWh | ResWx | Residential | ATTIC R11 - R49_Electric FAF | 0% | 0 | 0 | 0 | 0 | 0 | 0 | 0 | 0 | 0 | 0 | 0 | 0 | 0 | 0 | 0 | 0 | 0 | 0 | 0 | 0
Discretionary | HVAC | $25.01/MWh to $30/MWh | ResWx | Residential | FLOOR R0 - R25_DHP | 0% | 0 | 0 | 0 | 0 | 0 | 0 | 0 | 0 | 0 | 0 | 0 | 0 | 0 | 0 | 0 | 0 | 0 | 0 | 0 | 0
Discretionary | HVAC | $25.01/MWh to $30/MWh | ResWx | Residential | FLOOR R0 - R19_Electric Zonal | 0% | 0 | 0 | 0 | 0 | 0 | 0 | 0 | 0 | 0 | 0 | 0 | 0 | 0 | 0 | 0 | 0 | 0 | 0 | 0 | 0
Discretionary | HVAC | $25.01/MWh to $30/MWh | ResWx | Residential | WINDOW CL22 Prime Window Replacement of Single Pane Base_Electric FAF | 0% | 0 | 0 | 0 | 0 | 0 | 0 | 0 | 0 | 0 | 0 | 0 | 0 | 0 | 0 | 0 | 0 | 0 | 0 | 0 | 0
Discretionary | HVAC | $25.01/MWh to $30/MWh | ResWx | Residential | FLOOR R0 - R19_DHP | 0% | 0 | 0 | 0 | 0 | 0 | 0 | 0 | 0 | 0 | 0 | 0 | 0 | 0 | 0 | 0 | 0 | 0 | 0 | 0 | 0
Discretionary | HVAC | $30.01/MWh to $35/MWh | ResWx | Residential | WALL R0 - R11_Heat Pump | 0% | 0 | 0 | 0 | 0 | 0 | 0 | 0 | 0 | 0 | 0 | 0 | 0 | 0 | 0 | 0 | 0 | 0 | 0 | 0 | 0
Discretionary | HVAC | $50.01/MWh to $60/MWh | ResWx | Residential | CFM50 Infiltration Reduction_Electric FAF | 0% | 0 | 0 | 0 | 0 | 0 | 0 | 0 | 0 | 0 | 0 | 0 | 0 | 0 | 0 | 0 | 0 | 0 | 0 | 0 | 0
Discretionary | HVAC | $60.01/MWh to $80/MWh | ResWx | Residential | ATTIC R11 - R38_Electric Zonal | 0% | 0 | 0 | 0 | 0 | 0 | 0 | 0 | 0 | 0 | 0 | 0 | 0 | 0 | 0 | 0 | 0 | 0 | 0 | 0 | 0
Discretionary | HVAC | $60.01/MWh to $80/MWh | ResWx | Residential | ATTIC R11 - R38_DHP | 0% | 0 | 0 | 0 | 0 | 0 | 0 | 0 | 0 | 0 | 0 | 0 | 0 | 0 | 0 | 0 | 0 | 0 | 0 | 0 | 0
Discretionary | HVAC | $60.01/MWh to $80/MWh | ResWx | Residential | CFM50 Infiltration Reduction_Electric Zonal | 0% | 0 | 0 | 0 | 0 | 0 | 0 | 0 | 0 | 0 | 0 | 0 | 0 | 0 | 0 | 0 | 0 | 0 | 0 | 0 | 0
Discretionary | HVAC | $60.01/MWh to $80/MWh | ResWx | Residential | CFM50 Infiltration Reduction_DHP | 0% | 0 | 0 | 0 | 0 | 0 | 0 | 0 | 0 | 0 | 0 | 0 | 0 | 0 | 0 | 0 | 0 | 0 | 0 | 0 | 0
Discretionary | HVAC | $60.01/MWh to $80/MWh | ResWx | Residential | ATTIC R11 - R49_Electric Zonal | 0% | 0 | 0 | 0 | 0 | 0 | 0 | 0 | 0 | 0 | 0 | 0 | 0 | 0 | 0 | 0 | 0 | 0 | 0 | 0 | 0
Discretionary | HVAC | $60.01/MWh to $80/MWh | ResWx | Residential | ATTIC R11 - R49_DHP | 0% | 0 | 0 | 0 | 0 | 0 | 0 | 0 | 0 | 0 | 0 | 0 | 0 | 0 | 0 | 0 | 0 | 0 | 0 | 0 | 0
Discretionary | HVAC | $60.01/MWh to $80/MWh | ResWx | Residential | WINDOW CL30 Prime Window Replacement of Single Pane Base_Electric Zonal | 0% | 0 | 0 | 0 | 0 | 0 | 0 | 0 | 0 | 0 | 0 | 0 | 0 | 0 | 0 | 0 | 0 | 0 | 0 | 0 | 0
Discretionary | HVAC | Over $100/MWh | ResWx | Residential | ATTIC R19 - R49_Electric FAF | 0% | 0 | 0 | 0 | 0 | 0 | 0 | 0 | 0 | 0 | 0 | 0 | 0 | 0 | 0 | 0 | 0 | 0 | 0 | 0 | 0
Discretionary | HVAC | Over $100/MWh | ResWx | Residential | ATTIC R19 - R38_Electric FAF | 0% | 0 | 0 | 0 | 0 | 0 | 0 | 0 | 0 | 0 | 0 | 0 | 0 | 0 | 0 | 0 | 0 | 0 | 0 | 0 | 0
Discretionary | HVAC | $50.01/MWh to $60/MWh | ResWx | Residential | WINDOW CL30 Prime Window Replacement of Single Pane Base_DHP | 0% | 0 | 0 | 0 | 0 | 0 | 0 | 0 | 0 | 0 | 0 | 0 | 0 | 0 | 0 | 0 | 0 | 0 | 0 | 0 | 0
Discretionary | HVAC | $60.01/MWh to $80/MWh | ResWx | Residential | WINDOW CL22 Prime Window Replacement of Single Pane Base_Electric Zonal | 0% | 0 | 0 | 0 | 0 | 0 | 0 | 0 | 0 | 0 | 0 | 0 | 0 | 0 | 0 | 0 | 0 | 0 | 0 | 0 | 0
Discretionary | HVAC | $80.01/MWh to $100/MWh | ResWx | Residential | WINDOW CL30 Prime Window Replacement of Single Pane Base_Heat Pump | 0% | 0 | 0 | 0 | 0 | 0 | 0 | 0 | 0 | 0 | 0 | 0 | 0 | 0 | 0 | 0 | 0 | 0 | 0 | 0 | 0
Discretionary | HVAC | $60.01/MWh to $80/MWh | ResWx | Residential | WINDOW CL22 Prime Window Replacement of Single Pane Base_DHP | 0% | 0 | 0 | 0 | 0 | 0 | 0 | 0 | 0 | 0 | 0 | 0 | 0 | 0 | 0 | 0 | 0 | 0 | 0 | 0 | 0
Discretionary | HVAC | Over $100/MWh | ResWx | Residential | ATTIC R11 - R38_Heat Pump | 0% | 0 | 0 | 0 | 0 | 0 | 0 | 0 | 0 | 0 | 0 | 0 | 0 | 0 | 0 | 0 | 0 | 0 | 0 | 0 | 0
Discretionary | HVAC | Over $100/MWh | ResWx | Residential | WINDOW CL30 Prime Window Replacement of Double Pane Base_Electric FAF | 0% | 0 | 0 | 0 | 0 | 0 | 0 | 0 | 0 | 0 | 0 | 0 | 0 | 0 | 0 | 0 | 0 | 0 | 0 | 0 | 0
Discretionary | HVAC | Over $100/MWh | ResWx | Residential | ATTIC R11 - R49_Heat Pump | 0% | 0 | 0 | 0 | 0 | 0 | 0 | 0 | 0 | 0 | 0 | 0 | 0 | 0 | 0 | 0 | 0 | 0 | 0 | 0 | 0
Discretionary | HVAC | Over $100/MWh | ResWx | Residential | ATTIC R19 - R49_DHP | 0% | 0 | 0 | 0 | 0 | 0 | 0 | 0 | 0 | 0 | 0 | 0 | 0 | 0 | 0 | 0 | 0 | 0 | 0 | 0 | 0
Discretionary | HVAC | Over $100/MWh | ResWx | Residential | ATTIC R19 - R49_Electric Zonal | 0% | 0 | 0 | 0 | 0 | 0 | 0 | 0 | 0 | 0 | 0 | 0 | 0 | 0 | 0 | 0 | 0 | 0 | 0 | 0 | 0
Discretionary | HVAC | Over $100/MWh | ResWx | Residential | ATTIC R19 - R38_DHP | 0% | 0 | 0 | 0 | 0 | 0 | 0 | 0 | 0 | 0 | 0 | 0 | 0 | 0 | 0 | 0 | 0 | 0 | 0 | 0 | 0
Discretionary | HVAC | Over $100/MWh | ResWx | Residential | ATTIC R19 - R38_Electric Zonal | 0% | 0 | 0 | 0 | 0 | 0 | 0 | 0 | 0 | 0 | 0 | 0 | 0 | 0 | 0 | 0 | 0 | 0 | 0 | 0 | 0
Discretionary | HVAC | Over $100/MWh | ResWx | Residential | WINDOW CL30 Prime Window Replacement of Double Pane Base_Electric Zonal | 0% | 0 | 0 | 0 | 0 | 0 | 0 | 0 | 0 | 0 | 0 | 0 | 0 | 0 | 0 | 0 | 0 | 0 | 0 | 0 | 0
Discretionary | HVAC | Over $100/MWh | ResWx | Residential | WINDOW CL22 Prime Window Replacement of Double Pane Base_Electric Zonal | 0% | 0 | 0 | 0 | 0 | 0 | 0 | 0 | 0 | 0 | 0 | 0 | 0 | 0 | 0 | 0 | 0 | 0 | 0 | 0 | 0
Discretionary | HVAC | Over $100/MWh | ResWx | Residential | WINDOW CL30 Prime Window Replacement of Double Pane Base_DHP | 0% | 0 | 0 | 0 | 0 | 0 | 0 | 0 | 0 | 0 | 0 | 0 | 0 | 0 | 0 | 0 | 0 | 0 | 0 | 0 | 0
Discretionary | HVAC | Over $100/MWh | ResWx | Residential | WINDOW CL22 Prime Window Replacement of Double Pane Base_DHP | 0% | 0 | 0 | 0 | 0 | 0 | 0 | 0 | 0 | 0 | 0 | 0 | 0 | 0 | 0 | 0 | 0 | 0 | 0 | 0 | 0
Discretionary | HVAC | Over $100/MWh | ResWx | Residential | FLOOR R0 - R30_Heat Pump | 0% | 0 | 0 | 0 | 0 | 0 | 0 | 0 | 0 | 0 | 0 | 0 | 0 | 0 | 0 | 0 | 0 | 0 | 0 | 0 | 0
Discretionary | HVAC | Over $100/MWh | ResWx | Residential | FLOOR R0 - R25_Heat Pump | 0% | 0 | 0 | 0 | 0 | 0 | 0 | 0 | 0 | 0 | 0 | 0 | 0 | 0 | 0 | 0 | 0 | 0 | 0 | 0 | 0
Discretionary | HVAC | Over $100/MWh | ResWx | Residential | FLOOR R0 - R19_Heat Pump | 0% | 0 | 0 | 0 | 0 | 0 | 0 | 0 | 0 | 0 | 0 | 0 | 0 | 0 | 0 | 0 | 0 | 0 | 0 | 0 | 0
Lost Opportunity | Water Heating | $0/MWh and Under | Showerheads | Residential | SF Showerhead Replace_2_00gpm_Any Shower_ AnyWH | 100% | 0.033414 | 0.074907 | 0.12287 | 0.17725 | 0.23578 | 0.29977 | 0.36765 | 0.43663 | 0.50482 | 0.57471 | 0.64704 | 0.71983 | 0.78872 | 0.85717 | 0.92567 | 0.99465 | 1.0641 | 1.1341 | 1.2045 | 1.2755
Lost Opportunity | Water Heating | $0/MWh and Under | Showerheads | Residential | MF Showerhead Replace_2_00gpm_Any Shower_ AnyWH | 100% | 0.0094348 | 0.022792 | 0.039639 | 0.060647 | 0.085199 | 0.11338 | 0.1434 | 0.17516 | 0.20848 | 0.24282 | 0.27765 | 0.31201 | 0.34563 | 0.37862 | 0.41119 | 0.44363 | 0.47593 | 0.50811 | 0.54017 | 0.57213
Lost Opportunity | Water Heating | $0/MWh and Under | Showerheads | Residential | MH Showerhead Replace_2_00gpm_Any Shower_ AnyWH | 100% | 0.00090224 | 0.0021212 | 0.0036241 | 0.0053608 | 0.0072848 | 0.0093437 | 0.011487 | 0.013707 | 0.015991 | 0.018325 | 0.020692 | 0.023081 | 0.025455 | 0.027815 | 0.030163 | 0.032498 | 0.03482 | 0.03713 | 0.039427 | 0.041712
Lost Opportunity | Water Heating | $0/MWh and Under | Showerheads | Residential | SF Showerhead Replace_1_75gpm_Any Shower_ AnyWH | 100% | 0.017242 | 0.038653 | 0.063402 | 0.091462 | 0.12167 | 0.15469 | 0.18971 | 0.22531 | 0.2605 | 0.29656 | 0.33389 | 0.37145 | 0.407 | 0.44232 | 0.47767 | 0.51327 | 0.54911 | 0.58521 | 0.62156 | 0.65817
Lost Opportunity | Water Heating | $0/MWh and Under | Showerheads | Residential | MF Showerhead Replace_1_75gpm_Any Shower_ AnyWH | 100% | 0.0048947 | 0.011824 | 0.020564 | 0.031463 | 0.044201 | 0.058823 | 0.074396 | 0.090871 | 0.10816 | 0.12597 | 0.14404 | 0.16187 | 0.17931 | 0.19643 | 0.21333 | 0.23015 | 0.24691 | 0.2636 | 0.28024 | 0.29682
Lost Opportunity | Water Heating | $0/MWh and Under | Showerheads | Residential | MH Showerhead Replace_1_75gpm_Any Shower_ AnyWH | 100% | 0.0004683 | 0.001101 | 0.0018811 | 0.0027825 | 0.0037811 | 0.0048498 | 0.0059624 | 0.0071144 | 0.0083001 | 0.0095113 | 0.01074 | 0.01198 | 0.013212 | 0.014437 | 0.015656 | 0.016868 | 0.018073 | 0.019272 | 0.020464 | 0.02165
Lost Opportunity | Water Heating | $0/MWh and Under | Showerheads | Residential | SF Showerhead Replace_1_50gpm_Any Shower_ AnyWH | 100% | 0.018075 | 0.04052 | 0.066464 | 0.09588 | 0.12754 | 0.16216 | 0.19888 | 0.2362 | 0.27309 | 0.31089 | 0.35002 | 0.38939 | 0.42667 | 0.46369 | 0.50075 | 0.53807 | 0.57565 | 0.61349 | 0.6516 | 0.68997
Lost Opportunity | Water Heating | $0/MWh and Under | Showerheads | Residential | MF Showerhead Replace_1_50gpm_Any Shower_ AnyWH | 100% | 0.0050824 | 0.012278 | 0.021353 | 0.03267 | 0.045896 | 0.061079 | 0.077249 | 0.094356 | 0.11231 | 0.1308 | 0.14957 | 0.16808 | 0.18619 | 0.20396 | 0.22151 | 0.23898 | 0.25638 | 0.27372 | 0.29099 | 0.3082
Lost Opportunity | Water Heating | $0/MWh and Under | Showerheads | Residential | MH Showerhead Replace_1_50gpm_Any Shower_ AnyWH | 100% | 0.0004865 | 0.0011438 | 0.0019542 | 0.0028906 | 0.003928 | 0.0050382 | 0.0061941 | 0.0073908 | 0.0086226 | 0.0098808 | 0.011157 | 0.012446 | 0.013725 | 0.014998 | 0.016264 | 0.017523 | 0.018775 | 0.020021 | 0.021259 | 0.022491
Lost Opportunity | Water Heating | $0/MWh and Under | Showerheads | Residential | SF Showerhead Replace_1_50GPM_any shower_HPWH | 100% | 0.0067656 | 0.015149 | 0.024821 | 0.035776 | 0.047549 | 0.060395 | 0.074011 | 0.08783 | 0.10148 | 0.11546 | 0.12993 | 0.14448 | 0.15823 | 0.17188 | 0.18554 | 0.1993 | 0.21314 | 0.22707 | 0.2411 | 0.25521
Lost Opportunity | Water Heating | $0/MWh and Under | Showerheads | Residential | MH Showerhead Replace_1_50GPM_any shower_HPWH | 100% | 9.7709e-05 | 0.0002297 | 0.00039242 | 0.00058044 | 0.00078872 | 0.0010116 | 0.0012436 | 0.0014838 | 0.001731 | 0.0019834 | 0.0022395 | 0.002498 | 0.0027547 | 0.0030099 | 0.0032638 | 0.0035162 | 0.0037673 | 0.0040169 | 0.0042652 | 0.0045121
Discretionary | Water Heating | $0/MWh and Under | Showerheads | Residential | SF Showerhead Replace_2_00gpm_Any Shower_ AnyWH | 100% | 0.74284 | 1.4941 | 2.2527 | 3.0179 | 3.7892 | 4.4733 | 4.9943 | 5.3839 | 5.6676 | 5.8633 | 5.921 | 5.9566 | 5.9742 | 5.9774 | 5.9774 | 5.9774 | 5.9774 | 5.9774 | 5.9774 | 5.9774
Discretionary | Water Heating | $0/MWh and Under | Showerheads | Residential | MF Showerhead Replace_2_00gpm_Any Shower_ AnyWH | 100% | 0.20488 | 0.41306 | 0.62417 | 0.83802 | 1.0545 | 1.2473 | 1.3945 | 1.5048 | 1.5854 | 1.6418 | 1.6787 | 1.6999 | 1.7084 | 1.7089 | 1.7089 | 1.7089 | 1.7089 | 1.7089 | 1.7089 | 1.7089
Discretionary | Water Heating | $0/MWh and Under | Showerheads | Residential | MH Showerhead Replace_2_00gpm_Any Shower_ AnyWH | 100% | 0.08058 | 0.16046 | 0.23963 | 0.31811 | 0.39588 | 0.46283 | 0.48019 | 0.48019 | 0.48019 | 0.48019 | 0.48019 | 0.48019 | 0.48019 | 0.48019 | 0.48019 | 0.48019 | 0.48019 | 0.48019 | 0.48019 | 0.48019
Discretionary | Water Heating | $0/MWh and Under | Showerheads | Residential | SF Showerhead Replace_1_75gpm_Any Shower_ AnyWH | 100% | 0.38331 | 0.77096 | 1.1624 | 1.5572 | 1.9552 | 2.3083 | 2.5771 | 2.7781 | 2.9245 | 3.0255 | 3.0553 | 3.0736 | 3.0827 | 3.0844 | 3.0844 | 3.0844 | 3.0844 | 3.0844 | 3.0844 | 3.0844
Discretionary | Water Heating | $0/MWh and Under | Showerheads | Residential | MF Showerhead Replace_1_75gpm_Any Shower_ AnyWH | 100% | 0.10629 | 0.21429 | 0.32382 | 0.43476 | 0.54709 | 0.6471 | 0.72348 | 0.78071 | 0.82248 | 0.85174 | 0.8709 | 0.8819 | 0.8863 | 0.88656 | 0.88656 | 0.88656 | 0.88656 | 0.88656 | 0.88656 | 0.88656
Discretionary | Water Heating | $0/MWh and Under | Showerheads | Residential | MH Showerhead Replace_1_75gpm_Any Shower_ AnyWH | 100% | 0.041825 | 0.083287 | 0.12438 | 0.16511 | 0.20548 | 0.24023 | 0.24924 | 0.24924 | 0.24924 | 0.24924 | 0.24924 | 0.24924 | 0.24924 | 0.24924 | 0.24924 | 0.24924 | 0.24924 | 0.24924 | 0.24924 | 0.24924
Discretionary | Water Heating | $0/MWh and Under | Showerheads | Residential | SF Showerhead Replace_1_50gpm_Any Shower_ AnyWH | 100% | 0.4018 | 0.80817 | 1.2185 | 1.6324 | 2.0496 | 2.4197 | 2.7015 | 2.9122 | 3.0656 | 3.1715 | 3.2028 | 3.222 | 3.2315 | 3.2333 | 3.2333 | 3.2333 | 3.2333 | 3.2333 | 3.2333 | 3.2333
Discretionary | Water Heating | $0/MWh and Under | Showerheads | Residential | MF Showerhead Replace_1_50gpm_Any Shower_ AnyWH | 100% | 0.11037 | 0.22251 | 0.33624 | 0.45144 | 0.56808 | 0.67193 | 0.75123 | 0.81066 | 0.85403 | 0.88442 | 0.90431 | 0.91573 | 0.9203 | 0.92058 | 0.92058 | 0.92058 | 0.92058 | 0.92058 | 0.92058 | 0.92058
Discretionary | Water Heating | $0/MWh and Under | Showerheads | Residential | MH Showerhead Replace_1_50gpm_Any Shower_ AnyWH | 100% | 0.043451 | 0.086524 | 0.12922 | 0.17153 | 0.21347 | 0.24957 | 0.25893 | 0.25893 | 0.25893 | 0.25893 | 0.25893 | 0.25893 | 0.25893 | 0.25893 | 0.25893 | 0.25893 | 0.25893 | 0.25893 | 0.25893 | 0.25893
Discretionary | Water Heating | $0/MWh and Under | Showerheads | Residential | SF Showerhead Replace_1_50GPM_any shower_HPWH | 100% | 0.15256 | 0.30683 | 0.46257 | 0.61963 | 0.77794 | 0.9183 | 1.0251 | 1.1049 | 1.1629 | 1.2027 | 1.2126 | 1.2187 | 1.2217 | 1.2223 | 1.2223 | 1.2223 | 1.2223 | 1.2223 | 1.2223 | 1.2223
Discretionary | Water Heating | $0/MWh and Under | Showerheads | Residential | MH Showerhead Replace_1_50GPM_any shower_HPWH | 100% | 0.0099385 | 0.01979 | 0.029555 | 0.039234 | 0.048825 | 0.057079 | 0.059189 | 0.059189 | 0.059189 | 0.059189 | 0.059189 | 0.059189 | 0.059189 | 0.059189 | 0.059189 | 0.059189 | 0.059189 | 0.059189 | 0.059189 | 0.059189
Lost Opportunity | Water Heating | Over $100/MWh | Solar Water Heater | Residential | SHW Solar Zone 1 | 0% | 0 | 0 | 0 | 0 | 0 | 0 | 0 | 0 | 0 | 0 | 0 | 0 | 0 | 0 | 0 | 0 | 0 | 0 | 0 | 0
Lost Opportunity | Water Heating | Over $100/MWh | Solar Water Heater | Residential | SHW Solar Zone 2 | 0% | 0 | 0 | 0 | 0 | 0 | 0 | 0 | 0 | 0 | 0 | 0 | 0 | 0 | 0 | 0 | 0 | 0 | 0 | 0 | 0
Lost Opportunity | Water Heating | Over $100/MWh | Solar Water Heater | Residential | SHW Solar Zone 3 | 0% | 0 | 0 | 0 | 0 | 0 | 0 | 0 | 0 | 0 | 0 | 0 | 0 | 0 | 0 | 0 | 0 | 0 | 0 | 0 | 0
Lost Opportunity | Water Heating | Over $100/MWh | Solar Water Heater | Residential | SHW Solar Zone 4 | 0% | 0 | 0 | 0 | 0 | 0 | 0 | 0 | 0 | 0 | 0 | 0 | 0 | 0 | 0 | 0 | 0 | 0 | 0 | 0 | 0
Discretionary | Water Heating | Over $100/MWh | Solar Water Heater | Residential | SHW Solar Zone 1 | 0% | 0 | 0 | 0 | 0 | 0 | 0 | 0 | 0 | 0 | 0 | 0 | 0 | 0 | 0 | 0 | 0 | 0 | 0 | 0 | 0
Discretionary | Water Heating | Over $100/MWh | Solar Water Heater | Residential | SHW Solar Zone 2 | 0% | 0 | 0 | 0 | 0 | 0 | 0 | 0 | 0 | 0 | 0 | 0 | 0 | 0 | 0 | 0 | 0 | 0 | 0 | 0 | 0
Discretionary | Water Heating | Over $100/MWh | Solar Water Heater | Residential | SHW Solar Zone 3 | 0% | 0 | 0 | 0 | 0 | 0 | 0 | 0 | 0 | 0 | 0 | 0 | 0 | 0 | 0 | 0 | 0 | 0 | 0 | 0 | 0
Discretionary | Water Heating | Over $100/MWh | Solar Water Heater | Residential | SHW Solar Zone 4 | 0% | 0 | 0 | 0 | 0 | 0 | 0 | 0 | 0 | 0 | 0 | 0 | 0 | 0 | 0 | 0 | 0 | 0 | 0 | 0 | 0
Lost Opportunity | HVAC | $25.01/MWh to $30/MWh | WIFI enabled tstats | Residential | WIFI Enabled Thermostat HZ3 | 0% | 0 | 0 | 0 | 0 | 0 | 0 | 0 | 0 | 0 | 0 | 0 | 0 | 0 | 0 | 0 | 0 | 0 | 0 | 0 | 0
Lost Opportunity | HVAC | $20.01/MWh to $25/MWh | WIFI enabled tstats | Residential | WIFI Enabled Thermostat HZ2 | 100% | 0.00066188 | 0.0016191 | 0.0029064 | 0.0045627 | 0.0065382 | 0.0088451 | 0.011398 | 0.014056 | 0.016714 | 0.019415 | 0.022168 | 0.024906 | 0.027524 | 0.030127 | 0.032732 | 0.03535 | 0.037982 | 0.040628 | 0.043287 | 0.045961
Lost Opportunity | HVAC | $20.01/MWh to $25/MWh | WIFI enabled tstats | Residential | WIFI Enabled Thermostat HZ1 | 100% | 0.0038012 | 0.0092988 | 0.016691 | 0.026204 | 0.037549 | 0.050798 | 0.065457 | 0.080725 | 0.095987 | 0.1115 | 0.12731 | 0.14304 | 0.15807 | 0.17302 | 0.18798 | 0.20301 | 0.21813 | 0.23332 | 0.2486 | 0.26396
Discretionary | HVAC | $25.01/MWh to $30/MWh | WIFI enabled tstats | Residential | WIFI Enabled Thermostat HZ3 | 0% | 0 | 0 | 0 | 0 | 0 | 0 | 0 | 0 | 0 | 0 | 0 | 0 | 0 | 0 | 0 | 0 | 0 | 0 | 0 | 0
Discretionary | HVAC | $20.01/MWh to $25/MWh | WIFI enabled tstats | Residential | WIFI Enabled Thermostat HZ2 | 0% | 0 | 0 | 0 | 0 | 0 | 0 | 0 | 0 | 0 | 0 | 0 | 0 | 0 | 0 | 0 | 0 | 0 | 0 | 0 | 0
Discretionary | HVAC | $20.01/MWh to $25/MWh | WIFI enabled tstats | Residential | WIFI Enabled Thermostat HZ1 | 0% | 0 | 0 | 0 | 0 | 0 | 0 | 0 | 0 | 0 | 0 | 0 | 0 | 0 | 0 | 0 | 0 | 0 | 0 | 0 | 0
Lost Opportunity | Lighting | $10.01/MWh to $20/MWh | Low Power LF Lamps | Commercial | Market Average HP Low Power T8 Shift | 100% | 0.49017 | 1.0728 | 1.7282 | 2.4408 | 3.1982 | 3.9905 | 4.8076 | 5.1973 | 5.1973 | 5.1973 | 5.1973 | 5.1973 | 5.1973 | 5.1973 | 5.1973 | 5.1973 | 5.1973 | 5.1973 | 5.1973 | 5.1973
Lost Opportunity | Lighting | Over $100/MWh | Exterior Building Lighting | Commercial | TLED Over Ballast on SP32WT8 | 0% | 0 | 0 | 0 | 0 | 0 | 0 | 0 | 0 | 0 | 0 | 0 | 0 | 0 | 0 | 0 | 0 | 0 | 0 | 0 | 0
Lost Opportunity | Lighting | $60.01/MWh to $80/MWh | Lighting Controls Interior | Commercial | Lighting Controls Interior-New-Xlarge Ret-Unitary | 0% | 0 | 0 | 0 | 0 | 0 | 0 | 0 | 0 | 0 | 0 | 0 | 0 | 0 | 0 | 0 | 0 | 0 | 0 | 0 | 0
Lost Opportunity | Lighting | Over $100/MWh | Lighting Controls Interior | Commercial | Lighting Controls Interior-New-Large Ret-Unitary | 0% | 0 | 0 | 0 | 0 | 0 | 0 | 0 | 0 | 0 | 0 | 0 | 0 | 0 | 0 | 0 | 0 | 0 | 0 | 0 | 0
Lost Opportunity | Lighting | Over $100/MWh | Lighting Controls Interior | Commercial | Lighting Controls Interior-New-Medium Ret-Unitary | 0% | 0 | 0 | 0 | 0 | 0 | 0 | 0 | 0 | 0 | 0 | 0 | 0 | 0 | 0 | 0 | 0 | 0 | 0 | 0 | 0
Lost Opportunity | Lighting | Over $100/MWh | Lighting Controls Interior | Commercial | Lighting Controls Interior-New-Small Ret-Unitary | 0% | 0 | 0 | 0 | 0 | 0 | 0 | 0 | 0 | 0 | 0 | 0 | 0 | 0 | 0 | 0 | 0 | 0 | 0 | 0 | 0
Lost Opportunity | Lighting | Over $100/MWh | Lighting Controls Interior | Commercial | Lighting Controls Interior-New-School K-12-Unitary | 0% | 0 | 0 | 0 | 0 | 0 | 0 | 0 | 0 | 0 | 0 | 0 | 0 | 0 | 0 | 0 | 0 | 0 | 0 | 0 | 0
Lost Opportunity | Lighting | Over $100/MWh | Lighting Controls Interior | Commercial | Lighting Controls Interior-New-University-Unitary | 0% | 0 | 0 | 0 | 0 | 0 | 0 | 0 | 0 | 0 | 0 | 0 | 0 | 0 | 0 | 0 | 0 | 0 | 0 | 0 | 0
Lost Opportunity | Lighting | Over $100/MWh | Lighting Controls Interior | Commercial | Lighting Controls Interior-New-Warehouse-Unitary | 0% | 0 | 0 | 0 | 0 | 0 | 0 | 0 | 0 | 0 | 0 | 0 | 0 | 0 | 0 | 0 | 0 | 0 | 0 | 0 | 0
Lost Opportunity | Lighting | $80.01/MWh to $100/MWh | Lighting Controls Interior | Commercial | Lighting Controls Interior-New-Other-Unitary | 0% | 0 | 0 | 0 | 0 | 0 | 0 | 0 | 0 | 0 | 0 | 0 | 0 | 0 | 0 | 0 | 0 | 0 | 0 | 0 | 0
Lost Opportunity | Lighting | Over $100/MWh | Lighting Controls Interior | Commercial | Lighting Controls Interior-New-Xlarge Ret-Integrated | 0% | 0 | 0 | 0 | 0 | 0 | 0 | 0 | 0 | 0 | 0 | 0 | 0 | 0 | 0 | 0 | 0 | 0 | 0 | 0 | 0
Lost Opportunity | Lighting | Over $100/MWh | Lighting Controls Interior | Commercial | Lighting Controls Interior-New-Large Ret-Integrated | 0% | 0 | 0 | 0 | 0 | 0 | 0 | 0 | 0 | 0 | 0 | 0 | 0 | 0 | 0 | 0 | 0 | 0 | 0 | 0 | 0
Lost Opportunity | Lighting | Over $100/MWh | Lighting Controls Interior | Commercial | Lighting Controls Interior-New-Medium Ret-Integrated | 0% | 0 | 0 | 0 | 0 | 0 | 0 | 0 | 0 | 0 | 0 | 0 | 0 | 0 | 0 | 0 | 0 | 0 | 0 | 0 | 0
Lost Opportunity | Lighting | Over $100/MWh | Lighting Controls Interior | Commercial | Lighting Controls Interior-New-Other-Integrated | 0% | 0 | 0 | 0 | 0 | 0 | 0 | 0 | 0 | 0 | 0 | 0 | 0 | 0 | 0 | 0 | 0 | 0 | 0 | 0 | 0
Lost Opportunity | Water Heating | $0/MWh and Under | Aerator | Residential | Single Family Bathroom Aerator 1.0 GPM AnyWH | 100% | 0.006834 | 0.017139 | 0.031759 | 0.051623 | 0.076734 | 0.10759 | 0.1437 | 0.18354 | 0.22571 | 0.27055 | 0.31785 | 0.36617 | 0.41345 | 0.46096 | 0.50877 | 0.55692 | 0.6052 | 0.65361 | 0.70215 | 0.75083
Lost Opportunity | Water Heating | $0/MWh and Under | Aerator | Residential | Multifamily - Low Rise Bathroom Aerator 1.0 GPM AnyWH | 100% | 0.001625 | 0.0041712 | 0.0079181 | 0.013274 | 0.020424 | 0.029574 | 0.040367 | 0.0527 | 0.066378 | 0.081056 | 0.096375 | 0.11185 | 0.1274 | 0.14295 | 0.15849 | 0.17406 | 0.18958 | 0.20505 | 0.22047 | 0.23586
Lost Opportunity | Water Heating | $0/MWh and Under | Aerator | Residential | Multifamily - High Rise Bathroom Aerator 1.0 GPM AnyWH | 100% | 0.00036668 | 0.00094394 | 0.0017942 | 0.0030154 | 0.0046419 | 0.0067232 | 0.0091692 | 0.011961 | 0.015048 | 0.018369 | 0.021841 | 0.025348 | 0.028873 | 0.032387 | 0.035919 | 0.039453 | 0.042976 | 0.046488 | 0.049989 | 0.05348
Lost Opportunity | Water Heating | $0/MWh and Under | Aerator | Residential | Manufactured Bathroom Aerator 1.0 GPM AnyWH | 100% | 0.00018096 | 0.0004634 | 0.00087861 | 0.0014491 | 0.0021856 | 0.0030812 | 0.0041133 | 0.0052653 | 0.0065147 | 0.0078355 | 0.0092034 | 0.010598 | 0.012004 | 0.013412 | 0.014817 | 0.016212 | 0.017594 | 0.01896 | 0.020313 | 0.021651
Lost Opportunity | Water Heating | $0/MWh and Under | Aerator | Residential | Single Family Bathroom Aerator 1.0 GPM HPWH | 100% | 0.000824 | 0.0020665 | 0.0038292 | 0.0062243 | 0.009252 | 0.012972 | 0.017327 | 0.02213 | 0.027214 | 0.032621 | 0.038324 | 0.04415 | 0.049851 | 0.055579 | 0.061344 | 0.067149 | 0.072971 | 0.078808 | 0.08466 | 0.090529
Discretionary | Water Heating | $0/MWh and Under | Aerator | Residential | Single Family Bathroom Aerator 1.0 GPM AnyWH | 100% | 0.028681 | 0.074192 | 0.16598 | 0.32785 | 0.58148 | 0.93892 | 1.3967 | 1.9341 | 2.516 | 3.1009 | 3.6496 | 4.132 | 4.5311 | 4.843 | 5.0737 | 5.2359 | 5.3445 | 5.4139 | 5.4564 | 5.4812
Discretionary | Water Heating | $0/MWh and Under | Aerator | Residential | Multifamily - Low Rise Bathroom Aerator 1.0 GPM AnyWH | 100% | 0.0040643 | 0.010564 | 0.023775 | 0.047254 | 0.084339 | 0.13705 | 0.20514 | 0.28572 | 0.37372 | 0.46291 | 0.54725 | 0.62199 | 0.68429 | 0.73331 | 0.76985 | 0.79571 | 0.81313 | 0.82434 | 0.83124 | 0.8353
Discretionary | Water Heating | $0/MWh and Under | Aerator | Residential | Multifamily - High Rise Bathroom Aerator 1.0 GPM AnyWH | 100% | 0.00092663 | 0.0024083 | 0.0054195 | 0.010771 | 0.019223 | 0.031235 | 0.046753 | 0.065116 | 0.085166 | 0.10548 | 0.1247 | 0.14172 | 0.15591 | 0.16708 | 0.1754 | 0.18128 | 0.18525 | 0.18781 | 0.18938 | 0.1903
Discretionary | Water Heating | $0/MWh and Under | Aerator | Residential | Manufactured Bathroom Aerator 1.0 GPM AnyWH | 100% | 0.0028003 | 0.0071692 | 0.015841 | 0.030901 | 0.054148 | 0.086445 | 0.12723 | 0.17444 | 0.22488 | 0.27492 | 0.32126 | 0.36148 | 0.39433 | 0.41969 | 0.43605 | 0.43605 | 0.43605 | 0.43605 | 0.43605 | 0.43605
Discretionary | Water Heating | $0/MWh and Under | Aerator | Residential | Single Family Bathroom Aerator 1.0 GPM HPWH | 100% | 0.0034582 | 0.0089455 | 0.020013 | 0.03953 | 0.07011 | 0.11321 | 0.16841 | 0.2332 | 0.30336 | 0.37389 | 0.44004 | 0.4982 | 0.54633 | 0.58393 | 0.61175 | 0.63131 | 0.6444 | 0.65277 | 0.65789 | 0.66089
Lost Opportunity | Water Heating | $60.01/MWh to $80/MWh | Clothes Washer | Residential | Single Family CEE Tier 1 Clothes Washer - Any DHW, Any Dryer - 54% ENERGY STAR Baseline | 0% | 0 | 0 | 0 | 0 | 0 | 0 | 0 | 0 | 0 | 0 | 0 | 0 | 0 | 0 | 0 | 0 | 0 | 0 | 0 | 0
Discretionary | HVAC | $20.01/MWh to $25/MWh | ResWx | Residential | Attic R0 - R22_Electric FAF | 0% | 0 | 0 | 0 | 0 | 0 | 0 | 0 | 0 | 0 | 0 | 0 | 0 | 0 | 0 | 0 | 0 | 0 | 0 | 0 | 0
Discretionary | HVAC | $40.01/MWh to $50/MWh | ResWx | Residential | Attic R0 - R30_Electric FAF | 0% | 0 | 0 | 0 | 0 | 0 | 0 | 0 | 0 | 0 | 0 | 0 | 0 | 0 | 0 | 0 | 0 | 0 | 0 | 0 | 0
Discretionary | HVAC | $30.01/MWh to $35/MWh | ResWx | Residential | Attic R0 - R22_Heat Pump | 0% | 0 | 0 | 0 | 0 | 0 | 0 | 0 | 0 | 0 | 0 | 0 | 0 | 0 | 0 | 0 | 0 | 0 | 0 | 0 | 0
Discretionary | HVAC | $80.01/MWh to $100/MWh | ResWx | Residential | Floor R0 - R22_Electric FAF | 0% | 0 | 0 | 0 | 0 | 0 | 0 | 0 | 0 | 0 | 0 | 0 | 0 | 0 | 0 | 0 | 0 | 0 | 0 | 0 | 0
Discretionary | HVAC | Over $100/MWh | ResWx | Residential | CFM50 Infiltration Reduction_Electric FAF | 0% | 0 | 0 | 0 | 0 | 0 | 0 | 0 | 0 | 0 | 0 | 0 | 0 | 0 | 0 | 0 | 0 | 0 | 0 | 0 | 0
Discretionary | HVAC | $60.01/MWh to $80/MWh | ResWx | Residential | WINDOW CL30 Prime Window Replacement of Single Pane Base_Electric FAF | 0% | 0 | 0 | 0 | 0 | 0 | 0 | 0 | 0 | 0 | 0 | 0 | 0 | 0 | 0 | 0 | 0 | 0 | 0 | 0 | 0
Discretionary | HVAC | $80.01/MWh to $100/MWh | ResWx | Residential | WINDOW CL22 Prime Window Replacement of Single Pane Base_Electric FAF | 0% | 0 | 0 | 0 | 0 | 0 | 0 | 0 | 0 | 0 | 0 | 0 | 0 | 0 | 0 | 0 | 0 | 0 | 0 | 0 | 0
Discretionary | HVAC | $30.01/MWh to $35/MWh | ResWx | Residential | FLOOR R0 - R19_Electric FAF | 0% | 0 | 0 | 0 | 0 | 0 | 0 | 0 | 0 | 0 | 0 | 0 | 0 | 0 | 0 | 0 | 0 | 0 | 0 | 0 | 0
Discretionary | HVAC | $30.01/MWh to $35/MWh | ResWx | Residential | FLOOR R0 - R19_Electric Zonal | 0% | 0 | 0 | 0 | 0 | 0 | 0 | 0 | 0 | 0 | 0 | 0 | 0 | 0 | 0 | 0 | 0 | 0 | 0 | 0 | 0
Discretionary | HVAC | $30.01/MWh to $35/MWh | ResWx | Residential | FLOOR R0 - R19_DHP | 0% | 0 | 0 | 0 | 0 | 0 | 0 | 0 | 0 | 0 | 0 | 0 | 0 | 0 | 0 | 0 | 0 | 0 | 0 | 0 | 0
Discretionary | HVAC | $35.01/MWh to $40/MWh | ResWx | Residential | WALL R0 - R11_Heat Pump | 0% | 0 | 0 | 0 | 0 | 0 | 0 | 0 | 0 | 0 | 0 | 0 | 0 | 0 | 0 | 0 | 0 | 0 | 0 | 0 | 0
Discretionary | HVAC | $60.01/MWh to $80/MWh | ResWx | Residential | WINDOW CL30 Prime Window Replacement of Single Pane Base_DHP | 0% | 0 | 0 | 0 | 0 | 0 | 0 | 0 | 0 | 0 | 0 | 0 | 0 | 0 | 0 | 0 | 0 | 0 | 0 | 0 | 0

## Portfolio 2
Lost Opportunity Retro | IRP End Use | IRP Cost Bundle | Measure Category | Sector | Measure Application | IRP Percent | Prog Adj Cumulative_aMW_2020 | Prog Adj Cumulative_aMW_2021 | Prog Adj Cumulative_aMW_2022 | Prog Adj Cumulative_aMW_2023 | Prog Adj Cumulative_aMW_2024 | Prog Adj Cumulative_aMW_2025 | Prog Adj Cumulative_aMW_2026 | Prog Adj Cumulative_aMW_2027 | Prog Adj Cumulative_aMW_2028 | Prog Adj Cumulative_aMW_2029 | Prog Adj Cumulative_aMW_2030 | Prog Adj Cumulative_aMW_2031 | Prog Adj Cumulative_aMW_2032 | Prog Adj Cumulative_aMW_2033 | Prog Adj Cumulative_aMW_2034 | Prog Adj Cumulative_aMW_2035 | Prog Adj Cumulative_aMW_2036 | Prog Adj Cumulative_aMW_2037 | Prog Adj Cumulative_aMW_2038 | Prog Adj Cumulative_aMW_2039
Discretionary | Lighting | $40.01/MWh to $50/MWh | Lighting | Agricultural | 35-44W LED fixture & NEW Photocell_Replacing_100W HID fixture | 0% | 0 | 0 | 0 | 0 | 0 | 0 | 0 | 0 | 0 | 0 | 0 | 0 | 0 | 0 | 0 | 0 | 0 | 0 | 0 | 0
Discretionary | Lighting | $20.01/MWh to $25/MWh | Lighting | Agricultural | 35-44W LED fixture & NEW Photocell_Replacing_150W HID fixture | 100% | 0.13378 | 0.22855 | 0.29483 | 0.34701 | 0.39321 | 0.43389 | 0.46909 | 0.49931 | 0.52506 | 0.54687 | 0.56536 | 0.57992 | 0.59138 | 0.6004 | 0.6075 | 0.61313 | 0.61754 | 0.62101 | 0.62375 | 0.6259
Discretionary | Lighting | $10.01/MWh to $20/MWh | Lighting | Agricultural | 35-44W LED fixture & NEW Photocell_Replacing_175W MH fixture | 100% | 0.16743 | 0.28603 | 0.36898 | 0.43429 | 0.49211 | 0.54302 | 0.58708 | 0.62489 | 0.65711 | 0.68441 | 0.70756 | 0.72578 | 0.74012 | 0.75141 | 0.7603 | 0.76734 | 0.77286 | 0.77721 | 0.78063 | 0.78332
Discretionary | Lighting | $40.01/MWh to $50/MWh | Lighting | Agricultural | 35-44W LED fixture & NEW Photocell_Replacing_175W MV fixture | 0% | 0 | 0 | 0 | 0 | 0 | 0 | 0 | 0 | 0 | 0 | 0 | 0 | 0 | 0 | 0 | 0 | 0 | 0 | 0 | 0
Discretionary | Lighting | $10.01/MWh to $20/MWh | Lighting | Agricultural | 35-44W LED fixture & NEW Photocell_Replacing_200W HID fixture | 100% | 0.18765 | 0.32057 | 0.41355 | 0.48674 | 0.55154 | 0.6086 | 0.65798 | 0.70036 | 0.73647 | 0.76707 | 0.79301 | 0.81343 | 0.82951 | 0.84216 | 0.85212 | 0.86001 | 0.8662 | 0.87107 | 0.87491 | 0.87793
Discretionary | Other | $0.01/MWh to $10/MWh | Irrigation Pressure | Agricultural | Convert Medium Pressure Center Pivot to Low pressure system | 100% | 0.0088404 | 0.026639 | 0.058462 | 0.11061 | 0.19032 | 0.30582 | 0.46405 | 0.67062 | 0.92797 | 1.2336 | 1.5803 | 1.9519 | 2.3279 | 2.6852 | 3.0017 | 3.2624 | 3.4583 | 3.5926 | 3.6755 | 3.7156
Discretionary | Other | $0.01/MWh to $10/MWh | Irrigation Pressure | Agricultural | Convert High Pressure Center Pivot to Low pressure system | 100% | 0.0052854 | 0.015943 | 0.035029 | 0.066356 | 0.11432 | 0.18401 | 0.27963 | 0.40464 | 0.56059 | 0.74604 | 0.95694 | 1.1833 | 1.4128 | 1.6311 | 1.8247 | 1.9847 | 2.105 | 2.1875 | 2.2386 | 2.2633
Discretionary | Other | $40.01/MWh to $50/MWh | Irrigation Pressure | Agricultural | Convert wheel line systems to low pressure systems on alfalfa acreage | 0% | 0 | 0 | 0 | 0 | 0 | 0 | 0 | 0 | 0 | 0 | 0 | 0 | 0 | 0 | 0 | 0 | 0 | 0 | 0 | 0
Discretionary | Other | $35.01/MWh to $40/MWh | Irrigation Pressure | Agricultural | Convert hand line systems to low pressure systems on alfalfa acreage | 100% | 0.00030119 | 0.00090393 | 0.0019755 | 0.003721 | 0.0063747 | 0.010182 | 0.01537 | 0.022109 | 0.030461 | 0.04033 | 0.051428 | 0.06326 | 0.07517 | 0.086424 | 0.096344 | 0.10444 | 0.1105 | 0.11463 | 0.11717 | 0.11839
Discretionary | Other | $10.01/MWh to $20/MWh | Irrigation Pressure | Agricultural | Convert Medium Pressure Center Pivot to Low pressure system | 100% | 0.0001311 | 0.00039517 | 0.00086763 | 0.0016422 | 0.0028276 | 0.0045394 | 0.0068876 | 0.0099579 | 0.013788 | 0.018345 | 0.023502 | 0.029037 | 0.034645 | 0.039977 | 0.044708 | 0.048593 | 0.05152 | 0.053527 | 0.054767 | 0.055367
Discretionary | Other | $10.01/MWh to $20/MWh | Irrigation Pressure | Agricultural | Convert High Pressure Center Pivot to Low pressure system | 100% | 5.5459e-05 | 0.00016717 | 0.00036703 | 0.0006947 | 0.0011961 | 0.0019202 | 0.0029136 | 0.0042124 | 0.0058327 | 0.0077603 | 0.0099419 | 0.012283 | 0.014655 | 0.016911 | 0.018912 | 0.020556 | 0.021794 | 0.022643 | 0.023167 | 0.023421
Discretionary | Other | $60.01/MWh to $80/MWh | Irrigation Pressure | Agricultural | Convert wheel line systems to low pressure systems on alfalfa acreage | 0% | 0 | 0 | 0 | 0 | 0 | 0 | 0 | 0 | 0 | 0 | 0 | 0 | 0 | 0 | 0 | 0 | 0 | 0 | 0 | 0
Discretionary | Other | $50.01/MWh to $60/MWh | Irrigation Pressure | Agricultural | Convert hand line systems to low pressure systems on alfalfa acreage | 0% | 0 | 0 | 0 | 0 | 0 | 0 | 0 | 0 | 0 | 0 | 0 | 0 | 0 | 0 | 0 | 0 | 0 | 0 | 0 | 0
Discretionary | Other | $10.01/MWh to $20/MWh | Irrigation Pressure | Agricultural | Convert wheel line systems to low pressure systems on alfalfa acreage | 100% | 0.0022172 | 0.0067034 | 0.014764 | 0.028042 | 0.048435 | 0.078243 | 0.11927 | 0.17306 | 0.24033 | 0.32057 | 0.41228 | 0.51101 | 0.61136 | 0.70712 | 0.79228 | 0.86299 | 0.91625 | 0.95291 | 0.97565 | 0.98669
Discretionary | Other | $10.01/MWh to $20/MWh | Irrigation Pressure | Agricultural | Convert hand line systems to low pressure systems on alfalfa acreage | 100% | 0.00029999 | 0.00090709 | 0.0019979 | 0.003794 | 0.0065526 | 0.010581 | 0.016125 | 0.023391 | 0.032482 | 0.043319 | 0.055696 | 0.069017 | 0.082554 | 0.095466 | 0.10695 | 0.11647 | 0.12365 | 0.12858 | 0.13164 | 0.13313
Discretionary | Other | $80.01/MWh to $100/MWh | Irrigation Pressure | Agricultural | Convert Medium Pressure Center Pivot to Low pressure system | 0% | 0 | 0 | 0 | 0 | 0 | 0 | 0 | 0 | 0 | 0 | 0 | 0 | 0 | 0 | 0 | 0 | 0 | 0 | 0 | 0
Discretionary | Other | $20.01/MWh to $25/MWh | Irrigation Pressure | Agricultural | Convert hand line systems to low pressure systems on alfalfa acreage | 100% | 0.00036446 | 0.0011018 | 0.0024267 | 0.0046096 | 0.0079629 | 0.012868 | 0.01962 | 0.028475 | 0.03955 | 0.052762 | 0.067875 | 0.084147 | 0.10069 | 0.11649 | 0.13053 | 0.14221 | 0.151 | 0.15706 | 0.16081 | 0.16264
Discretionary | Other | $0.01/MWh to $10/MWh | Dairy | Agricultural | VSD - Vacuum Pump | 100% | 0.0009203 | 0.0020588 | 0.0034638 | 0.0051079 | 0.0069999 | 0.0092332 | 0.011709 | 0.014265 | 0.016698 | 0.018808 | 0.020458 | 0.021601 | 0.022291 | 0.022634 | 0.022722 | 0.022753 | 0.022762 | 0.022764 | 0.022764 | 0.022764
Discretionary | Other | $0.01/MWh to $10/MWh | Dairy | Agricultural | Plate Milk Pre-cooler | 100% | 0.0049399 | 0.011095 | 0.018751 | 0.027776 | 0.038247 | 0.050712 | 0.064661 | 0.079184 | 0.093127 | 0.10532 | 0.11492 | 0.12163 | 0.12571 | 0.12783 | 0.12875 | 0.12908 | 0.12918 | 0.1292 | 0.1292 | 0.1292
Discretionary | Lighting | $0.01/MWh to $10/MWh | Dairy | Agricultural | Energy Efficient Lighting | 100% | 0.0033174 | 0.0074489 | 0.012585 | 0.018636 | 0.025652 | 0.034 | 0.043336 | 0.05305 | 0.06237 | 0.070516 | 0.076928 | 0.081405 | 0.084126 | 0.085536 | 0.086135 | 0.086348 | 0.086409 | 0.086423 | 0.086425 | 0.086425
Discretionary | Other | $0.01/MWh to $10/MWh | Dairy | Agricultural | Heat Recovery Refrigeration | 100% | 0.0024999 | 0.0055693 | 0.0093255 | 0.013686 | 0.018659 | 0.024474 | 0.030852 | 0.037369 | 0.043509 | 0.048788 | 0.052873 | 0.055676 | 0.057353 | 0.058137 | 0.058137 | 0.058137 | 0.058137 | 0.058137 | 0.058137 | 0.058137
Discretionary | Other | $0/MWh and Under | Dairy | Agricultural | Plate Milk Pre-Cooler | 100% | 0.0012399 | 0.0027622 | 0.0046251 | 0.0067876 | 0.0092543 | 0.012138 | 0.015302 | 0.018533 | 0.021579 | 0.024197 | 0.026223 | 0.027613 | 0.028445 | 0.028834 | 0.028834 | 0.028834 | 0.028834 | 0.028834 | 0.028834 | 0.028834
Discretionary | Other | $0.01/MWh to $10/MWh | Irrigation Efficiency | Agricultural | LESA | 100% | 0.01578 | 0.04757 | 0.10445 | 0.19773 | 0.34043 | 0.54746 | 0.8313 | 1.2021 | 1.6644 | 2.2137 | 2.8377 | 3.5069 | 4.1848 | 4.8292 | 5.4005 | 5.8717 | 6.2259 | 6.4689 | 6.619 | 6.6917
Discretionary | Other | $0.01/MWh to $10/MWh | Irrigation Hardware | Agricultural | Wheel/hand line systems: Replace worn nozzle with new flow controlling type nozzle for impact sprinklers | 100% | 0.046711 | 0.093827 | 0.14135 | 0.18931 | 0.2377 | 0.28189 | 0.31756 | 0.34635 | 0.36957 | 0.38831 | 0.40351 | 0.41578 | 0.4257 | 0.4337 | 0.44016 | 0.44541 | 0.44545 | 0.44546 | 0.44547 | 0.44547
Discretionary | Other | $0.01/MWh to $10/MWh | Irrigation Hardware | Agricultural | Wheel/hand line systems: Replace worn nozzle with new nozzle | 100% | 0.047185 | 0.094779 | 0.14279 | 0.19123 | 0.2401 | 0.28474 | 0.32077 | 0.34984 | 0.3733 | 0.39223 | 0.40758 | 0.41998 | 0.42999 | 0.43807 | 0.4446 | 0.4499 | 0.44994 | 0.44995 | 0.44995 | 0.44996
Discretionary | Other | $30.01/MWh to $35/MWh | Irrigation Hardware | Agricultural | Wheel/hand line systems: Rebuild or replace leaking impact sprinkler with new or rebuilt impact sprinkler | 0% | 0 | 0 | 0 | 0 | 0 | 0 | 0 | 0 | 0 | 0 | 0 | 0 | 0 | 0 | 0 | 0 | 0 | 0 | 0 | 0
Discretionary | Other | $0.01/MWh to $10/MWh | Irrigation Hardware | Agricultural | Wheel/hand line systems: Replace leaking gasket with new gasket | 100% | 0.46322 | 0.93071 | 1.4025 | 1.8788 | 2.3596 | 2.7992 | 3.1541 | 3.4406 | 3.6719 | 3.8586 | 4.0102 | 4.1326 | 4.2315 | 4.3115 | 4.376 | 4.4285 | 4.4288 | 4.429 | 4.429 | 4.429
Discretionary | Other | $0.01/MWh to $10/MWh | Irrigation Hardware | Agricultural | Wheel/hand line systems: Replace leaking drain with new drain | 100% | 0.48009 | 0.96461 | 1.4536 | 1.9473 | 2.4456 | 2.9012 | 3.269 | 3.566 | 3.8057 | 3.9992 | 4.1563 | 4.2832 | 4.3857 | 4.4685 | 4.5354 | 4.5898 | 4.5902 | 4.5903 | 4.5903 | 4.5904
Discretionary | Other | $10.01/MWh to $20/MWh | Irrigation Hardware | Agricultural | Wheel/hand line systems: Cut and pipe press repair of leaking hand-lines, wheel-lines, and portable main-lines | 100% | 0.228 | 0.45811 | 0.69034 | 0.92483 | 1.1615 | 1.3779 | 1.5526 | 1.6937 | 1.8075 | 1.8994 | 1.9741 | 2.0343 | 2.083 | 2.1224 | 2.1542 | 2.18 | 2.1802 | 2.1802 | 2.1803 | 2.1803
Discretionary | Other | $40.01/MWh to $50/MWh | Irrigation Hardware | Agricultural | Thunderbird wheel line systems: Replace leaking hub with new hub | 0% | 0 | 0 | 0 | 0 | 0 | 0 | 0 | 0 | 0 | 0 | 0 | 0 | 0 | 0 | 0 | 0 | 0 | 0 | 0 | 0
Discretionary | Other | $0.01/MWh to $10/MWh | Irrigation Hardware | Agricultural | Wheel line systems: Rebuild or replace leaking or malfunctioning leveler with new or rebuilt leveler. | 100% | 0.018865 | 0.037888 | 0.057071 | 0.076425 | 0.095944 | 0.11377 | 0.12815 | 0.13975 | 0.14911 | 0.15666 | 0.16278 | 0.16772 | 0.17171 | 0.17494 | 0.17754 | 0.17965 | 0.17966 | 0.17967 | 0.17967 | 0.17967
Discretionary | Other | $10.01/MWh to $20/MWh | Irrigation Hardware | Agricultural | Center pivot/linear move systems: Install new sprinkler package on an existing system. | 100% | 0.46535 | 0.93459 | 1.4077 | 1.885 | 2.3662 | 2.8054 | 3.1597 | 3.4455 | 3.676 | 3.862 | 4.0127 | 4.1343 | 4.2325 | 4.3118 | 4.3757 | 4.4276 | 4.428 | 4.4281 | 4.4281 | 4.4281
Discretionary | Other | $35.01/MWh to $40/MWh | Irrigation Hardware | Agricultural | Center pivot/linear move systems: New gooseneck elbows | 100% | 0.01238 | 0.024774 | 0.037184 | 0.049612 | 0.062059 | 0.073281 | 0.082275 | 0.089484 | 0.095264 | 0.099897 | 0.10361 | 0.10659 | 0.10898 | 0.11089 | 0.11243 | 0.11366 | 0.11367 | 0.11367 | 0.11367 | 0.11367
Discretionary | Other | $50.01/MWh to $60/MWh | Irrigation Hardware | Agricultural | Center pivot/linear move systems: New drop tubes (3 feet minimum) | 0% | 0 | 0 | 0 | 0 | 0 | 0 | 0 | 0 | 0 | 0 | 0 | 0 | 0 | 0 | 0 | 0 | 0 | 0 | 0 | 0
Discretionary | Other | $10.01/MWh to $20/MWh | Irrigation Hardware | Agricultural | Center pivot/linear move systems: Replace leaking pivot boot gasket with new pivot boot gasket | 100% | 0.02141 | 0.04285 | 0.064322 | 0.085831 | 0.10738 | 0.12681 | 0.14239 | 0.15488 | 0.16489 | 0.17292 | 0.17936 | 0.18453 | 0.18867 | 0.19199 | 0.19466 | 0.1968 | 0.19681 | 0.19682 | 0.19682 | 0.19682
Discretionary | Other | Over $100/MWh | Irrigation Hardware | Agricultural | Center pivot/linear move systems: Replace leaking tower gasket with new tower gasket | 0% | 0 | 0 | 0 | 0 | 0 | 0 | 0 | 0 | 0 | 0 | 0 | 0 | 0 | 0 | 0 | 0 | 0 | 0 | 0 | 0
Discretionary | Other | $20.01/MWh to $25/MWh | Irrigation Hardware | Agricultural | Wheel/hand line systems: Replace worn nozzle with new flow controlling type nozzle for impact sprinklers | 100% | 0.00047398 | 0.0009516 | 0.0014329 | 0.0019179 | 0.002407 | 0.0028508 | 0.0032088 | 0.0034977 | 0.0037308 | 0.003919 | 0.0040708 | 0.0041934 | 0.0042923 | 0.0043721 | 0.0044365 | 0.0044885 | 0.0044889 | 0.004489 | 0.0044891 | 0.0044891
Discretionary | Other | $50.01/MWh to $60/MWh | Irrigation Hardware | Agricultural | Wheel/hand line systems: Rebuild or replace leaking impact sprinkler with new or rebuilt impact sprinkler | 0% | 0 | 0 | 0 | 0 | 0 | 0 | 0 | 0 | 0 | 0 | 0 | 0 | 0 | 0 | 0 | 0 | 0 | 0 | 0 | 0
Discretionary | Other | $25.01/MWh to $30/MWh | Irrigation Hardware | Agricultural | Wheel/hand line systems: Cut and pipe press repair of leaking hand-lines, wheel-lines, and portable main-lines | 100% | 0.0024811 | 0.0049812 | 0.0075004 | 0.01004 | 0.012599 | 0.014923 | 0.016797 | 0.018309 | 0.019529 | 0.020514 | 0.021309 | 0.02195 | 0.022468 | 0.022886 | 0.023223 | 0.023495 | 0.023497 | 0.023498 | 0.023498 | 0.023498
Discretionary | Other | $80.01/MWh to $100/MWh | Irrigation Hardware | Agricultural | Thunderbird wheel line systems: Replace leaking hub with new hub | 0% | 0 | 0 | 0 | 0 | 0 | 0 | 0 | 0 | 0 | 0 | 0 | 0 | 0 | 0 | 0 | 0 | 0 | 0 | 0 | 0
Discretionary | Other | $25.01/MWh to $30/MWh | Irrigation Hardware | Agricultural | Center pivot/linear move systems: Install new sprinkler package on an existing system. | 100% | 0.0063585 | 0.012766 | 0.019222 | 0.025729 | 0.032289 | 0.038243 | 0.043046 | 0.046922 | 0.050049 | 0.052573 | 0.05461 | 0.056254 | 0.05758 | 0.058651 | 0.059516 | 0.060213 | 0.060218 | 0.06022 | 0.06022 | 0.060221
Discretionary | Other | $50.01/MWh to $60/MWh | Irrigation Hardware | Agricultural | Center pivot/linear move systems: New gooseneck elbows | 0% | 0 | 0 | 0 | 0 | 0 | 0 | 0 | 0 | 0 | 0 | 0 | 0 | 0 | 0 | 0 | 0 | 0 | 0 | 0 | 0
Discretionary | Other | $80.01/MWh to $100/MWh | Irrigation Hardware | Agricultural | Center pivot/linear move systems: New drop tubes (3 feet minimum) | 0% | 0 | 0 | 0 | 0 | 0 | 0 | 0 | 0 | 0 | 0 | 0 | 0 | 0 | 0 | 0 | 0 | 0 | 0 | 0 | 0
Discretionary | Other | $20.01/MWh to $25/MWh | Irrigation Hardware | Agricultural | Wheel/hand line systems: Rebuild or replace leaking impact sprinkler with new or rebuilt impact sprinkler | 100% | 0.056221 | 0.11313 | 0.17072 | 0.22903 | 0.28805 | 0.34228 | 0.38617 | 0.42169 | 0.45043 | 0.47368 | 0.49264 | 0.50798 | 0.52041 | 0.53048 | 0.53863 | 0.54528 | 0.54532 | 0.54534 | 0.54535 | 0.54535
Discretionary | Other | $35.01/MWh to $40/MWh | Irrigation Hardware | Agricultural | Thunderbird wheel line systems: Replace leaking hub with new hub | 100% | 0.042977 | 0.086477 | 0.1305 | 0.17508 | 0.2202 | 0.26166 | 0.29522 | 0.32238 | 0.34435 | 0.36213 | 0.37662 | 0.38836 | 0.39786 | 0.40556 | 0.41179 | 0.41688 | 0.41692 | 0.41693 | 0.41693 | 0.41693
Discretionary | Other | $30.01/MWh to $35/MWh | Irrigation Hardware | Agricultural | Center pivot/linear move systems: New gooseneck elbows | 0% | 0 | 0 | 0 | 0 | 0 | 0 | 0 | 0 | 0 | 0 | 0 | 0 | 0 | 0 | 0 | 0 | 0 | 0 | 0 | 0
Discretionary | Other | $40.01/MWh to $50/MWh | Irrigation Hardware | Agricultural | Center pivot/linear move systems: New drop tubes (3 feet minimum) | 0% | 0 | 0 | 0 | 0 | 0 | 0 | 0 | 0 | 0 | 0 | 0 | 0 | 0 | 0 | 0 | 0 | 0 | 0 | 0 | 0
Discretionary | Other | $0.01/MWh to $10/MWh | Irrigation Hardware | Agricultural | Center pivot/linear move systems: Replace leaking pivot boot gasket with new pivot boot gasket | 100% | 0.038512 | 0.077497 | 0.11695 | 0.15689 | 0.19732 | 0.23443 | 0.26448 | 0.28878 | 0.30845 | 0.32436 | 0.33732 | 0.34782 | 0.35631 | 0.36319 | 0.36876 | 0.3733 | 0.37334 | 0.37335 | 0.37335 | 0.37335
Discretionary | Other | $80.01/MWh to $100/MWh | Irrigation Hardware | Agricultural | Center pivot/linear move systems: Replace leaking tower gasket with new tower gasket | 0% | 0 | 0 | 0 | 0 | 0 | 0 | 0 | 0 | 0 | 0 | 0 | 0 | 0 | 0 | 0 | 0 | 0 | 0 | 0 | 0
Discretionary | Other | $10.01/MWh to $20/MWh | Irrigation Motor | Agricultural | Montana Wells Green Motors Program Rewind vs. Standard Practice: Motor size 50HP | 100% | 0.0022237 | 0.0044644 | 0.0067223 | 0.008998 | 0.011292 | 0.013374 | 0.015054 | 0.01641 | 0.017503 | 0.018386 | 0.019098 | 0.019673 | 0.020137 | 0.020512 | 0.020814 | 0.021058 | 0.02106 | 0.02106 | 0.02106 | 0.02106
Discretionary | Other | $10.01/MWh to $20/MWh | Irrigation Motor | Agricultural | Oregon River Green Motors Program Rewind vs. Standard Practice: Motor size 50HP | 100% | 0.022507 | 0.045286 | 0.06834 | 0.09169 | 0.11532 | 0.13704 | 0.15463 | 0.16886 | 0.18037 | 0.18969 | 0.19729 | 0.20345 | 0.20843 | 0.21247 | 0.21574 | 0.21841 | 0.21843 | 0.21843 | 0.21843 | 0.21843
Discretionary | Other | $20.01/MWh to $25/MWh | Irrigation Motor | Agricultural | Oregon Wells Green Motors Program Rewind vs. Standard Practice: Motor size 60HP | 100% | 0.02054 | 0.041328 | 0.062367 | 0.083676 | 0.10524 | 0.12507 | 0.14111 | 0.1541 | 0.16461 | 0.17311 | 0.18005 | 0.18566 | 0.19021 | 0.1939 | 0.19688 | 0.19932 | 0.19933 | 0.19934 | 0.19934 | 0.19934
Discretionary | Other | $20.01/MWh to $25/MWh | Irrigation Motor | Agricultural | Idaho River Green Motors Program Rewind vs. Standard Practice: Motor size 60HP | 100% | 0.011917 | 0.023847 | 0.035793 | 0.047756 | 0.059738 | 0.07054 | 0.079197 | 0.086137 | 0.091699 | 0.096159 | 0.099735 | 0.1026 | 0.1049 | 0.10674 | 0.10822 | 0.10941 | 0.10942 | 0.10942 | 0.10942 | 0.10942
Discretionary | Other | $10.01/MWh to $20/MWh | Irrigation Motor | Agricultural | Washington Wells Green Motors Program Rewind vs. Standard Practice: Motor size 100HP | 100% | 0.019941 | 0.040129 | 0.060559 | 0.081239 | 0.10216 | 0.12137 | 0.13691 | 0.14948 | 0.15965 | 0.16788 | 0.17458 | 0.18 | 0.18439 | 0.18794 | 0.19082 | 0.19316 | 0.19318 | 0.19319 | 0.19319 | 0.19319
Discretionary | Other | $20.01/MWh to $25/MWh | Irrigation Motor | Agricultural | Idaho Wells Green Motors Program Rewind vs. Standard Practice: Motor size 150HP | 100% | 0.016851 | 0.033721 | 0.050613 | 0.067528 | 0.084471 | 0.099746 | 0.11199 | 0.1218 | 0.12967 | 0.13597 | 0.14103 | 0.14508 | 0.14833 | 0.15094 | 0.15303 | 0.15471 | 0.15472 | 0.15472 | 0.15472 | 0.15473
Discretionary | Other | $10.01/MWh to $20/MWh | Irrigation Motor | Agricultural | Montana River Green Motors Program Rewind vs. Standard Practice: Motor size 40HP | 100% | 0.0069662 | 0.013986 | 0.021059 | 0.028188 | 0.035376 | 0.041898 | 0.047161 | 0.051407 | 0.054833 | 0.057598 | 0.05983 | 0.061631 | 0.063084 | 0.064258 | 0.065205 | 0.065969 | 0.065974 | 0.065976 | 0.065977 | 0.065977
Discretionary | Other | $20.01/MWh to $25/MWh | Irrigation Motor | Agricultural | Washington River Green Motors Program Rewind vs. Standard Practice: Motor size 75HP | 100% | 0.018075 | 0.036374 | 0.054891 | 0.073636 | 0.092603 | 0.11001 | 0.1241 | 0.13549 | 0.14471 | 0.15217 | 0.15824 | 0.16316 | 0.16713 | 0.17036 | 0.17296 | 0.17509 | 0.1751 | 0.17511 | 0.17511 | 0.17511
Discretionary | Other | $10.01/MWh to $20/MWh | Compressed Air | Industrial | Air Compressor Demand Reduction | 100% | 0.1676 | 0.33521 | 0.50281 | 0.67042 | 0.83802 | 0.98886 | 1.1095 | 1.2061 | 1.2833 | 1.3451 | 1.3945 | 1.4341 | 1.4657 | 1.491 | 1.5113 | 1.5275 | 1.5276 | 1.5276 | 1.5276 | 1.5276
Discretionary | Other | Over $100/MWh | Compressed Air | Industrial | Air Compressor Equipment1 | 0% | 0 | 0 | 0 | 0 | 0 | 0 | 0 | 0 | 0 | 0 | 0 | 0 | 0 | 0 | 0 | 0 | 0 | 0 | 0 | 0
Discretionary | Other | $10.01/MWh to $20/MWh | Compressed Air | Industrial | Air Compressor Equipment2 | 100% | 0.17684 | 0.3008 | 0.3866 | 0.45343 | 0.51198 | 0.56265 | 0.60605 | 0.64293 | 0.67404 | 0.70014 | 0.72191 | 0.73887 | 0.75208 | 0.76236 | 0.77037 | 0.77661 | 0.78147 | 0.78525 | 0.7882 | 0.7905
Discretionary | Industrial | $0.01/MWh to $10/MWh | Compressed Air | Industrial | Air Compressor Optimization | 100% | 0.25699 | 0.51398 | 0.77097 | 1.028 | 1.2849 | 1.5162 | 1.7013 | 1.8493 | 1.9677 | 2.0625 | 2.1382 | 2.1989 | 2.2474 | 2.2862 | 2.3172 | 2.3421 | 2.3422 | 2.3423 | 2.3423 | 2.3423
Discretionary | Lighting | $20.01/MWh to $25/MWh | Lighting | Industrial | HighBay Lighting 1 Shift | 100% | 0.48778 | 0.82968 | 1.0664 | 1.2507 | 1.4122 | 1.5519 | 1.6717 | 1.7734 | 1.8592 | 1.9312 | 1.9912 | 2.038 | 2.0744 | 2.1028 | 2.1249 | 2.1421 | 2.1555 | 2.1659 | 2.1741 | 2.1804
Discretionary | Lighting | $10.01/MWh to $20/MWh | Lighting | Industrial | HighBay Lighting 2 Shift | 100% | 0.81991 | 1.3946 | 1.7924 | 2.1023 | 2.3737 | 2.6087 | 2.8099 | 2.9809 | 3.1251 | 3.2461 | 3.3471 | 3.4257 | 3.4869 | 3.5346 | 3.5717 | 3.6007 | 3.6232 | 3.6407 | 3.6544 | 3.665
Discretionary | Lighting | $0.01/MWh to $10/MWh | Lighting | Industrial | HighBay Lighting 3 Shift | 100% | 1.8798 | 3.1973 | 4.1094 | 4.8198 | 5.4422 | 5.9807 | 6.4421 | 6.8341 | 7.1648 | 7.4422 | 7.6737 | 7.8539 | 7.9943 | 8.1036 | 8.1888 | 8.2551 | 8.3067 | 8.3469 | 8.3783 | 8.4027
Discretionary | Lighting | $25.01/MWh to $30/MWh | Lighting | Industrial | Efficient Lighting 1 Shift | 100% | 0.21154 | 0.35982 | 0.46246 | 0.5424 | 0.61245 | 0.67305 | 0.72498 | 0.76909 | 0.80631 | 0.83752 | 0.86357 | 0.88385 | 0.89965 | 0.91195 | 0.92154 | 0.929 | 0.93481 | 0.93934 | 0.94286 | 0.94561
Discretionary | Lighting | $10.01/MWh to $20/MWh | Lighting | Industrial | Efficient Lighting 2 Shift | 100% | 0.40149 | 0.6829 | 0.87771 | 1.0294 | 1.1624 | 1.2774 | 1.3759 | 1.4597 | 1.5303 | 1.5895 | 1.639 | 1.6775 | 1.7075 | 1.7308 | 1.749 | 1.7632 | 1.7742 | 1.7828 | 1.7895 | 1.7947
Discretionary | Lighting | $0.01/MWh to $10/MWh | Lighting | Industrial | Efficient Lighting 3 Shift | 100% | 0.92013 | 1.5651 | 2.0115 | 2.3592 | 2.6639 | 2.9275 | 3.1533 | 3.3452 | 3.5071 | 3.6429 | 3.7562 | 3.8444 | 3.9131 | 3.9666 | 4.0083 | 4.0408 | 4.066 | 4.0857 | 4.1011 | 4.113
Discretionary | Lighting | $60.01/MWh to $80/MWh | Lighting | Industrial | Lighting Controls | 0% | 0 | 0 | 0 | 0 | 0 | 0 | 0 | 0 | 0 | 0 | 0 | 0 | 0 | 0 | 0 | 0 | 0 | 0 | 0 | 0
Discretionary | Industrial | Over $100/MWh | Motors | Industrial | Motors: Rewind 20-50 HP | 0% | 0 | 0 | 0 | 0 | 0 | 0 | 0 | 0 | 0 | 0 | 0 | 0 | 0 | 0 | 0 | 0 | 0 | 0 | 0 | 0
Discretionary | Industrial | Over $100/MWh | Motors | Industrial | Motors: Rewind 51-100 HP | 0% | 0 | 0 | 0 | 0 | 0 | 0 | 0 | 0 | 0 | 0 | 0 | 0 | 0 | 0 | 0 | 0 | 0 | 0 | 0 | 0
Discretionary | Industrial | Over $100/MWh | Motors | Industrial | Motors: Rewind 101-200 HP | 0% | 0 | 0 | 0 | 0 | 0 | 0 | 0 | 0 | 0 | 0 | 0 | 0 | 0 | 0 | 0 | 0 | 0 | 0 | 0 | 0
Discretionary | Industrial | Over $100/MWh | Motors | Industrial | Motors: Rewind 201-500 HP | 0% | 0 | 0 | 0 | 0 | 0 | 0 | 0 | 0 | 0 | 0 | 0 | 0 | 0 | 0 | 0 | 0 | 0 | 0 | 0 | 0
Discretionary | Industrial | Over $100/MWh | Motors | Industrial | Motors: Rewind 501-5000 HP | 0% | 0 | 0 | 0 | 0 | 0 | 0 | 0 | 0 | 0 | 0 | 0 | 0 | 0 | 0 | 0 | 0 | 0 | 0 | 0 | 0
Discretionary | Industrial | $10.01/MWh to $20/MWh | Fans | Industrial | Efficient Centrifugal Fan | 100% | 0.093955 | 0.18791 | 0.28187 | 0.37582 | 0.46978 | 0.55434 | 0.62198 | 0.6761 | 0.7194 | 0.75403 | 0.78174 | 0.80391 | 0.82164 | 0.83583 | 0.84718 | 0.85626 | 0.85632 | 0.85634 | 0.85635 | 0.85635
Discretionary | Industrial | $10.01/MWh to $20/MWh | Fans | Industrial | Fan Energy Management | 100% | 0.15386 | 0.34277 | 0.57394 | 0.8423 | 1.1484 | 1.5062 | 1.8988 | 2.2999 | 2.6778 | 3.0027 | 3.2541 | 3.4266 | 3.5298 | 3.5781 | 3.5781 | 3.5781 | 3.5781 | 3.5781 | 3.5781 | 3.5781
Discretionary | Industrial | $10.01/MWh to $20/MWh | Fans | Industrial | Fan Equipment Upgrade | 100% | 0.43571 | 0.97069 | 1.6254 | 2.3853 | 3.2521 | 4.2656 | 5.3773 | 6.513 | 7.5833 | 8.5033 | 9.2153 | 9.7038 | 9.9962 | 10.1328 | 10.1328 | 10.1328 | 10.1328 | 10.1328 | 10.1328 | 10.1328
Discretionary | Industrial | $0.01/MWh to $10/MWh | Fans | Industrial | Fan System Optimization | 100% | 0.43315 | 0.965 | 1.6158 | 2.3713 | 3.2331 | 4.2405 | 5.3458 | 6.4748 | 7.5388 | 8.4534 | 9.1612 | 9.6469 | 9.9376 | 10.0733 | 10.0733 | 10.0733 | 10.0733 | 10.0733 | 10.0733 | 10.0733
Discretionary | Industrial | $10.01/MWh to $20/MWh | Pumps | Industrial | Pump Energy Management | 100% | 0.23924 | 0.533 | 0.89247 | 1.3098 | 1.7857 | 2.3422 | 2.9526 | 3.5763 | 4.1639 | 4.6691 | 5.06 | 5.3283 | 5.4888 | 5.5638 | 5.5638 | 5.5638 | 5.5638 | 5.5638 | 5.5638 | 5.5638
Discretionary | Industrial | $20.01/MWh to $25/MWh | Pumps | Industrial | Pump Equipment Upgrade | 100% | 1.6456 | 3.2911 | 4.9367 | 6.5822 | 8.2278 | 9.7088 | 10.8936 | 11.8414 | 12.5997 | 13.2063 | 13.6916 | 14.0798 | 14.3904 | 14.6389 | 14.8376 | 14.9967 | 14.9977 | 14.9981 | 14.9983 | 14.9983
Discretionary | Industrial | $0/MWh and Under | Pumps | Industrial | Pump System Optimization | 100% | 0.66754 | 1.4872 | 2.4902 | 3.6545 | 4.9825 | 6.5352 | 8.2385 | 9.9785 | 11.6183 | 13.0278 | 14.1185 | 14.8671 | 15.315 | 15.5243 | 15.5243 | 15.5243 | 15.5243 | 15.5243 | 15.5243 | 15.5243
Discretionary | Industrial | Over $100/MWh | Transformers | Industrial | Transformers-Retrofit | 0% | 0 | 0 | 0 | 0 | 0 | 0 | 0 | 0 | 0 | 0 | 0 | 0 | 0 | 0 | 0 | 0 | 0 | 0 | 0 | 0
Discretionary | Industrial | Over $100/MWh | Transformers | Industrial | Transformers-New | 0% | 0 | 0 | 0 | 0 | 0 | 0 | 0 | 0 | 0 | 0 | 0 | 0 | 0 | 0 | 0 | 0 | 0 | 0 | 0 | 0
Discretionary | Industrial | Over $100/MWh | Belts | Industrial | Synchronous Belts | 0% | 0 | 0 | 0 | 0 | 0 | 0 | 0 | 0 | 0 | 0 | 0 | 0 | 0 | 0 | 0 | 0 | 0 | 0 | 0 | 0
Discretionary | Industrial | $10.01/MWh to $20/MWh | Hi-Tech | Industrial | Elec Chip Fab: Eliminate Exhaust | 100% | 0.002686 | 0.0053721 | 0.0080581 | 0.010744 | 0.01343 | 0.015848 | 0.017782 | 0.019329 | 0.020567 | 0.021557 | 0.022349 | 0.022983 | 0.02349 | 0.023895 | 0.02422 | 0.024479 | 0.024481 | 0.024482 | 0.024482 | 0.024482
Discretionary | Industrial | $0/MWh and Under | Hi-Tech | Industrial | Elec Chip Fab: Exhaust Injector | 100% | 0.086163 | 0.17233 | 0.25849 | 0.34465 | 0.43082 | 0.50836 | 0.5704 | 0.62003 | 0.65973 | 0.6915 | 0.71691 | 0.73724 | 0.7535 | 0.76651 | 0.77692 | 0.78524 | 0.7853 | 0.78532 | 0.78533 | 0.78533
Discretionary | Industrial | $0/MWh and Under | Hi-Tech | Industrial | Elec Chip Fab: Solidstate Chiller | 100% | 0.096588 | 0.19318 | 0.28976 | 0.38635 | 0.48294 | 0.56987 | 0.63941 | 0.69505 | 0.73956 | 0.77516 | 0.80365 | 0.82644 | 0.84467 | 0.85925 | 0.87092 | 0.88025 | 0.88032 | 0.88034 | 0.88035 | 0.88035
Discretionary | Industrial | $0/MWh and Under | Hi-Tech | Industrial | Elec Chip Fab: Reduce Gas Pressure | 100% | 0.022074 | 0.044149 | 0.066223 | 0.088298 | 0.11037 | 0.13024 | 0.14613 | 0.15885 | 0.16902 | 0.17716 | 0.18367 | 0.18887 | 0.19304 | 0.19637 | 0.19904 | 0.20117 | 0.20119 | 0.20119 | 0.2012 | 0.2012
Discretionary | Industrial | $0.01/MWh to $10/MWh | Hi-Tech | Industrial | Clean Room: Change Filter Strategy | 100% | 0.04813 | 0.10722 | 0.17954 | 0.26349 | 0.35924 | 0.47118 | 0.59399 | 0.71945 | 0.83767 | 0.9393 | 1.0179 | 1.0719 | 1.1042 | 1.1193 | 1.1193 | 1.1193 | 1.1193 | 1.1193 | 1.1193 | 1.1193
Discretionary | Industrial | $0.01/MWh to $10/MWh | Hi-Tech | Industrial | Clean Room: Clean Room HVAC | 100% | 0.013007 | 0.028977 | 0.048519 | 0.071205 | 0.097081 | 0.12733 | 0.16052 | 0.19442 | 0.22637 | 0.25384 | 0.27509 | 0.28967 | 0.2984 | 0.30248 | 0.30248 | 0.30248 | 0.30248 | 0.30248 | 0.30248 | 0.30248
Discretionary | Industrial | $0.01/MWh to $10/MWh | Hi-Tech | Industrial | Clean Room: Chiller Optimize | 100% | 0.020485 | 0.045637 | 0.076415 | 0.11214 | 0.1529 | 0.20054 | 0.25281 | 0.30621 | 0.35653 | 0.39978 | 0.43325 | 0.45622 | 0.46997 | 0.47639 | 0.47639 | 0.47639 | 0.47639 | 0.47639 | 0.47639 | 0.47639
Discretionary | Industrial | $20.01/MWh to $25/MWh | Food Processing | Industrial | Food: Cooling and Storage | 100% | 0.59694 | 1.1939 | 1.7908 | 2.3878 | 2.9847 | 3.522 | 3.9518 | 4.2956 | 4.5707 | 4.7907 | 4.9668 | 5.1076 | 5.2203 | 5.3104 | 5.3825 | 5.4402 | 5.4406 | 5.4407 | 5.4408 | 5.4408
Discretionary | Industrial | $0.01/MWh to $10/MWh | Food Storage | Industrial | Food: Refrig Storage Tuneup | 100% | 0.32203 | 0.64406 | 0.9661 | 1.2881 | 1.6102 | 1.9 | 2.1319 | 2.3173 | 2.4657 | 2.5844 | 2.6794 | 2.7554 | 2.8162 | 2.8648 | 2.9037 | 2.9348 | 2.935 | 2.9351 | 2.9351 | 2.9351
Discretionary | Industrial | $0/MWh and Under | Metals | Industrial | Metal: New Arc Furnace | 100% | 0.0048548 | 0.0097096 | 0.014564 | 0.019419 | 0.024274 | 0.029129 | 0.033984 | 0.038838 | 0.043693 | 0.048548 | 0.053403 | 0.058257 | 0.063112 | 0.067967 | 0.072822 | 0.077677 | 0.082531 | 0.087386 | 0.092241 | 0.097096
Discretionary | Industrial | $10.01/MWh to $20/MWh | Pulp | Industrial | Mech Pulp: Refiner Replacement | 100% | 0.039995 | 0.079991 | 0.11999 | 0.15998 | 0.19998 | 0.23997 | 0.27997 | 0.31996 | 0.35996 | 0.39995 | 0.43995 | 0.47994 | 0.51994 | 0.55994 | 0.59993 | 0.63993 | 0.67992 | 0.71992 | 0.75991 | 0.79991
Discretionary | Industrial | $0.01/MWh to $10/MWh | Pulp | Industrial | Mech Pulp: Premium Process | 100% | 0.00062904 | 0.0012581 | 0.0018871 | 0.0025161 | 0.0031452 | 0.0037742 | 0.0044032 | 0.0050323 | 0.0056613 | 0.0062904 | 0.0069194 | 0.0075484 | 0.0081775 | 0.0088065 | 0.0094355 | 0.010065 | 0.010694 | 0.011323 | 0.011952 | 0.012581
Discretionary | Industrial | $0.01/MWh to $10/MWh | Pulp | Industrial | Mech Pulp: Refiner Plate Improvement | 100% | 0.0026401 | 0.0052801 | 0.0079202 | 0.01056 | 0.0132 | 0.01584 | 0.018481 | 0.021121 | 0.023761 | 0.026401 | 0.029041 | 0.031681 | 0.034321 | 0.036961 | 0.039601 | 0.042241 | 0.044881 | 0.047521 | 0.050161 | 0.052801
Discretionary | Industrial | $0.01/MWh to $10/MWh | Pulp | Industrial | Kraft: Effluent Treatment System | 100% | 0.018404 | 0.036809 | 0.055213 | 0.073617 | 0.092022 | 0.11043 | 0.12883 | 0.14723 | 0.16564 | 0.18404 | 0.20245 | 0.22085 | 0.23926 | 0.25766 | 0.27606 | 0.29447 | 0.31287 | 0.33128 | 0.34968 | 0.36809
Discretionary | Industrial | $0.01/MWh to $10/MWh | Pulp | Industrial | Kraft: Efficient Agitator | 100% | 0.15844 | 0.31687 | 0.47531 | 0.63375 | 0.79218 | 0.95062 | 1.1091 | 1.2675 | 1.4259 | 1.5844 | 1.7428 | 1.9012 | 2.0597 | 2.2181 | 2.3765 | 2.535 | 2.6934 | 2.8519 | 3.0103 | 3.1687
Discretionary | Industrial | $10.01/MWh to $20/MWh | Paper | Industrial | Paper: Efficient Pulp Screen | 100% | 0.06121 | 0.12242 | 0.18363 | 0.24484 | 0.30605 | 0.36726 | 0.42847 | 0.48968 | 0.55089 | 0.6121 | 0.67331 | 0.73452 | 0.79573 | 0.85694 | 0.91815 | 0.97936 | 1.0406 | 1.1018 | 1.163 | 1.2242
Discretionary | Industrial | $10.01/MWh to $20/MWh | Paper | Industrial | Paper: Premium Fan | 100% | 0.070095 | 0.14019 | 0.21029 | 0.28038 | 0.35048 | 0.42057 | 0.49067 | 0.56076 | 0.63086 | 0.70095 | 0.77105 | 0.84114 | 0.91124 | 0.98133 | 1.0514 | 1.1215 | 1.1916 | 1.2617 | 1.3318 | 1.4019
Discretionary | Industrial | $60.01/MWh to $80/MWh | Paper | Industrial | Paper: Material Handling | 0% | 0 | 0 | 0 | 0 | 0 | 0 | 0 | 0 | 0 | 0 | 0 | 0 | 0 | 0 | 0 | 0 | 0 | 0 | 0 | 0
Discretionary | Industrial | $60.01/MWh to $80/MWh | Paper | Industrial | Paper: Large Material Handling | 0% | 0 | 0 | 0 | 0 | 0 | 0 | 0 | 0 | 0 | 0 | 0 | 0 | 0 | 0 | 0 | 0 | 0 | 0 | 0 | 0
Discretionary | Industrial | $30.01/MWh to $35/MWh | Paper | Industrial | Paper: Premium Control Large Material | 100% | 0.061621 | 0.12324 | 0.18486 | 0.24648 | 0.3081 | 0.36973 | 0.43135 | 0.49297 | 0.55459 | 0.61621 | 0.67783 | 0.73945 | 0.80107 | 0.86269 | 0.92431 | 0.98593 | 1.0476 | 1.1092 | 1.1708 | 1.2324
Discretionary | Industrial | Over $100/MWh | Material Handling | Industrial | Material Handling1 | 0% | 0 | 0 | 0 | 0 | 0 | 0 | 0 | 0 | 0 | 0 | 0 | 0 | 0 | 0 | 0 | 0 | 0 | 0 | 0 | 0
Discretionary | Industrial | $30.01/MWh to $35/MWh | Material Handling | Industrial | Material Handling2 | 100% | 0.10422 | 0.23218 | 0.38877 | 0.57055 | 0.77789 | 1.0203 | 1.2862 | 1.5579 | 1.8139 | 2.0339 | 2.2042 | 2.3211 | 2.391 | 2.4237 | 2.4237 | 2.4237 | 2.4237 | 2.4237 | 2.4237 | 2.4237
Discretionary | Industrial | Over $100/MWh | Material Handling | Industrial | Material Handling VFD1 | 0% | 0 | 0 | 0 | 0 | 0 | 0 | 0 | 0 | 0 | 0 | 0 | 0 | 0 | 0 | 0 | 0 | 0 | 0 | 0 | 0
Discretionary | Industrial | $10.01/MWh to $20/MWh | Material Handling | Industrial | Material Handling VFD2 | 100% | 0.41204 | 0.91795 | 1.537 | 2.2557 | 3.0755 | 4.0338 | 5.0852 | 6.1592 | 7.1713 | 8.0413 | 8.7146 | 9.1766 | 9.4531 | 9.5823 | 9.5823 | 9.5823 | 9.5823 | 9.5823 | 9.5823 | 9.5823
Discretionary | Industrial | $0/MWh and Under | Wood | Industrial | Wood: Replace Pneumatic Conveyor | 100% | 0.30204 | 0.6729 | 1.1267 | 1.6535 | 2.2544 | 2.9569 | 3.7276 | 4.5149 | 5.2569 | 5.8946 | 6.3881 | 6.7268 | 6.9295 | 7.0242 | 7.0242 | 7.0242 | 7.0242 | 7.0242 | 7.0242 | 7.0242
Discretionary | Industrial | $10.01/MWh to $20/MWh | Wood | Industrial | Panel: Hydraulic Press | 100% | 0.011396 | 0.025389 | 0.042512 | 0.062389 | 0.085061 | 0.11157 | 0.14065 | 0.17035 | 0.19835 | 0.22241 | 0.24103 | 0.25381 | 0.26146 | 0.26503 | 0.26503 | 0.26503 | 0.26503 | 0.26503 | 0.26503 | 0.26503
Discretionary | Industrial | $10.01/MWh to $20/MWh | Food Storage | Industrial | Cold Storage Retrofit | 100% | 0.15029 | 0.30058 | 0.45087 | 0.60116 | 0.75145 | 0.88671 | 0.99492 | 1.0815 | 1.1507 | 1.2061 | 1.2505 | 1.2859 | 1.3143 | 1.337 | 1.3551 | 1.3697 | 1.3698 | 1.3698 | 1.3698 | 1.3698
Discretionary | Industrial | $0.01/MWh to $10/MWh | Food Storage | Industrial | Cold Storage Tuneup | 100% | 0.099753 | 0.19951 | 0.29926 | 0.39901 | 0.49876 | 0.58854 | 0.66036 | 0.71782 | 0.76379 | 0.80056 | 0.82998 | 0.85351 | 0.87234 | 0.8874 | 0.89945 | 0.90909 | 0.90916 | 0.90918 | 0.90919 | 0.90919
Discretionary | Industrial | $10.01/MWh to $20/MWh | Food Storage | Industrial | Fruit Storage Refer Retrofit | 100% | 1.8468 | 3.6937 | 5.5405 | 7.3874 | 9.2342 | 10.8964 | 12.2261 | 13.2899 | 14.1409 | 14.8218 | 15.3664 | 15.8021 | 16.1507 | 16.4296 | 16.6527 | 16.8312 | 16.8324 | 16.8328 | 16.833 | 16.833
Discretionary | Industrial | Over $100/MWh | Food Storage | Industrial | CA Retrofit -- CO2 Scrub | 0% | 0 | 0 | 0 | 0 | 0 | 0 | 0 | 0 | 0 | 0 | 0 | 0 | 0 | 0 | 0 | 0 | 0 | 0 | 0 | 0
Discretionary | Industrial | Over $100/MWh | Food Storage | Industrial | CA Retrofit -- Membrane | 0% | 0 | 0 | 0 | 0 | 0 | 0 | 0 | 0 | 0 | 0 | 0 | 0 | 0 | 0 | 0 | 0 | 0 | 0 | 0 | 0
Discretionary | Industrial | $0.01/MWh to $10/MWh | Food Storage | Industrial | Fruit Storage Tuneup | 100% | 0.59021 | 1.1804 | 1.7706 | 2.3608 | 2.951 | 3.4822 | 3.9072 | 4.2471 | 4.5191 | 4.7367 | 4.9108 | 5.05 | 5.1614 | 5.2505 | 5.3218 | 5.3788 | 5.3792 | 5.3794 | 5.3794 | 5.3794
Discretionary | Industrial | $10.01/MWh to $20/MWh | Food Storage | Industrial | Groc Dist Retrofit | 100% | 0.041083 | 0.082166 | 0.12325 | 0.16433 | 0.20542 | 0.24239 | 0.27197 | 0.29563 | 0.31456 | 0.32971 | 0.34183 | 0.35152 | 0.35927 | 0.36548 | 0.37044 | 0.37441 | 0.37444 | 0.37444 | 0.37445 | 0.37445
Discretionary | Industrial | $0.01/MWh to $10/MWh | Food Storage | Industrial | Groc Dist Tuneup | 100% | 0.050669 | 0.10134 | 0.15201 | 0.20268 | 0.25335 | 0.29895 | 0.33543 | 0.36461 | 0.38796 | 0.40664 | 0.42158 | 0.43354 | 0.4431 | 0.45075 | 0.45687 | 0.46177 | 0.4618 | 0.46182 | 0.46182 | 0.46182
Discretionary | Industrial | $10.01/MWh to $20/MWh | Plant Energy Management | Industrial | Plant Energy Management | 100% | 1.9424 | 3.8848 | 5.8272 | 7.7696 | 9.712 | 11.4601 | 12.8587 | 13.9775 | 14.8726 | 15.5886 | 16.1614 | 16.6197 | 16.9863 | 17.2796 | 17.5142 | 17.702 | 17.7032 | 17.7037 | 17.7038 | 17.7039
Discretionary | Industrial | $20.01/MWh to $25/MWh | Energy Project Management | Industrial | Energy Project Management | 100% | 1.5849 | 3.531 | 5.9124 | 8.6768 | 11.83 | 15.5165 | 19.5606 | 23.6919 | 27.5852 | 30.9318 | 33.5216 | 35.2989 | 36.3624 | 36.8591 | 36.8591 | 36.8591 | 36.8591 | 36.8591 | 36.8591 | 36.8591
Discretionary | Industrial | $0/MWh and Under | Integrated Plant Energy Management | Industrial | Integrated Plant Energy Management | 100% | 1.6302 | 3.2605 | 4.8907 | 6.5209 | 8.1512 | 9.7814 | 11.4117 | 13.0419 | 14.6721 | 16.3024 | 17.9326 | 19.5628 | 21.1931 | 22.8233 | 24.4536 | 26.0838 | 27.714 | 29.3443 | 30.9745 | 32.6047
Lost Opportunity | Lighting | $0/MWh and Under | Street and Roadway Lighting | Commercial | Streetlight - HPS 100W - New | 100% | 0.030531 | 0.0625 | 0.095298 | 0.12863 | 0.16237 | 0.19647 | 0.23093 | 0.26572 | 0.30087 | 0.33637 | 0.37222 | 0.40843 | 0.445 | 0.48193 | 0.51923 | 0.55689 | 0.59491 | 0.63329 | 0.67206 | 0.71121
Lost Opportunity | Lighting | $0/MWh and Under | Street and Roadway Lighting | Commercial | Streetlight - HPS 250W - New | 100% | 0.01728 | 0.035374 | 0.053937 | 0.072803 | 0.091899 | 0.1112 | 0.1307 | 0.1504 | 0.17029 | 0.19038 | 0.21067 | 0.23117 | 0.25186 | 0.27277 | 0.29388 | 0.3152 | 0.33671 | 0.35844 | 0.38038 | 0.40254
Lost Opportunity | Lighting | $0/MWh and Under | Street and Roadway Lighting | Commercial | Streetlight - MH 200W - New | 100% | 0.0095973 | 0.019647 | 0.029956 | 0.040434 | 0.05104 | 0.06176 | 0.07259 | 0.083529 | 0.094578 | 0.10574 | 0.11701 | 0.12839 | 0.13988 | 0.15149 | 0.16322 | 0.17506 | 0.18701 | 0.19907 | 0.21126 | 0.22357
Lost Opportunity | Lighting | $0/MWh and Under | Street and Roadway Lighting | Commercial | Streetlight - MH 400W - New | 100% | 0.037348 | 0.076454 | 0.11657 | 0.15735 | 0.19862 | 0.24034 | 0.28248 | 0.32505 | 0.36805 | 0.41147 | 0.45533 | 0.49962 | 0.54435 | 0.58953 | 0.63515 | 0.68123 | 0.72773 | 0.77469 | 0.82211 | 0.87
Lost Opportunity | Lighting | $0.01/MWh to $10/MWh | Street and Roadway Lighting | Commercial | Streetlight - MH 1000W - New | 100% | 0.0075698 | 0.015496 | 0.023628 | 0.031892 | 0.040258 | 0.048713 | 0.057256 | 0.065884 | 0.074598 | 0.083399 | 0.092288 | 0.10127 | 0.11033 | 0.11949 | 0.12874 | 0.13808 | 0.1475 | 0.15702 | 0.16663 | 0.17634
Lost Opportunity | Lighting | $0/MWh and Under | Street and Roadway Lighting | Commercial | Streetlight - HPS 100W - NR | 100% | 0.48644 | 0.53137 | 0.53137 | 0.53137 | 0.53137 | 0.53137 | 0.53137 | 0.53137 | 0.53137 | 0.53137 | 0.53137 | 0.53137 | 0.53137 | 0.53137 | 0.53137 | 0.53137 | 0.53137 | 0.53137 | 0.53137 | 0.53137
Lost Opportunity | Lighting | $0/MWh and Under | Street and Roadway Lighting | Commercial | Streetlight - MH 200W - NR | 100% | 0.15291 | 0.16703 | 0.16703 | 0.16703 | 0.16703 | 0.16703 | 0.16703 | 0.16703 | 0.16703 | 0.16703 | 0.16703 | 0.16703 | 0.16703 | 0.16703 | 0.16703 | 0.16703 | 0.16703 | 0.16703 | 0.16703 | 0.16703
Lost Opportunity | Lighting | $0/MWh and Under | Street and Roadway Lighting | Commercial | Streetlight - HPS 250W - NR | 100% | 0.27532 | 0.30075 | 0.30075 | 0.30075 | 0.30075 | 0.30075 | 0.30075 | 0.30075 | 0.30075 | 0.30075 | 0.30075 | 0.30075 | 0.30075 | 0.30075 | 0.30075 | 0.30075 | 0.30075 | 0.30075 | 0.30075 | 0.30075
Lost Opportunity | Lighting | $0/MWh and Under | Street and Roadway Lighting | Commercial | Streetlight - MH 400W - NR | 100% | 0.7438 | 0.81251 | 0.81251 | 0.81251 | 0.81251 | 0.81251 | 0.81251 | 0.81251 | 0.81251 | 0.81251 | 0.81251 | 0.81251 | 0.81251 | 0.81251 | 0.81251 | 0.81251 | 0.81251 | 0.81251 | 0.81251 | 0.81251
Lost Opportunity | Lighting | $0/MWh and Under | Street and Roadway Lighting | Commercial | Streetlight - MH 1000W - NR | 100% | 0.15076 | 0.16468 | 0.16468 | 0.16468 | 0.16468 | 0.16468 | 0.16468 | 0.16468 | 0.16468 | 0.16468 | 0.16468 | 0.16468 | 0.16468 | 0.16468 | 0.16468 | 0.16468 | 0.16468 | 0.16468 | 0.16468 | 0.16468
Discretionary | Other | $0.01/MWh to $10/MWh | Distribution System Efficiency | Utility | 1 - LDC voltage control method | 100% | 0.21467 | 0.56245 | 1.0474 | 1.7178 | 2.5116 | 3.4238 | 4.4549 | 5.5588 | 6.7383 | 7.9883 | 9.3118 | 10.7092 | 12.1135 | 13.5184 | 14.9277 | 16.3409 | 17.7609 | 19.1832 | 20.6094 | 22.0396
Discretionary | Other | $0.01/MWh to $10/MWh | Distribution System Efficiency | Utility | 2 - Light system improvements | 100% | 0.15769 | 0.41315 | 0.76936 | 1.2618 | 1.8449 | 2.5149 | 3.2723 | 4.0832 | 4.9497 | 5.8678 | 6.84 | 7.8665 | 8.898 | 9.93 | 10.9652 | 12.0033 | 13.0463 | 14.091 | 15.1387 | 16.1892
Discretionary | Other | $40.01/MWh to $50/MWh | Distribution System Efficiency | Utility | 3 - Major system improvements | 0% | 0 | 0 | 0 | 0 | 0 | 0 | 0 | 0 | 0 | 0 | 0 | 0 | 0 | 0 | 0 | 0 | 0 | 0 | 0 | 0
Discretionary | Other | $50.01/MWh to $60/MWh | Distribution System Efficiency | Utility | 4 - EOL voltage control method | 0% | 0 | 0 | 0 | 0 | 0 | 0 | 0 | 0 | 0 | 0 | 0 | 0 | 0 | 0 | 0 | 0 | 0 | 0 | 0 | 0
Discretionary | Other | Over $100/MWh | Distribution System Efficiency | Utility | A - SCL implement EOL w/ major system improvements | 0% | 0 | 0 | 0 | 0 | 0 | 0 | 0 | 0 | 0 | 0 | 0 | 0 | 0 | 0 | 0 | 0 | 0 | 0 | 0 | 0
Lost Opportunity | Lighting | $40.01/MWh to $50/MWh | Bi-Level Stairwell Lighting | Commercial | NR_LFStairwell8760_Fix_Repl_from LF_2018 to LF_Bi-Level_Fix | 0% | 0 | 0 | 0 | 0 | 0 | 0 | 0 | 0 | 0 | 0 | 0 | 0 | 0 | 0 | 0 | 0 | 0 | 0 | 0 | 0
Lost Opportunity | Lighting | $80.01/MWh to $100/MWh | Bi-Level Stairwell Lighting | Commercial | NR_LFStairwell3600_Fix_Repl_from LF_2019 to LF_Bi-Level_Fix | 0% | 0 | 0 | 0 | 0 | 0 | 0 | 0 | 0 | 0 | 0 | 0 | 0 | 0 | 0 | 0 | 0 | 0 | 0 | 0 | 0
Lost Opportunity | Other | $0.01/MWh to $10/MWh | Compressed Air | Commercial | Compressed Air-NR-Large Off | 100% | 0.0011494 | 0.0026115 | 0.004391 | 0.0064881 | 0.0089026 | 0.011635 | 0.014684 | 0.018051 | 0.021735 | 0.025737 | 0.030056 | 0.034693 | 0.039648 | 0.044919 | 0.050508 | 0.05483 | 0.05483 | 0.05483 | 0.05483 | 0.05483
Lost Opportunity | Other | $0.01/MWh to $10/MWh | Compressed Air | Commercial | Compressed Air-NR-Medium Off | 100% | 0 | 0 | 0 | 0 | 0 | 0 | 0 | 0 | 0 | 0 | 0 | 0 | 0 | 0 | 0 | 0 | 0 | 0 | 0 | 0
Lost Opportunity | Other | $0.01/MWh to $10/MWh | Compressed Air | Commercial | Compressed Air-NR-Small Off | 100% | 0 | 0 | 0 | 0 | 0 | 0 | 0 | 0 | 0 | 0 | 0 | 0 | 0 | 0 | 0 | 0 | 0 | 0 | 0 | 0
Lost Opportunity | Other | $0.01/MWh to $10/MWh | Compressed Air | Commercial | Compressed Air-NR-XLarge Ret | 100% | 0.0024541 | 0.0055694 | 0.0093614 | 0.01383 | 0.018976 | 0.024798 | 0.031297 | 0.038473 | 0.046326 | 0.054855 | 0.064061 | 0.073944 | 0.084504 | 0.09574 | 0.10765 | 0.11707 | 0.11707 | 0.11707 | 0.11707 | 0.11707
Lost Opportunity | Other | $0.01/MWh to $10/MWh | Compressed Air | Commercial | Compressed Air-NR-Large Ret | 100% | 0 | 0 | 0 | 0 | 0 | 0 | 0 | 0 | 0 | 0 | 0 | 0 | 0 | 0 | 0 | 0 | 0 | 0 | 0 | 0
Lost Opportunity | Other | $0.01/MWh to $10/MWh | Compressed Air | Commercial | Compressed Air-NR-Medium Ret | 100% | 0 | 0 | 0 | 0 | 0 | 0 | 0 | 0 | 0 | 0 | 0 | 0 | 0 | 0 | 0 | 0 | 0 | 0 | 0 | 0
Lost Opportunity | Other | $0.01/MWh to $10/MWh | Compressed Air | Commercial | Compressed Air-NR-Small Ret | 100% | 0 | 0 | 0 | 0 | 0 | 0 | 0 | 0 | 0 | 0 | 0 | 0 | 0 | 0 | 0 | 0 | 0 | 0 | 0 | 0
Lost Opportunity | Other | $0.01/MWh to $10/MWh | Compressed Air | Commercial | Compressed Air-NR-School K-12 | 100% | 1.8282e-05 | 4.1505e-05 | 6.9771e-05 | 0.00010308 | 0.00014144 | 0.00018484 | 0.00023328 | 0.00028677 | 0.0003453 | 0.00040887 | 0.00047749 | 0.00055115 | 0.00062986 | 0.00071361 | 0.00080241 | 0.00087213 | 0.00087213 | 0.00087213 | 0.00087213 | 0.00087213
Lost Opportunity | Other | $0.01/MWh to $10/MWh | Compressed Air | Commercial | Compressed Air-NR-University | 100% | 1.8282e-05 | 4.1505e-05 | 6.9771e-05 | 0.00010308 | 0.00014144 | 0.00018484 | 0.00023328 | 0.00028677 | 0.0003453 | 0.00040887 | 0.00047749 | 0.00055115 | 0.00062986 | 0.00071361 | 0.00080241 | 0.00087213 | 0.00087213 | 0.00087213 | 0.00087213 | 0.00087213
Lost Opportunity | Other | $0.01/MWh to $10/MWh | Compressed Air | Commercial | Compressed Air-NR-Warehouse | 100% | 0.0025516 | 0.0057943 | 0.0097414 | 0.014393 | 0.019748 | 0.025808 | 0.032572 | 0.040041 | 0.048213 | 0.05709 | 0.066672 | 0.076957 | 0.087947 | 0.099641 | 0.11204 | 0.12172 | 0.12172 | 0.12172 | 0.12172 | 0.12172
Lost Opportunity | Other | $0.01/MWh to $10/MWh | Compressed Air | Commercial | Compressed Air-NR-Supermarket | 100% | 8.0022e-05 | 0.00018102 | 0.00030398 | 0.00044891 | 0.00061582 | 0.00080469 | 0.0010155 | 0.0012483 | 0.0015031 | 0.0017799 | 0.0020786 | 0.0023993 | 0.002742 | 0.0031066 | 0.0034932 | 0.0038174 | 0.0038174 | 0.0038174 | 0.0038174 | 0.0038174
Lost Opportunity | Other | $0.01/MWh to $10/MWh | Compressed Air | Commercial | Compressed Air-NR-MiniMart | 100% | 0 | 0 | 0 | 0 | 0 | 0 | 0 | 0 | 0 | 0 | 0 | 0 | 0 | 0 | 0 | 0 | 0 | 0 | 0 | 0
Lost Opportunity | Other | $0.01/MWh to $10/MWh | Compressed Air | Commercial | Compressed Air-NR-Restaurant | 100% | 1.1573e-05 | 2.6262e-05 | 4.4142e-05 | 6.5214e-05 | 8.9476e-05 | 0.00011693 | 0.00014757 | 0.00018141 | 0.00021844 | 0.00025866 | 0.00030206 | 0.00034867 | 0.00039846 | 0.00045144 | 0.00050761 | 0.0005521 | 0.0005521 | 0.0005521 | 0.0005521 | 0.0005521
Lost Opportunity | Other | $0.01/MWh to $10/MWh | Compressed Air | Commercial | Compressed Air-NR-Lodging | 100% | 2.9414e-05 | 6.686e-05 | 0.00011244 | 0.00016614 | 0.00022797 | 0.00029794 | 0.00037603 | 0.00046225 | 0.0005566 | 0.00065909 | 0.0007697 | 0.00088844 | 0.0010153 | 0.0011503 | 0.0012934 | 0.0014032 | 0.0014032 | 0.0014032 | 0.0014032 | 0.0014032
Lost Opportunity | Other | $0.01/MWh to $10/MWh | Compressed Air | Commercial | Compressed Air-NR-Hospital | 100% | 5.3851e-06 | 1.2243e-05 | 2.059e-05 | 3.0426e-05 | 4.175e-05 | 5.4563e-05 | 6.8865e-05 | 8.4656e-05 | 0.00010194 | 0.0001207 | 0.00014096 | 0.00016271 | 0.00018594 | 0.00021066 | 0.00023688 | 0.00025689 | 0.00025689 | 0.00025689 | 0.00025689 | 0.00025689
Lost Opportunity | Other | $0.01/MWh to $10/MWh | Compressed Air | Commercial | Compressed Air-NR-Residential Care | 100% | 5.3851e-06 | 1.2241e-05 | 2.0584e-05 | 3.0416e-05 | 4.1737e-05 | 5.4545e-05 | 6.8842e-05 | 8.4628e-05 | 0.0001019 | 0.00012066 | 0.00014091 | 0.00016265 | 0.00018588 | 0.00021059 | 0.0002368 | 0.00025689 | 0.00025689 | 0.00025689 | 0.00025689 | 0.00025689
Lost Opportunity | Other | $0.01/MWh to $10/MWh | Compressed Air | Commercial | Compressed Air-NR-Assembly | 100% | 8.9021e-05 | 0.00020204 | 0.00033961 | 0.00050173 | 0.00068841 | 0.00089963 | 0.0011354 | 0.0013957 | 0.0016806 | 0.0019901 | 0.002324 | 0.0026826 | 0.0030657 | 0.0034733 | 0.0039055 | 0.0042466 | 0.0042466 | 0.0042466 | 0.0042466 | 0.0042466
Lost Opportunity | Other | $0.01/MWh to $10/MWh | Compressed Air | Commercial | Compressed Air-NR-Other | 100% | 0.00048246 | 0.0010914 | 0.0018327 | 0.0027066 | 0.0037128 | 0.0048516 | 0.0061228 | 0.0075264 | 0.0090625 | 0.010731 | 0.012532 | 0.014466 | 0.016532 | 0.01873 | 0.021061 | 0.023015 | 0.023015 | 0.023015 | 0.023015 | 0.023015
Discretionary | Other | $0.01/MWh to $10/MWh | Compressed Air | Commercial | Compressed Air-Retro-Large Off | 100% | 0.042638 | 0.085127 | 0.12762 | 0.17011 | 0.2126 | 0.25508 | 0.29757 | 0.34006 | 0.38255 | 0.42504 | 0.46753 | 0.51002 | 0.55251 | 0.595 | 0.63749 | 0.67998 | 0.72247 | 0.76496 | 0.80744 | 0.84993
Discretionary | Other | $0.01/MWh to $10/MWh | Compressed Air | Commercial | Compressed Air-Retro-Medium Off | 100% | 0 | 0 | 0 | 0 | 0 | 0 | 0 | 0 | 0 | 0 | 0 | 0 | 0 | 0 | 0 | 0 | 0 | 0 | 0 | 0
Discretionary | Other | $0.01/MWh to $10/MWh | Compressed Air | Commercial | Compressed Air-Retro-Small Off | 100% | 0 | 0 | 0 | 0 | 0 | 0 | 0 | 0 | 0 | 0 | 0 | 0 | 0 | 0 | 0 | 0 | 0 | 0 | 0 | 0
Discretionary | Other | $0.01/MWh to $10/MWh | Compressed Air | Commercial | Compressed Air-Retro-XLarge Ret | 100% | 0.091061 | 0.18164 | 0.27221 | 0.36279 | 0.45336 | 0.54394 | 0.63451 | 0.72509 | 0.81566 | 0.90624 | 0.99681 | 1.0874 | 1.178 | 1.2685 | 1.3591 | 1.4497 | 1.5403 | 1.6308 | 1.7214 | 1.812
Discretionary | Other | $0.01/MWh to $10/MWh | Compressed Air | Commercial | Compressed Air-Retro-Large Ret | 100% | 0 | 0 | 0 | 0 | 0 | 0 | 0 | 0 | 0 | 0 | 0 | 0 | 0 | 0 | 0 | 0 | 0 | 0 | 0 | 0
Discretionary | Other | $0.01/MWh to $10/MWh | Compressed Air | Commercial | Compressed Air-Retro-Medium Ret | 100% | 0 | 0 | 0 | 0 | 0 | 0 | 0 | 0 | 0 | 0 | 0 | 0 | 0 | 0 | 0 | 0 | 0 | 0 | 0 | 0
Discretionary | Other | $0.01/MWh to $10/MWh | Compressed Air | Commercial | Compressed Air-Retro-Small Ret | 100% | 0 | 0 | 0 | 0 | 0 | 0 | 0 | 0 | 0 | 0 | 0 | 0 | 0 | 0 | 0 | 0 | 0 | 0 | 0 | 0
Discretionary | Other | $0.01/MWh to $10/MWh | Compressed Air | Commercial | Compressed Air-Retro-School K-12 | 100% | 0.00067831 | 0.0013534 | 0.0020285 | 0.0027036 | 0.0033786 | 0.0040537 | 0.0047288 | 0.0054039 | 0.006079 | 0.0067541 | 0.0074291 | 0.0081042 | 0.0087793 | 0.0094544 | 0.010129 | 0.010805 | 0.01148 | 0.012155 | 0.01283 | 0.013505
Discretionary | Other | $0.01/MWh to $10/MWh | Compressed Air | Commercial | Compressed Air-Retro-University | 100% | 0.00067831 | 0.0013534 | 0.0020285 | 0.0027036 | 0.0033786 | 0.0040537 | 0.0047288 | 0.0054039 | 0.006079 | 0.0067541 | 0.0074291 | 0.0081042 | 0.0087793 | 0.0094544 | 0.010129 | 0.010805 | 0.01148 | 0.012155 | 0.01283 | 0.013505
Discretionary | Other | $0.01/MWh to $10/MWh | Compressed Air | Commercial | Compressed Air-Retro-Warehouse | 100% | 0.094664 | 0.18892 | 0.28318 | 0.37744 | 0.47169 | 0.56595 | 0.66021 | 0.75446 | 0.84872 | 0.94298 | 1.0372 | 1.1315 | 1.2257 | 1.32 | 1.4143 | 1.5085 | 1.6028 | 1.697 | 1.7913 | 1.8855
Discretionary | Other | $0.01/MWh to $10/MWh | Compressed Air | Commercial | Compressed Air-Retro-Supermarket | 100% | 0 | 0 | 0 | 0 | 0 | 0 | 0 | 0 | 0 | 0 | 0 | 0 | 0 | 0 | 0 | 0 | 0 | 0 | 0 | 0
Discretionary | Other | $0.01/MWh to $10/MWh | Compressed Air | Commercial | Compressed Air-Retro-MiniMart | 100% | 0 | 0 | 0 | 0 | 0 | 0 | 0 | 0 | 0 | 0 | 0 | 0 | 0 | 0 | 0 | 0 | 0 | 0 | 0 | 0
Discretionary | Other | $0.01/MWh to $10/MWh | Compressed Air | Commercial | Compressed Air-Retro-Restaurant | 100% | 0 | 0 | 0 | 0 | 0 | 0 | 0 | 0 | 0 | 0 | 0 | 0 | 0 | 0 | 0 | 0 | 0 | 0 | 0 | 0
Discretionary | Other | $0.01/MWh to $10/MWh | Compressed Air | Commercial | Compressed Air-Retro-Lodging | 100% | 0 | 0 | 0 | 0 | 0 | 0 | 0 | 0 | 0 | 0 | 0 | 0 | 0 | 0 | 0 | 0 | 0 | 0 | 0 | 0
Discretionary | Other | $0.01/MWh to $10/MWh | Compressed Air | Commercial | Compressed Air-Retro-Hospital | 100% | 0.00019974 | 0.00039899 | 0.00059824 | 0.00079749 | 0.00099674 | 0.001196 | 0.0013952 | 0.0015945 | 0.0017937 | 0.001993 | 0.0021922 | 0.0023915 | 0.0025907 | 0.00279 | 0.0029893 | 0.0031885 | 0.0033878 | 0.003587 | 0.0037862 | 0.0039855
Discretionary | Other | $0.01/MWh to $10/MWh | Compressed Air | Commercial | Compressed Air-Retro-Residential Care | 100% | 0 | 0 | 0 | 0 | 0 | 0 | 0 | 0 | 0 | 0 | 0 | 0 | 0 | 0 | 0 | 0 | 0 | 0 | 0 | 0
Discretionary | Other | $0.01/MWh to $10/MWh | Compressed Air | Commercial | Compressed Air-Retro-Assembly | 100% | 0.0033031 | 0.006589 | 0.0098748 | 0.013161 | 0.016447 | 0.019732 | 0.023018 | 0.026304 | 0.02959 | 0.032876 | 0.036162 | 0.039448 | 0.042734 | 0.046019 | 0.049305 | 0.052591 | 0.055877 | 0.059163 | 0.062448 | 0.065734
Discretionary | Other | $0.01/MWh to $10/MWh | Compressed Air | Commercial | Compressed Air-Retro-Other | 100% | 0.017914 | 0.035641 | 0.053368 | 0.071095 | 0.088822 | 0.10655 | 0.12428 | 0.142 | 0.15973 | 0.17746 | 0.19518 | 0.21291 | 0.23064 | 0.24837 | 0.26609 | 0.28382 | 0.30155 | 0.31927 | 0.33699 | 0.35471
Lost Opportunity | Electronics | $0/MWh and Under | Monitor | Commercial | ENERGY STAR Display | 100% | 0.36121 | 0.73406 | 1.1113 | 1.4897 | 1.8675 | 2.2445 | 2.6202 | 2.9947 | 3.3678 | 3.7397 | 4.1103 | 4.4797 | 4.8476 | 5.2142 | 5.5796 | 5.9438 | 6.3068 | 6.6685 | 7.0291 | 7.3884
Lost Opportunity | Electronics | $0/MWh and Under | Desktop | Commercial | ENERGY STAR Desktop | 100% | 0.82846 | 1.6836 | 2.5489 | 3.4167 | 4.2833 | 5.1479 | 6.0098 | 6.8687 | 7.7245 | 8.5774 | 9.4275 | 10.2746 | 11.1184 | 11.9594 | 12.7975 | 13.6327 | 14.4652 | 15.2949 | 16.1219 | 16.9461
Lost Opportunity | Electronics | $0/MWh and Under | Laptop | Commercial | ENERGY STAR Laptop | 100% | 0.019506 | 0.048458 | 0.087728 | 0.13749 | 0.19708 | 0.26505 | 0.3394 | 0.41801 | 0.49905 | 0.58119 | 0.66366 | 0.74605 | 0.82819 | 0.91006 | 0.99166 | 1.073 | 1.1541 | 1.2349 | 1.3154 | 1.3957
Lost Opportunity | Other | $10.01/MWh to $20/MWh | Cooking Equipment | Commercial | Fryers | 100% | 0.015299 | 0.036907 | 0.065407 | 0.10092 | 0.14299 | 0.19066 | 0.24259 | 0.29737 | 0.35377 | 0.4109 | 0.46826 | 0.52556 | 0.58269 | 0.63965 | 0.65117 | 0.65117 | 0.65117 | 0.65117 | 0.65117 | 0.65117
Lost Opportunity | Other | $60.01/MWh to $80/MWh | Cooking Equipment | Commercial | HFHC (Wt Average Size) | 0% | 0 | 0 | 0 | 0 | 0 | 0 | 0 | 0 | 0 | 0 | 0 | 0 | 0 | 0 | 0 | 0 | 0 | 0 | 0 | 0
Lost Opportunity | Other | $0/MWh and Under | Cooking Equipment | Commercial | Steamer (Wt Average Size) | 100% | 0.3129 | 0.72214 | 1.2366 | 1.8581 | 2.5797 | 3.3868 | 4.2589 | 5.1746 | 6.115 | 7.0666 | 8.0216 | 8.9757 | 9.9273 | 10.8762 | 11.5281 | 11.5281 | 11.5281 | 11.5281 | 11.5281 | 11.5281
Lost Opportunity | Other | $0/MWh and Under | Cooking Equipment | Commercial | Combi Oven (Wt Average) | 100% | 0.092498 | 0.22315 | 0.39546 | 0.61017 | 0.86453 | 1.1527 | 1.4667 | 1.7979 | 2.1389 | 2.4844 | 2.8312 | 3.1776 | 3.5231 | 3.8674 | 3.9371 | 3.9371 | 3.9371 | 3.9371 | 3.9371 | 3.9371
Lost Opportunity | Other | $30.01/MWh to $35/MWh | Cooking Equipment | Commercial | Convection Oven (Wt Average) | 100% | 0.033045 | 0.076243 | 0.13053 | 0.1961 | 0.27223 | 0.35737 | 0.44936 | 0.54594 | 0.64513 | 0.7455 | 0.84622 | 0.94686 | 1.0472 | 1.1473 | 1.2164 | 1.2164 | 1.2164 | 1.2164 | 1.2164 | 1.2164
Lost Opportunity | Electronics | $0.01/MWh to $10/MWh | Data Centers | Commercial | Best Practice | 100% | 2.6587 | 6.4868 | 11.6165 | 16.2483 | 21.2902 | 27.1085 | 33.6466 | 40.6224 | 41.1395 | 41.1395 | 41.1395 | 41.1395 | 41.1395 | 41.1395 | 41.1395 | 41.1395 | 41.1395 | 41.1395 | 41.1395 | 41.1395
Lost Opportunity | Electronics | $10.01/MWh to $20/MWh | Data Centers | Commercial | Commercial Technology | 100% | 1.2278 | 2.9956 | 5.3646 | 7.5035 | 9.8319 | 12.5189 | 15.5382 | 18.7596 | 18.9984 | 18.9984 | 18.9984 | 18.9984 | 18.9984 | 18.9984 | 18.9984 | 18.9984 | 18.9984 | 18.9984 | 18.9984 | 18.9984
Lost Opportunity | Electronics | $0.01/MWh to $10/MWh | Data Centers | Commercial | Cutting Edge | 100% | 0.2902 | 0.70804 | 1.2679 | 1.7735 | 2.3238 | 2.9589 | 3.6725 | 4.434 | 4.4904 | 4.4904 | 4.4904 | 4.4904 | 4.4904 | 4.4904 | 4.4904 | 4.4904 | 4.4904 | 4.4904 | 4.4904 | 4.4904
Discretionary | HVAC | $60.01/MWh to $80/MWh | Demand Control Ventilation | Commercial | Demand Control Ventilation-Retro-Large Off | 0% | 0 | 0 | 0 | 0 | 0 | 0 | 0 | 0 | 0 | 0 | 0 | 0 | 0 | 0 | 0 | 0 | 0 | 0 | 0 | 0
Discretionary | HVAC | $60.01/MWh to $80/MWh | Demand Control Ventilation | Commercial | Demand Control Ventilation-Retro-Medium Off | 0% | 0 | 0 | 0 | 0 | 0 | 0 | 0 | 0 | 0 | 0 | 0 | 0 | 0 | 0 | 0 | 0 | 0 | 0 | 0 | 0
Discretionary | HVAC | $60.01/MWh to $80/MWh | Demand Control Ventilation | Commercial | Demand Control Ventilation-Retro-Small Off | 0% | 0 | 0 | 0 | 0 | 0 | 0 | 0 | 0 | 0 | 0 | 0 | 0 | 0 | 0 | 0 | 0 | 0 | 0 | 0 | 0
Discretionary | HVAC | $10.01/MWh to $20/MWh | Demand Control Ventilation | Commercial | Demand Control Ventilation-Retro-Xlarge Ret | 100% | 0.2856 | 0.5698 | 0.85262 | 1.1341 | 1.4141 | 1.6632 | 1.8579 | 2.0093 | 2.1263 | 2.1974 | 2.1974 | 2.1974 | 2.1974 | 2.1974 | 2.1974 | 2.1974 | 2.1974 | 2.1974 | 2.1974 | 2.1974
Discretionary | HVAC | $10.01/MWh to $20/MWh | Demand Control Ventilation | Commercial | Demand Control Ventilation-Retro-Large Ret | 100% | 0.22677 | 0.45243 | 0.67698 | 0.90044 | 1.1228 | 1.3206 | 1.4751 | 1.5954 | 1.6883 | 1.7447 | 1.7447 | 1.7447 | 1.7447 | 1.7447 | 1.7447 | 1.7447 | 1.7447 | 1.7447 | 1.7447 | 1.7447
Discretionary | HVAC | $10.01/MWh to $20/MWh | Demand Control Ventilation | Commercial | Demand Control Ventilation-Retro-Medium Ret | 100% | 0.051443 | 0.10263 | 0.15358 | 0.20427 | 0.25471 | 0.29957 | 0.33464 | 0.36192 | 0.38299 | 0.39579 | 0.39579 | 0.39579 | 0.39579 | 0.39579 | 0.39579 | 0.39579 | 0.39579 | 0.39579 | 0.39579 | 0.39579
Discretionary | HVAC | $10.01/MWh to $20/MWh | Demand Control Ventilation | Commercial | Demand Control Ventilation-Retro-Small Ret | 100% | 0.04964 | 0.099037 | 0.14819 | 0.19711 | 0.24579 | 0.28907 | 0.32291 | 0.34923 | 0.36956 | 0.38192 | 0.38192 | 0.38192 | 0.38192 | 0.38192 | 0.38192 | 0.38192 | 0.38192 | 0.38192 | 0.38192 | 0.38192
Discretionary | HVAC | $0.01/MWh to $10/MWh | Demand Control Ventilation | Commercial | Demand Control Ventilation-Retro-School K-12 | 100% | 0 | 0 | 0 | 0 | 0 | 0 | 0 | 0 | 0 | 0 | 0 | 0 | 0 | 0 | 0 | 0 | 0 | 0 | 0 | 0
Discretionary | HVAC | $0.01/MWh to $10/MWh | Demand Control Ventilation | Commercial | Demand Control Ventilation-Retro-University | 100% | 0 | 0 | 0 | 0 | 0 | 0 | 0 | 0 | 0 | 0 | 0 | 0 | 0 | 0 | 0 | 0 | 0 | 0 | 0 | 0
Discretionary | HVAC | $35.01/MWh to $40/MWh | Demand Control Ventilation | Commercial | Demand Control Ventilation-Retro-Warehouse | 65.87% | 0.0029268 | 0.0058421 | 0.0087459 | 0.011638 | 0.014519 | 0.017084 | 0.01909 | 0.020651 | 0.021858 | 0.022783 | 0.022912 | 0.022912 | 0.022912 | 0.022912 | 0.022912 | 0.022912 | 0.022912 | 0.022912 | 0.022912 | 0.022912
Discretionary | HVAC | $10.01/MWh to $20/MWh | Demand Control Ventilation | Commercial | Demand Control Ventilation-Retro-Supermarket | 100% | 0.073202 | 0.14571 | 0.21752 | 0.28865 | 0.35911 | 0.42149 | 0.47009 | 0.50775 | 0.51737 | 0.51737 | 0.51737 | 0.51737 | 0.51737 | 0.51737 | 0.51737 | 0.51737 | 0.51737 | 0.51737 | 0.51737 | 0.51737
Discretionary | HVAC | $10.01/MWh to $20/MWh | Demand Control Ventilation | Commercial | Demand Control Ventilation-Retro-MiniMart | 100% | 0.023623 | 0.047128 | 0.070515 | 0.093784 | 0.11694 | 0.13752 | 0.15362 | 0.16613 | 0.1758 | 0.18133 | 0.18133 | 0.18133 | 0.18133 | 0.18133 | 0.18133 | 0.18133 | 0.18133 | 0.18133 | 0.18133 | 0.18133
Discretionary | HVAC | $0.01/MWh to $10/MWh | Demand Control Ventilation | Commercial | Demand Control Ventilation-Retro-Restaurant | 100% | 0.062671 | 0.12505 | 0.18713 | 0.24891 | 0.31041 | 0.36549 | 0.40933 | 0.44423 | 0.47201 | 0.49412 | 0.51171 | 0.52556 | 0.52556 | 0.52556 | 0.52556 | 0.52556 | 0.52556 | 0.52556 | 0.52556 | 0.52556
Discretionary | HVAC | $35.01/MWh to $40/MWh | Demand Control Ventilation | Commercial | Demand Control Ventilation-Retro-Lodging | 65.87% | 0.023761 | 0.047462 | 0.071101 | 0.094681 | 0.1182 | 0.13916 | 0.15557 | 0.16837 | 0.17826 | 0.18585 | 0.19072 | 0.19072 | 0.19072 | 0.19072 | 0.19072 | 0.19072 | 0.19072 | 0.19072 | 0.19072 | 0.19072
Discretionary | HVAC | $40.01/MWh to $50/MWh | Demand Control Ventilation | Commercial | Demand Control Ventilation-Retro-Hospital | 0% | 0 | 0 | 0 | 0 | 0 | 0 | 0 | 0 | 0 | 0 | 0 | 0 | 0 | 0 | 0 | 0 | 0 | 0 | 0 | 0
Discretionary | HVAC | $40.01/MWh to $50/MWh | Demand Control Ventilation | Commercial | Demand Control Ventilation-Retro-Residential Care | 0% | 0 | 0 | 0 | 0 | 0 | 0 | 0 | 0 | 0 | 0 | 0 | 0 | 0 | 0 | 0 | 0 | 0 | 0 | 0 | 0
Discretionary | HVAC | $35.01/MWh to $40/MWh | Demand Control Ventilation | Commercial | Demand Control Ventilation-Retro-Assembly | 65.87% | 0.10185 | 0.20321 | 0.30409 | 0.40449 | 0.5044 | 0.59327 | 0.66275 | 0.71679 | 0.75854 | 0.78531 | 0.78531 | 0.78531 | 0.78531 | 0.78531 | 0.78531 | 0.78531 | 0.78531 | 0.78531 | 0.78531 | 0.78531
Discretionary | HVAC | $25.01/MWh to $30/MWh | Demand Control Ventilation | Commercial | Demand Control Ventilation-Retro-Other | 100% | 0.046908 | 0.09337 | 0.13939 | 0.18497 | 0.23012 | 0.2701 | 0.30123 | 0.32537 | 0.33153 | 0.33153 | 0.33153 | 0.33153 | 0.33153 | 0.33153 | 0.33153 | 0.33153 | 0.33153 | 0.33153 | 0.33153 | 0.33153
Discretionary | HVAC | $25.01/MWh to $30/MWh | DCV Parking Garage | Commercial | DCV Parking Garage-Retro | 100% | 0.50195 | 1.0018 | 1.4995 | 1.9951 | 2.4886 | 2.9276 | 3.2706 | 3.5372 | 3.7428 | 3.8999 | 4.0183 | 4.1059 | 4.1231 | 4.1231 | 4.1231 | 4.1231 | 4.1231 | 4.1231 | 4.1231 | 4.1231
Discretionary | HVAC | $25.01/MWh to $30/MWh | DCV Restaurant Hood | Commercial | DCV Hood w/ MUA 5 hp | 100% | 0.41703 | 0.70445 | 0.89882 | 1.0469 | 1.1746 | 1.2831 | 1.3739 | 1.4489 | 1.5099 | 1.5589 | 1.5803 | 1.5803 | 1.5803 | 1.5803 | 1.5803 | 1.5803 | 1.5803 | 1.5803 | 1.5803 | 1.5803
Discretionary | HVAC | $40.01/MWh to $50/MWh | DCV Restaurant Hood | Commercial | DCV Hood 5 hp | 0% | 0 | 0 | 0 | 0 | 0 | 0 | 0 | 0 | 0 | 0 | 0 | 0 | 0 | 0 | 0 | 0 | 0 | 0 | 0 | 0
Lost Opportunity | HVAC | $40.01/MWh to $50/MWh | DHP | Commercial | DHP-New-Large Off | 0% | 0 | 0 | 0 | 0 | 0 | 0 | 0 | 0 | 0 | 0 | 0 | 0 | 0 | 0 | 0 | 0 | 0 | 0 | 0 | 0
Lost Opportunity | HVAC | $40.01/MWh to $50/MWh | DHP | Commercial | DHP-New-Medium Off | 0% | 0 | 0 | 0 | 0 | 0 | 0 | 0 | 0 | 0 | 0 | 0 | 0 | 0 | 0 | 0 | 0 | 0 | 0 | 0 | 0
Lost Opportunity | HVAC | $35.01/MWh to $40/MWh | DHP | Commercial | DHP-New-Small Off | 100% | 0.0092292 | 0.018273 | 0.031776 | 0.042988 | 0.047118 | 0.047118 | 0.047118 | 0.047118 | 0.047118 | 0.047118 | 0.047118 | 0.047118 | 0.047118 | 0.047118 | 0.047118 | 0.047118 | 0.047118 | 0.047118 | 0.047118 | 0.047118
Lost Opportunity | HVAC | $40.01/MWh to $50/MWh | DHP | Commercial | DHP-New-XLarge Ret | 0% | 0 | 0 | 0 | 0 | 0 | 0 | 0 | 0 | 0 | 0 | 0 | 0 | 0 | 0 | 0 | 0 | 0 | 0 | 0 | 0
Lost Opportunity | HVAC | $40.01/MWh to $50/MWh | DHP | Commercial | DHP-New-Large Ret | 0% | 0 | 0 | 0 | 0 | 0 | 0 | 0 | 0 | 0 | 0 | 0 | 0 | 0 | 0 | 0 | 0 | 0 | 0 | 0 | 0
Lost Opportunity | HVAC | $40.01/MWh to $50/MWh | DHP | Commercial | DHP-New-Medium Ret | 0% | 0 | 0 | 0 | 0 | 0 | 0 | 0 | 0 | 0 | 0 | 0 | 0 | 0 | 0 | 0 | 0 | 0 | 0 | 0 | 0
Lost Opportunity | HVAC | $40.01/MWh to $50/MWh | DHP | Commercial | DHP-New-Small Ret | 0% | 0 | 0 | 0 | 0 | 0 | 0 | 0 | 0 | 0 | 0 | 0 | 0 | 0 | 0 | 0 | 0 | 0 | 0 | 0 | 0
Lost Opportunity | HVAC | $40.01/MWh to $50/MWh | DHP | Commercial | DHP-New-School K-12 | 0% | 0 | 0 | 0 | 0 | 0 | 0 | 0 | 0 | 0 | 0 | 0 | 0 | 0 | 0 | 0 | 0 | 0 | 0 | 0 | 0
Lost Opportunity | HVAC | $40.01/MWh to $50/MWh | DHP | Commercial | DHP-New-University | 0% | 0 | 0 | 0 | 0 | 0 | 0 | 0 | 0 | 0 | 0 | 0 | 0 | 0 | 0 | 0 | 0 | 0 | 0 | 0 | 0
Lost Opportunity | HVAC | $50.01/MWh to $60/MWh | DHP | Commercial | DHP-New-Warehouse | 0% | 0 | 0 | 0 | 0 | 0 | 0 | 0 | 0 | 0 | 0 | 0 | 0 | 0 | 0 | 0 | 0 | 0 | 0 | 0 | 0
Lost Opportunity | HVAC | $40.01/MWh to $50/MWh | DHP | Commercial | DHP-New-Supermarket | 0% | 0 | 0 | 0 | 0 | 0 | 0 | 0 | 0 | 0 | 0 | 0 | 0 | 0 | 0 | 0 | 0 | 0 | 0 | 0 | 0
Lost Opportunity | HVAC | $40.01/MWh to $50/MWh | DHP | Commercial | DHP-New-MiniMart | 0% | 0 | 0 | 0 | 0 | 0 | 0 | 0 | 0 | 0 | 0 | 0 | 0 | 0 | 0 | 0 | 0 | 0 | 0 | 0 | 0
Lost Opportunity | HVAC | $35.01/MWh to $40/MWh | DHP | Commercial | DHP-New-Restaurant | 100% | 0.00052646 | 0.0011549 | 0.0018841 | 0.0027123 | 0.0036065 | 0.0038126 | 0.0038126 | 0.0038126 | 0.0038126 | 0.0038126 | 0.0038126 | 0.0038126 | 0.0038126 | 0.0038126 | 0.0038126 | 0.0038126 | 0.0038126 | 0.0038126 | 0.0038126 | 0.0038126
Lost Opportunity | HVAC | $40.01/MWh to $50/MWh | DHP | Commercial | DHP-New-Lodging | 0% | 0 | 0 | 0 | 0 | 0 | 0 | 0 | 0 | 0 | 0 | 0 | 0 | 0 | 0 | 0 | 0 | 0 | 0 | 0 | 0
Lost Opportunity | HVAC | $50.01/MWh to $60/MWh | DHP | Commercial | DHP-New-Hospital | 0% | 0 | 0 | 0 | 0 | 0 | 0 | 0 | 0 | 0 | 0 | 0 | 0 | 0 | 0 | 0 | 0 | 0 | 0 | 0 | 0
Lost Opportunity | HVAC | $50.01/MWh to $60/MWh | DHP | Commercial | DHP-New-Residential Care | 0% | 0 | 0 | 0 | 0 | 0 | 0 | 0 | 0 | 0 | 0 | 0 | 0 | 0 | 0 | 0 | 0 | 0 | 0 | 0 | 0
Lost Opportunity | HVAC | $40.01/MWh to $50/MWh | DHP | Commercial | DHP-New-Assembly | 0% | 0 | 0 | 0 | 0 | 0 | 0 | 0 | 0 | 0 | 0 | 0 | 0 | 0 | 0 | 0 | 0 | 0 | 0 | 0 | 0
Lost Opportunity | HVAC | $40.01/MWh to $50/MWh | DHP | Commercial | DHP-New-Other | 0% | 0 | 0 | 0 | 0 | 0 | 0 | 0 | 0 | 0 | 0 | 0 | 0 | 0 | 0 | 0 | 0 | 0 | 0 | 0 | 0
Discretionary | HVAC | $40.01/MWh to $50/MWh | DHP | Commercial | DHP-Retro-Large Off | 0% | 0 | 0 | 0 | 0 | 0 | 0 | 0 | 0 | 0 | 0 | 0 | 0 | 0 | 0 | 0 | 0 | 0 | 0 | 0 | 0
Discretionary | HVAC | $40.01/MWh to $50/MWh | DHP | Commercial | DHP-Retro-Medium Off | 0% | 0 | 0 | 0 | 0 | 0 | 0 | 0 | 0 | 0 | 0 | 0 | 0 | 0 | 0 | 0 | 0 | 0 | 0 | 0 | 0
Discretionary | HVAC | $35.01/MWh to $40/MWh | DHP | Commercial | DHP-Retro-Small Off | 65.87% | 0.018728 | 0.048758 | 0.10983 | 0.21726 | 0.38455 | 0.61852 | 0.91572 | 1.2616 | 1.6331 | 2.0034 | 2.348 | 2.6484 | 2.8949 | 3.0857 | 3.2256 | 3.3228 | 3.3776 | 3.3776 | 3.3776 | 3.3776
Discretionary | HVAC | $40.01/MWh to $50/MWh | DHP | Commercial | DHP-Retro-XLarge Ret | 0% | 0 | 0 | 0 | 0 | 0 | 0 | 0 | 0 | 0 | 0 | 0 | 0 | 0 | 0 | 0 | 0 | 0 | 0 | 0 | 0
Discretionary | HVAC | $40.01/MWh to $50/MWh | DHP | Commercial | DHP-Retro-Large Ret | 0% | 0 | 0 | 0 | 0 | 0 | 0 | 0 | 0 | 0 | 0 | 0 | 0 | 0 | 0 | 0 | 0 | 0 | 0 | 0 | 0
Discretionary | HVAC | $40.01/MWh to $50/MWh | DHP | Commercial | DHP-Retro-Medium Ret | 0% | 0 | 0 | 0 | 0 | 0 | 0 | 0 | 0 | 0 | 0 | 0 | 0 | 0 | 0 | 0 | 0 | 0 | 0 | 0 | 0
Discretionary | HVAC | $40.01/MWh to $50/MWh | DHP | Commercial | DHP-Retro-Small Ret | 0% | 0 | 0 | 0 | 0 | 0 | 0 | 0 | 0 | 0 | 0 | 0 | 0 | 0 | 0 | 0 | 0 | 0 | 0 | 0 | 0
Discretionary | HVAC | $40.01/MWh to $50/MWh | DHP | Commercial | DHP-Retro-School K-12 | 0% | 0 | 0 | 0 | 0 | 0 | 0 | 0 | 0 | 0 | 0 | 0 | 0 | 0 | 0 | 0 | 0 | 0 | 0 | 0 | 0
Discretionary | HVAC | $40.01/MWh to $50/MWh | DHP | Commercial | DHP-Retro-University | 0% | 0 | 0 | 0 | 0 | 0 | 0 | 0 | 0 | 0 | 0 | 0 | 0 | 0 | 0 | 0 | 0 | 0 | 0 | 0 | 0
Discretionary | HVAC | $50.01/MWh to $60/MWh | DHP | Commercial | DHP-Retro-Warehouse | 0% | 0 | 0 | 0 | 0 | 0 | 0 | 0 | 0 | 0 | 0 | 0 | 0 | 0 | 0 | 0 | 0 | 0 | 0 | 0 | 0
Discretionary | HVAC | $40.01/MWh to $50/MWh | DHP | Commercial | DHP-Retro-Supermarket | 0% | 0 | 0 | 0 | 0 | 0 | 0 | 0 | 0 | 0 | 0 | 0 | 0 | 0 | 0 | 0 | 0 | 0 | 0 | 0 | 0
Discretionary | HVAC | $40.01/MWh to $50/MWh | DHP | Commercial | DHP-Retro-MiniMart | 0% | 0 | 0 | 0 | 0 | 0 | 0 | 0 | 0 | 0 | 0 | 0 | 0 | 0 | 0 | 0 | 0 | 0 | 0 | 0 | 0
Discretionary | HVAC | $35.01/MWh to $40/MWh | DHP | Commercial | DHP-Retro-Restaurant | 65.87% | 0.00082088 | 0.0021337 | 0.0047971 | 0.0094737 | 0.016742 | 0.026889 | 0.039756 | 0.054705 | 0.070731 | 0.086682 | 0.1015 | 0.11439 | 0.12495 | 0.13311 | 0.13908 | 0.14295 | 0.14295 | 0.14295 | 0.14295 | 0.14295
Discretionary | HVAC | $40.01/MWh to $50/MWh | DHP | Commercial | DHP-Retro-Lodging | 0% | 0 | 0 | 0 | 0 | 0 | 0 | 0 | 0 | 0 | 0 | 0 | 0 | 0 | 0 | 0 | 0 | 0 | 0 | 0 | 0
Discretionary | HVAC | $50.01/MWh to $60/MWh | DHP | Commercial | DHP-Retro-Hospital | 0% | 0 | 0 | 0 | 0 | 0 | 0 | 0 | 0 | 0 | 0 | 0 | 0 | 0 | 0 | 0 | 0 | 0 | 0 | 0 | 0
Discretionary | HVAC | $50.01/MWh to $60/MWh | DHP | Commercial | DHP-Retro-Residential Care | 0% | 0 | 0 | 0 | 0 | 0 | 0 | 0 | 0 | 0 | 0 | 0 | 0 | 0 | 0 | 0 | 0 | 0 | 0 | 0 | 0
Discretionary | HVAC | $40.01/MWh to $50/MWh | DHP | Commercial | DHP-Retro-Assembly | 0% | 0 | 0 | 0 | 0 | 0 | 0 | 0 | 0 | 0 | 0 | 0 | 0 | 0 | 0 | 0 | 0 | 0 | 0 | 0 | 0
Discretionary | HVAC | $40.01/MWh to $50/MWh | DHP | Commercial | DHP-Retro-Other | 0% | 0 | 0 | 0 | 0 | 0 | 0 | 0 | 0 | 0 | 0 | 0 | 0 | 0 | 0 | 0 | 0 | 0 | 0 | 0 | 0
Lost Opportunity | Other | $20.01/MWh to $25/MWh | ECM-VAV | Commercial | ECM-VAV-NEW-Large Off | 100% | 0.022597 | 0.045563 | 0.07968 | 0.11141 | 0.14571 | 0.18691 | 0.23026 | 0.28165 | 0.34108 | 0.39406 | 0.45212 | 0.51293 | 0.56852 | 0.62442 | 0.67918 | 0.73504 | 0.792 | 0.85007 | 0.90923 | 0.96949
Lost Opportunity | Other | $20.01/MWh to $25/MWh | ECM-VAV | Commercial | ECM-VAV-NEW-Medium Off | 100% | 0.0015244 | 0.0029828 | 0.0053053 | 0.007471 | 0.0097694 | 0.012564 | 0.015503 | 0.018938 | 0.022864 | 0.026422 | 0.030388 | 0.03443 | 0.038231 | 0.041909 | 0.045543 | 0.049318 | 0.053234 | 0.057291 | 0.061489 | 0.065827
Lost Opportunity | Other | $0.01/MWh to $10/MWh | ECM-VAV | Commercial | ECM-VAV-NEW-Small Off | 100% | 0 | 0 | 0 | 0 | 0 | 0 | 0 | 0 | 0 | 0 | 0 | 0 | 0 | 0 | 0 | 0 | 0 | 0 | 0 | 0
Lost Opportunity | Other | $20.01/MWh to $25/MWh | ECM-VAV | Commercial | ECM-VAV-NEW-XLarge Ret | 100% | 6.1942e-05 | 0.00013208 | 0.00021418 | 0.00030479 | 0.0004206 | 0.0005573 | 0.00071778 | 0.0010008 | 0.0013384 | 0.0016376 | 0.0019304 | 0.0022159 | 0.0024483 | 0.0026883 | 0.0029108 | 0.0031595 | 0.0034342 | 0.0037351 | 0.004062 | 0.0044151
Lost Opportunity | Other | $0.01/MWh to $10/MWh | ECM-VAV | Commercial | ECM-VAV-NEW-Large Ret | 100% | 0 | 0 | 0 | 0 | 0 | 0 | 0 | 0 | 0 | 0 | 0 | 0 | 0 | 0 | 0 | 0 | 0 | 0 | 0 | 0
Lost Opportunity | Other | $0.01/MWh to $10/MWh | ECM-VAV | Commercial | ECM-VAV-NEW-Medium Ret | 100% | 0 | 0 | 0 | 0 | 0 | 0 | 0 | 0 | 0 | 0 | 0 | 0 | 0 | 0 | 0 | 0 | 0 | 0 | 0 | 0
Lost Opportunity | Other | $0.01/MWh to $10/MWh | ECM-VAV | Commercial | ECM-VAV-NEW-Small Ret | 100% | 0 | 0 | 0 | 0 | 0 | 0 | 0 | 0 | 0 | 0 | 0 | 0 | 0 | 0 | 0 | 0 | 0 | 0 | 0 | 0
Lost Opportunity | Other | $20.01/MWh to $25/MWh | ECM-VAV | Commercial | ECM-VAV-NEW-School K-12 | 100% | 0.00023167 | 0.00056004 | 0.0010017 | 0.0017115 | 0.0026461 | 0.0035107 | 0.0044233 | 0.0054239 | 0.0064954 | 0.0074996 | 0.0085647 | 0.0095547 | 0.010657 | 0.011639 | 0.0127 | 0.013715 | 0.014682 | 0.015603 | 0.016478 | 0.017305
Lost Opportunity | Other | $20.01/MWh to $25/MWh | ECM-VAV | Commercial | ECM-VAV-NEW-University | 100% | 0.00067514 | 0.0016198 | 0.0024397 | 0.0038444 | 0.0056884 | 0.0075385 | 0.0097711 | 0.012224 | 0.014851 | 0.017568 | 0.020156 | 0.022465 | 0.025146 | 0.027461 | 0.029806 | 0.032336 | 0.035051 | 0.037949 | 0.041032 | 0.044298
Lost Opportunity | Other | $0.01/MWh to $10/MWh | ECM-VAV | Commercial | ECM-VAV-NEW-Warehouse | 100% | 0 | 0 | 0 | 0 | 0 | 0 | 0 | 0 | 0 | 0 | 0 | 0 | 0 | 0 | 0 | 0 | 0 | 0 | 0 | 0
Lost Opportunity | Other | $0.01/MWh to $10/MWh | ECM-VAV | Commercial | ECM-VAV-NEW-Supermarket | 100% | 0 | 0 | 0 | 0 | 0 | 0 | 0 | 0 | 0 | 0 | 0 | 0 | 0 | 0 | 0 | 0 | 0 | 0 | 0 | 0
Lost Opportunity | Other | $0.01/MWh to $10/MWh | ECM-VAV | Commercial | ECM-VAV-NEW-MiniMart | 100% | 0 | 0 | 0 | 0 | 0 | 0 | 0 | 0 | 0 | 0 | 0 | 0 | 0 | 0 | 0 | 0 | 0 | 0 | 0 | 0
Lost Opportunity | Other | $0.01/MWh to $10/MWh | ECM-VAV | Commercial | ECM-VAV-NEW-Restaurant | 100% | 0 | 0 | 0 | 0 | 0 | 0 | 0 | 0 | 0 | 0 | 0 | 0 | 0 | 0 | 0 | 0 | 0 | 0 | 0 | 0
Lost Opportunity | Other | $20.01/MWh to $25/MWh | ECM-VAV | Commercial | ECM-VAV-NEW-Lodging | 100% | 0.00020322 | 0.00046103 | 0.00076284 | 0.0011013 | 0.0014893 | 0.0019217 | 0.0024227 | 0.0034989 | 0.0048404 | 0.0062695 | 0.0077345 | 0.0092987 | 0.010585 | 0.011813 | 0.012967 | 0.014216 | 0.015561 | 0.017003 | 0.01854 | 0.020173
Lost Opportunity | Other | $20.01/MWh to $25/MWh | ECM-VAV | Commercial | ECM-VAV-NEW-Hospital | 100% | 0.0022249 | 0.0044883 | 0.0068593 | 0.0090533 | 0.011476 | 0.014217 | 0.01768 | 0.02197 | 0.026953 | 0.03144 | 0.03592 | 0.040237 | 0.044046 | 0.047668 | 0.051056 | 0.054436 | 0.05781 | 0.061175 | 0.064534 | 0.067885
Lost Opportunity | Other | $20.01/MWh to $25/MWh | ECM-VAV | Commercial | ECM-VAV-NEW-Residential Care | 100% | 0.00043347 | 0.00090122 | 0.0013928 | 0.0018739 | 0.0024317 | 0.0030706 | 0.0038623 | 0.0048862 | 0.0060465 | 0.0071017 | 0.0082063 | 0.0092677 | 0.010219 | 0.011144 | 0.012039 | 0.012926 | 0.013803 | 0.014671 | 0.015529 | 0.016378
Lost Opportunity | Other | $20.01/MWh to $25/MWh | ECM-VAV | Commercial | ECM-VAV-NEW-Assembly | 100% | 0.0011524 | 0.002992 | 0.0042016 | 0.0057808 | 0.0085137 | 0.013807 | 0.020101 | 0.028639 | 0.040898 | 0.055185 | 0.071212 | 0.086584 | 0.10183 | 0.1162 | 0.13052 | 0.14449 | 0.15811 | 0.17138 | 0.1843 | 0.19686
Lost Opportunity | Other | $20.01/MWh to $25/MWh | ECM-VAV | Commercial | ECM-VAV-NEW-Other | 100% | 0.0035306 | 0.0081253 | 0.012828 | 0.019277 | 0.026895 | 0.034962 | 0.044232 | 0.054518 | 0.065375 | 0.075736 | 0.087184 | 0.097754 | 0.10829 | 0.11839 | 0.12781 | 0.13714 | 0.14636 | 0.15547 | 0.16449 | 0.17341
Lost Opportunity | Other | $10.01/MWh to $20/MWh | ECM-VAV | Commercial | ECM-VAV-NR-Large Off | 100% | 0.11409 | 0.25385 | 0.41394 | 0.59007 | 0.77882 | 0.97749 | 1.1839 | 1.3963 | 1.6134 | 1.8339 | 2.0572 | 2.2824 | 2.5068 | 2.7305 | 2.9534 | 3.1756 | 3.397 | 3.6176 | 3.8375 | 3.895
Lost Opportunity | Other | $10.01/MWh to $20/MWh | ECM-VAV | Commercial | ECM-VAV-NR-Medium Off | 100% | 0.0045227 | 0.010063 | 0.01641 | 0.023392 | 0.030875 | 0.03875 | 0.046933 | 0.055354 | 0.063958 | 0.072703 | 0.081553 | 0.09048 | 0.099377 | 0.10824 | 0.11708 | 0.12589 | 0.13467 | 0.14341 | 0.15213 | 0.15441
Lost Opportunity | Other | $0.01/MWh to $10/MWh | ECM-VAV | Commercial | ECM-VAV-NR-Small Off | 100% | 0 | 0 | 0 | 0 | 0 | 0 | 0 | 0 | 0 | 0 | 0 | 0 | 0 | 0 | 0 | 0 | 0 | 0 | 0 | 0
Lost Opportunity | Other | $10.01/MWh to $20/MWh | ECM-VAV | Commercial | ECM-VAV-NR-XLarge Ret | 100% | 0.00083331 | 0.0018507 | 0.0030127 | 0.0042882 | 0.0056522 | 0.0070849 | 0.0085705 | 0.010096 | 0.011653 | 0.013231 | 0.014826 | 0.016431 | 0.018029 | 0.019618 | 0.021198 | 0.022771 | 0.024335 | 0.025891 | 0.027364 | 0.027364
Lost Opportunity | Other | $0.01/MWh to $10/MWh | ECM-VAV | Commercial | ECM-VAV-NR-Large Ret | 100% | 0 | 0 | 0 | 0 | 0 | 0 | 0 | 0 | 0 | 0 | 0 | 0 | 0 | 0 | 0 | 0 | 0 | 0 | 0 | 0
Lost Opportunity | Other | $0.01/MWh to $10/MWh | ECM-VAV | Commercial | ECM-VAV-NR-Medium Ret | 100% | 0 | 0 | 0 | 0 | 0 | 0 | 0 | 0 | 0 | 0 | 0 | 0 | 0 | 0 | 0 | 0 | 0 | 0 | 0 | 0
Lost Opportunity | Other | $0.01/MWh to $10/MWh | ECM-VAV | Commercial | ECM-VAV-NR-Small Ret | 100% | 0 | 0 | 0 | 0 | 0 | 0 | 0 | 0 | 0 | 0 | 0 | 0 | 0 | 0 | 0 | 0 | 0 | 0 | 0 | 0
Lost Opportunity | Other | $10.01/MWh to $20/MWh | ECM-VAV | Commercial | ECM-VAV-NR-School K-12 | 100% | 0.007476 | 0.016613 | 0.027059 | 0.038532 | 0.05081 | 0.063715 | 0.077104 | 0.090864 | 0.10491 | 0.11916 | 0.13356 | 0.14808 | 0.16253 | 0.17691 | 0.19122 | 0.20546 | 0.21964 | 0.23376 | 0.2478 | 0.2485
Lost Opportunity | Other | $10.01/MWh to $20/MWh | ECM-VAV | Commercial | ECM-VAV-NR-University | 100% | 0.0094403 | 0.020978 | 0.034168 | 0.048656 | 0.06416 | 0.080455 | 0.097362 | 0.11474 | 0.13247 | 0.15047 | 0.16866 | 0.18698 | 0.20523 | 0.22338 | 0.24146 | 0.25945 | 0.27735 | 0.29517 | 0.31291 | 0.31379
Lost Opportunity | Other | $0.01/MWh to $10/MWh | ECM-VAV | Commercial | ECM-VAV-NR-Warehouse | 100% | 0 | 0 | 0 | 0 | 0 | 0 | 0 | 0 | 0 | 0 | 0 | 0 | 0 | 0 | 0 | 0 | 0 | 0 | 0 | 0
Lost Opportunity | Other | $0.01/MWh to $10/MWh | ECM-VAV | Commercial | ECM-VAV-NR-Supermarket | 100% | 0 | 0 | 0 | 0 | 0 | 0 | 0 | 0 | 0 | 0 | 0 | 0 | 0 | 0 | 0 | 0 | 0 | 0 | 0 | 0
Lost Opportunity | Other | $0.01/MWh to $10/MWh | ECM-VAV | Commercial | ECM-VAV-NR-MiniMart | 100% | 0 | 0 | 0 | 0 | 0 | 0 | 0 | 0 | 0 | 0 | 0 | 0 | 0 | 0 | 0 | 0 | 0 | 0 | 0 | 0
Lost Opportunity | Other | $0.01/MWh to $10/MWh | ECM-VAV | Commercial | ECM-VAV-NR-Restaurant | 100% | 0 | 0 | 0 | 0 | 0 | 0 | 0 | 0 | 0 | 0 | 0 | 0 | 0 | 0 | 0 | 0 | 0 | 0 | 0 | 0
Lost Opportunity | Other | $10.01/MWh to $20/MWh | ECM-VAV | Commercial | ECM-VAV-NR-Lodging | 100% | 0.0047901 | 0.010666 | 0.017404 | 0.024823 | 0.032781 | 0.041162 | 0.049877 | 0.058853 | 0.06803 | 0.077364 | 0.086816 | 0.096358 | 0.10587 | 0.11537 | 0.12483 | 0.13427 | 0.14368 | 0.15307 | 0.16243 | 0.16595
Lost Opportunity | Other | $10.01/MWh to $20/MWh | ECM-VAV | Commercial | ECM-VAV-NR-Hospital | 100% | 0.0091217 | 0.020319 | 0.033164 | 0.047315 | 0.0625 | 0.0785 | 0.095142 | 0.11229 | 0.12983 | 0.14767 | 0.16574 | 0.184 | 0.20221 | 0.22038 | 0.2385 | 0.25658 | 0.27462 | 0.29262 | 0.31057 | 0.31835
Lost Opportunity | Other | $10.01/MWh to $20/MWh | ECM-VAV | Commercial | ECM-VAV-NR-Residential Care | 100% | 0.0015864 | 0.0035324 | 0.0057636 | 0.0082206 | 0.010856 | 0.013632 | 0.016518 | 0.01949 | 0.02253 | 0.025621 | 0.028751 | 0.031911 | 0.035063 | 0.038206 | 0.04134 | 0.044466 | 0.047584 | 0.050692 | 0.053793 | 0.054959
Lost Opportunity | Other | $10.01/MWh to $20/MWh | ECM-VAV | Commercial | ECM-VAV-NR-Assembly | 100% | 0.027956 | 0.062095 | 0.1011 | 0.14391 | 0.18971 | 0.23782 | 0.28771 | 0.33896 | 0.39123 | 0.44427 | 0.49785 | 0.5518 | 0.60549 | 0.65891 | 0.71205 | 0.76492 | 0.81751 | 0.86984 | 0.92055 | 0.92055
Lost Opportunity | Other | $10.01/MWh to $20/MWh | ECM-VAV | Commercial | ECM-VAV-NR-Other | 100% | 0.016644 | 0.03678 | 0.059614 | 0.084519 | 0.11099 | 0.13865 | 0.16717 | 0.19631 | 0.22588 | 0.25572 | 0.28572 | 0.31576 | 0.3455 | 0.37494 | 0.40408 | 0.43293 | 0.46147 | 0.48971 | 0.49153 | 0.49153
Discretionary | HVAC | $30.01/MWh to $35/MWh | Economizer | Commercial | Economizer-Retro-Large Off | 100% | 0.24153 | 0.48676 | 0.73058 | 0.97445 | 1.2169 | 1.433 | 1.6025 | 1.7346 | 1.8371 | 1.9103 | 1.9103 | 1.9103 | 1.9103 | 1.9103 | 1.9103 | 1.9103 | 1.9103 | 1.9103 | 1.9103 | 1.9103
Discretionary | HVAC | $20.01/MWh to $25/MWh | Economizer | Commercial | Economizer-Retro-Medium Off | 100% | 0.074605 | 0.15099 | 0.22677 | 0.30277 | 0.37827 | 0.4455 | 0.49832 | 0.5395 | 0.57149 | 0.59005 | 0.59005 | 0.59005 | 0.59005 | 0.59005 | 0.59005 | 0.59005 | 0.59005 | 0.59005 | 0.59005 | 0.59005
Discretionary | HVAC | $20.01/MWh to $25/MWh | Economizer | Commercial | Economizer-Retro-Small Off | 100% | 0.017124 | 0.034316 | 0.051431 | 0.068519 | 0.085537 | 0.10069 | 0.11257 | 0.12182 | 0.12899 | 0.13449 | 0.13543 | 0.13543 | 0.13543 | 0.13543 | 0.13543 | 0.13543 | 0.13543 | 0.13543 | 0.13543 | 0.13543
Discretionary | HVAC | $30.01/MWh to $35/MWh | Economizer | Commercial | Economizer-Retro-XLarge Ret | 100% | 0.036061 | 0.072171 | 0.10809 | 0.14383 | 0.17939 | 0.21104 | 0.23581 | 0.25509 | 0.27006 | 0.27607 | 0.27607 | 0.27607 | 0.27607 | 0.27607 | 0.27607 | 0.27607 | 0.27607 | 0.27607 | 0.27607 | 0.27607
Discretionary | HVAC | $30.01/MWh to $35/MWh | Economizer | Commercial | Economizer-Retro-Large Ret | 100% | 0.031243 | 0.062382 | 0.093364 | 0.1242 | 0.15488 | 0.18217 | 0.20351 | 0.22011 | 0.23296 | 0.23918 | 0.23918 | 0.23918 | 0.23918 | 0.23918 | 0.23918 | 0.23918 | 0.23918 | 0.23918 | 0.23918 | 0.23918
Discretionary | HVAC | $20.01/MWh to $25/MWh | Economizer | Commercial | Economizer-Retro-Medium Ret | 100% | 0.015539 | 0.031213 | 0.046791 | 0.06229 | 0.077711 | 0.091454 | 0.10222 | 0.11061 | 0.11716 | 0.11896 | 0.11896 | 0.11896 | 0.11896 | 0.11896 | 0.11896 | 0.11896 | 0.11896 | 0.11896 | 0.11896 | 0.11896
Discretionary | HVAC | $20.01/MWh to $25/MWh | Economizer | Commercial | Economizer-Retro-Small Ret | 100% | 0.00121 | 0.0024182 | 0.0036201 | 0.004816 | 0.0060061 | 0.007065 | 0.0078935 | 0.0085382 | 0.0090376 | 0.0092628 | 0.0092628 | 0.0092628 | 0.0092628 | 0.0092628 | 0.0092628 | 0.0092628 | 0.0092628 | 0.0092628 | 0.0092628 | 0.0092628
Discretionary | HVAC | $10.01/MWh to $20/MWh | Economizer | Commercial | Economizer-Retro-School K-12 | 100% | 0.067329 | 0.13454 | 0.20148 | 0.26814 | 0.33459 | 0.39376 | 0.44003 | 0.47603 | 0.50387 | 0.52071 | 0.52071 | 0.52071 | 0.52071 | 0.52071 | 0.52071 | 0.52071 | 0.52071 | 0.52071 | 0.52071 | 0.52071
Discretionary | HVAC | $10.01/MWh to $20/MWh | Economizer | Commercial | Economizer-Retro-University | 100% | 0.03169 | 0.063491 | 0.095171 | 0.12666 | 0.1581 | 0.18612 | 0.20803 | 0.22511 | 0.23832 | 0.24509 | 0.24509 | 0.24509 | 0.24509 | 0.24509 | 0.24509 | 0.24509 | 0.24509 | 0.24509 | 0.24509 | 0.24509
Discretionary | HVAC | $10.01/MWh to $20/MWh | Economizer | Commercial | Economizer-Retro-Warehouse | 100% | 0.038705 | 0.077523 | 0.11617 | 0.1547 | 0.19311 | 0.22734 | 0.25413 | 0.275 | 0.29112 | 0.30179 | 0.30179 | 0.30179 | 0.30179 | 0.30179 | 0.30179 | 0.30179 | 0.30179 | 0.30179 | 0.30179 | 0.30179
Discretionary | HVAC | $25.01/MWh to $30/MWh | Economizer | Commercial | Economizer-Retro-Supermarket | 100% | 0.011391 | 0.022741 | 0.033983 | 0.045118 | 0.056146 | 0.065912 | 0.073521 | 0.07942 | 0.079715 | 0.079715 | 0.079715 | 0.079715 | 0.079715 | 0.079715 | 0.079715 | 0.079715 | 0.079715 | 0.079715 | 0.079715 | 0.079715
Discretionary | HVAC | $25.01/MWh to $30/MWh | Economizer | Commercial | Economizer-Retro-MiniMart | 100% | 0.0023337 | 0.0046632 | 0.0069789 | 0.0092825 | 0.011574 | 0.013614 | 0.01521 | 0.016453 | 0.017415 | 0.017822 | 0.017822 | 0.017822 | 0.017822 | 0.017822 | 0.017822 | 0.017822 | 0.017822 | 0.017822 | 0.017822 | 0.017822
Discretionary | HVAC | $25.01/MWh to $30/MWh | Economizer | Commercial | Economizer-Retro-Restaurant | 100% | 0.011652 | 0.023355 | 0.034999 | 0.046585 | 0.058112 | 0.068363 | 0.076378 | 0.082614 | 0.087448 | 0.088985 | 0.088985 | 0.088985 | 0.088985 | 0.088985 | 0.088985 | 0.088985 | 0.088985 | 0.088985 | 0.088985 | 0.088985
Discretionary | HVAC | $10.01/MWh to $20/MWh | Economizer | Commercial | Economizer-Retro-Lodging | 100% | 0.037435 | 0.074924 | 0.11231 | 0.14961 | 0.1868 | 0.21996 | 0.24593 | 0.26618 | 0.28191 | 0.294 | 0.29971 | 0.29971 | 0.29971 | 0.29971 | 0.29971 | 0.29971 | 0.29971 | 0.29971 | 0.29971 | 0.29971
Discretionary | HVAC | $30.01/MWh to $35/MWh | Economizer | Commercial | Economizer-Retro-Hospital | 100% | 0.032591 | 0.065794 | 0.098829 | 0.13175 | 0.16452 | 0.19374 | 0.21667 | 0.23459 | 0.24852 | 0.25925 | 0.26252 | 0.26252 | 0.26252 | 0.26252 | 0.26252 | 0.26252 | 0.26252 | 0.26252 | 0.26252 | 0.26252
Discretionary | HVAC | $10.01/MWh to $20/MWh | Economizer | Commercial | Economizer-Retro-Residential Care | 100% | 0.012386 | 0.024973 | 0.037506 | 0.049992 | 0.062427 | 0.07352 | 0.082221 | 0.089021 | 0.094309 | 0.098378 | 0.099161 | 0.099161 | 0.099161 | 0.099161 | 0.099161 | 0.099161 | 0.099161 | 0.099161 | 0.099161 | 0.099161
Discretionary | HVAC | $10.01/MWh to $20/MWh | Economizer | Commercial | Economizer-Retro-Assembly | 100% | 0.17367 | 0.34741 | 0.52038 | 0.69228 | 0.86338 | 1.0157 | 1.1353 | 1.2283 | 1.3004 | 1.3326 | 1.3326 | 1.3326 | 1.3326 | 1.3326 | 1.3326 | 1.3326 | 1.3326 | 1.3326 | 1.3326 | 1.3326
Discretionary | HVAC | $10.01/MWh to $20/MWh | Economizer | Commercial | Economizer-Retro-Other | 100% | 0.1232 | 0.24786 | 0.37144 | 0.49362 | 0.61511 | 0.72295 | 0.80702 | 0.86214 | 0.86214 | 0.86214 | 0.86214 | 0.86214 | 0.86214 | 0.86214 | 0.86214 | 0.86214 | 0.86214 | 0.86214 | 0.86214 | 0.86214
Lost Opportunity | HVAC | $0.01/MWh to $10/MWh | Commercial EM | Commercial | Commercial EM-New-Large Off | 100% | 0 | 0 | 0 | 0 | 0 | 0 | 0 | 0 | 0 | 0 | 0 | 0 | 0 | 0 | 0 | 0 | 0 | 0 | 0 | 0
Lost Opportunity | HVAC | $10.01/MWh to $20/MWh | Commercial EM | Commercial | Commercial EM-New-Medium Off | 100% | 0 | 0 | 0 | 0 | 0 | 0 | 0 | 0 | 0 | 0 | 0 | 0 | 0 | 0 | 0 | 0 | 0 | 0 | 0 | 0
Lost Opportunity | HVAC | $40.01/MWh to $50/MWh | Commercial EM | Commercial | Commercial EM-New-Small Off | 0% | 0 | 0 | 0 | 0 | 0 | 0 | 0 | 0 | 0 | 0 | 0 | 0 | 0 | 0 | 0 | 0 | 0 | 0 | 0 | 0
Lost Opportunity | HVAC | $10.01/MWh to $20/MWh | Commercial EM | Commercial | Commercial EM-New-XLarge Ret | 100% | 0 | 0 | 0 | 0 | 0 | 0 | 0 | 0 | 0 | 0 | 0 | 0 | 0 | 0 | 0 | 0 | 0 | 0 | 0 | 0
Lost Opportunity | HVAC | $30.01/MWh to $35/MWh | Commercial EM | Commercial | Commercial EM-New-Large Ret | 100% | 0 | 0 | 0 | 0 | 0 | 0 | 0 | 0 | 0 | 0 | 0 | 0 | 0 | 0 | 0 | 0 | 0 | 0 | 0 | 0
Lost Opportunity | HVAC | $20.01/MWh to $25/MWh | Commercial EM | Commercial | Commercial EM-New-Medium Ret | 100% | 0 | 0 | 0 | 0 | 0 | 0 | 0 | 0 | 0 | 0 | 0 | 0 | 0 | 0 | 0 | 0 | 0 | 0 | 0 | 0
Lost Opportunity | HVAC | $0.01/MWh to $10/MWh | Commercial EM | Commercial | Commercial EM-New-Small Ret | 100% | 0 | 0 | 0 | 0 | 0 | 0 | 0 | 0 | 0 | 0 | 0 | 0 | 0 | 0 | 0 | 0 | 0 | 0 | 0 | 0
Lost Opportunity | HVAC | $20.01/MWh to $25/MWh | Commercial EM | Commercial | Commercial EM-New-School K-12 | 100% | 0 | 0 | 0 | 0 | 0 | 0 | 0 | 0 | 0 | 0 | 0 | 0 | 0 | 0 | 0 | 0 | 0 | 0 | 0 | 0
Lost Opportunity | HVAC | $10.01/MWh to $20/MWh | Commercial EM | Commercial | Commercial EM-New-University | 100% | 0 | 0 | 0 | 0 | 0 | 0 | 0 | 0 | 0 | 0 | 0 | 0 | 0 | 0 | 0 | 0 | 0 | 0 | 0 | 0
Lost Opportunity | HVAC | $20.01/MWh to $25/MWh | Commercial EM | Commercial | Commercial EM-New-Warehouse | 100% | 0 | 0 | 0 | 0 | 0 | 0 | 0 | 0 | 0 | 0 | 0 | 0 | 0 | 0 | 0 | 0 | 0 | 0 | 0 | 0
Lost Opportunity | HVAC | $10.01/MWh to $20/MWh | Commercial EM | Commercial | Commercial EM-New-Supermarket | 100% | 0 | 0 | 0 | 0 | 0 | 0 | 0 | 0 | 0 | 0 | 0 | 0 | 0 | 0 | 0 | 0 | 0 | 0 | 0 | 0
Lost Opportunity | HVAC | $0.01/MWh to $10/MWh | Commercial EM | Commercial | Commercial EM-New-MiniMart | 100% | 0 | 0 | 0 | 0 | 0 | 0 | 0 | 0 | 0 | 0 | 0 | 0 | 0 | 0 | 0 | 0 | 0 | 0 | 0 | 0
Lost Opportunity | HVAC | $10.01/MWh to $20/MWh | Commercial EM | Commercial | Commercial EM-New-Restaurant | 100% | 0 | 0 | 0 | 0 | 0 | 0 | 0 | 0 | 0 | 0 | 0 | 0 | 0 | 0 | 0 | 0 | 0 | 0 | 0 | 0
Lost Opportunity | HVAC | $0.01/MWh to $10/MWh | Commercial EM | Commercial | Commercial EM-New-Lodging | 100% | 0 | 0 | 0 | 0 | 0 | 0 | 0 | 0 | 0 | 0 | 0 | 0 | 0 | 0 | 0 | 0 | 0 | 0 | 0 | 0
Lost Opportunity | HVAC | $0.01/MWh to $10/MWh | Commercial EM | Commercial | Commercial EM-New-Hospital | 100% | 0 | 0 | 0 | 0 | 0 | 0 | 0 | 0 | 0 | 0 | 0 | 0 | 0 | 0 | 0 | 0 | 0 | 0 | 0 | 0
Lost Opportunity | HVAC | $0.01/MWh to $10/MWh | Commercial EM | Commercial | Commercial EM-New-Residential Care | 100% | 0 | 0 | 0 | 0 | 0 | 0 | 0 | 0 | 0 | 0 | 0 | 0 | 0 | 0 | 0 | 0 | 0 | 0 | 0 | 0
Lost Opportunity | HVAC | $10.01/MWh to $20/MWh | Commercial EM | Commercial | Commercial EM-New-Assembly | 100% | 0 | 0 | 0 | 0 | 0 | 0 | 0 | 0 | 0 | 0 | 0 | 0 | 0 | 0 | 0 | 0 | 0 | 0 | 0 | 0
Lost Opportunity | HVAC | $10.01/MWh to $20/MWh | Commercial EM | Commercial | Commercial EM-New-Other | 100% | 0 | 0 | 0 | 0 | 0 | 0 | 0 | 0 | 0 | 0 | 0 | 0 | 0 | 0 | 0 | 0 | 0 | 0 | 0 | 0
Discretionary | HVAC | $10.01/MWh to $20/MWh | Commercial EM | Commercial | Commercial EM-Retro-Large Off | 100% | 0.8727 | 1.7426 | 2.6097 | 3.4902 | 4.3819 | 5.191 | 5.8346 | 6.344 | 6.7455 | 7.0594 | 7.3029 | 7.4897 | 7.6297 | 7.732 | 7.8036 | 7.8501 | 7.8501 | 7.8501 | 7.8501 | 7.8501
Discretionary | HVAC | $10.01/MWh to $20/MWh | Commercial EM | Commercial | Commercial EM-Retro-Medium Off | 100% | 0.052653 | 0.10514 | 0.15745 | 0.21103 | 0.26561 | 0.31556 | 0.35558 | 0.38749 | 0.41284 | 0.43283 | 0.4485 | 0.46066 | 0.46989 | 0.47676 | 0.48169 | 0.48501 | 0.48501 | 0.48501 | 0.48501 | 0.48501
Discretionary | HVAC | $40.01/MWh to $50/MWh | Commercial EM | Commercial | Commercial EM-Retro-Small Off | 0% | 0 | 0 | 0 | 0 | 0 | 0 | 0 | 0 | 0 | 0 | 0 | 0 | 0 | 0 | 0 | 0 | 0 | 0 | 0 | 0
Discretionary | HVAC | $10.01/MWh to $20/MWh | Commercial EM | Commercial | Commercial EM-Retro-XLarge Ret | 100% | 0.0062823 | 0.012534 | 0.018755 | 0.024984 | 0.031219 | 0.036793 | 0.041171 | 0.044594 | 0.047254 | 0.049304 | 0.050872 | 0.052055 | 0.052925 | 0.053543 | 0.053958 | 0.054208 | 0.054208 | 0.054208 | 0.054208 | 0.054208
Discretionary | HVAC | $25.01/MWh to $30/MWh | Commercial EM | Commercial | Commercial EM-Retro-Large Ret | 100% | 0.070199 | 0.14005 | 0.20957 | 0.27885 | 0.3479 | 0.40937 | 0.45747 | 0.49492 | 0.52388 | 0.54607 | 0.55963 | 0.56004 | 0.56004 | 0.56004 | 0.56004 | 0.56004 | 0.56004 | 0.56004 | 0.56004 | 0.56004
Discretionary | HVAC | $20.01/MWh to $25/MWh | Commercial EM | Commercial | Commercial EM-Retro-Medium Ret | 100% | 0.0045278 | 0.0090333 | 0.013517 | 0.01804 | 0.022597 | 0.026696 | 0.029936 | 0.032489 | 0.034491 | 0.036049 | 0.037262 | 0.038196 | 0.038898 | 0.039412 | 0.039771 | 0.040003 | 0.040003 | 0.040003 | 0.040003 | 0.040003
Discretionary | HVAC | $0.01/MWh to $10/MWh | Commercial EM | Commercial | Commercial EM-Retro-Small Ret | 100% | 0.020535 | 0.04097 | 0.061304 | 0.08161 | 0.10188 | 0.11995 | 0.13411 | 0.14515 | 0.15369 | 0.16026 | 0.16524 | 0.16897 | 0.17029 | 0.17092 | 0.17133 | 0.17157 | 0.17157 | 0.17157 | 0.17157 | 0.17157
Discretionary | HVAC | $10.01/MWh to $20/MWh | Commercial EM | Commercial | Commercial EM-Retro-School K-12 | 100% | 0.10148 | 0.20252 | 0.30311 | 0.40354 | 0.50382 | 0.5933 | 0.66353 | 0.71843 | 0.76102 | 0.79376 | 0.81863 | 0.82838 | 0.8325 | 0.83541 | 0.83736 | 0.83854 | 0.83854 | 0.83854 | 0.83854 | 0.83854
Discretionary | HVAC | $10.01/MWh to $20/MWh | Commercial EM | Commercial | Commercial EM-Retro-University | 100% | 0.19556 | 0.39026 | 0.5841 | 0.77864 | 0.97399 | 1.1489 | 1.2869 | 1.3954 | 1.48 | 1.5457 | 1.596 | 1.634 | 1.662 | 1.6821 | 1.6956 | 1.7039 | 1.7039 | 1.7039 | 1.7039 | 1.7039
Discretionary | HVAC | $10.01/MWh to $20/MWh | Commercial EM | Commercial | Commercial EM-Retro-Warehouse | 100% | 0.02924 | 0.058364 | 0.087373 | 0.11647 | 0.14563 | 0.17177 | 0.19237 | 0.20855 | 0.22117 | 0.23092 | 0.23837 | 0.24395 | 0.24804 | 0.25093 | 0.25286 | 0.25402 | 0.25402 | 0.25402 | 0.25402 | 0.25402
Discretionary | HVAC | $0.01/MWh to $10/MWh | Commercial EM | Commercial | Commercial EM-Retro-Supermarket | 100% | 0.0082037 | 0.016329 | 0.024376 | 0.032396 | 0.040387 | 0.047502 | 0.053071 | 0.057407 | 0.060759 | 0.063328 | 0.063688 | 0.063688 | 0.063688 | 0.063688 | 0.063688 | 0.063688 | 0.063688 | 0.063688 | 0.063688 | 0.063688
Discretionary | HVAC | $0.01/MWh to $10/MWh | Commercial EM | Commercial | Commercial EM-Retro-MiniMart | 100% | 0 | 0 | 0 | 0 | 0 | 0 | 0 | 0 | 0 | 0 | 0 | 0 | 0 | 0 | 0 | 0 | 0 | 0 | 0 | 0
Discretionary | HVAC | $10.01/MWh to $20/MWh | Commercial EM | Commercial | Commercial EM-Retro-Restaurant | 100% | 0.0041051 | 0.0081894 | 0.012253 | 0.016335 | 0.020435 | 0.024113 | 0.027013 | 0.029287 | 0.031058 | 0.032426 | 0.033473 | 0.034263 | 0.034846 | 0.035262 | 0.035544 | 0.035716 | 0.035716 | 0.035716 | 0.035716 | 0.035716
Discretionary | HVAC | $0.01/MWh to $10/MWh | Commercial EM | Commercial | Commercial EM-Retro-Lodging | 100% | 0.084246 | 0.16828 | 0.25209 | 0.33603 | 0.42008 | 0.49525 | 0.55433 | 0.60051 | 0.63638 | 0.66399 | 0.68507 | 0.70093 | 0.71259 | 0.72087 | 0.72643 | 0.72979 | 0.72979 | 0.72979 | 0.72979 | 0.72979
Discretionary | HVAC | $0.01/MWh to $10/MWh | Commercial EM | Commercial | Commercial EM-Retro-Hospital | 100% | 0.30867 | 0.61664 | 0.92392 | 1.237 | 1.5551 | 1.8432 | 2.072 | 2.253 | 2.3953 | 2.5066 | 2.5931 | 2.6595 | 2.7094 | 2.7458 | 2.7713 | 2.7878 | 2.7878 | 2.7878 | 2.7878 | 2.7878
Discretionary | HVAC | $0.01/MWh to $10/MWh | Commercial EM | Commercial | Commercial EM-Retro-Residential Care | 100% | 0.051671 | 0.10321 | 0.15461 | 0.20687 | 0.25987 | 0.30782 | 0.3459 | 0.376 | 0.39968 | 0.4182 | 0.4326 | 0.44366 | 0.45198 | 0.45806 | 0.46232 | 0.46509 | 0.46509 | 0.46509 | 0.46509 | 0.46509
Discretionary | HVAC | $0.01/MWh to $10/MWh | Commercial EM | Commercial | Commercial EM-Retro-Assembly | 100% | 0.20129 | 0.40162 | 0.60099 | 0.80046 | 1.0001 | 1.1783 | 1.318 | 1.4272 | 1.5121 | 1.5777 | 1.6278 | 1.6657 | 1.6937 | 1.7139 | 1.7276 | 1.7361 | 1.7361 | 1.7361 | 1.7361 | 1.7361
Discretionary | HVAC | $0.01/MWh to $10/MWh | Commercial EM | Commercial | Commercial EM-Retro-Other | 100% | 0.15253 | 0.3036 | 0.45321 | 0.60468 | 0.75813 | 0.89667 | 1.007 | 1.0946 | 1.1638 | 1.2181 | 1.2603 | 1.2928 | 1.3172 | 1.3352 | 1.3478 | 1.3561 | 1.3561 | 1.3561 | 1.3561 | 1.3561
Lost Opportunity | Lighting | $0/MWh and Under | LEC Exit Sign | Commercial | LEC Exit Sign-Double-New | 100% | 0.023748 | 0.047701 | 0.075848 | 0.10562 | 0.13987 | 0.17913 | 0.22241 | 0.27479 | 0.33385 | 0.38994 | 0.44993 | 0.50912 | 0.56519 | 0.61987 | 0.67321 | 0.72744 | 0.78237 | 0.838 | 0.89435 | 0.9514
Lost Opportunity | Lighting | $0/MWh and Under | LEC Exit Sign | Commercial | LEC Exit Sign-Single-New | 100% | 0.0048755 | 0.009793 | 0.015571 | 0.021684 | 0.028714 | 0.036775 | 0.04566 | 0.056413 | 0.068539 | 0.080055 | 0.09237 | 0.10452 | 0.11603 | 0.12726 | 0.13821 | 0.14934 | 0.16062 | 0.17204 | 0.18361 | 0.19532
Lost Opportunity | Lighting | $0/MWh and Under | LEC Exit Sign | Commercial | LEC Exit Sign-Double-NR | 100% | 0.1685 | 0.35621 | 0.56012 | 0.77752 | 1.006 | 1.2436 | 1.4885 | 1.7388 | 1.9929 | 2.2498 | 2.5086 | 2.7685 | 3.029 | 3.2897 | 3.5502 | 3.8123 | 4.0749 | 4.3378 | 4.601 | 4.8646
Lost Opportunity | Lighting | $0/MWh and Under | LEC Exit Sign | Commercial | LEC Exit Sign-Single-NR | 100% | 0.034592 | 0.07313 | 0.11499 | 0.15962 | 0.20654 | 0.25531 | 0.30559 | 0.35697 | 0.40915 | 0.46189 | 0.51501 | 0.56836 | 0.62184 | 0.67536 | 0.72886 | 0.78267 | 0.83657 | 0.89055 | 0.94459 | 0.99869
Lost Opportunity | Lighting | $0.01/MWh to $10/MWh | Exterior Building Lighting | Commercial | Exterior Lighting: Parking Lot - HPS 250W - New | 100% | 0.062628 | 0.1258 | 0.20002 | 0.27854 | 0.36885 | 0.4724 | 0.58653 | 0.72466 | 0.88042 | 1.0283 | 1.1865 | 1.3426 | 1.4905 | 1.6347 | 1.7754 | 1.9184 | 2.0632 | 2.21 | 2.3585 | 2.509
Lost Opportunity | Lighting | $0/MWh and Under | Exterior Building Lighting | Commercial | Exterior Lighting: Walkway - HID 150W - New | 100% | 0.027412 | 0.055061 | 0.08755 | 0.12192 | 0.16145 | 0.20677 | 0.25672 | 0.31718 | 0.38536 | 0.45011 | 0.51935 | 0.58767 | 0.65239 | 0.71552 | 0.77708 | 0.83967 | 0.90308 | 0.9673 | 1.0323 | 1.0982
Lost Opportunity | Lighting | $0/MWh and Under | Exterior Building Lighting | Commercial | Exterior Lighting: Façade - HID 150W - New | 100% | 0.027476 | 0.055188 | 0.087752 | 0.1222 | 0.16182 | 0.20725 | 0.25732 | 0.31792 | 0.38625 | 0.45115 | 0.52055 | 0.58903 | 0.65389 | 0.71716 | 0.77887 | 0.84161 | 0.90516 | 0.96953 | 1.0347 | 1.1007
Lost Opportunity | Lighting | $0/MWh and Under | Exterior Building Lighting | Commercial | Exterior Lighting: Walkway - INC 75W - New | 100% | 0.00070423 | 0.0014145 | 0.0022492 | 0.0031321 | 0.0041475 | 0.0053119 | 0.0065953 | 0.0081485 | 0.0099 | 0.011563 | 0.013342 | 0.015097 | 0.01676 | 0.018382 | 0.019963 | 0.021571 | 0.0232 | 0.02485 | 0.026521 | 0.028213
Lost Opportunity | Lighting | $0/MWh and Under | Exterior Building Lighting | Commercial | Exterior Lighting: Façade - HID 400W - New | 100% | 0.011855 | 0.023812 | 0.037863 | 0.052726 | 0.06982 | 0.089421 | 0.11102 | 0.13717 | 0.16666 | 0.19466 | 0.2246 | 0.25415 | 0.28214 | 0.30944 | 0.33606 | 0.36313 | 0.39055 | 0.41833 | 0.44645 | 0.47493
Lost Opportunity | Lighting | $0/MWh and Under | Exterior Building Lighting | Commercial | Exterior Lighting: Walkway - CFL 26W - New | 100% | 0.00094871 | 0.0019056 | 0.00303 | 0.0042194 | 0.0055874 | 0.007156 | 0.0088849 | 0.010977 | 0.013337 | 0.015578 | 0.017974 | 0.020339 | 0.022578 | 0.024763 | 0.026894 | 0.02906 | 0.031254 | 0.033477 | 0.035728 | 0.038007
Lost Opportunity | Lighting | $0.01/MWh to $10/MWh | Exterior Building Lighting | Commercial | Exterior Lighting: Parking Lot - MH 400W - New | 100% | 0.024067 | 0.048341 | 0.076865 | 0.10704 | 0.14174 | 0.18153 | 0.22539 | 0.27847 | 0.33833 | 0.39518 | 0.45597 | 0.51595 | 0.57277 | 0.62819 | 0.68225 | 0.7372 | 0.79286 | 0.84925 | 0.90635 | 0.96417
Lost Opportunity | Lighting | $0.01/MWh to $10/MWh | Exterior Building Lighting | Commercial | Exterior Lighting: Parking Lot - MH 1000W - New | 100% | 0.0029271 | 0.0058795 | 0.0093487 | 0.013019 | 0.017239 | 0.022079 | 0.027413 | 0.033869 | 0.041149 | 0.048063 | 0.055457 | 0.062752 | 0.069663 | 0.076403 | 0.082978 | 0.089661 | 0.096431 | 0.10329 | 0.11023 | 0.11727
Lost Opportunity | Lighting | $10.01/MWh to $20/MWh | Exterior Building Lighting | Commercial | Exterior Lighting: Parking Lot - HPS 250W - NR | 100% | 1.3028 | 2.7381 | 4.2852 | 5.9253 | 7.6422 | 9.4303 | 11.2674 | 13.1413 | 14.1693 | 14.1693 | 14.1693 | 14.1693 | 14.1693 | 14.1693 | 14.1693 | 14.1693 | 14.1693 | 14.1693 | 14.1693 | 14.1693
Lost Opportunity | Lighting | $0.01/MWh to $10/MWh | Exterior Building Lighting | Commercial | Exterior Lighting: Walkway - HID 150W - NR | 100% | 0.88471 | 1.8578 | 2.9053 | 4.0149 | 5.1756 | 6.3838 | 7.1814 | 7.1814 | 7.1814 | 7.1814 | 7.1814 | 7.1814 | 7.1814 | 7.1814 | 7.1814 | 7.1814 | 7.1814 | 7.1814 | 7.1814 | 7.1814
Lost Opportunity | Lighting | $0.01/MWh to $10/MWh | Exterior Building Lighting | Commercial | Exterior Lighting: Façade - HID 150W - NR | 100% | 0.89742 | 1.8845 | 2.9471 | 4.0726 | 5.2499 | 6.4755 | 7.2846 | 7.2846 | 7.2846 | 7.2846 | 7.2846 | 7.2846 | 7.2846 | 7.2846 | 7.2846 | 7.2846 | 7.2846 | 7.2846 | 7.2846 | 7.2846
Lost Opportunity | Lighting | $0/MWh and Under | Exterior Building Lighting | Commercial | Exterior Lighting: Walkway - INC 75W - NR | 100% | 0.014884 | 0.031299 | 0.049005 | 0.067787 | 0.087454 | 0.10794 | 0.129 | 0.15048 | 0.17227 | 0.18671 | 0.18671 | 0.18671 | 0.18671 | 0.18671 | 0.18671 | 0.18671 | 0.18671 | 0.18671 | 0.18671 | 0.18671
Lost Opportunity | Lighting | $0.01/MWh to $10/MWh | Exterior Building Lighting | Commercial | Exterior Lighting: Façade - HID 400W - NR | 100% | 0.38721 | 0.81311 | 1.2716 | 1.7572 | 2.2652 | 2.794 | 3.1431 | 3.1431 | 3.1431 | 3.1431 | 3.1431 | 3.1431 | 3.1431 | 3.1431 | 3.1431 | 3.1431 | 3.1431 | 3.1431 | 3.1431 | 3.1431
Lost Opportunity | Lighting | $0/MWh and Under | Exterior Building Lighting | Commercial | Exterior Lighting: Walkway - CFL 26W - NR | 100% | 0.020051 | 0.042165 | 0.066018 | 0.091319 | 0.11781 | 0.14542 | 0.17378 | 0.20272 | 0.23207 | 0.25153 | 0.25153 | 0.25153 | 0.25153 | 0.25153 | 0.25153 | 0.25153 | 0.25153 | 0.25153 | 0.25153 | 0.25153
Lost Opportunity | Lighting | $0.01/MWh to $10/MWh | Exterior Building Lighting | Commercial | Exterior Lighting: Parking Lot - MH 400W - NR | 100% | 0.51435 | 1.0811 | 1.6919 | 2.3394 | 3.0172 | 3.7232 | 4.4485 | 5.1883 | 5.5942 | 5.5942 | 5.5942 | 5.5942 | 5.5942 | 5.5942 | 5.5942 | 5.5942 | 5.5942 | 5.5942 | 5.5942 | 5.5942
Lost Opportunity | Lighting | $10.01/MWh to $20/MWh | Exterior Building Lighting | Commercial | Exterior Lighting: Parking Lot - MH 1000W - NR | 100% | 0.37173 | 0.68039 | 0.68039 | 0.68039 | 0.68039 | 0.68039 | 0.68039 | 0.68039 | 0.68039 | 0.68039 | 0.68039 | 0.68039 | 0.68039 | 0.68039 | 0.68039 | 0.68039 | 0.68039 | 0.68039 | 0.68039 | 0.68039
Lost Opportunity | HVAC | $25.01/MWh to $30/MWh | Premium Fume Hood | Commercial | Premium Fume Hood-NR | 100% | 0.019281 | 0.044608 | 0.075952 | 0.11329 | 0.15659 | 0.20581 | 0.26093 | 0.3219 | 0.38867 | 0.46122 | 0.53952 | 0.62353 | 0.71318 | 0.80847 | 0.90937 | 1.0158 | 1.122 | 1.2278 | 1.3333 | 1.4384
Discretionary | Other | $10.01/MWh to $20/MWh | Grocery Refrigeration Bundle | Commercial | Replace Shaded Pole with ECM in Walk-in Cooler | 100% | 0.3582 | 0.71639 | 1.0746 | 1.4328 | 1.791 | 2.1103 | 2.3597 | 2.5531 | 2.7017 | 2.8144 | 2.8986 | 2.9437 | 2.9437 | 2.9437 | 2.9437 | 2.9437 | 2.9437 | 2.9437 | 2.9437 | 2.9437
Discretionary | Other | $25.01/MWh to $30/MWh | Grocery Refrigeration Bundle | Commercial | ECM Controllers on Walk-In Evaporator Motors | 100% | 0.12005 | 0.2401 | 0.36015 | 0.4802 | 0.60025 | 0.70727 | 0.79084 | 0.85565 | 0.90546 | 0.94326 | 0.97145 | 0.98658 | 0.98658 | 0.98658 | 0.98658 | 0.98658 | 0.98658 | 0.98658 | 0.98658 | 0.98658
Discretionary | Other | $0.01/MWh to $10/MWh | Grocery Refrigeration Bundle | Commercial | Strip Curtains: Walk-In Coolers/ Freezers | 100% | 0.01342 | 0.026841 | 0.040261 | 0.053681 | 0.067102 | 0.079066 | 0.088408 | 0.095654 | 0.10122 | 0.10545 | 0.1086 | 0.11029 | 0.11029 | 0.11029 | 0.11029 | 0.11029 | 0.11029 | 0.11029 | 0.11029 | 0.11029
Discretionary | Other | $0.01/MWh to $10/MWh | Grocery Refrigeration Bundle | Commercial | Anti Sweat Heater Controls | 100% | 0.31192 | 0.62384 | 0.93577 | 1.2477 | 1.5596 | 1.8377 | 2.0548 | 2.2232 | 2.3526 | 2.4509 | 2.5241 | 2.5634 | 2.5634 | 2.5634 | 2.5634 | 2.5634 | 2.5634 | 2.5634 | 2.5634 | 2.5634
Discretionary | Other | $30.01/MWh to $35/MWh | Grocery Refrigeration Bundle | Commercial | LED Case Lighting | 0% | 0 | 0 | 0 | 0 | 0 | 0 | 0 | 0 | 0 | 0 | 0 | 0 | 0 | 0 | 0 | 0 | 0 | 0 | 0 | 0
Discretionary | Other | $10.01/MWh to $20/MWh | Grocery Refrigeration Bundle | Commercial | Grocery Retrocommisioning | 100% | 0.96529 | 1.9306 | 2.8959 | 3.8612 | 4.8264 | 5.687 | 6.359 | 6.8801 | 7.2806 | 7.5845 | 7.8112 | 7.9329 | 7.9329 | 7.9329 | 7.9329 | 7.9329 | 7.9329 | 7.9329 | 7.9329 | 7.9329
Discretionary | Other | $20.01/MWh to $25/MWh | Grocery Refrigeration Bundle | Commercial | Floating Head Pressure Control | 100% | 0.33485 | 0.66971 | 1.0046 | 1.3394 | 1.6743 | 1.9728 | 2.2059 | 2.3867 | 2.5256 | 2.631 | 2.7097 | 2.7519 | 2.7519 | 2.7519 | 2.7519 | 2.7519 | 2.7519 | 2.7519 | 2.7519 | 2.7519
Discretionary | Other | $10.01/MWh to $20/MWh | Grocery Refrigeration Bundle | Commercial | LED Motion Sensors on Display Case | 100% | 0.057644 | 0.11529 | 0.17293 | 0.23057 | 0.28822 | 0.33961 | 0.37974 | 0.41086 | 0.43477 | 0.45292 | 0.46646 | 0.47372 | 0.47372 | 0.47372 | 0.47372 | 0.47372 | 0.47372 | 0.47372 | 0.47372 | 0.47372
Lost Opportunity | Lighting | $0.01/MWh to $10/MWh | Low Power LF Lamps | Commercial | Market Average HP Low Power T8 Shift | 100% | 0.36912 | 0.80772 | 1.301 | 1.8372 | 2.4069 | 3.0028 | 3.6165 | 3.896 | 3.896 | 3.896 | 3.896 | 3.896 | 3.896 | 3.896 | 3.896 | 3.896 | 3.896 | 3.896 | 3.896 | 3.896
Lost Opportunity | Lighting | $60.01/MWh to $80/MWh | Exterior Building Lighting | Commercial | TLED Over Ballast on SP32WT8 | 0% | 0 | 0 | 0 | 0 | 0 | 0 | 0 | 0 | 0 | 0 | 0 | 0 | 0 | 0 | 0 | 0 | 0 | 0 | 0 | 0
Lost Opportunity | Lighting | $40.01/MWh to $50/MWh | Lighting Controls Interior | Commercial | Lighting Controls Interior-New-Large Off-Unitary | 0% | 0 | 0 | 0 | 0 | 0 | 0 | 0 | 0 | 0 | 0 | 0 | 0 | 0 | 0 | 0 | 0 | 0 | 0 | 0 | 0
Lost Opportunity | Lighting | $60.01/MWh to $80/MWh | Lighting Controls Interior | Commercial | Lighting Controls Interior-New-Medium Off-Unitary | 0% | 0 | 0 | 0 | 0 | 0 | 0 | 0 | 0 | 0 | 0 | 0 | 0 | 0 | 0 | 0 | 0 | 0 | 0 | 0 | 0
Lost Opportunity | Lighting | $60.01/MWh to $80/MWh | Lighting Controls Interior | Commercial | Lighting Controls Interior-New-Small Off-Unitary | 0% | 0 | 0 | 0 | 0 | 0 | 0 | 0 | 0 | 0 | 0 | 0 | 0 | 0 | 0 | 0 | 0 | 0 | 0 | 0 | 0
Lost Opportunity | Lighting | $20.01/MWh to $25/MWh | Lighting Controls Interior | Commercial | Lighting Controls Interior-New-Xlarge Ret-Unitary | 100% | 0.0028864 | 0.0052472 | 0.0089803 | 0.012404 | 0.015808 | 0.019955 | 0.024246 | 0.029031 | 0.034385 | 0.039416 | 0.045152 | 0.050578 | 0.056183 | 0.061173 | 0.066156 | 0.071561 | 0.077371 | 0.083585 | 0.090204 | 0.097228
Lost Opportunity | Lighting | $40.01/MWh to $50/MWh | Lighting Controls Interior | Commercial | Lighting Controls Interior-New-Large Ret-Unitary | 0% | 0 | 0 | 0 | 0 | 0 | 0 | 0 | 0 | 0 | 0 | 0 | 0 | 0 | 0 | 0 | 0 | 0 | 0 | 0 | 0
Lost Opportunity | Lighting | $40.01/MWh to $50/MWh | Lighting Controls Interior | Commercial | Lighting Controls Interior-New-Medium Ret-Unitary | 0% | 0 | 0 | 0 | 0 | 0 | 0 | 0 | 0 | 0 | 0 | 0 | 0 | 0 | 0 | 0 | 0 | 0 | 0 | 0 | 0
Lost Opportunity | Lighting | $60.01/MWh to $80/MWh | Lighting Controls Interior | Commercial | Lighting Controls Interior-New-Small Ret-Unitary | 0% | 0 | 0 | 0 | 0 | 0 | 0 | 0 | 0 | 0 | 0 | 0 | 0 | 0 | 0 | 0 | 0 | 0 | 0 | 0 | 0
Lost Opportunity | Lighting | $80.01/MWh to $100/MWh | Lighting Controls Interior | Commercial | Lighting Controls Interior-New-School K-12-Unitary | 0% | 0 | 0 | 0 | 0 | 0 | 0 | 0 | 0 | 0 | 0 | 0 | 0 | 0 | 0 | 0 | 0 | 0 | 0 | 0 | 0
Lost Opportunity | Lighting | $80.01/MWh to $100/MWh | Lighting Controls Interior | Commercial | Lighting Controls Interior-New-University-Unitary | 0% | 0 | 0 | 0 | 0 | 0 | 0 | 0 | 0 | 0 | 0 | 0 | 0 | 0 | 0 | 0 | 0 | 0 | 0 | 0 | 0
Lost Opportunity | Lighting | $50.01/MWh to $60/MWh | Lighting Controls Interior | Commercial | Lighting Controls Interior-New-Warehouse-Unitary | 0% | 0 | 0 | 0 | 0 | 0 | 0 | 0 | 0 | 0 | 0 | 0 | 0 | 0 | 0 | 0 | 0 | 0 | 0 | 0 | 0
Lost Opportunity | Lighting | $0.01/MWh to $10/MWh | Lighting Controls Interior | Commercial | Lighting Controls Interior-New-Supermarket-Unitary | 100% | 0 | 0 | 0 | 0 | 0 | 0 | 0 | 0 | 0 | 0 | 0 | 0 | 0 | 0 | 0 | 0 | 0 | 0 | 0 | 0
Lost Opportunity | Lighting | $0.01/MWh to $10/MWh | Lighting Controls Interior | Commercial | Lighting Controls Interior-New-MiniMart-Unitary | 100% | 0 | 0 | 0 | 0 | 0 | 0 | 0 | 0 | 0 | 0 | 0 | 0 | 0 | 0 | 0 | 0 | 0 | 0 | 0 | 0
Lost Opportunity | Lighting | $0.01/MWh to $10/MWh | Lighting Controls Interior | Commercial | Lighting Controls Interior-New-Restaurant-Unitary | 100% | 0 | 0 | 0 | 0 | 0 | 0 | 0 | 0 | 0 | 0 | 0 | 0 | 0 | 0 | 0 | 0 | 0 | 0 | 0 | 0
Lost Opportunity | Lighting | $0.01/MWh to $10/MWh | Lighting Controls Interior | Commercial | Lighting Controls Interior-New-Lodging-Unitary | 100% | 0 | 0 | 0 | 0 | 0 | 0 | 0 | 0 | 0 | 0 | 0 | 0 | 0 | 0 | 0 | 0 | 0 | 0 | 0 | 0
Lost Opportunity | Lighting | $0.01/MWh to $10/MWh | Lighting Controls Interior | Commercial | Lighting Controls Interior-New-Hospital-Unitary | 100% | 0 | 0 | 0 | 0 | 0 | 0 | 0 | 0 | 0 | 0 | 0 | 0 | 0 | 0 | 0 | 0 | 0 | 0 | 0 | 0
Lost Opportunity | Lighting | $0.01/MWh to $10/MWh | Lighting Controls Interior | Commercial | Lighting Controls Interior-New-Residential Care-Unitary | 100% | 0 | 0 | 0 | 0 | 0 | 0 | 0 | 0 | 0 | 0 | 0 | 0 | 0 | 0 | 0 | 0 | 0 | 0 | 0 | 0
Lost Opportunity | Lighting | $0.01/MWh to $10/MWh | Lighting Controls Interior | Commercial | Lighting Controls Interior-New-Assembly-Unitary | 100% | 0 | 0 | 0 | 0 | 0 | 0 | 0 | 0 | 0 | 0 | 0 | 0 | 0 | 0 | 0 | 0 | 0 | 0 | 0 | 0
Lost Opportunity | Lighting | $50.01/MWh to $60/MWh | Lighting Controls Interior | Commercial | Lighting Controls Interior-New-Other-Unitary | 0% | 0 | 0 | 0 | 0 | 0 | 0 | 0 | 0 | 0 | 0 | 0 | 0 | 0 | 0 | 0 | 0 | 0 | 0 | 0 | 0
Lost Opportunity | Lighting | $80.01/MWh to $100/MWh | Lighting Controls Interior | Commercial | Lighting Controls Interior-New-Large Off-Integrated | 0% | 0 | 0 | 0 | 0 | 0 | 0 | 0 | 0 | 0 | 0 | 0 | 0 | 0 | 0 | 0 | 0 | 0 | 0 | 0 | 0
Lost Opportunity | Lighting | Over $100/MWh | Lighting Controls Interior | Commercial | Lighting Controls Interior-New-Medium Off-Integrated | 0% | 0 | 0 | 0 | 0 | 0 | 0 | 0 | 0 | 0 | 0 | 0 | 0 | 0 | 0 | 0 | 0 | 0 | 0 | 0 | 0
Lost Opportunity | Lighting | Over $100/MWh | Lighting Controls Interior | Commercial | Lighting Controls Interior-New-Small Off-Integrated | 0% | 0 | 0 | 0 | 0 | 0 | 0 | 0 | 0 | 0 | 0 | 0 | 0 | 0 | 0 | 0 | 0 | 0 | 0 | 0 | 0
Lost Opportunity | Lighting | $40.01/MWh to $50/MWh | Lighting Controls Interior | Commercial | Lighting Controls Interior-New-Xlarge Ret-Integrated | 0% | 0 | 0 | 0 | 0 | 0 | 0 | 0 | 0 | 0 | 0 | 0 | 0 | 0 | 0 | 0 | 0 | 0 | 0 | 0 | 0
Lost Opportunity | Lighting | $80.01/MWh to $100/MWh | Lighting Controls Interior | Commercial | Lighting Controls Interior-New-Large Ret-Integrated | 0% | 0 | 0 | 0 | 0 | 0 | 0 | 0 | 0 | 0 | 0 | 0 | 0 | 0 | 0 | 0 | 0 | 0 | 0 | 0 | 0
Lost Opportunity | Lighting | $80.01/MWh to $100/MWh | Lighting Controls Interior | Commercial | Lighting Controls Interior-New-Medium Ret-Integrated | 0% | 0 | 0 | 0 | 0 | 0 | 0 | 0 | 0 | 0 | 0 | 0 | 0 | 0 | 0 | 0 | 0 | 0 | 0 | 0 | 0
Lost Opportunity | Lighting | Over $100/MWh | Lighting Controls Interior | Commercial | Lighting Controls Interior-New-Small Ret-Integrated | 0% | 0 | 0 | 0 | 0 | 0 | 0 | 0 | 0 | 0 | 0 | 0 | 0 | 0 | 0 | 0 | 0 | 0 | 0 | 0 | 0
Lost Opportunity | Lighting | Over $100/MWh | Lighting Controls Interior | Commercial | Lighting Controls Interior-New-School K-12-Integrated | 0% | 0 | 0 | 0 | 0 | 0 | 0 | 0 | 0 | 0 | 0 | 0 | 0 | 0 | 0 | 0 | 0 | 0 | 0 | 0 | 0
Lost Opportunity | Lighting | Over $100/MWh | Lighting Controls Interior | Commercial | Lighting Controls Interior-New-University-Integrated | 0% | 0 | 0 | 0 | 0 | 0 | 0 | 0 | 0 | 0 | 0 | 0 | 0 | 0 | 0 | 0 | 0 | 0 | 0 | 0 | 0
Lost Opportunity | Lighting | Over $100/MWh | Lighting Controls Interior | Commercial | Lighting Controls Interior-New-Warehouse-Integrated | 0% | 0 | 0 | 0 | 0 | 0 | 0 | 0 | 0 | 0 | 0 | 0 | 0 | 0 | 0 | 0 | 0 | 0 | 0 | 0 | 0
Lost Opportunity | Lighting | $0.01/MWh to $10/MWh | Lighting Controls Interior | Commercial | Lighting Controls Interior-New-Supermarket-Integrated | 100% | 0 | 0 | 0 | 0 | 0 | 0 | 0 | 0 | 0 | 0 | 0 | 0 | 0 | 0 | 0 | 0 | 0 | 0 | 0 | 0
Lost Opportunity | Lighting | $0.01/MWh to $10/MWh | Lighting Controls Interior | Commercial | Lighting Controls Interior-New-MiniMart-Integrated | 100% | 0 | 0 | 0 | 0 | 0 | 0 | 0 | 0 | 0 | 0 | 0 | 0 | 0 | 0 | 0 | 0 | 0 | 0 | 0 | 0
Lost Opportunity | Lighting | $0.01/MWh to $10/MWh | Lighting Controls Interior | Commercial | Lighting Controls Interior-New-Restaurant-Integrated | 100% | 0 | 0 | 0 | 0 | 0 | 0 | 0 | 0 | 0 | 0 | 0 | 0 | 0 | 0 | 0 | 0 | 0 | 0 | 0 | 0
Lost Opportunity | Lighting | $0.01/MWh to $10/MWh | Lighting Controls Interior | Commercial | Lighting Controls Interior-New-Lodging-Integrated | 100% | 0 | 0 | 0 | 0 | 0 | 0 | 0 | 0 | 0 | 0 | 0 | 0 | 0 | 0 | 0 | 0 | 0 | 0 | 0 | 0
Lost Opportunity | Lighting | $0.01/MWh to $10/MWh | Lighting Controls Interior | Commercial | Lighting Controls Interior-New-Hospital-Integrated | 100% | 0 | 0 | 0 | 0 | 0 | 0 | 0 | 0 | 0 | 0 | 0 | 0 | 0 | 0 | 0 | 0 | 0 | 0 | 0 | 0
Lost Opportunity | Lighting | $0.01/MWh to $10/MWh | Lighting Controls Interior | Commercial | Lighting Controls Interior-New-Residential Care-Integrated | 100% | 0 | 0 | 0 | 0 | 0 | 0 | 0 | 0 | 0 | 0 | 0 | 0 | 0 | 0 | 0 | 0 | 0 | 0 | 0 | 0
Lost Opportunity | Lighting | $0.01/MWh to $10/MWh | Lighting Controls Interior | Commercial | Lighting Controls Interior-New-Assembly-Integrated | 100% | 0 | 0 | 0 | 0 | 0 | 0 | 0 | 0 | 0 | 0 | 0 | 0 | 0 | 0 | 0 | 0 | 0 | 0 | 0 | 0
Lost Opportunity | Lighting | $80.01/MWh to $100/MWh | Lighting Controls Interior | Commercial | Lighting Controls Interior-New-Other-Integrated | 0% | 0 | 0 | 0 | 0 | 0 | 0 | 0 | 0 | 0 | 0 | 0 | 0 | 0 | 0 | 0 | 0 | 0 | 0 | 0 | 0
Lost Opportunity | Lighting | $35.01/MWh to $40/MWh | LPD Package | Commercial | New_LF_FIX_REPL_from LF2018 to LED_FIX_KIT | 0% | 0 | 0 | 0 | 0 | 0 | 0 | 0 | 0 | 0 | 0 | 0 | 0 | 0 | 0 | 0 | 0 | 0 | 0 | 0 | 0
Lost Opportunity | Lighting | $0/MWh and Under | LPD Package | Commercial | New_CAN_FIX_REPL_from CFL to LED_FIX_KIT | 100% | 0.058159 | 0.11682 | 0.18575 | 0.25867 | 0.34253 | 0.43869 | 0.54467 | 0.67295 | 0.81759 | 0.95496 | 1.1019 | 1.2468 | 1.3841 | 1.5181 | 1.6487 | 1.7815 | 1.916 | 2.0522 | 2.1902 | 2.33
Lost Opportunity | Lighting | $0/MWh and Under | LPD Package | Commercial | New_CAN_FIX_REPL_from INC_HAL to LED_FIX_KIT | 100% | 0.044821 | 0.090027 | 0.14315 | 0.19934 | 0.26397 | 0.33808 | 0.41976 | 0.51861 | 0.63009 | 0.73595 | 0.84916 | 0.96087 | 1.0667 | 1.1699 | 1.2706 | 1.3729 | 1.4766 | 1.5816 | 1.6879 | 1.7956
Lost Opportunity | Lighting | $60.01/MWh to $80/MWh | LPD Package | Commercial | New_DISP_FIX_REPL_from CFL to LED_FIX_KIT | 0% | 0 | 0 | 0 | 0 | 0 | 0 | 0 | 0 | 0 | 0 | 0 | 0 | 0 | 0 | 0 | 0 | 0 | 0 | 0 | 0
Lost Opportunity | Lighting | $0/MWh and Under | LPD Package | Commercial | New_DISP_FIX_REPL_from INC_HAL to LED_FIX_KIT | 100% | 0.0079905 | 0.01605 | 0.02552 | 0.035539 | 0.04706 | 0.060272 | 0.074833 | 0.092457 | 0.11233 | 0.1312 | 0.15139 | 0.1713 | 0.19017 | 0.20857 | 0.22651 | 0.24476 | 0.26324 | 0.28196 | 0.30092 | 0.32012
Lost Opportunity | Lighting | $35.01/MWh to $40/MWh | LPD Package | Commercial | New_HIGHBAY_FIX_REPL_from HID to LED_FIX_KIT | 0% | 0 | 0 | 0 | 0 | 0 | 0 | 0 | 0 | 0 | 0 | 0 | 0 | 0 | 0 | 0 | 0 | 0 | 0 | 0 | 0
Lost Opportunity | Lighting | $10.01/MWh to $20/MWh | LPD Package | Commercial | New_HIGHBAY_FIX_REPL_from HID to LF2018 | 100% | 0.0023818 | 0.0047841 | 0.0076069 | 0.010593 | 0.014027 | 0.017965 | 0.022306 | 0.027559 | 0.033483 | 0.039108 | 0.045125 | 0.051061 | 0.056684 | 0.062169 | 0.067518 | 0.072956 | 0.078465 | 0.084045 | 0.089696 | 0.095418
Lost Opportunity | Lighting | $50.01/MWh to $60/MWh | LPD Package | Commercial | New_HIGHBAY_FIX_REPL_from LF2018 to LED_FIX_KIT | 0% | 0 | 0 | 0 | 0 | 0 | 0 | 0 | 0 | 0 | 0 | 0 | 0 | 0 | 0 | 0 | 0 | 0 | 0 | 0 | 0
Lost Opportunity | Lighting | $40.01/MWh to $50/MWh | LPD Package | Commercial | NR_LF_FIX_REPL_from LF2018 to LED_FIX_KIT | 0% | 0 | 0 | 0 | 0 | 0 | 0 | 0 | 0 | 0 | 0 | 0 | 0 | 0 | 0 | 0 | 0 | 0 | 0 | 0 | 0
Lost Opportunity | Lighting | $0.01/MWh to $10/MWh | LPD Package | Commercial | NR_LF_FIX_REPL_from LF2018 to LED_FIX_KIT_RDX | 100% | 0.36007 | 0.76117 | 1.1968 | 1.6613 | 2.1495 | 2.6571 | 3.1803 | 3.7149 | 4.2579 | 4.8067 | 5.3594 | 5.9146 | 6.471 | 7.0279 | 7.5846 | 8.1404 | 8.6936 | 9.2442 | 9.7922 | 10.3375
Lost Opportunity | Lighting | $0/MWh and Under | LPD Package | Commercial | NR_LF_FIX_REPL_from LF2018 to LF_FIX_KIT_RDX | 100% | 0.10686 | 0.2259 | 0.35521 | 0.49305 | 0.63795 | 0.78858 | 0.94385 | 1.1025 | 1.2637 | 1.4265 | 1.5906 | 1.7554 | 1.9205 | 2.0858 | 2.251 | 2.416 | 2.5801 | 2.7435 | 2.9062 | 3.068
Lost Opportunity | Lighting | $25.01/MWh to $30/MWh | LPD Package | Commercial | NR_LF_FIX_REPL_from LF2018 to TLED_PIN | 100% | 0.081018 | 0.17127 | 0.2693 | 0.37381 | 0.48366 | 0.59786 | 0.71558 | 0.83588 | 0.95805 | 1.0815 | 1.2059 | 1.3308 | 1.456 | 1.5813 | 1.7066 | 1.8316 | 1.9561 | 2.08 | 2.2033 | 2.326
Lost Opportunity | Lighting | $0.01/MWh to $10/MWh | LPD Package | Commercial | NR_LF_FIX_REPL_from LF2018 to TLED_PIN_RDX | 100% | 0.13617 | 0.28786 | 0.45263 | 0.62828 | 0.81291 | 1.0049 | 1.2027 | 1.4049 | 1.6102 | 1.8178 | 2.0268 | 2.2368 | 2.4472 | 2.6578 | 2.8684 | 3.0786 | 3.2878 | 3.496 | 3.7032 | 3.9095
Lost Opportunity | Lighting | $0/MWh and Under | LPD Package | Commercial | NR_CAN_FIX_REPL_from CFL to LED_FIX_KIT | 100% | 0.15424 | 0.32607 | 0.5127 | 0.71167 | 0.9208 | 1.1382 | 1.3623 | 1.5914 | 1.824 | 2.059 | 2.2958 | 2.5336 | 2.772 | 3.0106 | 3.249 | 3.4871 | 3.7241 | 3.96 | 4.1947 | 4.4283
Lost Opportunity | Lighting | $0/MWh and Under | LPD Package | Commercial | NR_CAN_FIX_REPL_from INC_HAL to LED_FIX_KIT | 100% | 0.18051 | 0.3816 | 0.60002 | 0.83287 | 1.0776 | 1.3321 | 1.5944 | 1.8624 | 2.1346 | 2.4097 | 2.6868 | 2.9652 | 3.2441 | 3.5233 | 3.8024 | 4.081 | 4.3584 | 4.6344 | 4.9091 | 5.1825
Lost Opportunity | Lighting | $60.01/MWh to $80/MWh | LPD Package | Commercial | NR_DISP_FIX_REPL_from CFL to LED_FIX_KIT | 0% | 0 | 0 | 0 | 0 | 0 | 0 | 0 | 0 | 0 | 0 | 0 | 0 | 0 | 0 | 0 | 0 | 0 | 0 | 0 | 0
Lost Opportunity | Lighting | $0/MWh and Under | LPD Package | Commercial | NR_DISP_FIX_REPL_from INC_HAL to LED_FIX_KIT | 100% | 0.020963 | 0.044316 | 0.069681 | 0.096722 | 0.12515 | 0.1547 | 0.18515 | 0.21628 | 0.24789 | 0.27984 | 0.31202 | 0.34435 | 0.37674 | 0.40917 | 0.44157 | 0.47394 | 0.50614 | 0.5382 | 0.5701 | 0.60185
Lost Opportunity | Lighting | $40.01/MWh to $50/MWh | LPD Package | Commercial | NR_HIGHBAY_FIX_REPL_from HID to LED_FIX_KIT | 0% | 0 | 0 | 0 | 0 | 0 | 0 | 0 | 0 | 0 | 0 | 0 | 0 | 0 | 0 | 0 | 0 | 0 | 0 | 0 | 0
Lost Opportunity | Lighting | $0.01/MWh to $10/MWh | LPD Package | Commercial | NR_HIGHBAY_FIX_REPL_from HID to LF2018 | 100% | 0 | 0 | 0 | 0 | 0 | 0 | 0 | 0 | 0 | 0 | 0 | 0 | 0 | 0 | 0 | 0 | 0 | 0 | 0 | 0
Lost Opportunity | Lighting | $60.01/MWh to $80/MWh | LPD Package | Commercial | NR_HIGHBAY_FIX_REPL_from LF2018 to LED_FIX_KIT | 0% | 0 | 0 | 0 | 0 | 0 | 0 | 0 | 0 | 0 | 0 | 0 | 0 | 0 | 0 | 0 | 0 | 0 | 0 | 0 | 0
Discretionary | Lighting | Over $100/MWh | LPD Package | Commercial | Retro_LF_FIX_REPL_from LF2018 to LED_FIX_KIT | 0% | 0 | 0 | 0 | 0 | 0 | 0 | 0 | 0 | 0 | 0 | 0 | 0 | 0 | 0 | 0 | 0 | 0 | 0 | 0 | 0
Discretionary | Lighting | Over $100/MWh | LPD Package | Commercial | Retro_LF_FIX_REPL_from LF2018 to LED_FIX_KIT_RDX | 0% | 0 | 0 | 0 | 0 | 0 | 0 | 0 | 0 | 0 | 0 | 0 | 0 | 0 | 0 | 0 | 0 | 0 | 0 | 0 | 0
Discretionary | Lighting | $80.01/MWh to $100/MWh | LPD Package | Commercial | Retro_LF_FIX_REPL_from LF2018 to LF_FIX_KIT_RDX | 0% | 0 | 0 | 0 | 0 | 0 | 0 | 0 | 0 | 0 | 0 | 0 | 0 | 0 | 0 | 0 | 0 | 0 | 0 | 0 | 0
Discretionary | Lighting | $50.01/MWh to $60/MWh | LPD Package | Commercial | Retro_CAN_FIX_REPL_from CFL to LED_FIX_KIT | 0% | 0 | 0 | 0 | 0 | 0 | 0 | 0 | 0 | 0 | 0 | 0 | 0 | 0 | 0 | 0 | 0 | 0 | 0 | 0 | 0
Discretionary | Lighting | $0/MWh and Under | LPD Package | Commercial | Retro_CAN_FIX_REPL_from INC_HAL to LED_FIX_KIT | 100% | 0.074888 | 0.14973 | 0.22451 | 0.29919 | 0.37378 | 0.44035 | 0.49262 | 0.53346 | 0.56518 | 0.5896 | 0.6082 | 0.62213 | 0.63234 | 0.63957 | 0.64443 | 0.64739 | 0.64739 | 0.64739 | 0.64739 | 0.64739
Discretionary | Lighting | Over $100/MWh | LPD Package | Commercial | Retro_DISP_FIX_REPL_from CFL to LED_FIX_KIT | 0% | 0 | 0 | 0 | 0 | 0 | 0 | 0 | 0 | 0 | 0 | 0 | 0 | 0 | 0 | 0 | 0 | 0 | 0 | 0 | 0
Discretionary | Lighting | $0.01/MWh to $10/MWh | LPD Package | Commercial | Retro_DISP_FIX_REPL_from INC_HAL to LED_FIX_KIT | 100% | 0 | 0 | 0 | 0 | 0 | 0 | 0 | 0 | 0 | 0 | 0 | 0 | 0 | 0 | 0 | 0 | 0 | 0 | 0 | 0
Discretionary | Lighting | $60.01/MWh to $80/MWh | LPD Package | Commercial | Retro_HIGHBAY_FIX_REPL_from HID to LED_FIX_KIT | 0% | 0 | 0 | 0 | 0 | 0 | 0 | 0 | 0 | 0 | 0 | 0 | 0 | 0 | 0 | 0 | 0 | 0 | 0 | 0 | 0
Discretionary | Lighting | $0.01/MWh to $10/MWh | LPD Package | Commercial | Retro_HIGHBAY_FIX_REPL_from HID to LF2018 | 100% | 0 | 0 | 0 | 0 | 0 | 0 | 0 | 0 | 0 | 0 | 0 | 0 | 0 | 0 | 0 | 0 | 0 | 0 | 0 | 0
Discretionary | Lighting | Over $100/MWh | LPD Package | Commercial | Retro_HIGHBAY_FIX_REPL_from LF2018 to LED_FIX_KIT | 0% | 0 | 0 | 0 | 0 | 0 | 0 | 0 | 0 | 0 | 0 | 0 | 0 | 0 | 0 | 0 | 0 | 0 | 0 | 0 | 0
Discretionary | Lighting | $0.01/MWh to $10/MWh | LPD Package | Commercial | Retro_LF_LAMP_REPL_from LF2018 to TLED_PIN | 100% | 0 | 0 | 0 | 0 | 0 | 0 | 0 | 0 | 0 | 0 | 0 | 0 | 0 | 0 | 0 | 0 | 0 | 0 | 0 | 0
Discretionary | Lighting | $50.01/MWh to $60/MWh | LPD Package | Commercial | Retro_LF_LAMP_REPL_from LF2018 to TLED_PIN_RDX | 0% | 0 | 0 | 0 | 0 | 0 | 0 | 0 | 0 | 0 | 0 | 0 | 0 | 0 | 0 | 0 | 0 | 0 | 0 | 0 | 0
Discretionary | Lighting | $0/MWh and Under | LPD Package | Commercial | Retro_CAN_LAMP_REPL_from CFL to LED_CAN_LAMP | 100% | 0.058045 | 0.11583 | 0.17336 | 0.23064 | 0.28766 | 0.33843 | 0.37821 | 0.40923 | 0.43328 | 0.45158 | 0.45227 | 0.45227 | 0.45227 | 0.45227 | 0.45227 | 0.45227 | 0.45227 | 0.45227 | 0.45227 | 0.45227
Discretionary | Lighting | $0/MWh and Under | LPD Package | Commercial | Retro_CAN_LAMP_REPL_from INC_HAL to LED_CAN_LAMP | 100% | 0.071078 | 0.14184 | 0.21229 | 0.28243 | 0.35226 | 0.41442 | 0.46313 | 0.50112 | 0.53057 | 0.55297 | 0.55382 | 0.55382 | 0.55382 | 0.55382 | 0.55382 | 0.55382 | 0.55382 | 0.55382 | 0.55382 | 0.55382
Discretionary | Lighting | $40.01/MWh to $50/MWh | LPD Package | Commercial | Retro_DISP_LAMP_REPL_from CFL to LED_PAR_MR | 0% | 0 | 0 | 0 | 0 | 0 | 0 | 0 | 0 | 0 | 0 | 0 | 0 | 0 | 0 | 0 | 0 | 0 | 0 | 0 | 0
Discretionary | Lighting | $0/MWh and Under | LPD Package | Commercial | Retro_DISP_LAMP_REPL_from INC_HAL to LED_PAR_MR | 100% | 0.20008 | 0.39928 | 0.5976 | 0.79504 | 0.9916 | 1.1666 | 1.3037 | 1.4107 | 1.4936 | 1.5566 | 1.559 | 1.559 | 1.559 | 1.559 | 1.559 | 1.559 | 1.559 | 1.559 | 1.559 | 1.559
Discretionary | Lighting | $0.01/MWh to $10/MWh | LPD Package | Commercial | Retro_DISP_LAMP_REPL_from INC_HAL to HID_CMH | 100% | 0.048329 | 0.096443 | 0.14434 | 0.19203 | 0.23951 | 0.28178 | 0.3149 | 0.34073 | 0.36075 | 0.37599 | 0.37656 | 0.37656 | 0.37656 | 0.37656 | 0.37656 | 0.37656 | 0.37656 | 0.37656 | 0.37656 | 0.37656
Discretionary | Lighting | $0.01/MWh to $10/MWh | LPD Package | Commercial | Retro_DISP_LAMP_REPL_from HID_CMH to LED_PAR_MR | 100% | 0 | 0 | 0 | 0 | 0 | 0 | 0 | 0 | 0 | 0 | 0 | 0 | 0 | 0 | 0 | 0 | 0 | 0 | 0 | 0
Discretionary | Lighting | $0.01/MWh to $10/MWh | LPD Package | Commercial | Retro_OTHER_LAMP_REPL_from CFL to LED_OMNI | 100% | 0.75529 | 1.5072 | 2.2559 | 3.0012 | 3.7432 | 4.4038 | 4.9213 | 5.325 | 5.638 | 5.876 | 5.885 | 5.885 | 5.885 | 5.885 | 5.885 | 5.885 | 5.885 | 5.885 | 5.885 | 5.885
Discretionary | Lighting | $0/MWh and Under | LPD Package | Commercial | Retro_OTHER_LAMP_REPL_from EISA_2020 to LED_OMNI | 100% | 0.36721 | 0.7328 | 1.0968 | 1.4591 | 1.8199 | 2.141 | 2.3927 | 2.5889 | 2.7411 | 2.8568 | 2.8612 | 2.8612 | 2.8612 | 2.8612 | 2.8612 | 2.8612 | 2.8612 | 2.8612 | 2.8612 | 2.8612
Discretionary | Lighting | $0.01/MWh to $10/MWh | LPD Package | Commercial | Retro_OTHER_LAMP_REPL_from EISA_2020 to CFL_OMNI | 100% | 0 | 0 | 0 | 0 | 0 | 0 | 0 | 0 | 0 | 0 | 0 | 0 | 0 | 0 | 0 | 0 | 0 | 0 | 0 | 0
Discretionary | Lighting | $0.01/MWh to $10/MWh | LPD Package | Commercial | Retro_OTHER_LAMP_REPL_from HID to LED_OMNI | 100% | 0 | 0 | 0 | 0 | 0 | 0 | 0 | 0 | 0 | 0 | 0 | 0 | 0 | 0 | 0 | 0 | 0 | 0 | 0 | 0
Lost Opportunity | Other | $10.01/MWh to $20/MWh | MotorsRewind | Commercial | MotorsRewind-New-Large Off | 100% | 0.0010382 | 0.0020932 | 0.0036606 | 0.0051184 | 0.0066942 | 0.0085867 | 0.010578 | 0.012939 | 0.01567 | 0.018104 | 0.020771 | 0.023565 | 0.026119 | 0.028687 | 0.031203 | 0.033769 | 0.036386 | 0.039053 | 0.041771 | 0.04454
Lost Opportunity | Other | $10.01/MWh to $20/MWh | MotorsRewind | Commercial | MotorsRewind-New-Medium Off | 100% | 0.0007415 | 0.0014509 | 0.0025806 | 0.0036341 | 0.0047521 | 0.0061113 | 0.007541 | 0.0092119 | 0.011122 | 0.012852 | 0.014781 | 0.016748 | 0.018597 | 0.020385 | 0.022153 | 0.023989 | 0.025894 | 0.027868 | 0.02991 | 0.03202
Lost Opportunity | Other | $10.01/MWh to $20/MWh | MotorsRewind | Commercial | MotorsRewind-New-Small Off | 100% | 0.00019461 | 0.00037968 | 0.00067456 | 0.00095024 | 0.0012423 | 0.001596 | 0.0019684 | 0.0024037 | 0.0029015 | 0.0033521 | 0.0038555 | 0.0043668 | 0.0048464 | 0.0053127 | 0.0057738 | 0.0062517 | 0.0067464 | 0.0072579 | 0.0077864 | 0.0083316
Lost Opportunity | Other | $10.01/MWh to $20/MWh | MotorsRewind | Commercial | MotorsRewind-New-XLarge Ret | 100% | 8.2246e-05 | 0.00017538 | 0.00028439 | 0.0004047 | 0.00055847 | 0.00073997 | 0.00095306 | 0.0013288 | 0.0017771 | 0.0021744 | 0.0025631 | 0.0029422 | 0.0032509 | 0.0035695 | 0.003865 | 0.0041951 | 0.0045599 | 0.0049594 | 0.0053935 | 0.0058623
Lost Opportunity | Other | $10.01/MWh to $20/MWh | MotorsRewind | Commercial | MotorsRewind-New-Large Ret | 100% | 3.1941e-05 | 6.7481e-05 | 0.00010901 | 0.00015474 | 0.00021473 | 0.00028666 | 0.00037048 | 0.00051566 | 0.00068857 | 0.00084203 | 0.00099273 | 0.0011396 | 0.0012597 | 0.0013833 | 0.001498 | 0.0016258 | 0.0017667 | 0.0019207 | 0.0020877 | 0.0022678
Lost Opportunity | Other | $10.01/MWh to $20/MWh | MotorsRewind | Commercial | MotorsRewind-New-Medium Ret | 100% | 0.00012049 | 0.00025336 | 0.00040642 | 0.00057527 | 0.0007999 | 0.0010723 | 0.0013895 | 0.0019313 | 0.0025788 | 0.0031525 | 0.0037178 | 0.0042683 | 0.0047227 | 0.0051895 | 0.0056211 | 0.0061014 | 0.0066304 | 0.0072081 | 0.0078345 | 0.0085096
Lost Opportunity | Other | $10.01/MWh to $20/MWh | MotorsRewind | Commercial | MotorsRewind-New-Small Ret | 100% | 3.6384e-05 | 7.5506e-05 | 0.00012053 | 0.00017027 | 0.00023871 | 0.00032292 | 0.00042065 | 0.00058494 | 0.00078082 | 0.00095457 | 0.0011264 | 0.0012939 | 0.0014326 | 0.0015749 | 0.0017067 | 0.0018533 | 0.0020147 | 0.002191 | 0.0023821 | 0.002588
Lost Opportunity | Other | $10.01/MWh to $20/MWh | MotorsRewind | Commercial | MotorsRewind-New-School K-12 | 100% | 3.0345e-05 | 7.3356e-05 | 0.0001312 | 0.00022418 | 0.0003466 | 0.00045984 | 0.00057938 | 0.00071044 | 0.00085079 | 0.00098232 | 0.0011218 | 0.0012515 | 0.0013959 | 0.0015245 | 0.0016635 | 0.0017964 | 0.0019231 | 0.0020438 | 0.0021583 | 0.0022667
Lost Opportunity | Other | $10.01/MWh to $20/MWh | MotorsRewind | Commercial | MotorsRewind-New-University | 100% | 4.4234e-05 | 0.00010613 | 0.00015985 | 0.00025188 | 0.0003727 | 0.00049391 | 0.00064019 | 0.0008009 | 0.00097301 | 0.001151 | 0.0013206 | 0.0014718 | 0.0016476 | 0.0017992 | 0.0019529 | 0.0021186 | 0.0022965 | 0.0024864 | 0.0026883 | 0.0029024
Lost Opportunity | Other | $10.01/MWh to $20/MWh | MotorsRewind | Commercial | MotorsRewind-New-Warehouse | 100% | 0.00016527 | 0.00034659 | 0.00060218 | 0.00091454 | 0.0013131 | 0.0017423 | 0.0021847 | 0.0025963 | 0.0029425 | 0.0032887 | 0.003659 | 0.0040586 | 0.0044485 | 0.004826 | 0.0052048 | 0.005551 | 0.0058645 | 0.0061453 | 0.0063934 | 0.0066088
Lost Opportunity | Other | $0.01/MWh to $10/MWh | MotorsRewind | Commercial | MotorsRewind-New-Supermarket | 100% | 0.0001731 | 0.00038223 | 0.00061784 | 0.0008728 | 0.0011414 | 0.001421 | 0.0017088 | 0.0020025 | 0.0023017 | 0.0025788 | 0.0028855 | 0.0031938 | 0.0034999 | 0.0038032 | 0.0041037 | 0.0044016 | 0.0046969 | 0.0049896 | 0.0052796 | 0.0055671
Lost Opportunity | Other | $0.01/MWh to $10/MWh | MotorsRewind | Commercial | MotorsRewind-New-MiniMart | 100% | 3.1558e-05 | 5.5372e-05 | 7.9655e-05 | 0.00010644 | 0.00015528 | 0.00022564 | 0.00031869 | 0.00048117 | 0.00065386 | 0.00081138 | 0.00098658 | 0.0011437 | 0.001267 | 0.0013966 | 0.0015185 | 0.001646 | 0.0017791 | 0.0019178 | 0.0020621 | 0.0022121
Lost Opportunity | Other | $0.01/MWh to $10/MWh | MotorsRewind | Commercial | MotorsRewind-New-Restaurant | 100% | 0.00018363 | 0.00041303 | 0.00067826 | 0.00097113 | 0.0012853 | 0.0016166 | 0.0019622 | 0.0024578 | 0.0030398 | 0.0036283 | 0.0042448 | 0.0048926 | 0.0054569 | 0.0060269 | 0.0065428 | 0.0071145 | 0.0077421 | 0.0084254 | 0.0091646 | 0.0099595
Lost Opportunity | Other | $0.01/MWh to $10/MWh | MotorsRewind | Commercial | MotorsRewind-New-Lodging | 100% | 6.9814e-05 | 0.00015838 | 0.00026206 | 0.00037833 | 0.00051164 | 0.00066017 | 0.00083227 | 0.001202 | 0.0016629 | 0.0021538 | 0.0026571 | 0.0031944 | 0.0036365 | 0.0040583 | 0.0044545 | 0.0048837 | 0.0053459 | 0.005841 | 0.0063691 | 0.0069302
Lost Opportunity | Other | $0.01/MWh to $10/MWh | MotorsRewind | Commercial | MotorsRewind-New-Hospital | 100% | 0.00030445 | 0.00061417 | 0.00093862 | 0.0012388 | 0.0015704 | 0.0019454 | 0.0024193 | 0.0030064 | 0.0036882 | 0.0043022 | 0.0049152 | 0.005506 | 0.0060271 | 0.0065227 | 0.0069864 | 0.007449 | 0.0079106 | 0.0083711 | 0.0088307 | 0.0092892
Lost Opportunity | Other | $0.01/MWh to $10/MWh | MotorsRewind | Commercial | MotorsRewind-New-Residential Care | 100% | 0.00033134 | 0.00068888 | 0.0010646 | 0.0014324 | 0.0018588 | 0.0023471 | 0.0029523 | 0.003735 | 0.0046219 | 0.0054285 | 0.0062728 | 0.0070841 | 0.0078109 | 0.008518 | 0.0092026 | 0.0098802 | 0.010551 | 0.011214 | 0.01187 | 0.012519
Lost Opportunity | Other | $10.01/MWh to $20/MWh | MotorsRewind | Commercial | MotorsRewind-New-Assembly | 100% | 0.00011929 | 0.0003097 | 0.00043491 | 0.00059837 | 0.00088125 | 0.0014292 | 0.0020806 | 0.0029645 | 0.0042334 | 0.0057122 | 0.0073711 | 0.0089623 | 0.01054 | 0.012028 | 0.01351 | 0.014957 | 0.016366 | 0.01774 | 0.019077 | 0.020377
Lost Opportunity | Other | $10.01/MWh to $20/MWh | MotorsRewind | Commercial | MotorsRewind-New-Other | 100% | 0.00065411 | 0.0015054 | 0.0023767 | 0.0035715 | 0.0049828 | 0.0064774 | 0.0081949 | 0.010101 | 0.012112 | 0.014032 | 0.016153 | 0.018111 | 0.020063 | 0.021935 | 0.02368 | 0.025407 | 0.027115 | 0.028805 | 0.030476 | 0.032128
Lost Opportunity | Other | $10.01/MWh to $20/MWh | MotorsRewind | Commercial | MotorsRewind-NR-Large Off | 100% | 0.0090942 | 0.019964 | 0.032238 | 0.04562 | 0.059876 | 0.074817 | 0.090293 | 0.10618 | 0.11967 | 0.11967 | 0.11967 | 0.11967 | 0.11967 | 0.11967 | 0.11967 | 0.11967 | 0.11967 | 0.11967 | 0.11967 | 0.11967
Lost Opportunity | Other | $10.01/MWh to $20/MWh | MotorsRewind | Commercial | MotorsRewind-NR-Medium Off | 100% | 0.0044533 | 0.009776 | 0.015786 | 0.02234 | 0.029321 | 0.036637 | 0.044216 | 0.051998 | 0.0586 | 0.0586 | 0.0586 | 0.0586 | 0.0586 | 0.0586 | 0.0586 | 0.0586 | 0.0586 | 0.0586 | 0.0586 | 0.0586
Lost Opportunity | Other | $10.01/MWh to $20/MWh | MotorsRewind | Commercial | MotorsRewind-NR-Small Off | 100% | 0.004375 | 0.0096039 | 0.015509 | 0.021947 | 0.028805 | 0.035992 | 0.043437 | 0.051082 | 0.057568 | 0.057568 | 0.057568 | 0.057568 | 0.057568 | 0.057568 | 0.057568 | 0.057568 | 0.057568 | 0.057568 | 0.057568 | 0.057568
Lost Opportunity | Other | $10.01/MWh to $20/MWh | MotorsRewind | Commercial | MotorsRewind-NR-XLarge Ret | 100% | 0.002513 | 0.0055099 | 0.0088871 | 0.012562 | 0.01647 | 0.020559 | 0.024786 | 0.02912 | 0.031968 | 0.031968 | 0.031968 | 0.031968 | 0.031968 | 0.031968 | 0.031968 | 0.031968 | 0.031968 | 0.031968 | 0.031968 | 0.031968
Lost Opportunity | Other | $10.01/MWh to $20/MWh | MotorsRewind | Commercial | MotorsRewind-NR-Large Ret | 100% | 0.0038617 | 0.0084668 | 0.013656 | 0.019304 | 0.025309 | 0.031592 | 0.038088 | 0.044747 | 0.049124 | 0.049124 | 0.049124 | 0.049124 | 0.049124 | 0.049124 | 0.049124 | 0.049124 | 0.049124 | 0.049124 | 0.049124 | 0.049124
Lost Opportunity | Other | $10.01/MWh to $20/MWh | MotorsRewind | Commercial | MotorsRewind-NR-Medium Ret | 100% | 0.001682 | 0.0036878 | 0.0059483 | 0.0084083 | 0.011024 | 0.01376 | 0.01659 | 0.01949 | 0.021397 | 0.021397 | 0.021397 | 0.021397 | 0.021397 | 0.021397 | 0.021397 | 0.021397 | 0.021397 | 0.021397 | 0.021397 | 0.021397
Lost Opportunity | Other | $10.01/MWh to $20/MWh | MotorsRewind | Commercial | MotorsRewind-NR-Small Ret | 100% | 0.0019924 | 0.0043683 | 0.0070458 | 0.0099597 | 0.013058 | 0.016299 | 0.019651 | 0.023087 | 0.025344 | 0.025344 | 0.025344 | 0.025344 | 0.025344 | 0.025344 | 0.025344 | 0.025344 | 0.025344 | 0.025344 | 0.025344 | 0.025344
Lost Opportunity | Other | $10.01/MWh to $20/MWh | MotorsRewind | Commercial | MotorsRewind-NR-School K-12 | 100% | 0.0021943 | 0.0048128 | 0.0077655 | 0.010981 | 0.014402 | 0.017982 | 0.021687 | 0.025486 | 0.028209 | 0.028209 | 0.028209 | 0.028209 | 0.028209 | 0.028209 | 0.028209 | 0.028209 | 0.028209 | 0.028209 | 0.028209 | 0.028209
Lost Opportunity | Other | $10.01/MWh to $20/MWh | MotorsRewind | Commercial | MotorsRewind-NR-University | 100% | 0.0010373 | 0.0022751 | 0.0036709 | 0.0051909 | 0.006808 | 0.0085007 | 0.010252 | 0.012048 | 0.013335 | 0.013335 | 0.013335 | 0.013335 | 0.013335 | 0.013335 | 0.013335 | 0.013335 | 0.013335 | 0.013335 | 0.013335 | 0.013335
Lost Opportunity | Other | $10.01/MWh to $20/MWh | MotorsRewind | Commercial | MotorsRewind-NR-Warehouse | 100% | 0.0038435 | 0.0084326 | 0.01361 | 0.019251 | 0.025255 | 0.031542 | 0.03805 | 0.044727 | 0.049831 | 0.049831 | 0.049831 | 0.049831 | 0.049831 | 0.049831 | 0.049831 | 0.049831 | 0.049831 | 0.049831 | 0.049831 | 0.049831
Lost Opportunity | Other | $0.01/MWh to $10/MWh | MotorsRewind | Commercial | MotorsRewind-NR-Supermarket | 100% | 0.0044524 | 0.0097296 | 0.015644 | 0.022048 | 0.028822 | 0.035876 | 0.043134 | 0.050538 | 0.051602 | 0.051602 | 0.051602 | 0.051602 | 0.051602 | 0.051602 | 0.051602 | 0.051602 | 0.051602 | 0.051602 | 0.051602 | 0.051602
Lost Opportunity | Other | $0.01/MWh to $10/MWh | MotorsRewind | Commercial | MotorsRewind-NR-MiniMart | 100% | 0.0018681 | 0.0040954 | 0.006605 | 0.0093358 | 0.012239 | 0.015276 | 0.018416 | 0.021634 | 0.023703 | 0.023703 | 0.023703 | 0.023703 | 0.023703 | 0.023703 | 0.023703 | 0.023703 | 0.023703 | 0.023703 | 0.023703 | 0.023703
Lost Opportunity | Other | $0.01/MWh to $10/MWh | MotorsRewind | Commercial | MotorsRewind-NR-Restaurant | 100% | 0.0033916 | 0.0074354 | 0.011992 | 0.01695 | 0.022221 | 0.027734 | 0.033435 | 0.039277 | 0.043034 | 0.043034 | 0.043034 | 0.043034 | 0.043034 | 0.043034 | 0.043034 | 0.043034 | 0.043034 | 0.043034 | 0.043034 | 0.043034
Lost Opportunity | Other | $0.01/MWh to $10/MWh | MotorsRewind | Commercial | MotorsRewind-NR-Lodging | 100% | 0.003784 | 0.0083107 | 0.013426 | 0.019008 | 0.024957 | 0.031197 | 0.037665 | 0.04431 | 0.050429 | 0.050429 | 0.050429 | 0.050429 | 0.050429 | 0.050429 | 0.050429 | 0.050429 | 0.050429 | 0.050429 | 0.050429 | 0.050429
Lost Opportunity | Other | $0.01/MWh to $10/MWh | MotorsRewind | Commercial | MotorsRewind-NR-Hospital | 100% | 0.0021666 | 0.0047594 | 0.0076907 | 0.01089 | 0.014302 | 0.017881 | 0.021592 | 0.025407 | 0.029057 | 0.029057 | 0.029057 | 0.029057 | 0.029057 | 0.029057 | 0.029057 | 0.029057 | 0.029057 | 0.029057 | 0.029057 | 0.029057
Lost Opportunity | Other | $0.01/MWh to $10/MWh | MotorsRewind | Commercial | MotorsRewind-NR-Residential Care | 100% | 0.0027545 | 0.0060495 | 0.0097731 | 0.013836 | 0.018167 | 0.022709 | 0.027417 | 0.032254 | 0.036708 | 0.036708 | 0.036708 | 0.036708 | 0.036708 | 0.036708 | 0.036708 | 0.036708 | 0.036708 | 0.036708 | 0.036708 | 0.036708
Lost Opportunity | Other | $10.01/MWh to $20/MWh | MotorsRewind | Commercial | MotorsRewind-NR-Assembly | 100% | 0.0065996 | 0.014471 | 0.023343 | 0.032999 | 0.043268 | 0.054012 | 0.065123 | 0.076514 | 0.084153 | 0.084153 | 0.084153 | 0.084153 | 0.084153 | 0.084153 | 0.084153 | 0.084153 | 0.084153 | 0.084153 | 0.084153 | 0.084153
Lost Opportunity | Other | $10.01/MWh to $20/MWh | MotorsRewind | Commercial | MotorsRewind-NR-Other | 100% | 0.0051567 | 0.011269 | 0.018119 | 0.025535 | 0.033382 | 0.041551 | 0.049957 | 0.058533 | 0.059765 | 0.059765 | 0.059765 | 0.059765 | 0.059765 | 0.059765 | 0.059765 | 0.059765 | 0.059765 | 0.059765 | 0.059765 | 0.059765
Lost Opportunity | Lighting | $10.01/MWh to $20/MWh | Parking Lighting | Commercial | NR_PARKING_GARAGE_FIX_REPL_from MH to BI-LEVEL_LED_FIX | 100% | 0.52788 | 1.1514 | 1.8503 | 2.5769 | 2.5769 | 2.5769 | 2.5769 | 2.5769 | 2.5769 | 2.5769 | 2.5769 | 2.5769 | 2.5769 | 2.5769 | 2.5769 | 2.5769 | 2.5769 | 2.5769 | 2.5769 | 2.5769
Discretionary | Electronics | $10.01/MWh to $20/MWh | Smart Plug Power Strips | Commercial | Smart Plug Power Strips-Retro | 100% | 1.8296 | 3.6527 | 5.4699 | 7.2817 | 9.0882 | 10.7096 | 12.0028 | 13.0342 | 13.8565 | 14.5124 | 15.0355 | 15.4526 | 15.7817 | 15.797 | 15.797 | 15.797 | 15.797 | 15.797 | 15.797 | 15.797
Discretionary | Other | $0/MWh and Under | Pre-Rinse Spray Valve | Commercial | Pre-Rinse Spray Valve_0.81_to_1.0gpm | 100% | 0.022511 | 0.044942 | 0.067299 | 0.089592 | 0.11182 | 0.13176 | 0.14765 | 0.1603 | 0.17038 | 0.1784 | 0.18478 | 0.18985 | 0.19349 | 0.19349 | 0.19349 | 0.19349 | 0.19349 | 0.19349 | 0.19349 | 0.19349
Discretionary | Other | $0/MWh and Under | Pre-Rinse Spray Valve | Commercial | Pre-Rinse Spray Valve_0.61_to_0.8gpm | 100% | 0.014322 | 0.028592 | 0.042816 | 0.056999 | 0.071139 | 0.083825 | 0.093934 | 0.10199 | 0.1084 | 0.1135 | 0.11756 | 0.12079 | 0.1231 | 0.1231 | 0.1231 | 0.1231 | 0.1231 | 0.1231 | 0.1231 | 0.1231
Discretionary | HVAC | $40.01/MWh to $50/MWh | Advanced Rooftop Controller | Commercial | Advanced Rooftop Controller-Retro-Large Off | 0% | 0 | 0 | 0 | 0 | 0 | 0 | 0 | 0 | 0 | 0 | 0 | 0 | 0 | 0 | 0 | 0 | 0 | 0 | 0 | 0
Discretionary | HVAC | $40.01/MWh to $50/MWh | Advanced Rooftop Controller | Commercial | Advanced Rooftop Controller-Retro-Medium Off | 0% | 0 | 0 | 0 | 0 | 0 | 0 | 0 | 0 | 0 | 0 | 0 | 0 | 0 | 0 | 0 | 0 | 0 | 0 | 0 | 0
Discretionary | HVAC | $40.01/MWh to $50/MWh | Advanced Rooftop Controller | Commercial | Advanced Rooftop Controller-Retro-Small Off | 0% | 0 | 0 | 0 | 0 | 0 | 0 | 0 | 0 | 0 | 0 | 0 | 0 | 0 | 0 | 0 | 0 | 0 | 0 | 0 | 0
Discretionary | HVAC | $0.01/MWh to $10/MWh | Advanced Rooftop Controller | Commercial | Advanced Rooftop Controller-Retro-XLarge Ret | 100% | 0.02727 | 0.070186 | 0.15605 | 0.30596 | 0.53831 | 0.86227 | 1.2728 | 1.7496 | 2.2608 | 2.7696 | 3.2423 | 3.654 | 3.9913 | 4.2524 | 4.4438 | 4.577 | 4.5786 | 4.5786 | 4.5786 | 4.5786
Discretionary | HVAC | $0.01/MWh to $10/MWh | Advanced Rooftop Controller | Commercial | Advanced Rooftop Controller-Retro-Large Ret | 100% | 0.051448 | 0.13241 | 0.29441 | 0.57722 | 1.0156 | 1.6268 | 2.4013 | 3.3009 | 4.2653 | 5.2252 | 6.117 | 6.8936 | 7.5301 | 8.0226 | 8.3837 | 8.635 | 8.6381 | 8.6381 | 8.6381 | 8.6381
Discretionary | HVAC | $10.01/MWh to $20/MWh | Advanced Rooftop Controller | Commercial | Advanced Rooftop Controller-Retro-Medium Ret | 100% | 0.0076961 | 0.019808 | 0.044041 | 0.086347 | 0.15192 | 0.24335 | 0.35921 | 0.49378 | 0.63804 | 0.78164 | 0.91504 | 1.0312 | 1.1264 | 1.2001 | 1.2541 | 1.2917 | 1.2922 | 1.2922 | 1.2922 | 1.2922
Discretionary | HVAC | $40.01/MWh to $50/MWh | Advanced Rooftop Controller | Commercial | Advanced Rooftop Controller-Retro-Small Ret | 0% | 0 | 0 | 0 | 0 | 0 | 0 | 0 | 0 | 0 | 0 | 0 | 0 | 0 | 0 | 0 | 0 | 0 | 0 | 0 | 0
Discretionary | HVAC | $40.01/MWh to $50/MWh | Advanced Rooftop Controller | Commercial | Advanced Rooftop Controller-Retro-School K-12 | 0% | 0 | 0 | 0 | 0 | 0 | 0 | 0 | 0 | 0 | 0 | 0 | 0 | 0 | 0 | 0 | 0 | 0 | 0 | 0 | 0
Discretionary | HVAC | $40.01/MWh to $50/MWh | Advanced Rooftop Controller | Commercial | Advanced Rooftop Controller-Retro-University | 0% | 0 | 0 | 0 | 0 | 0 | 0 | 0 | 0 | 0 | 0 | 0 | 0 | 0 | 0 | 0 | 0 | 0 | 0 | 0 | 0
Discretionary | HVAC | $40.01/MWh to $50/MWh | Advanced Rooftop Controller | Commercial | Advanced Rooftop Controller-Retro-Warehouse | 0% | 0 | 0 | 0 | 0 | 0 | 0 | 0 | 0 | 0 | 0 | 0 | 0 | 0 | 0 | 0 | 0 | 0 | 0 | 0 | 0
Discretionary | HVAC | $10.01/MWh to $20/MWh | Advanced Rooftop Controller | Commercial | Advanced Rooftop Controller-Retro-Supermarket | 100% | 0.010586 | 0.027164 | 0.060175 | 0.11754 | 0.20605 | 0.32891 | 0.48391 | 0.66314 | 0.85443 | 1.044 | 1.2193 | 1.3713 | 1.4954 | 1.5909 | 1.6308 | 1.6308 | 1.6308 | 1.6308 | 1.6308 | 1.6308
Discretionary | HVAC | $10.01/MWh to $20/MWh | Advanced Rooftop Controller | Commercial | Advanced Rooftop Controller-Retro-MiniMart | 100% | 0.004472 | 0.011509 | 0.025587 | 0.05016 | 0.088243 | 0.14134 | 0.20861 | 0.28674 | 0.37048 | 0.45383 | 0.53125 | 0.59866 | 0.65391 | 0.69665 | 0.72798 | 0.7491 | 0.7491 | 0.7491 | 0.7491 | 0.7491
Discretionary | HVAC | $10.01/MWh to $20/MWh | Advanced Rooftop Controller | Commercial | Advanced Rooftop Controller-Retro-Restaurant | 100% | 0.022048 | 0.056741 | 0.12615 | 0.2473 | 0.43506 | 0.69682 | 1.0285 | 1.4137 | 1.8266 | 2.2375 | 2.6192 | 2.9515 | 3.2239 | 3.4347 | 3.5891 | 3.6932 | 3.6932 | 3.6932 | 3.6932 | 3.6932
Discretionary | HVAC | $25.01/MWh to $30/MWh | Advanced Rooftop Controller | Commercial | Advanced Rooftop Controller-Retro-Lodging | 100% | 0.004495 | 0.011587 | 0.02581 | 0.050698 | 0.089361 | 0.14339 | 0.21201 | 0.29188 | 0.3777 | 0.46331 | 0.54302 | 0.61259 | 0.66973 | 0.71404 | 0.7466 | 0.76931 | 0.78439 | 0.78771 | 0.78771 | 0.78771
Discretionary | HVAC | $25.01/MWh to $30/MWh | Advanced Rooftop Controller | Commercial | Advanced Rooftop Controller-Retro-Hospital | 100% | 0.002403 | 0.0061953 | 0.013804 | 0.027122 | 0.047817 | 0.076746 | 0.1135 | 0.15629 | 0.20228 | 0.24818 | 0.29092 | 0.32824 | 0.3589 | 0.38268 | 0.40016 | 0.41236 | 0.42046 | 0.42355 | 0.42355 | 0.42355
Discretionary | HVAC | $10.01/MWh to $20/MWh | Advanced Rooftop Controller | Commercial | Advanced Rooftop Controller-Retro-Residential Care | 100% | 0.018932 | 0.048799 | 0.10871 | 0.21353 | 0.37636 | 0.60392 | 0.89292 | 1.2293 | 1.5908 | 1.9513 | 2.2871 | 2.5801 | 2.8207 | 3.0074 | 3.1445 | 3.2401 | 3.3037 | 3.3176 | 3.3176 | 3.3176
Discretionary | HVAC | $10.01/MWh to $20/MWh | Advanced Rooftop Controller | Commercial | Advanced Rooftop Controller-Retro-Assembly | 100% | 0.054478 | 0.14022 | 0.31181 | 0.61138 | 1.0758 | 1.7234 | 2.5441 | 3.4975 | 4.5196 | 5.5372 | 6.4826 | 7.306 | 7.9809 | 8.5033 | 8.8862 | 9.1528 | 9.167 | 9.167 | 9.167 | 9.167
Discretionary | HVAC | $20.01/MWh to $25/MWh | Advanced Rooftop Controller | Commercial | Advanced Rooftop Controller-Retro-Other | 100% | 0.0083426 | 0.021407 | 0.04742 | 0.092624 | 0.16237 | 0.25919 | 0.38134 | 0.52258 | 0.67333 | 0.82272 | 0.96088 | 1.0807 | 1.1784 | 1.2537 | 1.2852 | 1.2852 | 1.2852 | 1.2852 | 1.2852 | 1.2852
Lost Opportunity | Water Heating | $0/MWh and Under | Showerheads | Commercial | Showerheads-Retro-Large Off | 100% | 0.00024196 | 0.00038362 | 0.00050202 | 0.00057952 | 0.00064634 | 0.00071029 | 0.00076437 | 0.00081559 | 0.00086307 | 0.00089656 | 0.00092566 | 0.00094735 | 0.00096086 | 0.0009688 | 0.00096896 | 0.00096896 | 0.00096896 | 0.00096896 | 0.00096896 | 0.00096896
Lost Opportunity | Water Heating | $0/MWh and Under | Showerheads | Commercial | Showerheads-Retro-Medium Off | 100% | 0.0003051 | 0.00047536 | 0.00062591 | 0.0007247 | 0.00080851 | 0.00088967 | 0.00095829 | 0.0010224 | 0.001081 | 0.0011231 | 0.0011604 | 0.0011873 | 0.0012048 | 0.0012143 | 0.0012157 | 0.0012157 | 0.0012157 | 0.0012157 | 0.0012157 | 0.0012157
Lost Opportunity | Water Heating | $0/MWh and Under | Showerheads | Commercial | Showerheads-Retro-Small Off | 100% | 1.4744e-05 | 2.2916e-05 | 3.0163e-05 | 3.493e-05 | 3.8965e-05 | 4.286e-05 | 4.6155e-05 | 4.9232e-05 | 5.2048e-05 | 5.4067e-05 | 5.5862e-05 | 5.7151e-05 | 5.7983e-05 | 5.8439e-05 | 5.8498e-05 | 5.8498e-05 | 5.8498e-05 | 5.8498e-05 | 5.8498e-05 | 5.8498e-05
Lost Opportunity | Water Heating | $0.01/MWh to $10/MWh | Showerheads | Commercial | Showerheads-Retro-XLarge Ret | 100% | 0 | 0 | 0 | 0 | 0 | 0 | 0 | 0 | 0 | 0 | 0 | 0 | 0 | 0 | 0 | 0 | 0 | 0 | 0 | 0
Lost Opportunity | Water Heating | $0.01/MWh to $10/MWh | Showerheads | Commercial | Showerheads-Retro-Large Ret | 100% | 0 | 0 | 0 | 0 | 0 | 0 | 0 | 0 | 0 | 0 | 0 | 0 | 0 | 0 | 0 | 0 | 0 | 0 | 0 | 0
Lost Opportunity | Water Heating | $0.01/MWh to $10/MWh | Showerheads | Commercial | Showerheads-Retro-Medium Ret | 100% | 0 | 0 | 0 | 0 | 0 | 0 | 0 | 0 | 0 | 0 | 0 | 0 | 0 | 0 | 0 | 0 | 0 | 0 | 0 | 0
Lost Opportunity | Water Heating | $0.01/MWh to $10/MWh | Showerheads | Commercial | Showerheads-Retro-Small Ret | 100% | 0 | 0 | 0 | 0 | 0 | 0 | 0 | 0 | 0 | 0 | 0 | 0 | 0 | 0 | 0 | 0 | 0 | 0 | 0 | 0
Lost Opportunity | Water Heating | $0/MWh and Under | Showerheads | Commercial | Showerheads-Retro-School K-12 | 100% | 2.4729e-06 | 4.3024e-06 | 5.6817e-06 | 7.1425e-06 | 8.6733e-06 | 9.8274e-06 | 1.0812e-05 | 1.1682e-05 | 1.2431e-05 | 1.299e-05 | 1.3459e-05 | 1.3765e-05 | 1.4011e-05 | 1.4116e-05 | 1.4154e-05 | 1.4154e-05 | 1.4154e-05 | 1.4154e-05 | 1.4154e-05 | 1.4154e-05
Lost Opportunity | Water Heating | $0/MWh and Under | Showerheads | Commercial | Showerheads-Retro-University | 100% | 5.5096e-05 | 9.5769e-05 | 0.00011742 | 0.00014071 | 0.00016468 | 0.00018412 | 0.00020292 | 0.00021958 | 0.00023389 | 0.00024571 | 0.00025461 | 0.00026015 | 0.00026482 | 0.00026733 | 0.00026864 | 0.00026886 | 0.00026886 | 0.00026886 | 0.00026886 | 0.00026886
Lost Opportunity | Water Heating | $0.01/MWh to $10/MWh | Showerheads | Commercial | Showerheads-Retro-Warehouse | 100% | 0 | 0 | 0 | 0 | 0 | 0 | 0 | 0 | 0 | 0 | 0 | 0 | 0 | 0 | 0 | 0 | 0 | 0 | 0 | 0
Lost Opportunity | Water Heating | $0.01/MWh to $10/MWh | Showerheads | Commercial | Showerheads-Retro-Supermarket | 100% | 0 | 0 | 0 | 0 | 0 | 0 | 0 | 0 | 0 | 0 | 0 | 0 | 0 | 0 | 0 | 0 | 0 | 0 | 0 | 0
Lost Opportunity | Water Heating | $0.01/MWh to $10/MWh | Showerheads | Commercial | Showerheads-Retro-MiniMart | 100% | 0 | 0 | 0 | 0 | 0 | 0 | 0 | 0 | 0 | 0 | 0 | 0 | 0 | 0 | 0 | 0 | 0 | 0 | 0 | 0
Lost Opportunity | Water Heating | $0.01/MWh to $10/MWh | Showerheads | Commercial | Showerheads-Retro-Restaurant | 100% | 0 | 0 | 0 | 0 | 0 | 0 | 0 | 0 | 0 | 0 | 0 | 0 | 0 | 0 | 0 | 0 | 0 | 0 | 0 | 0
Lost Opportunity | Water Heating | $0/MWh and Under | Showerheads | Commercial | Showerheads-Retro-Lodging | 100% | 0.00033455 | 0.00055792 | 0.00070557 | 0.00081648 | 0.00091592 | 0.0010034 | 0.0010836 | 0.0012143 | 0.0013451 | 0.0014571 | 0.0015493 | 0.0016222 | 0.0016651 | 0.0016937 | 0.001711 | 0.0017232 | 0.0017309 | 0.0017338 | 0.0017341 | 0.0017341
Lost Opportunity | Water Heating | $0/MWh and Under | Showerheads | Commercial | Showerheads-Retro-Hospital | 100% | 0.00033491 | 0.00053281 | 0.00065623 | 0.0007362 | 0.00080664 | 0.00087014 | 0.00093405 | 0.00099765 | 0.001057 | 0.0010992 | 0.0011323 | 0.0011545 | 0.0011602 | 0.0011602 | 0.0011602 | 0.0011602 | 0.0011602 | 0.0011602 | 0.0011602 | 0.0011602
Lost Opportunity | Water Heating | $0/MWh and Under | Showerheads | Commercial | Showerheads-Retro-Residential Care | 100% | 0.00087329 | 0.0014137 | 0.0017508 | 0.0019804 | 0.0021911 | 0.0023834 | 0.0025735 | 0.0027709 | 0.002951 | 0.003081 | 0.0031886 | 0.0032618 | 0.0033057 | 0.0033125 | 0.0033125 | 0.0033125 | 0.0033125 | 0.0033125 | 0.0033125 | 0.0033125
Lost Opportunity | Water Heating | $0/MWh and Under | Showerheads | Commercial | Showerheads-Retro-Assembly | 100% | 5.457e-06 | 9.45e-06 | 1.133e-05 | 1.2803e-05 | 1.4485e-05 | 1.6787e-05 | 1.8949e-05 | 2.1263e-05 | 2.3909e-05 | 2.6398e-05 | 2.8649e-05 | 3.0247e-05 | 3.1423e-05 | 3.222e-05 | 3.2779e-05 | 3.3095e-05 | 3.326e-05 | 3.3357e-05 | 3.3399e-05 | 3.3399e-05
Lost Opportunity | Water Heating | $0/MWh and Under | Showerheads | Commercial | Showerheads-Retro-Other | 100% | 0.0025164 | 0.0042797 | 0.0053268 | 0.0063081 | 0.0072325 | 0.0080277 | 0.008757 | 0.0094097 | 0.0099619 | 0.010382 | 0.010752 | 0.010992 | 0.011157 | 0.011201 | 0.011201 | 0.011201 | 0.011201 | 0.011201 | 0.011201 | 0.011201
Discretionary | Water Heating | $0/MWh and Under | Showerheads | Commercial | Showerheads-Retro-Large Off | 100% | 0.013959 | 0.023761 | 0.030497 | 0.035731 | 0.040325 | 0.044294 | 0.047685 | 0.050545 | 0.052879 | 0.052883 | 0.052883 | 0.052883 | 0.052883 | 0.052883 | 0.052883 | 0.052883 | 0.052883 | 0.052883 | 0.052883 | 0.052883
Discretionary | Water Heating | $0/MWh and Under | Showerheads | Commercial | Showerheads-Retro-Medium Off | 100% | 0.011967 | 0.02044 | 0.0263 | 0.030894 | 0.034956 | 0.038493 | 0.041539 | 0.044131 | 0.045336 | 0.045336 | 0.045336 | 0.045336 | 0.045336 | 0.045336 | 0.045336 | 0.045336 | 0.045336 | 0.045336 | 0.045336 | 0.045336
Discretionary | Water Heating | $0/MWh and Under | Showerheads | Commercial | Showerheads-Retro-Small Off | 100% | 0.0021599 | 0.00366 | 0.0046809 | 0.0054649 | 0.006146 | 0.0067285 | 0.0072201 | 0.0076298 | 0.0079669 | 0.0081824 | 0.0081824 | 0.0081824 | 0.0081824 | 0.0081824 | 0.0081824 | 0.0081824 | 0.0081824 | 0.0081824 | 0.0081824 | 0.0081824
Discretionary | Water Heating | $0.01/MWh to $10/MWh | Showerheads | Commercial | Showerheads-Retro-XLarge Ret | 0% | 0 | 0 | 0 | 0 | 0 | 0 | 0 | 0 | 0 | 0 | 0 | 0 | 0 | 0 | 0 | 0 | 0 | 0 | 0 | 0
Discretionary | Water Heating | $0.01/MWh to $10/MWh | Showerheads | Commercial | Showerheads-Retro-Large Ret | 0% | 0 | 0 | 0 | 0 | 0 | 0 | 0 | 0 | 0 | 0 | 0 | 0 | 0 | 0 | 0 | 0 | 0 | 0 | 0 | 0
Discretionary | Water Heating | $0.01/MWh to $10/MWh | Showerheads | Commercial | Showerheads-Retro-Medium Ret | 0% | 0 | 0 | 0 | 0 | 0 | 0 | 0 | 0 | 0 | 0 | 0 | 0 | 0 | 0 | 0 | 0 | 0 | 0 | 0 | 0
Discretionary | Water Heating | $0.01/MWh to $10/MWh | Showerheads | Commercial | Showerheads-Retro-Small Ret | 0% | 0 | 0 | 0 | 0 | 0 | 0 | 0 | 0 | 0 | 0 | 0 | 0 | 0 | 0 | 0 | 0 | 0 | 0 | 0 | 0
Discretionary | Water Heating | $0/MWh and Under | Showerheads | Commercial | Showerheads-Retro-School K-12 | 100% | 0.00099036 | 0.0016745 | 0.0021384 | 0.0024926 | 0.0027994 | 0.0030611 | 0.0032811 | 0.0034636 | 0.0036131 | 0.0036713 | 0.0036713 | 0.0036713 | 0.0036713 | 0.0036713 | 0.0036713 | 0.0036713 | 0.0036713 | 0.0036713 | 0.0036713 | 0.0036713
Discretionary | Water Heating | $0/MWh and Under | Showerheads | Commercial | Showerheads-Retro-University | 100% | 0.0074258 | 0.012582 | 0.016098 | 0.018794 | 0.02114 | 0.023155 | 0.024859 | 0.026286 | 0.027454 | 0.027528 | 0.027528 | 0.027528 | 0.027528 | 0.027528 | 0.027528 | 0.027528 | 0.027528 | 0.027528 | 0.027528 | 0.027528
Discretionary | Water Heating | $0.01/MWh to $10/MWh | Showerheads | Commercial | Showerheads-Retro-Warehouse | 0% | 0 | 0 | 0 | 0 | 0 | 0 | 0 | 0 | 0 | 0 | 0 | 0 | 0 | 0 | 0 | 0 | 0 | 0 | 0 | 0
Discretionary | Water Heating | $0.01/MWh to $10/MWh | Showerheads | Commercial | Showerheads-Retro-Supermarket | 0% | 0 | 0 | 0 | 0 | 0 | 0 | 0 | 0 | 0 | 0 | 0 | 0 | 0 | 0 | 0 | 0 | 0 | 0 | 0 | 0
Discretionary | Water Heating | $0.01/MWh to $10/MWh | Showerheads | Commercial | Showerheads-Retro-MiniMart | 0% | 0 | 0 | 0 | 0 | 0 | 0 | 0 | 0 | 0 | 0 | 0 | 0 | 0 | 0 | 0 | 0 | 0 | 0 | 0 | 0
Discretionary | Water Heating | $0.01/MWh to $10/MWh | Showerheads | Commercial | Showerheads-Retro-Restaurant | 0% | 0 | 0 | 0 | 0 | 0 | 0 | 0 | 0 | 0 | 0 | 0 | 0 | 0 | 0 | 0 | 0 | 0 | 0 | 0 | 0
Discretionary | Water Heating | $0/MWh and Under | Showerheads | Commercial | Showerheads-Retro-Lodging | 100% | 0.089749 | 0.15191 | 0.19415 | 0.22647 | 0.25448 | 0.27838 | 0.29849 | 0.31519 | 0.32893 | 0.3401 | 0.34404 | 0.34404 | 0.34404 | 0.34404 | 0.34404 | 0.34404 | 0.34404 | 0.34404 | 0.34404 | 0.34404
Discretionary | Water Heating | $0/MWh and Under | Showerheads | Commercial | Showerheads-Retro-Hospital | 100% | 0.016742 | 0.028537 | 0.036668 | 0.042975 | 0.048502 | 0.053274 | 0.05734 | 0.060772 | 0.063641 | 0.06456 | 0.06456 | 0.06456 | 0.06456 | 0.06456 | 0.06456 | 0.06456 | 0.06456 | 0.06456 | 0.06456 | 0.06456
Discretionary | Water Heating | $0/MWh and Under | Showerheads | Commercial | Showerheads-Retro-Residential Care | 100% | 0.049265 | 0.083885 | 0.10772 | 0.12618 | 0.14234 | 0.1563 | 0.1682 | 0.17823 | 0.18663 | 0.18885 | 0.18885 | 0.18885 | 0.18885 | 0.18885 | 0.18885 | 0.18885 | 0.18885 | 0.18885 | 0.18885 | 0.18885
Discretionary | Water Heating | $0/MWh and Under | Showerheads | Commercial | Showerheads-Retro-Assembly | 100% | 0.0011462 | 0.0019397 | 0.002479 | 0.0028911 | 0.0032478 | 0.003552 | 0.0038087 | 0.0040227 | 0.0041985 | 0.0042168 | 0.0042168 | 0.0042168 | 0.0042168 | 0.0042168 | 0.0042168 | 0.0042168 | 0.0042168 | 0.0042168 | 0.0042168 | 0.0042168
Discretionary | Water Heating | $0/MWh and Under | Showerheads | Commercial | Showerheads-Retro-Other | 100% | 0.12839 | 0.21833 | 0.28023 | 0.32811 | 0.37019 | 0.40668 | 0.43191 | 0.43191 | 0.43191 | 0.43191 | 0.43191 | 0.43191 | 0.43191 | 0.43191 | 0.43191 | 0.43191 | 0.43191 | 0.43191 | 0.43191 | 0.43191
Discretionary | HVAC | $50.01/MWh to $60/MWh | VRF | Commercial | VRF-Retro-Large Off | 0% | 0 | 0 | 0 | 0 | 0 | 0 | 0 | 0 | 0 | 0 | 0 | 0 | 0 | 0 | 0 | 0 | 0 | 0 | 0 | 0
Discretionary | HVAC | $50.01/MWh to $60/MWh | VRF | Commercial | VRF-Retro-Medium Off | 0% | 0 | 0 | 0 | 0 | 0 | 0 | 0 | 0 | 0 | 0 | 0 | 0 | 0 | 0 | 0 | 0 | 0 | 0 | 0 | 0
Discretionary | HVAC | $30.01/MWh to $35/MWh | VRF | Commercial | VRF-Retro-Small Off | 100% | 0.0096926 | 0.024982 | 0.055629 | 0.10945 | 0.19336 | 0.31108 | 0.46124 | 0.63676 | 0.82615 | 1.0159 | 1.1931 | 1.3484 | 1.4763 | 1.5758 | 1.6461 | 1.6547 | 1.6547 | 1.6547 | 1.6547 | 1.6547
Discretionary | HVAC | $60.01/MWh to $80/MWh | VRF | Commercial | VRF-Retro-XLarge Ret | 0% | 0 | 0 | 0 | 0 | 0 | 0 | 0 | 0 | 0 | 0 | 0 | 0 | 0 | 0 | 0 | 0 | 0 | 0 | 0 | 0
Discretionary | HVAC | $60.01/MWh to $80/MWh | VRF | Commercial | VRF-Retro-Large Ret | 0% | 0 | 0 | 0 | 0 | 0 | 0 | 0 | 0 | 0 | 0 | 0 | 0 | 0 | 0 | 0 | 0 | 0 | 0 | 0 | 0
Discretionary | HVAC | $60.01/MWh to $80/MWh | VRF | Commercial | VRF-Retro-Medium Ret | 0% | 0 | 0 | 0 | 0 | 0 | 0 | 0 | 0 | 0 | 0 | 0 | 0 | 0 | 0 | 0 | 0 | 0 | 0 | 0 | 0
Discretionary | HVAC | $60.01/MWh to $80/MWh | VRF | Commercial | VRF-Retro-Small Ret | 0% | 0 | 0 | 0 | 0 | 0 | 0 | 0 | 0 | 0 | 0 | 0 | 0 | 0 | 0 | 0 | 0 | 0 | 0 | 0 | 0
Discretionary | HVAC | $60.01/MWh to $80/MWh | VRF | Commercial | VRF-Retro-School K-12 | 0% | 0 | 0 | 0 | 0 | 0 | 0 | 0 | 0 | 0 | 0 | 0 | 0 | 0 | 0 | 0 | 0 | 0 | 0 | 0 | 0
Discretionary | HVAC | $60.01/MWh to $80/MWh | VRF | Commercial | VRF-Retro-University | 0% | 0 | 0 | 0 | 0 | 0 | 0 | 0 | 0 | 0 | 0 | 0 | 0 | 0 | 0 | 0 | 0 | 0 | 0 | 0 | 0
Discretionary | HVAC | $50.01/MWh to $60/MWh | VRF | Commercial | VRF-Retro-Warehouse | 0% | 0 | 0 | 0 | 0 | 0 | 0 | 0 | 0 | 0 | 0 | 0 | 0 | 0 | 0 | 0 | 0 | 0 | 0 | 0 | 0
Discretionary | HVAC | $40.01/MWh to $50/MWh | VRF | Commercial | VRF-Retro-Supermarket | 0% | 0 | 0 | 0 | 0 | 0 | 0 | 0 | 0 | 0 | 0 | 0 | 0 | 0 | 0 | 0 | 0 | 0 | 0 | 0 | 0
Discretionary | HVAC | $40.01/MWh to $50/MWh | VRF | Commercial | VRF-Retro-MiniMart | 0% | 0 | 0 | 0 | 0 | 0 | 0 | 0 | 0 | 0 | 0 | 0 | 0 | 0 | 0 | 0 | 0 | 0 | 0 | 0 | 0
Discretionary | HVAC | $40.01/MWh to $50/MWh | VRF | Commercial | VRF-Retro-Restaurant | 0% | 0 | 0 | 0 | 0 | 0 | 0 | 0 | 0 | 0 | 0 | 0 | 0 | 0 | 0 | 0 | 0 | 0 | 0 | 0 | 0
Discretionary | HVAC | $40.01/MWh to $50/MWh | VRF | Commercial | VRF-Retro-Lodging | 0% | 0 | 0 | 0 | 0 | 0 | 0 | 0 | 0 | 0 | 0 | 0 | 0 | 0 | 0 | 0 | 0 | 0 | 0 | 0 | 0
Discretionary | HVAC | $50.01/MWh to $60/MWh | VRF | Commercial | VRF-Retro-Hospital | 0% | 0 | 0 | 0 | 0 | 0 | 0 | 0 | 0 | 0 | 0 | 0 | 0 | 0 | 0 | 0 | 0 | 0 | 0 | 0 | 0
Discretionary | HVAC | $50.01/MWh to $60/MWh | VRF | Commercial | VRF-Retro-Residential Care | 0% | 0 | 0 | 0 | 0 | 0 | 0 | 0 | 0 | 0 | 0 | 0 | 0 | 0 | 0 | 0 | 0 | 0 | 0 | 0 | 0
Discretionary | HVAC | $40.01/MWh to $50/MWh | VRF | Commercial | VRF-Retro-Assembly | 0% | 0 | 0 | 0 | 0 | 0 | 0 | 0 | 0 | 0 | 0 | 0 | 0 | 0 | 0 | 0 | 0 | 0 | 0 | 0 | 0
Discretionary | HVAC | $30.01/MWh to $35/MWh | VRF | Commercial | VRF-Retro-Other | 100% | 0.00084982 | 0.0021997 | 0.0049282 | 0.0097426 | 0.017311 | 0.028021 | 0.041785 | 0.057996 | 0.075612 | 0.093364 | 0.11002 | 0.12466 | 0.12926 | 0.12926 | 0.12926 | 0.12926 | 0.12926 | 0.12926 | 0.12926 | 0.12926
Lost Opportunity | HVAC | $50.01/MWh to $60/MWh | VRF | Commercial | VRF-NEW-Large Off | 0% | 0 | 0 | 0 | 0 | 0 | 0 | 0 | 0 | 0 | 0 | 0 | 0 | 0 | 0 | 0 | 0 | 0 | 0 | 0 | 0
Lost Opportunity | HVAC | $50.01/MWh to $60/MWh | VRF | Commercial | VRF-NEW-Medium Off | 0% | 0 | 0 | 0 | 0 | 0 | 0 | 0 | 0 | 0 | 0 | 0 | 0 | 0 | 0 | 0 | 0 | 0 | 0 | 0 | 0
Lost Opportunity | HVAC | $30.01/MWh to $35/MWh | VRF | Commercial | VRF-NEW-Small Off | 100% | 0.0063362 | 0.01459 | 0.030506 | 0.050423 | 0.077406 | 0.11728 | 0.16842 | 0.23827 | 0.32944 | 0.42376 | 0.53795 | 0.66199 | 0.78595 | 0.91136 | 1.0382 | 1.1705 | 1.3068 | 1.4472 | 1.5917 | 1.7403
Lost Opportunity | HVAC | $60.01/MWh to $80/MWh | VRF | Commercial | VRF-NEW-XLarge Ret | 0% | 0 | 0 | 0 | 0 | 0 | 0 | 0 | 0 | 0 | 0 | 0 | 0 | 0 | 0 | 0 | 0 | 0 | 0 | 0 | 0
Lost Opportunity | HVAC | $60.01/MWh to $80/MWh | VRF | Commercial | VRF-NEW-Large Ret | 0% | 0 | 0 | 0 | 0 | 0 | 0 | 0 | 0 | 0 | 0 | 0 | 0 | 0 | 0 | 0 | 0 | 0 | 0 | 0 | 0
Lost Opportunity | HVAC | $60.01/MWh to $80/MWh | VRF | Commercial | VRF-NEW-Medium Ret | 0% | 0 | 0 | 0 | 0 | 0 | 0 | 0 | 0 | 0 | 0 | 0 | 0 | 0 | 0 | 0 | 0 | 0 | 0 | 0 | 0
Lost Opportunity | HVAC | $60.01/MWh to $80/MWh | VRF | Commercial | VRF-NEW-Small Ret | 0% | 0 | 0 | 0 | 0 | 0 | 0 | 0 | 0 | 0 | 0 | 0 | 0 | 0 | 0 | 0 | 0 | 0 | 0 | 0 | 0
Lost Opportunity | HVAC | $60.01/MWh to $80/MWh | VRF | Commercial | VRF-NEW-School K-12 | 0% | 0 | 0 | 0 | 0 | 0 | 0 | 0 | 0 | 0 | 0 | 0 | 0 | 0 | 0 | 0 | 0 | 0 | 0 | 0 | 0
Lost Opportunity | HVAC | $60.01/MWh to $80/MWh | VRF | Commercial | VRF-NEW-University | 0% | 0 | 0 | 0 | 0 | 0 | 0 | 0 | 0 | 0 | 0 | 0 | 0 | 0 | 0 | 0 | 0 | 0 | 0 | 0 | 0
Lost Opportunity | HVAC | $60.01/MWh to $80/MWh | VRF | Commercial | VRF-NEW-Warehouse | 0% | 0 | 0 | 0 | 0 | 0 | 0 | 0 | 0 | 0 | 0 | 0 | 0 | 0 | 0 | 0 | 0 | 0 | 0 | 0 | 0
Lost Opportunity | HVAC | $40.01/MWh to $50/MWh | VRF | Commercial | VRF-NEW-Supermarket | 0% | 0 | 0 | 0 | 0 | 0 | 0 | 0 | 0 | 0 | 0 | 0 | 0 | 0 | 0 | 0 | 0 | 0 | 0 | 0 | 0
Lost Opportunity | HVAC | $40.01/MWh to $50/MWh | VRF | Commercial | VRF-NEW-MiniMart | 0% | 0 | 0 | 0 | 0 | 0 | 0 | 0 | 0 | 0 | 0 | 0 | 0 | 0 | 0 | 0 | 0 | 0 | 0 | 0 | 0
Lost Opportunity | HVAC | $40.01/MWh to $50/MWh | VRF | Commercial | VRF-NEW-Restaurant | 0% | 0 | 0 | 0 | 0 | 0 | 0 | 0 | 0 | 0 | 0 | 0 | 0 | 0 | 0 | 0 | 0 | 0 | 0 | 0 | 0
Lost Opportunity | HVAC | $40.01/MWh to $50/MWh | VRF | Commercial | VRF-NEW-Lodging | 0% | 0 | 0 | 0 | 0 | 0 | 0 | 0 | 0 | 0 | 0 | 0 | 0 | 0 | 0 | 0 | 0 | 0 | 0 | 0 | 0
Lost Opportunity | HVAC | $50.01/MWh to $60/MWh | VRF | Commercial | VRF-NEW-Hospital | 0% | 0 | 0 | 0 | 0 | 0 | 0 | 0 | 0 | 0 | 0 | 0 | 0 | 0 | 0 | 0 | 0 | 0 | 0 | 0 | 0
Lost Opportunity | HVAC | $50.01/MWh to $60/MWh | VRF | Commercial | VRF-NEW-Residential Care | 0% | 0 | 0 | 0 | 0 | 0 | 0 | 0 | 0 | 0 | 0 | 0 | 0 | 0 | 0 | 0 | 0 | 0 | 0 | 0 | 0
Lost Opportunity | HVAC | $30.01/MWh to $35/MWh | VRF | Commercial | VRF-NEW-Assembly | 100% | 0.0026746 | 0.0071966 | 0.012156 | 0.019576 | 0.032662 | 0.058947 | 0.095921 | 0.15266 | 0.24274 | 0.35932 | 0.50143 | 0.64804 | 0.80189 | 0.95307 | 1.1071 | 1.2593 | 1.4081 | 1.5534 | 1.6953 | 1.8337
Lost Opportunity | HVAC | $25.01/MWh to $30/MWh | VRF | Commercial | VRF-NEW-Other | 100% | 0.024782 | 0.065516 | 0.12123 | 0.21593 | 0.3566 | 0.54288 | 0.80075 | 1.1381 | 1.5489 | 1.9939 | 2.528 | 3.0611 | 3.6231 | 4.1847 | 4.7245 | 5.2648 | 5.8 | 6.33 | 6.855 | 7.3749
Lost Opportunity | Water Heating | $0/MWh and Under | Washer | Commercial | Washer | 100% | 0.040397 | 0.093195 | 0.15954 | 0.23966 | 0.33267 | 0.43669 | 0.54909 | 0.66708 | 0.78826 | 0.91088 | 1.0339 | 1.1569 | 1.2795 | 1.308 | 1.308 | 1.308 | 1.308 | 1.308 | 1.308 | 1.308
Discretionary | Other | $0/MWh and Under | Municipal Sewage Treatment | Commercial | Optimize Municipal Sewage ; >10 MGD Design Capacity | 100% | 0.030924 | 0.069649 | 0.11771 | 0.17381 | 0.23795 | 0.31314 | 0.39542 | 0.47886 | 0.55652 | 0.61681 | 0.61681 | 0.61681 | 0.61681 | 0.61681 | 0.61681 | 0.61681 | 0.61681 | 0.61681 | 0.61681 | 0.61681
Discretionary | Other | $10.01/MWh to $20/MWh | Municipal Sewage Treatment | Commercial | Optimize Municipal Sewage ; <1 MGD Design Capacity | 100% | 0.18798 | 0.42339 | 0.71553 | 1.0565 | 1.4464 | 1.9034 | 2.4035 | 2.9107 | 3.3827 | 3.748 | 3.748 | 3.748 | 3.748 | 3.748 | 3.748 | 3.748 | 3.748 | 3.748 | 3.748 | 3.748
Discretionary | Other | $10.01/MWh to $20/MWh | Municipal Sewage Treatment | Commercial | Optimize Municipal Sewage ; 1 to 10 MGD Design Capacity | 100% | 0.27588 | 0.62142 | 1.0503 | 1.551 | 2.1234 | 2.7947 | 3.5292 | 4.2742 | 4.9677 | 5.5138 | 5.5138 | 5.5138 | 5.5138 | 5.5138 | 5.5138 | 5.5138 | 5.5138 | 5.5138 | 5.5138 | 5.5138
Lost Opportunity | Other | $10.01/MWh to $20/MWh | Water Cooler Controls | Commercial | Market Average to ES 2.0 Upgrade | 100% | 0.030599 | 0.077693 | 0.1448 | 0.23482 | 0.3495 | 0.48915 | 0.65273 | 0.83834 | 0.98868 | 0.98868 | 0.98868 | 0.98868 | 0.98868 | 0.98868 | 0.98868 | 0.98868 | 0.98868 | 0.98868 | 0.98868 | 0.98868
Lost Opportunity | Other | $0.01/MWh to $10/MWh | Water Cooler Controls | Commercial | Timer on ES 2.0 Hot & Cold Water Cooler | 100% | 0.083637 | 0.21236 | 0.39579 | 0.64185 | 0.9553 | 1.337 | 1.7841 | 2.2914 | 2.7024 | 2.7024 | 2.7024 | 2.7024 | 2.7024 | 2.7024 | 2.7024 | 2.7024 | 2.7024 | 2.7024 | 2.7024 | 2.7024
Lost Opportunity | Other | $35.01/MWh to $40/MWh | Water Cooler Controls | Commercial | Timer on ES 2.0 Cold Only Water Cooler | 0% | 0 | 0 | 0 | 0 | 0 | 0 | 0 | 0 | 0 | 0 | 0 | 0 | 0 | 0 | 0 | 0 | 0 | 0 | 0 | 0
Discretionary | Other | $10.01/MWh to $20/MWh | Municipal Water Supply | Commercial | Municipal Water Supply-Retro | 100% | 0.19124 | 0.43074 | 0.728 | 1.075 | 1.4718 | 1.9369 | 2.446 | 2.9622 | 3.4427 | 3.8189 | 3.8189 | 3.8189 | 3.8189 | 3.8189 | 3.8189 | 3.8189 | 3.8189 | 3.8189 | 3.8189 | 3.8189
Discretionary | HVAC | $0.01/MWh to $10/MWh | WEPT | Commercial | WEPT-Retro-Large Off | 100% | 0 | 0 | 0 | 0 | 0 | 0 | 0 | 0 | 0 | 0 | 0 | 0 | 0 | 0 | 0 | 0 | 0 | 0 | 0 | 0
Discretionary | HVAC | $0.01/MWh to $10/MWh | WEPT | Commercial | WEPT-Retro-Medium Off | 100% | 0 | 0 | 0 | 0 | 0 | 0 | 0 | 0 | 0 | 0 | 0 | 0 | 0 | 0 | 0 | 0 | 0 | 0 | 0 | 0
Discretionary | HVAC | $10.01/MWh to $20/MWh | WEPT | Commercial | WEPT-Retro-Small Off | 100% | 0.040972 | 0.092784 | 0.15762 | 0.23382 | 0.32149 | 0.4249 | 0.5387 | 0.65474 | 0.76332 | 0.85531 | 0.91439 | 0.91439 | 0.91439 | 0.91439 | 0.91439 | 0.91439 | 0.91439 | 0.91439 | 0.91439 | 0.91439
Discretionary | HVAC | $0.01/MWh to $10/MWh | WEPT | Commercial | WEPT-Retro-XLarge Ret | 100% | 0 | 0 | 0 | 0 | 0 | 0 | 0 | 0 | 0 | 0 | 0 | 0 | 0 | 0 | 0 | 0 | 0 | 0 | 0 | 0
Discretionary | HVAC | $0.01/MWh to $10/MWh | WEPT | Commercial | WEPT-Retro-Large Ret | 100% | 0 | 0 | 0 | 0 | 0 | 0 | 0 | 0 | 0 | 0 | 0 | 0 | 0 | 0 | 0 | 0 | 0 | 0 | 0 | 0
Discretionary | HVAC | $10.01/MWh to $20/MWh | WEPT | Commercial | WEPT-Retro-Medium Ret | 100% | 0 | 0 | 0 | 0 | 0 | 0 | 0 | 0 | 0 | 0 | 0 | 0 | 0 | 0 | 0 | 0 | 0 | 0 | 0 | 0
Discretionary | HVAC | $10.01/MWh to $20/MWh | WEPT | Commercial | WEPT-Retro-Small Ret | 100% | 0.018095 | 0.040909 | 0.069384 | 0.10278 | 0.14112 | 0.18625 | 0.23582 | 0.28628 | 0.33342 | 0.3733 | 0.38952 | 0.38952 | 0.38952 | 0.38952 | 0.38952 | 0.38952 | 0.38952 | 0.38952 | 0.38952 | 0.38952
Discretionary | HVAC | $10.01/MWh to $20/MWh | WEPT | Commercial | WEPT-Retro-School K-12 | 100% | 0.049106 | 0.11108 | 0.18849 | 0.27933 | 0.38369 | 0.50662 | 0.64172 | 0.77932 | 0.90794 | 1.0168 | 1.0691 | 1.0691 | 1.0691 | 1.0691 | 1.0691 | 1.0691 | 1.0691 | 1.0691 | 1.0691 | 1.0691
Discretionary | HVAC | $0.01/MWh to $10/MWh | WEPT | Commercial | WEPT-Retro-University | 100% | 0 | 0 | 0 | 0 | 0 | 0 | 0 | 0 | 0 | 0 | 0 | 0 | 0 | 0 | 0 | 0 | 0 | 0 | 0 | 0
Discretionary | HVAC | $0.01/MWh to $10/MWh | WEPT | Commercial | WEPT-Retro-Warehouse | 100% | 0 | 0 | 0 | 0 | 0 | 0 | 0 | 0 | 0 | 0 | 0 | 0 | 0 | 0 | 0 | 0 | 0 | 0 | 0 | 0
Discretionary | HVAC | $0.01/MWh to $10/MWh | WEPT | Commercial | WEPT-Retro-Supermarket | 100% | 0 | 0 | 0 | 0 | 0 | 0 | 0 | 0 | 0 | 0 | 0 | 0 | 0 | 0 | 0 | 0 | 0 | 0 | 0 | 0
Discretionary | HVAC | $0.01/MWh to $10/MWh | WEPT | Commercial | WEPT-Retro-MiniMart | 100% | 0 | 0 | 0 | 0 | 0 | 0 | 0 | 0 | 0 | 0 | 0 | 0 | 0 | 0 | 0 | 0 | 0 | 0 | 0 | 0
Discretionary | HVAC | $0.01/MWh to $10/MWh | WEPT | Commercial | WEPT-Retro-Restaurant | 100% | 0 | 0 | 0 | 0 | 0 | 0 | 0 | 0 | 0 | 0 | 0 | 0 | 0 | 0 | 0 | 0 | 0 | 0 | 0 | 0
Discretionary | HVAC | $10.01/MWh to $20/MWh | WEPT | Commercial | WEPT-Retro-Lodging | 100% | 0.0011432 | 0.0025904 | 0.0044032 | 0.0065355 | 0.0089907 | 0.011889 | 0.01508 | 0.018337 | 0.021386 | 0.023971 | 0.02586 | 0.02586 | 0.02586 | 0.02586 | 0.02586 | 0.02586 | 0.02586 | 0.02586 | 0.02586 | 0.02586
Discretionary | HVAC | $0.01/MWh to $10/MWh | WEPT | Commercial | WEPT-Retro-Hospital | 100% | 0 | 0 | 0 | 0 | 0 | 0 | 0 | 0 | 0 | 0 | 0 | 0 | 0 | 0 | 0 | 0 | 0 | 0 | 0 | 0
Discretionary | HVAC | $10.01/MWh to $20/MWh | WEPT | Commercial | WEPT-Retro-Residential Care | 100% | 0.00037762 | 0.00085568 | 0.0014545 | 0.0021589 | 0.0029699 | 0.0039273 | 0.0049815 | 0.0060573 | 0.0070644 | 0.0079183 | 0.0085424 | 0.0085424 | 0.0085424 | 0.0085424 | 0.0085424 | 0.0085424 | 0.0085424 | 0.0085424 | 0.0085424 | 0.0085424
Discretionary | HVAC | $0.01/MWh to $10/MWh | WEPT | Commercial | WEPT-Retro-Assembly | 100% | 0 | 0 | 0 | 0 | 0 | 0 | 0 | 0 | 0 | 0 | 0 | 0 | 0 | 0 | 0 | 0 | 0 | 0 | 0 | 0
Discretionary | HVAC | $0.01/MWh to $10/MWh | WEPT | Commercial | WEPT-Retro-Other | 100% | 0 | 0 | 0 | 0 | 0 | 0 | 0 | 0 | 0 | 0 | 0 | 0 | 0 | 0 | 0 | 0 | 0 | 0 | 0 | 0
Lost Opportunity | Water Heating | $10.01/MWh to $20/MWh | WHTanks | Commercial | WHTanks-New-Large Off | 100% | 0.00099214 | 0.0019918 | 0.0033657 | 0.0046613 | 0.0060384 | 0.0076453 | 0.009323 | 0.011262 | 0.013465 | 0.015459 | 0.017625 | 0.019873 | 0.021958 | 0.024044 | 0.026092 | 0.028182 | 0.030313 | 0.032485 | 0.034698 | 0.036953
Lost Opportunity | Water Heating | $10.01/MWh to $20/MWh | WHTanks | Commercial | WHTanks-New-Medium Off | 100% | 0.0014299 | 0.0028056 | 0.0048014 | 0.0066866 | 0.0086613 | 0.01099 | 0.01342 | 0.016195 | 0.019312 | 0.022176 | 0.025334 | 0.028535 | 0.031579 | 0.034519 | 0.037432 | 0.040451 | 0.043577 | 0.04681 | 0.05015 | 0.053596
Lost Opportunity | Water Heating | $10.01/MWh to $20/MWh | WHTanks | Commercial | WHTanks-New-Small Off | 100% | 0.00011557 | 0.00022601 | 0.00038668 | 0.0005388 | 0.00069779 | 0.00088473 | 0.00108 | 0.0013029 | 0.0015532 | 0.0017832 | 0.0020374 | 0.002294 | 0.0025377 | 0.0027739 | 0.0030079 | 0.0032503 | 0.0035009 | 0.0037599 | 0.0040271 | 0.0043026
Lost Opportunity | Water Heating | $10.01/MWh to $20/MWh | WHTanks | Commercial | WHTanks-New-XLarge Ret | 100% | 4.6784e-05 | 9.7603e-05 | 0.00015429 | 0.00021515 | 0.00028833 | 0.00037172 | 0.00046678 | 0.00062192 | 0.00080386 | 0.00096697 | 0.0011269 | 0.0012833 | 0.0014137 | 0.0015477 | 0.0016732 | 0.0018115 | 0.0019626 | 0.0021265 | 0.0023033 | 0.0024928
Lost Opportunity | Water Heating | $10.01/MWh to $20/MWh | WHTanks | Commercial | WHTanks-New-Large Ret | 100% | 2.7783e-06 | 5.7624e-06 | 9.0857e-06 | 1.2647e-05 | 1.7009e-05 | 2.2043e-05 | 2.775e-05 | 3.6931e-05 | 4.7683e-05 | 5.7333e-05 | 6.6826e-05 | 7.61e-05 | 8.3861e-05 | 9.1822e-05 | 9.928e-05 | 0.00010748 | 0.00011642 | 0.0001261 | 0.00013652 | 0.00014768
Lost Opportunity | Water Heating | $10.01/MWh to $20/MWh | WHTanks | Commercial | WHTanks-New-Medium Ret | 100% | 0.00026252 | 0.00054331 | 0.00085299 | 0.0011853 | 0.0015952 | 0.0020716 | 0.0026118 | 0.003473 | 0.0044843 | 0.0053906 | 0.0062844 | 0.0071573 | 0.0078931 | 0.0086469 | 0.0093507 | 0.010124 | 0.010967 | 0.011879 | 0.012861 | 0.013913
Lost Opportunity | Water Heating | $10.01/MWh to $20/MWh | WHTanks | Commercial | WHTanks-New-Small Ret | 100% | 1.1483e-05 | 2.3547e-05 | 3.6828e-05 | 5.1083e-05 | 6.9127e-05 | 9.0364e-05 | 0.00011438 | 0.00015211 | 0.00019632 | 0.00023598 | 0.00027524 | 0.0003136 | 0.00034605 | 0.00037923 | 0.00041027 | 0.00044435 | 0.00048149 | 0.00052167 | 0.00056491 | 0.0006112
Lost Opportunity | Water Heating | $20.01/MWh to $25/MWh | WHTanks | Commercial | WHTanks-New-School K-12 | 100% | 2.1686e-05 | 4.925e-05 | 8.3706e-05 | 0.00013466 | 0.00019944 | 0.00025989 | 0.0003233 | 0.00039212 | 0.00046525 | 0.00053435 | 0.00060709 | 0.00067514 | 0.00075014 | 0.00081773 | 0.00089027 | 0.0009599 | 0.0010266 | 0.0010904 | 0.0011513 | 0.0012093
Lost Opportunity | Water Heating | $20.01/MWh to $25/MWh | WHTanks | Commercial | WHTanks-New-University | 100% | 0.00014538 | 0.0003293 | 0.00049476 | 0.00074299 | 0.0010534 | 0.0013642 | 0.0017298 | 0.0021273 | 0.0025489 | 0.0029834 | 0.0034006 | 0.0037774 | 0.0042075 | 0.0045846 | 0.004966 | 0.005374 | 0.0058087 | 0.0062701 | 0.0067582 | 0.0072729
Lost Opportunity | Water Heating | $10.01/MWh to $20/MWh | WHTanks | Commercial | WHTanks-New-Warehouse | 100% | 0.000134 | 0.00027785 | 0.00046818 | 0.00069407 | 0.00097323 | 0.0012712 | 0.0015775 | 0.0018649 | 0.0021115 | 0.0023584 | 0.0026202 | 0.0029003 | 0.0031744 | 0.0034406 | 0.0037078 | 0.0039544 | 0.0041804 | 0.0043859 | 0.0045708 | 0.0047352
Lost Opportunity | Water Heating | $10.01/MWh to $20/MWh | WHTanks | Commercial | WHTanks-New-Supermarket | 100% | 4.5408e-05 | 9.8417e-05 | 0.00015701 | 0.00021969 | 0.00028525 | 0.00035314 | 0.00042274 | 0.0004936 | 0.00056562 | 0.00063303 | 0.00070665 | 0.00078059 | 0.00085406 | 0.00092695 | 0.00099925 | 0.001071 | 0.0011422 | 0.0012129 | 0.001283 | 0.0013525
Lost Opportunity | Water Heating | $10.01/MWh to $20/MWh | WHTanks | Commercial | WHTanks-New-MiniMart | 100% | 4.3538e-06 | 8.0223e-06 | 1.1722e-05 | 1.5645e-05 | 2.1543e-05 | 2.9368e-05 | 3.9198e-05 | 5.5199e-05 | 7.2109e-05 | 8.7683e-05 | 0.00010481 | 0.00012034 | 0.00013287 | 0.00014596 | 0.00015835 | 0.00017126 | 0.00018469 | 0.00019863 | 0.00021309 | 0.00022807
Lost Opportunity | Water Heating | $25.01/MWh to $30/MWh | WHTanks | Commercial | WHTanks-New-Restaurant | 100% | 6.1834e-05 | 0.00013459 | 0.00021589 | 0.00030379 | 0.00039677 | 0.00049383 | 0.00059429 | 0.00073051 | 0.00088729 | 0.0010457 | 0.0012107 | 0.0013831 | 0.0015354 | 0.0016892 | 0.0018301 | 0.0019842 | 0.0021515 | 0.0023321 | 0.002526 | 0.002733
Lost Opportunity | Water Heating | $20.01/MWh to $25/MWh | WHTanks | Commercial | WHTanks-New-Lodging | 100% | 0.00013259 | 0.00028514 | 0.0004539 | 0.00063622 | 0.00083766 | 0.0010563 | 0.0013023 | 0.0017628 | 0.002322 | 0.0029123 | 0.0035166 | 0.0041586 | 0.0046981 | 0.0052159 | 0.0057051 | 0.0062302 | 0.0067912 | 0.0073881 | 0.008021 | 0.0086897
Lost Opportunity | Water Heating | $20.01/MWh to $25/MWh | WHTanks | Commercial | WHTanks-New-Hospital | 100% | 0.00032695 | 0.00065838 | 0.0010027 | 0.0013258 | 0.0016766 | 0.002065 | 0.0025386 | 0.0031101 | 0.0037625 | 0.0043559 | 0.00495 | 0.0055235 | 0.0060354 | 0.0065262 | 0.0069904 | 0.007453 | 0.0079142 | 0.0083739 | 0.008832 | 0.0092887
Lost Opportunity | Water Heating | $20.01/MWh to $25/MWh | WHTanks | Commercial | WHTanks-New-Residential Care | 100% | 0.00034968 | 0.00072094 | 0.0011072 | 0.0014869 | 0.0019146 | 0.0023932 | 0.0029676 | 0.0036875 | 0.004493 | 0.0052326 | 0.0060031 | 0.0067466 | 0.0074209 | 0.0080789 | 0.0087185 | 0.0093522 | 0.0099801 | 0.010602 | 0.011218 | 0.011829
Lost Opportunity | Water Heating | $20.01/MWh to $25/MWh | WHTanks | Commercial | WHTanks-New-Assembly | 100% | 0.00022562 | 0.00051044 | 0.00074177 | 0.0010045 | 0.0013649 | 0.0019449 | 0.0026099 | 0.0034675 | 0.0046431 | 0.0059928 | 0.0074921 | 0.0089342 | 0.010367 | 0.011723 | 0.013076 | 0.0144 | 0.015695 | 0.01696 | 0.018197 | 0.019404
Lost Opportunity | Water Heating | $10.01/MWh to $20/MWh | WHTanks | Commercial | WHTanks-New-Other | 100% | 0.00038964 | 0.00085743 | 0.0013226 | 0.0019365 | 0.0026435 | 0.0033912 | 0.0042295 | 0.00515 | 0.0061147 | 0.0070433 | 0.0080617 | 0.0090124 | 0.0099525 | 0.010857 | 0.01171 | 0.012556 | 0.013394 | 0.014225 | 0.015049 | 0.015866
Lost Opportunity | Water Heating | $10.01/MWh to $20/MWh | WHTanks | Commercial | WHTanks-NR-Large Off | 100% | 0.0044203 | 0.0096933 | 0.015655 | 0.022183 | 0.029169 | 0.036524 | 0.044185 | 0.052095 | 0.060211 | 0.068501 | 0.076931 | 0.08548 | 0.094055 | 0.10266 | 0.10525 | 0.10525 | 0.10525 | 0.10525 | 0.10525 | 0.10525
Lost Opportunity | Water Heating | $10.01/MWh to $20/MWh | WHTanks | Commercial | WHTanks-NR-Medium Off | 100% | 0.0043324 | 0.0095231 | 0.015407 | 0.021872 | 0.028805 | 0.03612 | 0.043753 | 0.051649 | 0.059764 | 0.068066 | 0.07652 | 0.085105 | 0.093729 | 0.10234 | 0.10315 | 0.10315 | 0.10315 | 0.10315 | 0.10315 | 0.10315
Lost Opportunity | Water Heating | $10.01/MWh to $20/MWh | WHTanks | Commercial | WHTanks-NR-Small Off | 100% | 0.0013077 | 0.002859 | 0.0046055 | 0.0065103 | 0.0085422 | 0.010676 | 0.012893 | 0.015176 | 0.017514 | 0.019896 | 0.022314 | 0.024761 | 0.027211 | 0.029664 | 0.031137 | 0.031137 | 0.031137 | 0.031137 | 0.031137 | 0.031137
Lost Opportunity | Water Heating | $10.01/MWh to $20/MWh | WHTanks | Commercial | WHTanks-NR-XLarge Ret | 100% | 0.00062349 | 0.0013627 | 0.0021948 | 0.0031018 | 0.0040689 | 0.0050847 | 0.0061396 | 0.0072264 | 0.0083399 | 0.0094753 | 0.010628 | 0.011796 | 0.012966 | 0.014137 | 0.014845 | 0.014845 | 0.014845 | 0.014845 | 0.014845 | 0.014845
Lost Opportunity | Water Heating | $10.01/MWh to $20/MWh | WHTanks | Commercial | WHTanks-NR-Large Ret | 100% | 0.00014685 | 0.00032055 | 0.00051573 | 0.00072814 | 0.00095434 | 0.0011916 | 0.0014378 | 0.001691 | 0.0019501 | 0.0022138 | 0.0024812 | 0.0027516 | 0.0030222 | 0.0032928 | 0.0034965 | 0.0034965 | 0.0034965 | 0.0034965 | 0.0034965 | 0.0034965
Lost Opportunity | Water Heating | $10.01/MWh to $20/MWh | WHTanks | Commercial | WHTanks-NR-Medium Ret | 100% | 0.0016114 | 0.0035288 | 0.0056933 | 0.0080578 | 0.010584 | 0.013242 | 0.016008 | 0.018863 | 0.021795 | 0.024793 | 0.027844 | 0.030939 | 0.034045 | 0.03716 | 0.038366 | 0.038366 | 0.038366 | 0.038366 | 0.038366 | 0.038366
Lost Opportunity | Water Heating | $10.01/MWh to $20/MWh | WHTanks | Commercial | WHTanks-NR-Small Ret | 100% | 0.00027567 | 0.00060203 | 0.00096903 | 0.0013686 | 0.0017944 | 0.0022413 | 0.002705 | 0.0031825 | 0.0036712 | 0.004169 | 0.0046741 | 0.0051852 | 0.0056967 | 0.0062087 | 0.0065635 | 0.0065635 | 0.0065635 | 0.0065635 | 0.0065635 | 0.0065635
Lost Opportunity | Water Heating | $20.01/MWh to $25/MWh | WHTanks | Commercial | WHTanks-NR-School K-12 | 100% | 0.00066648 | 0.0014552 | 0.0023421 | 0.0033079 | 0.0043373 | 0.0054182 | 0.0065402 | 0.0076954 | 0.0088774 | 0.010081 | 0.011302 | 0.012537 | 0.013773 | 0.01501 | 0.015869 | 0.015869 | 0.015869 | 0.015869 | 0.015869 | 0.015869
Lost Opportunity | Water Heating | $20.01/MWh to $25/MWh | WHTanks | Commercial | WHTanks-NR-University | 100% | 0.00151 | 0.0033017 | 0.0053213 | 0.0075233 | 0.009874 | 0.012346 | 0.014916 | 0.017565 | 0.02028 | 0.023049 | 0.02586 | 0.028708 | 0.03156 | 0.034417 | 0.035952 | 0.035952 | 0.035952 | 0.035952 | 0.035952 | 0.035952
Lost Opportunity | Water Heating | $10.01/MWh to $20/MWh | WHTanks | Commercial | WHTanks-NR-Warehouse | 100% | 0.0016035 | 0.0035051 | 0.0056465 | 0.0079818 | 0.010474 | 0.013093 | 0.015815 | 0.018621 | 0.021493 | 0.024419 | 0.027388 | 0.030392 | 0.0334 | 0.036412 | 0.038178 | 0.038178 | 0.038178 | 0.038178 | 0.038178 | 0.038178
Lost Opportunity | Water Heating | $10.01/MWh to $20/MWh | WHTanks | Commercial | WHTanks-NR-Supermarket | 100% | 0.00062525 | 0.0013664 | 0.0022009 | 0.0031104 | 0.0040803 | 0.0050987 | 0.0061562 | 0.0072451 | 0.0083593 | 0.0094939 | 0.010645 | 0.011809 | 0.012975 | 0.014141 | 0.014887 | 0.014887 | 0.014887 | 0.014887 | 0.014887 | 0.014887
Lost Opportunity | Water Heating | $10.01/MWh to $20/MWh | WHTanks | Commercial | WHTanks-NR-MiniMart | 100% | 0.00011172 | 0.00024397 | 0.00039264 | 0.00055447 | 0.00072685 | 0.00090771 | 0.0010954 | 0.0012887 | 0.0014865 | 0.0016879 | 0.0018924 | 0.0020992 | 0.0023063 | 0.0025135 | 0.00266 | 0.00266 | 0.00266 | 0.00266 | 0.00266 | 0.00266
Lost Opportunity | Water Heating | $25.01/MWh to $30/MWh | WHTanks | Commercial | WHTanks-NR-Restaurant | 100% | 0.00054349 | 0.0011889 | 0.0019165 | 0.0027106 | 0.0035584 | 0.0044494 | 0.0053753 | 0.0063294 | 0.007307 | 0.0083038 | 0.0093164 | 0.010342 | 0.01137 | 0.012399 | 0.01294 | 0.01294 | 0.01294 | 0.01294 | 0.01294 | 0.01294
Lost Opportunity | Water Heating | $20.01/MWh to $25/MWh | WHTanks | Commercial | WHTanks-NR-Lodging | 100% | 0.0027548 | 0.0060172 | 0.0096871 | 0.013684 | 0.017944 | 0.022416 | 0.027057 | 0.031834 | 0.036726 | 0.04171 | 0.046771 | 0.051894 | 0.057024 | 0.062162 | 0.065592 | 0.065592 | 0.065592 | 0.065592 | 0.065592 | 0.065592
Lost Opportunity | Water Heating | $20.01/MWh to $25/MWh | WHTanks | Commercial | WHTanks-NR-Hospital | 100% | 0.0012636 | 0.0027729 | 0.0044811 | 0.0063502 | 0.0083487 | 0.010452 | 0.012642 | 0.014902 | 0.017221 | 0.019591 | 0.022001 | 0.024444 | 0.026895 | 0.029351 | 0.030085 | 0.030085 | 0.030085 | 0.030085 | 0.030085 | 0.030085
Lost Opportunity | Water Heating | $20.01/MWh to $25/MWh | WHTanks | Commercial | WHTanks-NR-Residential Care | 100% | 0.0015243 | 0.0033429 | 0.0054 | 0.0076499 | 0.010055 | 0.012588 | 0.015223 | 0.017944 | 0.020737 | 0.023591 | 0.026493 | 0.029436 | 0.032389 | 0.035349 | 0.036292 | 0.036292 | 0.036292 | 0.036292 | 0.036292 | 0.036292
Lost Opportunity | Water Heating | $20.01/MWh to $25/MWh | WHTanks | Commercial | WHTanks-NR-Assembly | 100% | 0.0036703 | 0.0080193 | 0.012915 | 0.018247 | 0.023931 | 0.029899 | 0.036099 | 0.042488 | 0.049033 | 0.055709 | 0.062494 | 0.069372 | 0.076267 | 0.083179 | 0.087388 | 0.087388 | 0.087388 | 0.087388 | 0.087388 | 0.087388
Lost Opportunity | Water Heating | $10.01/MWh to $20/MWh | WHTanks | Commercial | WHTanks-NR-Other | 100% | 0.001527 | 0.0033508 | 0.0054176 | 0.0076808 | 0.010107 | 0.012667 | 0.015337 | 0.018098 | 0.020935 | 0.023836 | 0.026789 | 0.029787 | 0.032796 | 0.035816 | 0.036357 | 0.036357 | 0.036357 | 0.036357 | 0.036357 | 0.036357
Discretionary | HVAC | Over $100/MWh | Secondary Glazing Systems | Commercial | SGSWindow-Small Office (AC with Gas Furnace)-Portland | 0% | 0 | 0 | 0 | 0 | 0 | 0 | 0 | 0 | 0 | 0 | 0 | 0 | 0 | 0 | 0 | 0 | 0 | 0 | 0 | 0
Discretionary | HVAC | Over $100/MWh | Secondary Glazing Systems | Commercial | SGSWindow-Small Office (AC with Gas Furnace)-Spokane | 0% | 0 | 0 | 0 | 0 | 0 | 0 | 0 | 0 | 0 | 0 | 0 | 0 | 0 | 0 | 0 | 0 | 0 | 0 | 0 | 0
Discretionary | HVAC | Over $100/MWh | Secondary Glazing Systems | Commercial | SGSWindow-Small Office (AC with Gas Furnace)-Missoula | 0% | 0 | 0 | 0 | 0 | 0 | 0 | 0 | 0 | 0 | 0 | 0 | 0 | 0 | 0 | 0 | 0 | 0 | 0 | 0 | 0
Discretionary | HVAC | Over $100/MWh | Secondary Glazing Systems | Commercial | SGSWindow-Small Office (Air-source Heat Pump)-Portland | 0% | 0 | 0 | 0 | 0 | 0 | 0 | 0 | 0 | 0 | 0 | 0 | 0 | 0 | 0 | 0 | 0 | 0 | 0 | 0 | 0
Discretionary | HVAC | Over $100/MWh | Secondary Glazing Systems | Commercial | SGSWindow-Small Office (Air-source Heat Pump)-Spokane | 0% | 0 | 0 | 0 | 0 | 0 | 0 | 0 | 0 | 0 | 0 | 0 | 0 | 0 | 0 | 0 | 0 | 0 | 0 | 0 | 0
Discretionary | HVAC | Over $100/MWh | Secondary Glazing Systems | Commercial | SGSWindow-Small Office (Air-source Heat Pump)-Missoula | 0% | 0 | 0 | 0 | 0 | 0 | 0 | 0 | 0 | 0 | 0 | 0 | 0 | 0 | 0 | 0 | 0 | 0 | 0 | 0 | 0
Discretionary | HVAC | $40.01/MWh to $50/MWh | Secondary Glazing Systems | Commercial | SGSWindow-Mid-rise Office (Apackaged VAV with Electric reheat)-Portland | 0% | 0 | 0 | 0 | 0 | 0 | 0 | 0 | 0 | 0 | 0 | 0 | 0 | 0 | 0 | 0 | 0 | 0 | 0 | 0 | 0
Discretionary | HVAC | $10.01/MWh to $20/MWh | Secondary Glazing Systems | Commercial | SGSWindow-Mid-rise Office (Apackaged VAV with Electric reheat)-Spokane | 100% | 0.0013704 | 0.0041861 | 0.0092326 | 0.017462 | 0.029946 | 0.04779 | 0.071992 | 0.10326 | 0.14179 | 0.18706 | 0.23764 | 0.29124 | 0.34483 | 0.39514 | 0.43917 | 0.47485 | 0.50139 | 0.51933 | 0.5237 | 0.5237
Discretionary | HVAC | $20.01/MWh to $25/MWh | Secondary Glazing Systems | Commercial | SGSWindow-Mid-rise Office (Apackaged VAV with Electric reheat)-Missoula | 100% | 0.00022907 | 0.00069974 | 0.0015433 | 0.0029189 | 0.0050058 | 0.0079885 | 0.012034 | 0.017261 | 0.023702 | 0.031269 | 0.039724 | 0.048683 | 0.057642 | 0.066051 | 0.073411 | 0.079376 | 0.083811 | 0.08681 | 0.087541 | 0.087541
Discretionary | HVAC | Over $100/MWh | Secondary Glazing Systems | Commercial | SGSWindow-Mid-rise Office (Apackaged VAV with Gas)-Portland | 0% | 0 | 0 | 0 | 0 | 0 | 0 | 0 | 0 | 0 | 0 | 0 | 0 | 0 | 0 | 0 | 0 | 0 | 0 | 0 | 0
Discretionary | HVAC | Over $100/MWh | Secondary Glazing Systems | Commercial | SGSWindow-Mid-rise Office (Apackaged VAV with Gas)-Spokane | 0% | 0 | 0 | 0 | 0 | 0 | 0 | 0 | 0 | 0 | 0 | 0 | 0 | 0 | 0 | 0 | 0 | 0 | 0 | 0 | 0
Discretionary | HVAC | Over $100/MWh | Secondary Glazing Systems | Commercial | SGSWindow-Mid-rise Office (Apackaged VAV with Gas)-Missoula | 0% | 0 | 0 | 0 | 0 | 0 | 0 | 0 | 0 | 0 | 0 | 0 | 0 | 0 | 0 | 0 | 0 | 0 | 0 | 0 | 0
Discretionary | HVAC | Over $100/MWh | Secondary Glazing Systems | Commercial | SGSWindow-High-rise Office (VAV with Central Chillers / Gas Boilers)-Portland | 0% | 0 | 0 | 0 | 0 | 0 | 0 | 0 | 0 | 0 | 0 | 0 | 0 | 0 | 0 | 0 | 0 | 0 | 0 | 0 | 0
Discretionary | HVAC | Over $100/MWh | Secondary Glazing Systems | Commercial | SGSWindow-High-rise Office (VAV with Central Chillers / Gas Boilers)-Spokane | 0% | 0 | 0 | 0 | 0 | 0 | 0 | 0 | 0 | 0 | 0 | 0 | 0 | 0 | 0 | 0 | 0 | 0 | 0 | 0 | 0
Discretionary | HVAC | Over $100/MWh | Secondary Glazing Systems | Commercial | SGSWindow-High-rise Office (VAV with Central Chillers / Gas Boilers)-Missoula | 0% | 0 | 0 | 0 | 0 | 0 | 0 | 0 | 0 | 0 | 0 | 0 | 0 | 0 | 0 | 0 | 0 | 0 | 0 | 0 | 0
Discretionary | HVAC | Over $100/MWh | Secondary Glazing Systems | Commercial | SGSWindow-Small Office (AC with Ele Furnace)-Portland | 0% | 0 | 0 | 0 | 0 | 0 | 0 | 0 | 0 | 0 | 0 | 0 | 0 | 0 | 0 | 0 | 0 | 0 | 0 | 0 | 0
Discretionary | HVAC | $60.01/MWh to $80/MWh | Secondary Glazing Systems | Commercial | SGSWindow-Small Office (AC with Ele Furnace)-Spokane | 0% | 0 | 0 | 0 | 0 | 0 | 0 | 0 | 0 | 0 | 0 | 0 | 0 | 0 | 0 | 0 | 0 | 0 | 0 | 0 | 0
Discretionary | HVAC | $80.01/MWh to $100/MWh | Secondary Glazing Systems | Commercial | SGSWindow-Small Office (AC with Ele Furnace)-Missoula | 0% | 0 | 0 | 0 | 0 | 0 | 0 | 0 | 0 | 0 | 0 | 0 | 0 | 0 | 0 | 0 | 0 | 0 | 0 | 0 | 0
Discretionary | HVAC | $40.01/MWh to $50/MWh | Secondary Glazing Systems | Commercial | SGSWindow-High-rise Office (VAV with Central Chillers / Ele Boilers)-Portland | 0% | 0 | 0 | 0 | 0 | 0 | 0 | 0 | 0 | 0 | 0 | 0 | 0 | 0 | 0 | 0 | 0 | 0 | 0 | 0 | 0
Discretionary | HVAC | $25.01/MWh to $30/MWh | Secondary Glazing Systems | Commercial | SGSWindow-High-rise Office (VAV with Central Chillers / Ele Boilers)-Spokane | 100% | 0.00038411 | 0.0011733 | 0.0025878 | 0.0048945 | 0.0083938 | 0.013395 | 0.020179 | 0.028943 | 0.039744 | 0.052432 | 0.06661 | 0.081632 | 0.096654 | 0.11075 | 0.1231 | 0.1331 | 0.14054 | 0.14556 | 0.14679 | 0.14679
Discretionary | HVAC | $25.01/MWh to $30/MWh | Secondary Glazing Systems | Commercial | SGSWindow-High-rise Office (VAV with Central Chillers / Ele Boilers)-Missoula | 100% | 7.0608e-05 | 0.00021568 | 0.0004757 | 0.00089972 | 0.001543 | 0.0024623 | 0.0037093 | 0.0053204 | 0.0073058 | 0.0096381 | 0.012244 | 0.015006 | 0.017767 | 0.020359 | 0.022628 | 0.024466 | 0.025833 | 0.026758 | 0.026983 | 0.026983
Lost Opportunity | Water Heating | $0/MWh and Under | Aerator | Residential | Bathroom Aerator 1.0 GPM AnyWH | 100% | 0.0035969 | 0.010611 | 0.02199 | 0.038684 | 0.060986 | 0.089584 | 0.12386 | 0.1625 | 0.20405 | 0.24858 | 0.29575 | 0.34423 | 0.39226 | 0.44085 | 0.48986 | 0.5394 | 0.58925 | 0.63941 | 0.68988 | 0.74068
Lost Opportunity | Water Heating | $0/MWh and Under | Aerator | Residential | Bathroom Aerator 1.0 GPM HPWH | 100% | 0.00029173 | 0.00085831 | 0.0017743 | 0.0031156 | 0.004903 | 0.0071979 | 0.0099516 | 0.013055 | 0.016381 | 0.019952 | 0.023741 | 0.027641 | 0.031492 | 0.035391 | 0.03933 | 0.043314 | 0.047327 | 0.051368 | 0.055437 | 0.059535
Discretionary | Water Heating | $0/MWh and Under | Aerator | Residential | Bathroom Aerator 1.0 GPM AnyWH | 100% | 0.0079297 | 0.029515 | 0.08867 | 0.20478 | 0.39554 | 0.67092 | 1.0283 | 1.4509 | 1.9103 | 2.3727 | 2.8059 | 3.1854 | 3.4971 | 3.7375 | 3.9068 | 4.0112 | 4.0768 | 4.114 | 4.1316 | 4.1364
Discretionary | Water Heating | $0/MWh and Under | Aerator | Residential | Bathroom Aerator 1.0 GPM HPWH | 100% | 0.00056607 | 0.0021609 | 0.0065868 | 0.015315 | 0.029698 | 0.050508 | 0.077569 | 0.10963 | 0.14454 | 0.17972 | 0.21274 | 0.24171 | 0.26554 | 0.28395 | 0.2973 | 0.30636 | 0.31206 | 0.31528 | 0.31681 | 0.31722
Lost Opportunity | HVAC | $20.01/MWh to $25/MWh | Controls Commissioning and Sizing | Residential | SF CC&S + HZ23 | 100% | 0.084694 | 0.19602 | 0.33657 | 0.50728 | 0.706 | 0.92949 | 1.1718 | 1.4261 | 1.6866 | 1.9505 | 2.2161 | 2.4815 | 2.7451 | 3.0081 | 3.2707 | 3.5716 | 3.8673 | 4.0508 | 4.0929 | 4.1351
Lost Opportunity | HVAC | $35.01/MWh to $40/MWh | Controls Commissioning and Sizing | Residential | SF CC&S + HZ1 | 100% | 0.37689 | 0.87226 | 1.4975 | 2.2567 | 3.14 | 4.1326 | 5.2082 | 6.3368 | 7.4925 | 8.6633 | 9.8411 | 11.0181 | 12.187 | 13.3531 | 14.5169 | 15.8428 | 17.1458 | 17.9207 | 18.0909 | 18.2618
Lost Opportunity | HVAC | Over $100/MWh | Controls Commissioning and Sizing | Residential | MH CC&S + HZ23 | 0% | 0 | 0 | 0 | 0 | 0 | 0 | 0 | 0 | 0 | 0 | 0 | 0 | 0 | 0 | 0 | 0 | 0 | 0 | 0 | 0
Lost Opportunity | HVAC | $60.01/MWh to $80/MWh | Controls Commissioning and Sizing | Residential | MH CC&S + HZ1 | 0% | 0 | 0 | 0 | 0 | 0 | 0 | 0 | 0 | 0 | 0 | 0 | 0 | 0 | 0 | 0 | 0 | 0 | 0 | 0 | 0
Lost Opportunity | Other | Over $100/MWh | Clothes Dryer | Residential | Heat Pump Dryer | 0% | 0 | 0 | 0 | 0 | 0 | 0 | 0 | 0 | 0 | 0 | 0 | 0 | 0 | 0 | 0 | 0 | 0 | 0 | 0 | 0
Lost Opportunity | Water Heating | $0/MWh and Under | Clothes Washer | Residential | Single Family CEE Tier 3 Clothes Washer - Any DHW, Any Dryer - 54% ENERGY STAR Baseline | 100% | 0.12846 | 0.27915 | 0.44747 | 0.63021 | 0.82402 | 1.0273 | 1.2378 | 1.4535 | 1.6724 | 1.8948 | 2.1201 | 2.3473 | 2.5726 | 2.7974 | 3.0383 | 3.1847 | 3.2193 | 3.2541 | 3.289 | 3.324
Lost Opportunity | Water Heating | $0/MWh and Under | Clothes Washer | Residential | Multifamily - Low Rise CEE Tier 3 Clothes Washer - Any DHW, Any Dryer - 54% ENERGY STAR Baseline | 100% | 0.010545 | 0.022956 | 0.036892 | 0.052178 | 0.068564 | 0.085904 | 0.10389 | 0.12241 | 0.14138 | 0.16066 | 0.18015 | 0.19972 | 0.21918 | 0.23854 | 0.26025 | 0.27881 | 0.28385 | 0.28887 | 0.29389 | 0.29889
Lost Opportunity | Water Heating | $0/MWh and Under | Clothes Washer | Residential | Manufactured CEE Tier 3 Clothes Washer - Any DHW, Any Dryer - 54% ENERGY STAR Baseline | 100% | 0.011825 | 0.025685 | 0.04112 | 0.057761 | 0.075311 | 0.093532 | 0.11223 | 0.13127 | 0.15054 | 0.16994 | 0.18941 | 0.20888 | 0.22815 | 0.24722 | 0.25089 | 0.2521 | 0.25331 | 0.25451 | 0.25571 | 0.2569
Lost Opportunity | Water Heating | $0/MWh and Under | Clothes Washer | Residential | Multifamily - High Rise CEE Tier 3 Clothes Washer - Any DHW, Any Dryer - 54% ENERGY STAR Baseline | 100% | 0.0023656 | 0.0051561 | 0.0082907 | 0.011736 | 0.015426 | 0.019332 | 0.023377 | 0.027542 | 0.031803 | 0.036138 | 0.040525 | 0.044927 | 0.049305 | 0.053655 | 0.058545 | 0.063331 | 0.065597 | 0.066752 | 0.067903 | 0.069051
Lost Opportunity | Water Heating | $10.01/MWh to $20/MWh | Clothes Washer | Residential | Single Family CEE Tier 2 Clothes Washer - Any DHW, Any Dryer - 54% ENERGY STAR Baseline | 100% | 0.2413 | 0.52435 | 0.84054 | 1.1838 | 1.5479 | 1.9297 | 2.3253 | 2.7303 | 3.1417 | 3.5594 | 3.9828 | 4.4095 | 4.8328 | 5.2551 | 5.7076 | 5.983 | 6.0482 | 6.1136 | 6.1794 | 6.2454
Lost Opportunity | Water Heating | $0/MWh and Under | Clothes Washer | Residential | Manufactured CEE Tier 2 Clothes Washer - Any DHW, Any Dryer - 54% ENERGY STAR Baseline | 100% | 0.022335 | 0.048512 | 0.077666 | 0.1091 | 0.14225 | 0.17666 | 0.21198 | 0.24794 | 0.28434 | 0.32098 | 0.35775 | 0.39453 | 0.43093 | 0.46696 | 0.4739 | 0.4762 | 0.47848 | 0.48077 | 0.48304 | 0.4853
Lost Opportunity | Water Heating | $0/MWh and Under | Clothes Washer | Residential | Multifamily - Low Rise CEE Tier 2 Clothes Washer - Any DHW, Any Dryer - 54% ENERGY STAR Baseline | 100% | 0.019595 | 0.04266 | 0.068557 | 0.096961 | 0.12741 | 0.15963 | 0.19305 | 0.22747 | 0.26271 | 0.29853 | 0.33475 | 0.3711 | 0.40725 | 0.44322 | 0.48356 | 0.51808 | 0.52744 | 0.53678 | 0.54609 | 0.55539
Lost Opportunity | Water Heating | $0/MWh and Under | Clothes Washer | Residential | Multifamily - High Rise CEE Tier 2 Clothes Washer - Any DHW, Any Dryer - 54% ENERGY STAR Baseline | 100% | 0.004396 | 0.0095815 | 0.015406 | 0.021808 | 0.028665 | 0.035923 | 0.043439 | 0.051179 | 0.059094 | 0.06715 | 0.075299 | 0.083478 | 0.091611 | 0.099694 | 0.10878 | 0.11767 | 0.12189 | 0.12403 | 0.12617 | 0.12831
Lost Opportunity | Water Heating | $50.01/MWh to $60/MWh | Clothes Washer | Residential | Single Family CEE Tier 1 Clothes Washer - Any DHW, Any Dryer - 54% ENERGY STAR Baseline | 0% | 0 | 0 | 0 | 0 | 0 | 0 | 0 | 0 | 0 | 0 | 0 | 0 | 0 | 0 | 0 | 0 | 0 | 0 | 0 | 0
Lost Opportunity | Water Heating | $0/MWh and Under | Clothes Washer | Residential | Manufactured CEE Tier 1 Clothes Washer - Any DHW, Any Dryer - 54% ENERGY STAR Baseline | 100% | 0.033428 | 0.072608 | 0.11624 | 0.16329 | 0.2129 | 0.26441 | 0.31728 | 0.3711 | 0.42557 | 0.48042 | 0.53545 | 0.59051 | 0.64499 | 0.69891 | 0.70931 | 0.71276 | 0.71619 | 0.71961 | 0.72302 | 0.72642
Lost Opportunity | Water Heating | $0/MWh and Under | Clothes Washer | Residential | Multifamily - Low Rise CEE Tier 1 Clothes Washer - Any DHW, Any Dryer - 54% ENERGY STAR Baseline | 100% | 0.029068 | 0.063282 | 0.1017 | 0.14383 | 0.18899 | 0.23678 | 0.28636 | 0.33741 | 0.38968 | 0.44281 | 0.49653 | 0.55045 | 0.60406 | 0.65742 | 0.71726 | 0.76847 | 0.78236 | 0.79621 | 0.81004 | 0.82383
Lost Opportunity | Water Heating | $0/MWh and Under | Clothes Washer | Residential | Multifamily - High Rise CEE Tier 1 Clothes Washer - Any DHW, Any Dryer - 54% ENERGY STAR Baseline | 100% | 0.006521 | 0.014213 | 0.022853 | 0.032349 | 0.04252 | 0.053286 | 0.064435 | 0.075914 | 0.087654 | 0.099603 | 0.11169 | 0.12382 | 0.13589 | 0.14787 | 0.16135 | 0.17454 | 0.1808 | 0.18398 | 0.18715 | 0.19032
Lost Opportunity | Electronics | $10.01/MWh to $20/MWh | Monitor | Residential | ENERGY STAR Monitors | 100% | 0.51118 | 1.0299 | 1.5475 | 2.0071 | 2.0637 | 2.0897 | 2.1155 | 2.1405 | 2.1645 | 2.1882 | 2.2118 | 2.2348 | 2.2566 | 2.278 | 2.2991 | 2.3199 | 2.3406 | 2.3611 | 2.3813 | 2.4014
Lost Opportunity | Electronics | $10.01/MWh to $20/MWh | Computer | Residential | ENERGY STAR Desktops | 100% | 2.2683 | 4.5736 | 6.873 | 8.7271 | 8.9154 | 9.018 | 9.1199 | 9.2194 | 9.3157 | 9.411 | 9.5061 | 9.5993 | 9.6885 | 9.7763 | 9.863 | 9.9489 | 10.034 | 10.1182 | 10.2016 | 10.2853
Lost Opportunity | Electronics | Over $100/MWh | Computer | Residential | ENERGY STAR Laptops | 0% | 0 | 0 | 0 | 0 | 0 | 0 | 0 | 0 | 0 | 0 | 0 | 0 | 0 | 0 | 0 | 0 | 0 | 0 | 0 | 0
Lost Opportunity | Other | $0.01/MWh to $10/MWh | Behavior | Residential | Controled Optimization Program | 100% | 0.056445 | 0.12726 | 0.21412 | 0.31894 | 0.43927 | 0.57573 | 0.72414 | 0.8777 | 1.0312 | 1.1869 | 1.345 | 1.5024 | 1.654 | 1.8049 | 1.9558 | 2.1074 | 2.2597 | 2.4126 | 2.5663 | 2.7206
Discretionary | Other | $0.01/MWh to $10/MWh | Behavior | Residential | Controled Optimization Program | 100% | 0.59823 | 1.3437 | 2.2672 | 3.3496 | 4.5946 | 6.0613 | 7.6805 | 9.343 | 10.9157 | 12.2707 | 13.3194 | 14.0365 | 14.4601 | 14.669 | 14.7488 | 14.7653 | 14.7653 | 14.7653 | 14.7653 | 14.7653
Lost Opportunity | Water Heating | $0/MWh and Under | Dishwasher | Residential | Energy Star Dishwasher - Any DHW | 100% | 0 | 0 | 0 | 0 | 0 | 0 | 0 | 0 | 0 | 0 | 0 | 0 | 0 | 0 | 0 | 0 | 0 | 0 | 0 | 0
Lost Opportunity | HVAC | $50.01/MWh to $60/MWh | Duct Sealing | Residential | New SF Performance-based Duct Sealing - Heat Pump + HZ23 | 0% | 0 | 0 | 0 | 0 | 0 | 0 | 0 | 0 | 0 | 0 | 0 | 0 | 0 | 0 | 0 | 0 | 0 | 0 | 0 | 0
Lost Opportunity | HVAC | $80.01/MWh to $100/MWh | Duct Sealing | Residential | New SF Performance-based Duct Sealing - Heat Pump + HZ1 | 0% | 0 | 0 | 0 | 0 | 0 | 0 | 0 | 0 | 0 | 0 | 0 | 0 | 0 | 0 | 0 | 0 | 0 | 0 | 0 | 0
Lost Opportunity | HVAC | $30.01/MWh to $35/MWh | Duct Sealing | Residential | New MH Performance-based Duct Sealing - Heat Pump + HZ23 | 100% | 0.0014271 | 0.0031349 | 0.0050945 | 0.0072616 | 0.0095955 | 0.01205 | 0.014583 | 0.017184 | 0.019845 | 0.022552 | 0.025291 | 0.028051 | 0.030799 | 0.033538 | 0.036269 | 0.03899 | 0.041702 | 0.044404 | 0.047098 | 0.049783
Lost Opportunity | HVAC | $60.01/MWh to $80/MWh | Duct Sealing | Residential | New MH Performance-based Duct Sealing - Heat Pump + HZ1 | 0% | 0 | 0 | 0 | 0 | 0 | 0 | 0 | 0 | 0 | 0 | 0 | 0 | 0 | 0 | 0 | 0 | 0 | 0 | 0 | 0
Discretionary | HVAC | $25.01/MWh to $30/MWh | Duct Sealing | Residential | SF Performance-based Duct Sealing - Heat Pump + HZ23 | 100% | 0.2425 | 0.48739 | 0.73143 | 0.9747 | 1.2173 | 1.4336 | 1.6034 | 1.7361 | 1.8391 | 1.9185 | 1.9765 | 1.9838 | 1.9838 | 1.9838 | 1.9838 | 1.9838 | 1.9838 | 1.9838 | 1.9838 | 1.9838
Discretionary | HVAC | $50.01/MWh to $60/MWh | Duct Sealing | Residential | SF Performance-based Duct Sealing - Heat Pump + HZ1 | 0% | 0 | 0 | 0 | 0 | 0 | 0 | 0 | 0 | 0 | 0 | 0 | 0 | 0 | 0 | 0 | 0 | 0 | 0 | 0 | 0
Discretionary | HVAC | $10.01/MWh to $20/MWh | Duct Sealing | Residential | MH Performance-based Duct Sealing - Heat Pump + HZ23 | 100% | 0.14417 | 0.28719 | 0.42857 | 0.56835 | 0.70654 | 0.82881 | 0.92409 | 0.98888 | 0.98888 | 0.98888 | 0.98888 | 0.98888 | 0.98888 | 0.98888 | 0.98888 | 0.98888 | 0.98888 | 0.98888 | 0.98888 | 0.98888
Discretionary | HVAC | $40.01/MWh to $50/MWh | Duct Sealing | Residential | MH Performance-based Duct Sealing - Heat Pump + HZ1 | 0% | 0 | 0 | 0 | 0 | 0 | 0 | 0 | 0 | 0 | 0 | 0 | 0 | 0 | 0 | 0 | 0 | 0 | 0 | 0 | 0
Lost Opportunity | Other | Over $100/MWh | EV Supply Equip | Residential | EVSE Level 2 | 0% | 0 | 0 | 0 | 0 | 0 | 0 | 0 | 0 | 0 | 0 | 0 | 0 | 0 | 0 | 0 | 0 | 0 | 0 | 0 | 0
Lost Opportunity | HVAC | $35.01/MWh to $40/MWh | DHP Ducted | Residential | Install Ductless Heat Pump in House with Existing FAF - Single Family Home + HZ1 | 100% | 0.18649 | 0.40649 | 0.65307 | 0.92071 | 1.205 | 1.5024 | 1.8101 | 2.1259 | 2.448 | 2.775 | 3.1056 | 3.4391 | 3.7718 | 4.1038 | 4.4351 | 4.7656 | 4.9157 | 4.9157 | 4.9157 | 4.9157
Lost Opportunity | HVAC | $30.01/MWh to $35/MWh | DHP Ducted | Residential | Install Ductless Heat Pump in House with Existing FAF - Single Family Home + HZ23 | 100% | 0.075578 | 0.16473 | 0.26465 | 0.37311 | 0.48831 | 0.60882 | 0.73352 | 0.86148 | 0.992 | 1.1245 | 1.2585 | 1.3936 | 1.5284 | 1.6629 | 1.7972 | 1.9311 | 1.9919 | 1.9919 | 1.9919 | 1.9919
Lost Opportunity | HVAC | $25.01/MWh to $30/MWh | DHP Ducted | Residential | Install Ductless Heat Pump in House with Existing FAF - Manufactured Home + HZ1 | 100% | 1.026 | 2.2256 | 3.5585 | 4.9929 | 6.5034 | 8.0702 | 9.6775 | 11.313 | 12.9669 | 14.6314 | 16.3006 | 17.9698 | 19.6211 | 21.2547 | 22.8709 | 22.9834 | 22.9834 | 22.9834 | 22.9834 | 22.9834
Lost Opportunity | HVAC | $25.01/MWh to $30/MWh | DHP Ducted | Residential | Install Ductless Heat Pump in House with Existing FAF - Manufactured Home + HZ23 | 100% | 0.57748 | 1.2527 | 2.0028 | 2.8101 | 3.6601 | 4.5418 | 5.4463 | 6.3667 | 7.2973 | 8.234 | 9.1733 | 10.1125 | 11.0417 | 11.9609 | 12.8703 | 12.9329 | 12.9329 | 12.9329 | 12.9329 | 12.9329
Lost Opportunity | Water Heating | $80.01/MWh to $100/MWh | WasteWater Heat Recovery | Residential | Single Family GFHX DHW & Shower Preheat, Electric Resistance | 0% | 0 | 0 | 0 | 0 | 0 | 0 | 0 | 0 | 0 | 0 | 0 | 0 | 0 | 0 | 0 | 0 | 0 | 0 | 0 | 0
Lost Opportunity | Water Heating | $60.01/MWh to $80/MWh | WasteWater Heat Recovery | Residential | Multifamily GFHX DHW & Shower Preheat, Electric Resistance | 0% | 0 | 0 | 0 | 0 | 0 | 0 | 0 | 0 | 0 | 0 | 0 | 0 | 0 | 0 | 0 | 0 | 0 | 0 | 0 | 0
Lost Opportunity | Water Heating | Over $100/MWh | WasteWater Heat Recovery | Residential | Multifamily GFHX DHW & Shower Preheat, Heat Pump | 0% | 0 | 0 | 0 | 0 | 0 | 0 | 0 | 0 | 0 | 0 | 0 | 0 | 0 | 0 | 0 | 0 | 0 | 0 | 0 | 0
Lost Opportunity | Water Heating | Over $100/MWh | WasteWater Heat Recovery | Residential | Single Family GFHX DHW & Shower Preheat, Heat Pump | 0% | 0 | 0 | 0 | 0 | 0 | 0 | 0 | 0 | 0 | 0 | 0 | 0 | 0 | 0 | 0 | 0 | 0 | 0 | 0 | 0
Lost Opportunity | Water Heating | $60.01/MWh to $80/MWh | WasteWater Heat Recovery | Residential | Single Family GFHX DHW Preheat, Electric Resistance | 0% | 0 | 0 | 0 | 0 | 0 | 0 | 0 | 0 | 0 | 0 | 0 | 0 | 0 | 0 | 0 | 0 | 0 | 0 | 0 | 0
Lost Opportunity | Water Heating | $60.01/MWh to $80/MWh | WasteWater Heat Recovery | Residential | Multifamily GFHX DHW Preheat, Electric Resistance | 0% | 0 | 0 | 0 | 0 | 0 | 0 | 0 | 0 | 0 | 0 | 0 | 0 | 0 | 0 | 0 | 0 | 0 | 0 | 0 | 0
Lost Opportunity | Water Heating | Over $100/MWh | WasteWater Heat Recovery | Residential | Single Family GFHX DHW Preheat, Heat Pump | 0% | 0 | 0 | 0 | 0 | 0 | 0 | 0 | 0 | 0 | 0 | 0 | 0 | 0 | 0 | 0 | 0 | 0 | 0 | 0 | 0
Lost Opportunity | Water Heating | Over $100/MWh | WasteWater Heat Recovery | Residential | Multifamily GFHX DHW Preheat, Heat Pump | 0% | 0 | 0 | 0 | 0 | 0 | 0 | 0 | 0 | 0 | 0 | 0 | 0 | 0 | 0 | 0 | 0 | 0 | 0 | 0 | 0
Lost Opportunity | HVAC | Over $100/MWh | GSHP | Residential | Ground Source Heat Pump Upgrade from Air Source Heat Pump - With Desuperheater - New House 4000 square feet or greater | 0% | 0 | 0 | 0 | 0 | 0 | 0 | 0 | 0 | 0 | 0 | 0 | 0 | 0 | 0 | 0 | 0 | 0 | 0 | 0 | 0
Lost Opportunity | HVAC | $80.01/MWh to $100/MWh | GSHP | Residential | Ground Source Heat Pump Upgrade from Air Source Heat Pump - With Desuperheater - New House less than 4000 square feet | 0% | 0 | 0 | 0 | 0 | 0 | 0 | 0 | 0 | 0 | 0 | 0 | 0 | 0 | 0 | 0 | 0 | 0 | 0 | 0 | 0
Lost Opportunity | HVAC | Over $100/MWh | GSHP | Residential | Ground Source Heat Pump Upgrade from Air Source Heat Pump - With Desuperheater - Existing House 4000 square feet or greater | 0% | 0 | 0 | 0 | 0 | 0 | 0 | 0 | 0 | 0 | 0 | 0 | 0 | 0 | 0 | 0 | 0 | 0 | 0 | 0 | 0
Lost Opportunity | HVAC | $80.01/MWh to $100/MWh | GSHP | Residential | Ground Source Heat Pump Upgrade from Air Source Heat Pump - With Desuperheater - Existing House less than 4000 square feet | 0% | 0 | 0 | 0 | 0 | 0 | 0 | 0 | 0 | 0 | 0 | 0 | 0 | 0 | 0 | 0 | 0 | 0 | 0 | 0 | 0
Lost Opportunity | Water Heating | $0/MWh and Under | HPWH | Residential | Manufactured Tier3_buffered | 100% | 0.0034901 | 0.0090319 | 0.017152 | 0.028234 | 0.04245 | 0.059731 | 0.079793 | 0.10222 | 0.1265 | 0.15215 | 0.17872 | 0.20582 | 0.23318 | 0.26194 | 0.29052 | 0.31885 | 0.34664 | 0.34849 | 0.35017 | 0.35185
Lost Opportunity | Water Heating | $0/MWh and Under | HPWH | Residential | Single Family Tier3_buffered | 100% | 0.053689 | 0.13937 | 0.26561 | 0.43914 | 0.66322 | 0.93802 | 1.2598 | 1.622 | 2.0168 | 2.437 | 2.8761 | 3.3276 | 3.786 | 4.3177 | 4.8448 | 5.3664 | 5.8812 | 6.3884 | 6.4351 | 6.4663
Lost Opportunity | Water Heating | $10.01/MWh to $20/MWh | HPWH | Residential | Manufactured Tier3_indor2_gfac | 100% | 0.00017633 | 0.00045642 | 0.0008667 | 0.0014264 | 0.0021441 | 0.0030164 | 0.0040292 | 0.0051609 | 0.0063864 | 0.0076805 | 0.0090203 | 0.010387 | 0.011767 | 0.013224 | 0.014672 | 0.016106 | 0.017517 | 0.017567 | 0.017603 | 0.017639
Lost Opportunity | Water Heating | $10.01/MWh to $20/MWh | HPWH | Residential | Single Family Tier3_indor2_gfac | 100% | 0.003541 | 0.0091711 | 0.017447 | 0.028817 | 0.043482 | 0.061472 | 0.082543 | 0.10623 | 0.132 | 0.15944 | 0.18813 | 0.21761 | 0.24749 | 0.28178 | 0.31581 | 0.34951 | 0.38282 | 0.41567 | 0.42027 | 0.42404
Lost Opportunity | Water Heating | $10.01/MWh to $20/MWh | HPWH | Residential | Manufactured Tier3_indor2_gfnc | 100% | 0.0012758 | 0.0033024 | 0.0062709 | 0.010321 | 0.015514 | 0.021825 | 0.029153 | 0.037341 | 0.046208 | 0.055571 | 0.065265 | 0.075155 | 0.085137 | 0.09568 | 0.10616 | 0.11653 | 0.12674 | 0.1271 | 0.12736 | 0.12762
Lost Opportunity | Water Heating | $10.01/MWh to $20/MWh | HPWH | Residential | Single Family Tier3_indor2_gfnc | 100% | 0.0056959 | 0.014752 | 0.028065 | 0.046353 | 0.069943 | 0.098881 | 0.13277 | 0.17088 | 0.21233 | 0.25647 | 0.30261 | 0.35004 | 0.3981 | 0.45326 | 0.50799 | 0.56221 | 0.61578 | 0.66863 | 0.67603 | 0.68209
Lost Opportunity | Water Heating | $0.01/MWh to $10/MWh | HPWH | Residential | Manufactured Tier3_indor2_hp85 | 100% | 0.0010091 | 0.0026118 | 0.0049594 | 0.0081618 | 0.012268 | 0.017258 | 0.023051 | 0.029524 | 0.036533 | 0.043934 | 0.051595 | 0.059411 | 0.067299 | 0.075596 | 0.083841 | 0.09201 | 0.10002 | 0.10024 | 0.10042 | 0.1006
Lost Opportunity | Water Heating | $0.01/MWh to $10/MWh | HPWH | Residential | Single Family Tier3_indor2_hp85 | 100% | 0.0051284 | 0.013285 | 0.025277 | 0.041756 | 0.063019 | 0.089117 | 0.11969 | 0.15407 | 0.19148 | 0.23131 | 0.27295 | 0.31577 | 0.35914 | 0.40912 | 0.45872 | 0.50787 | 0.55641 | 0.6043 | 0.61165 | 0.61747
Lost Opportunity | Water Heating | $0.01/MWh to $10/MWh | HPWH | Residential | Manufactured Tier3_indor2_zonl | 100% | 0.0012174 | 0.0031512 | 0.0059837 | 0.0098478 | 0.014802 | 0.020824 | 0.027815 | 0.035627 | 0.044086 | 0.053017 | 0.062264 | 0.071698 | 0.081219 | 0.091256 | 0.10123 | 0.11111 | 0.12081 | 0.12112 | 0.12136 | 0.12159
Lost Opportunity | Water Heating | $0.01/MWh to $10/MWh | HPWH | Residential | Single Family Tier3_indor2_zonl | 100% | 0.008151 | 0.021113 | 0.04017 | 0.066354 | 0.10013 | 0.14159 | 0.19015 | 0.24475 | 0.30415 | 0.36739 | 0.43352 | 0.5015 | 0.57037 | 0.64961 | 0.72824 | 0.80615 | 0.88311 | 0.95903 | 0.97027 | 0.97931
Lost Opportunity | Water Heating | $10.01/MWh to $20/MWh | HPWH | Residential | Manufactured Tier3_indor2_efaf | 100% | 0.003266 | 0.0084536 | 0.016052 | 0.026416 | 0.039706 | 0.055856 | 0.074604 | 0.095553 | 0.11824 | 0.14219 | 0.16698 | 0.19227 | 0.2178 | 0.24463 | 0.27129 | 0.2977 | 0.32357 | 0.32426 | 0.32483 | 0.3254
Lost Opportunity | Water Heating | $10.01/MWh to $20/MWh | HPWH | Residential | Single Family Tier3_indor2_efaf | 100% | 0.00079166 | 0.0020507 | 0.0039017 | 0.0064452 | 0.0097269 | 0.013755 | 0.018473 | 0.023778 | 0.02955 | 0.035696 | 0.042122 | 0.048728 | 0.055422 | 0.063129 | 0.070777 | 0.078354 | 0.08584 | 0.093224 | 0.09434 | 0.09523
Lost Opportunity | Water Heating | Over $100/MWh | HPWH | Residential | Manufactured Tier4_buffered | 0% | 0 | 0 | 0 | 0 | 0 | 0 | 0 | 0 | 0 | 0 | 0 | 0 | 0 | 0 | 0 | 0 | 0 | 0 | 0 | 0
Lost Opportunity | Water Heating | Over $100/MWh | HPWH | Residential | Single Family Tier4_buffered | 0% | 0 | 0 | 0 | 0 | 0 | 0 | 0 | 0 | 0 | 0 | 0 | 0 | 0 | 0 | 0 | 0 | 0 | 0 | 0 | 0
Lost Opportunity | Water Heating | Over $100/MWh | HPWH | Residential | Manufactured Tier4_indor2_gfac | 0% | 0 | 0 | 0 | 0 | 0 | 0 | 0 | 0 | 0 | 0 | 0 | 0 | 0 | 0 | 0 | 0 | 0 | 0 | 0 | 0
Lost Opportunity | Water Heating | Over $100/MWh | HPWH | Residential | Single Family Tier4_indor2_gfac | 0% | 0 | 0 | 0 | 0 | 0 | 0 | 0 | 0 | 0 | 0 | 0 | 0 | 0 | 0 | 0 | 0 | 0 | 0 | 0 | 0
Lost Opportunity | Water Heating | Over $100/MWh | HPWH | Residential | Manufactured Tier4_indor2_gfnc | 0% | 0 | 0 | 0 | 0 | 0 | 0 | 0 | 0 | 0 | 0 | 0 | 0 | 0 | 0 | 0 | 0 | 0 | 0 | 0 | 0
Lost Opportunity | Water Heating | Over $100/MWh | HPWH | Residential | Single Family Tier4_indor2_gfnc | 0% | 0 | 0 | 0 | 0 | 0 | 0 | 0 | 0 | 0 | 0 | 0 | 0 | 0 | 0 | 0 | 0 | 0 | 0 | 0 | 0
Lost Opportunity | Water Heating | Over $100/MWh | HPWH | Residential | Manufactured Tier4_indor2_hp85 | 0% | 0 | 0 | 0 | 0 | 0 | 0 | 0 | 0 | 0 | 0 | 0 | 0 | 0 | 0 | 0 | 0 | 0 | 0 | 0 | 0
Lost Opportunity | Water Heating | Over $100/MWh | HPWH | Residential | Single Family Tier4_indor2_hp85 | 0% | 0 | 0 | 0 | 0 | 0 | 0 | 0 | 0 | 0 | 0 | 0 | 0 | 0 | 0 | 0 | 0 | 0 | 0 | 0 | 0
Lost Opportunity | Water Heating | Over $100/MWh | HPWH | Residential | Manufactured Tier4_indor2_zonl | 0% | 0 | 0 | 0 | 0 | 0 | 0 | 0 | 0 | 0 | 0 | 0 | 0 | 0 | 0 | 0 | 0 | 0 | 0 | 0 | 0
Lost Opportunity | Water Heating | Over $100/MWh | HPWH | Residential | Single Family Tier4_indor2_zonl | 0% | 0 | 0 | 0 | 0 | 0 | 0 | 0 | 0 | 0 | 0 | 0 | 0 | 0 | 0 | 0 | 0 | 0 | 0 | 0 | 0
Lost Opportunity | Water Heating | Over $100/MWh | HPWH | Residential | Manufactured Tier4_indor2_efaf | 0% | 0 | 0 | 0 | 0 | 0 | 0 | 0 | 0 | 0 | 0 | 0 | 0 | 0 | 0 | 0 | 0 | 0 | 0 | 0 | 0
Lost Opportunity | Water Heating | Over $100/MWh | HPWH | Residential | Single Family Tier4_indor2_efaf | 0% | 0 | 0 | 0 | 0 | 0 | 0 | 0 | 0 | 0 | 0 | 0 | 0 | 0 | 0 | 0 | 0 | 0 | 0 | 0 | 0
Lost Opportunity | Water Heating | $40.01/MWh to $50/MWh | HPWH | Residential | Manufactured Tier1_indor2_hp85 | 0% | 0 | 0 | 0 | 0 | 0 | 0 | 0 | 0 | 0 | 0 | 0 | 0 | 0 | 0 | 0 | 0 | 0 | 0 | 0 | 0
Lost Opportunity | Water Heating | $40.01/MWh to $50/MWh | HPWH | Residential | Single Family Tier1_indor2_hp85 | 0% | 0 | 0 | 0 | 0 | 0 | 0 | 0 | 0 | 0 | 0 | 0 | 0 | 0 | 0 | 0 | 0 | 0 | 0 | 0 | 0
Lost Opportunity | Water Heating | $40.01/MWh to $50/MWh | HPWH | Residential | Single Family Tier1_buffered | 0% | 0 | 0 | 0 | 0 | 0 | 0 | 0 | 0 | 0 | 0 | 0 | 0 | 0 | 0 | 0 | 0 | 0 | 0 | 0 | 0
Lost Opportunity | Water Heating | $40.01/MWh to $50/MWh | HPWH | Residential | Manufactured Tier1_indor2_gfac | 0% | 0 | 0 | 0 | 0 | 0 | 0 | 0 | 0 | 0 | 0 | 0 | 0 | 0 | 0 | 0 | 0 | 0 | 0 | 0 | 0
Lost Opportunity | Water Heating | $40.01/MWh to $50/MWh | HPWH | Residential | Manufactured Tier1_indor2_gfnc | 0% | 0 | 0 | 0 | 0 | 0 | 0 | 0 | 0 | 0 | 0 | 0 | 0 | 0 | 0 | 0 | 0 | 0 | 0 | 0 | 0
Lost Opportunity | Water Heating | $40.01/MWh to $50/MWh | HPWH | Residential | Single Family Tier1_indor2_gfac | 0% | 0 | 0 | 0 | 0 | 0 | 0 | 0 | 0 | 0 | 0 | 0 | 0 | 0 | 0 | 0 | 0 | 0 | 0 | 0 | 0
Lost Opportunity | Water Heating | $40.01/MWh to $50/MWh | HPWH | Residential | Single Family Tier1_indor2_gfnc | 0% | 0 | 0 | 0 | 0 | 0 | 0 | 0 | 0 | 0 | 0 | 0 | 0 | 0 | 0 | 0 | 0 | 0 | 0 | 0 | 0
Lost Opportunity | Water Heating | $50.01/MWh to $60/MWh | HPWH | Residential | Manufactured Tier1_buffered | 0% | 0 | 0 | 0 | 0 | 0 | 0 | 0 | 0 | 0 | 0 | 0 | 0 | 0 | 0 | 0 | 0 | 0 | 0 | 0 | 0
Lost Opportunity | Water Heating | $50.01/MWh to $60/MWh | HPWH | Residential | Manufactured Tier1_indor2_zonl | 0% | 0 | 0 | 0 | 0 | 0 | 0 | 0 | 0 | 0 | 0 | 0 | 0 | 0 | 0 | 0 | 0 | 0 | 0 | 0 | 0
Lost Opportunity | Water Heating | $50.01/MWh to $60/MWh | HPWH | Residential | Single Family Tier1_indor2_zonl | 0% | 0 | 0 | 0 | 0 | 0 | 0 | 0 | 0 | 0 | 0 | 0 | 0 | 0 | 0 | 0 | 0 | 0 | 0 | 0 | 0
Lost Opportunity | Water Heating | $60.01/MWh to $80/MWh | HPWH | Residential | Manufactured Tier1_indor2_efaf | 0% | 0 | 0 | 0 | 0 | 0 | 0 | 0 | 0 | 0 | 0 | 0 | 0 | 0 | 0 | 0 | 0 | 0 | 0 | 0 | 0
Lost Opportunity | Water Heating | $60.01/MWh to $80/MWh | HPWH | Residential | Single Family Tier1_indor2_efaf | 0% | 0 | 0 | 0 | 0 | 0 | 0 | 0 | 0 | 0 | 0 | 0 | 0 | 0 | 0 | 0 | 0 | 0 | 0 | 0 | 0
Lost Opportunity | Water Heating | $0/MWh and Under | HPWH | Residential | Manufactured Tier2_buffered | 100% | 0.019805 | 0.051756 | 0.098968 | 0.16371 | 0.24701 | 0.34844 | 0.46634 | 0.59822 | 0.74113 | 0.89211 | 1.0485 | 1.2081 | 1.3692 | 1.5385 | 1.7069 | 1.8737 | 2.036 | 2.0459 | 2.0558 | 2.0656
Lost Opportunity | Water Heating | $0/MWh and Under | HPWH | Residential | Single Family Tier2_buffered | 100% | 0.24453 | 0.64256 | 1.2352 | 2.0547 | 3.1168 | 4.4223 | 5.9533 | 7.6781 | 9.559 | 11.5624 | 13.6559 | 15.8092 | 17.9957 | 20.5335 | 23.0495 | 25.5393 | 27.9961 | 30.417 | 30.6158 | 30.7643
Lost Opportunity | Water Heating | $0.01/MWh to $10/MWh | HPWH | Residential | Manufactured Tier2_indor2_gfac | 100% | 0.00060526 | 0.0015814 | 0.0030227 | 0.0049981 | 0.0075382 | 0.010631 | 0.014225 | 0.018245 | 0.022599 | 0.027199 | 0.031962 | 0.036822 | 0.041728 | 0.04691 | 0.05206 | 0.057161 | 0.062153 | 0.062282 | 0.06241 | 0.062539
Lost Opportunity | Water Heating | $0.01/MWh to $10/MWh | HPWH | Residential | Single Family Tier2_indor2_gfac | 100% | 0.011805 | 0.030949 | 0.059388 | 0.098695 | 0.14958 | 0.21215 | 0.28553 | 0.36812 | 0.45802 | 0.55378 | 0.65391 | 0.75686 | 0.86118 | 0.98101 | 1.0999 | 1.2177 | 1.3341 | 1.4488 | 1.4638 | 1.477
Lost Opportunity | Water Heating | $0.01/MWh to $10/MWh | HPWH | Residential | Manufactured Tier2_indor2_gfnc | 100% | 0.0043237 | 0.011297 | 0.021593 | 0.035704 | 0.053849 | 0.075941 | 0.10162 | 0.13033 | 0.16144 | 0.1943 | 0.22832 | 0.26304 | 0.29808 | 0.33511 | 0.37189 | 0.40833 | 0.444 | 0.44491 | 0.44583 | 0.44675
Lost Opportunity | Water Heating | $0.01/MWh to $10/MWh | HPWH | Residential | Single Family Tier2_indor2_gfnc | 100% | 0.018825 | 0.049355 | 0.094708 | 0.15739 | 0.23854 | 0.33831 | 0.45535 | 0.58705 | 0.73041 | 0.88312 | 1.0428 | 1.207 | 1.3733 | 1.5644 | 1.7541 | 1.9419 | 2.1274 | 2.3105 | 2.3344 | 2.3554
Lost Opportunity | Water Heating | $0.01/MWh to $10/MWh | HPWH | Residential | Manufactured Tier2_indor2_hp85 | 100% | 0.0035395 | 0.009251 | 0.017687 | 0.029251 | 0.04412 | 0.062223 | 0.083263 | 0.10679 | 0.13228 | 0.1592 | 0.18708 | 0.21552 | 0.24422 | 0.27442 | 0.30443 | 0.33416 | 0.36302 | 0.36368 | 0.36434 | 0.36499
Lost Opportunity | Water Heating | $0.01/MWh to $10/MWh | HPWH | Residential | Single Family Tier2_indor2_hp85 | 100% | 0.017492 | 0.045856 | 0.087996 | 0.14625 | 0.22167 | 0.31446 | 0.42333 | 0.54587 | 0.67926 | 0.82135 | 0.96997 | 1.1228 | 1.2776 | 1.4562 | 1.6333 | 1.8089 | 1.9823 | 2.1533 | 2.178 | 2.1988
Lost Opportunity | Water Heating | $0.01/MWh to $10/MWh | HPWH | Residential | Manufactured Tier2_indor2_zonl | 100% | 0.0042726 | 0.011165 | 0.021344 | 0.035295 | 0.053234 | 0.075074 | 0.10046 | 0.12885 | 0.1596 | 0.19208 | 0.22572 | 0.26004 | 0.29467 | 0.3312 | 0.36749 | 0.40344 | 0.43849 | 0.43934 | 0.4402 | 0.44105
Lost Opportunity | Water Heating | $0.01/MWh to $10/MWh | HPWH | Residential | Single Family Tier2_indor2_zonl | 100% | 0.027924 | 0.073205 | 0.14048 | 0.23346 | 0.35385 | 0.50193 | 0.67564 | 0.87115 | 1.084 | 1.3107 | 1.5478 | 1.7916 | 2.0386 | 2.323 | 2.6052 | 2.8848 | 3.1609 | 3.4334 | 3.4712 | 3.5036
Lost Opportunity | Water Heating | $0.01/MWh to $10/MWh | HPWH | Residential | Manufactured Tier2_indor2_efaf | 100% | 0.01152 | 0.030112 | 0.057573 | 0.095216 | 0.14362 | 0.20255 | 0.27105 | 0.34764 | 0.43061 | 0.51825 | 0.60899 | 0.70156 | 0.795 | 0.89323 | 0.99084 | 1.0875 | 1.1812 | 1.1833 | 1.1854 | 1.1875
Lost Opportunity | Water Heating | $0.01/MWh to $10/MWh | HPWH | Residential | Single Family Tier2_indor2_efaf | 100% | 0.0027313 | 0.0071603 | 0.01374 | 0.022835 | 0.034612 | 0.049099 | 0.066094 | 0.085223 | 0.10605 | 0.12823 | 0.15143 | 0.17528 | 0.19945 | 0.2273 | 0.25494 | 0.28233 | 0.30937 | 0.33605 | 0.33984 | 0.34305
Lost Opportunity | HVAC | Over $100/MWh | Heat Recovery Ventilation | Residential | SF RNC HRV ACH3 HZ1CZ1 | 0% | 0 | 0 | 0 | 0 | 0 | 0 | 0 | 0 | 0 | 0 | 0 | 0 | 0 | 0 | 0 | 0 | 0 | 0 | 0 | 0
Lost Opportunity | HVAC | Over $100/MWh | Heat Recovery Ventilation | Residential | SF RNC HRV ACH3 HZ1CZ2 | 0% | 0 | 0 | 0 | 0 | 0 | 0 | 0 | 0 | 0 | 0 | 0 | 0 | 0 | 0 | 0 | 0 | 0 | 0 | 0 | 0
Lost Opportunity | HVAC | $80.01/MWh to $100/MWh | Heat Recovery Ventilation | Residential | SF RNC HRV ACH3 HZ1CZ3 | 0% | 0 | 0 | 0 | 0 | 0 | 0 | 0 | 0 | 0 | 0 | 0 | 0 | 0 | 0 | 0 | 0 | 0 | 0 | 0 | 0
Lost Opportunity | HVAC | $60.01/MWh to $80/MWh | Heat Recovery Ventilation | Residential | SF RNC HRV ACH3 HZ2CZ1 | 0% | 0 | 0 | 0 | 0 | 0 | 0 | 0 | 0 | 0 | 0 | 0 | 0 | 0 | 0 | 0 | 0 | 0 | 0 | 0 | 0
Lost Opportunity | HVAC | $60.01/MWh to $80/MWh | Heat Recovery Ventilation | Residential | SF RNC HRV ACH3 HZ2CZ2 | 0% | 0 | 0 | 0 | 0 | 0 | 0 | 0 | 0 | 0 | 0 | 0 | 0 | 0 | 0 | 0 | 0 | 0 | 0 | 0 | 0
Lost Opportunity | HVAC | $60.01/MWh to $80/MWh | Heat Recovery Ventilation | Residential | SF RNC HRV ACH3 HZ2CZ3 | 0% | 0 | 0 | 0 | 0 | 0 | 0 | 0 | 0 | 0 | 0 | 0 | 0 | 0 | 0 | 0 | 0 | 0 | 0 | 0 | 0
Lost Opportunity | HVAC | $60.01/MWh to $80/MWh | Heat Recovery Ventilation | Residential | SF RNC HRV ACH3 HZ3CZ1 | 0% | 0 | 0 | 0 | 0 | 0 | 0 | 0 | 0 | 0 | 0 | 0 | 0 | 0 | 0 | 0 | 0 | 0 | 0 | 0 | 0
Lost Opportunity | HVAC | $60.01/MWh to $80/MWh | Heat Recovery Ventilation | Residential | SF RNC HRV ACH3 HZ3CZ2 | 0% | 0 | 0 | 0 | 0 | 0 | 0 | 0 | 0 | 0 | 0 | 0 | 0 | 0 | 0 | 0 | 0 | 0 | 0 | 0 | 0
Lost Opportunity | HVAC | $50.01/MWh to $60/MWh | Heat Recovery Ventilation | Residential | SF RNC HRV ACH3 HZ3CZ3 | 0% | 0 | 0 | 0 | 0 | 0 | 0 | 0 | 0 | 0 | 0 | 0 | 0 | 0 | 0 | 0 | 0 | 0 | 0 | 0 | 0
Lost Opportunity | Lighting | Over $100/MWh | LF Lighting | Residential | All_NR_LF_FIX_REPL_from LF2018 to LED_FIX_KIT | 0% | 0 | 0 | 0 | 0 | 0 | 0 | 0 | 0 | 0 | 0 | 0 | 0 | 0 | 0 | 0 | 0 | 0 | 0 | 0 | 0
Lost Opportunity | Lighting | $0/MWh and Under | Lighting | Residential | 2017 - LEDDecorative and Mini-Base250 to 664 lumensANY | 100% | 0.12756 | 0.26903 | 0.42244 | 0.58631 | 0.75868 | 0.93858 | 1.1245 | 1.3087 | 1.4213 | 1.4402 | 1.4595 | 1.4787 | 1.4973 | 1.5159 | 1.5345 | 1.5533 | 1.5722 | 1.5911 | 1.6102 | 1.6293
Lost Opportunity | Lighting | $10.01/MWh to $20/MWh | Lighting | Residential | 2017 - LEDDecorative and Mini-Base665 to 1439 lumensANY | 100% | 0.11242 | 0.2371 | 0.3723 | 0.51672 | 0.66864 | 0.82718 | 0.99102 | 1.1534 | 1.2526 | 1.2692 | 1.2862 | 1.3032 | 1.3196 | 1.336 | 1.3524 | 1.369 | 1.3856 | 1.4023 | 1.4191 | 1.4359
Lost Opportunity | Lighting | $60.01/MWh to $80/MWh | Lighting | Residential | 2017 - LEDDecorative and Mini-Base1440 to 2600 lumensANY | 0% | 0 | 0 | 0 | 0 | 0 | 0 | 0 | 0 | 0 | 0 | 0 | 0 | 0 | 0 | 0 | 0 | 0 | 0 | 0 | 0
Lost Opportunity | Lighting | $0/MWh and Under | Lighting | Residential | 2017 - LEDGeneral Purpose and Dimmable250 to 664 lumensANY | 100% | 0.119 | 0.25096 | 0.39406 | 0.54692 | 0.70772 | 0.87553 | 1.0489 | 1.2208 | 1.3258 | 1.3434 | 1.3614 | 1.3794 | 1.3967 | 1.4141 | 1.4314 | 1.449 | 1.4666 | 1.4843 | 1.502 | 1.5199
Lost Opportunity | Lighting | $0/MWh and Under | Lighting | Residential | 2017 - LEDGeneral Purpose and Dimmable665 to 1439 lumensANY | 100% | 2.956 | 6.234 | 9.789 | 13.5861 | 17.5805 | 21.7492 | 26.0568 | 30.3258 | 32.9354 | 33.3721 | 33.8191 | 34.2659 | 34.6966 | 35.1268 | 35.5586 | 35.994 | 36.4312 | 36.8704 | 37.3116 | 37.7548
Lost Opportunity | Lighting | $0.01/MWh to $10/MWh | Lighting | Residential | 2017 - LEDGeneral Purpose and Dimmable1440 to 2600 lumensANY | 100% | 0.55993 | 1.1809 | 1.8542 | 2.5735 | 3.3301 | 4.1198 | 4.9357 | 5.7444 | 6.2387 | 6.3214 | 6.4061 | 6.4907 | 6.5723 | 6.6538 | 6.7356 | 6.818 | 6.9009 | 6.9841 | 7.0676 | 7.1516
Lost Opportunity | Lighting | $0/MWh and Under | Lighting | Residential | 2017 - LEDGlobe250 to 664 lumensANY | 100% | 0.062625 | 0.13207 | 0.20739 | 0.28783 | 0.37246 | 0.46078 | 0.55204 | 0.64248 | 0.69776 | 0.70701 | 0.71649 | 0.72595 | 0.73508 | 0.74419 | 0.75334 | 0.76256 | 0.77183 | 0.78113 | 0.79048 | 0.79987
Lost Opportunity | Lighting | $0/MWh and Under | Lighting | Residential | 2017 - LEDGlobe665 to 1439 lumensANY | 100% | 0.087495 | 0.18452 | 0.28975 | 0.40214 | 0.52037 | 0.64377 | 0.77127 | 0.89763 | 0.97487 | 0.9878 | 1.001 | 1.0143 | 1.027 | 1.0397 | 1.0525 | 1.0654 | 1.0783 | 1.0913 | 1.1044 | 1.1175
Lost Opportunity | Lighting | $0/MWh and Under | Lighting | Residential | 2017 - LEDGlobe1440 to 2600 lumensANY | 100% | 0.021896 | 0.046178 | 0.072511 | 0.10064 | 0.13023 | 0.16111 | 0.19301 | 0.22464 | 0.24397 | 0.2472 | 0.25051 | 0.25382 | 0.25701 | 0.2602 | 0.2634 | 0.26662 | 0.26986 | 0.27312 | 0.27638 | 0.27967
Lost Opportunity | Lighting | $10.01/MWh to $20/MWh | Lighting | Residential | 2017 - LEDReflectors and Outdoor250 to 664 lumensANY | 100% | 0.023197 | 0.048921 | 0.076817 | 0.10661 | 0.13796 | 0.17067 | 0.20448 | 0.23798 | 0.25845 | 0.26188 | 0.26539 | 0.2689 | 0.27228 | 0.27565 | 0.27904 | 0.28246 | 0.28589 | 0.28933 | 0.2928 | 0.29627
Lost Opportunity | Lighting | $0/MWh and Under | Lighting | Residential | 2017 - LEDReflectors and Outdoor665 to 1439 lumensANY | 100% | 0.73691 | 1.5541 | 2.4403 | 3.3869 | 4.3827 | 5.4219 | 6.4958 | 7.56 | 8.2106 | 8.3194 | 8.4309 | 8.5422 | 8.6496 | 8.7569 | 8.8645 | 8.973 | 9.0821 | 9.1915 | 9.3015 | 9.412
Lost Opportunity | Lighting | $10.01/MWh to $20/MWh | Lighting | Residential | 2017 - LEDReflectors and Outdoor1440 to 2600 lumensANY | 100% | 0.18262 | 0.38513 | 0.60475 | 0.83934 | 1.0861 | 1.3436 | 1.6098 | 1.8735 | 2.0347 | 2.0617 | 2.0893 | 2.1169 | 2.1435 | 2.1701 | 2.1968 | 2.2237 | 2.2507 | 2.2778 | 2.3051 | 2.3325
Lost Opportunity | Lighting | Over $100/MWh | Lighting | Residential | 2017 - LEDThree-Way250 to 664 lumensANY | 0% | 0 | 0 | 0 | 0 | 0 | 0 | 0 | 0 | 0 | 0 | 0 | 0 | 0 | 0 | 0 | 0 | 0 | 0 | 0 | 0
Lost Opportunity | Lighting | $10.01/MWh to $20/MWh | Lighting | Residential | 2017 - LEDThree-Way665 to 1439 lumensANY | 100% | 0.015058 | 0.031757 | 0.049867 | 0.06921 | 0.089559 | 0.11079 | 0.13274 | 0.15449 | 0.16778 | 0.17 | 0.17228 | 0.17456 | 0.17675 | 0.17894 | 0.18114 | 0.18336 | 0.18559 | 0.18783 | 0.19007 | 0.19233
Lost Opportunity | Lighting | $30.01/MWh to $35/MWh | Lighting | Residential | 2017 - LEDThree-Way1440 to 2600 lumensANY | 100% | 0.10132 | 0.21368 | 0.33551 | 0.46559 | 0.60237 | 0.74506 | 0.89248 | 1.0385 | 1.1273 | 1.1411 | 1.1552 | 1.1694 | 1.183 | 1.1966 | 1.2103 | 1.2241 | 1.238 | 1.2519 | 1.2659 | 1.28
Discretionary | HVAC | $0.01/MWh to $10/MWh | ResWx | Residential | WALL R0 - R11_Electric Zonal | 100% | 0.2469 | 0.49322 | 0.73899 | 0.98419 | 1.2288 | 1.4479 | 1.6213 | 1.7585 | 1.8667 | 1.9516 | 2.0182 | 2.0699 | 2.0896 | 2.0896 | 2.0896 | 2.0896 | 2.0896 | 2.0896 | 2.0896 | 2.0896
Discretionary | HVAC | $10.01/MWh to $20/MWh | ResWx | Residential | FLOOR R0 - R19_Electric Zonal | 100% | 0.027467 | 0.05487 | 0.082211 | 0.10949 | 0.13671 | 0.16107 | 0.18037 | 0.19563 | 0.20766 | 0.21712 | 0.22452 | 0.23027 | 0.23246 | 0.23246 | 0.23246 | 0.23246 | 0.23246 | 0.23246 | 0.23246 | 0.23246
Discretionary | HVAC | $10.01/MWh to $20/MWh | ResWx | Residential | FLOOR R0 - R30_Electric Zonal | 100% | 0.40657 | 0.8122 | 1.2169 | 1.6207 | 2.0235 | 2.3842 | 2.6699 | 2.8958 | 3.0739 | 3.2138 | 3.3233 | 3.4086 | 3.4409 | 3.4409 | 3.4409 | 3.4409 | 3.4409 | 3.4409 | 3.4409 | 3.4409
Discretionary | HVAC | $10.01/MWh to $20/MWh | ResWx | Residential | ATTIC R0 - R19_Electric Zonal | 100% | 0.043001 | 0.085903 | 0.12871 | 0.17141 | 0.21402 | 0.25217 | 0.28239 | 0.30627 | 0.32511 | 0.33991 | 0.3515 | 0.36051 | 0.36393 | 0.36393 | 0.36393 | 0.36393 | 0.36393 | 0.36393 | 0.36393 | 0.36393
Discretionary | HVAC | $10.01/MWh to $20/MWh | ResWx | Residential | ATTIC R0 - R38_Electric Zonal | 100% | 0.010983 | 0.021941 | 0.032874 | 0.043782 | 0.054665 | 0.064409 | 0.072127 | 0.078228 | 0.083039 | 0.08682 | 0.089779 | 0.092082 | 0.092955 | 0.092955 | 0.092955 | 0.092955 | 0.092955 | 0.092955 | 0.092955 | 0.092955
Discretionary | HVAC | $20.01/MWh to $25/MWh | ResWx | Residential | ATTIC R0 - R49_Electric Zonal | 100% | 0.068952 | 0.13775 | 0.20638 | 0.27486 | 0.34319 | 0.40435 | 0.45281 | 0.49111 | 0.52131 | 0.54505 | 0.56363 | 0.57808 | 0.58357 | 0.58357 | 0.58357 | 0.58357 | 0.58357 | 0.58357 | 0.58357 | 0.58357
Discretionary | HVAC | $80.01/MWh to $100/MWh | ResWx | Residential | ATTIC R19 - R30_Electric Zonal | 0% | 0 | 0 | 0 | 0 | 0 | 0 | 0 | 0 | 0 | 0 | 0 | 0 | 0 | 0 | 0 | 0 | 0 | 0 | 0 | 0
Discretionary | HVAC | $60.01/MWh to $80/MWh | ResWx | Residential | ATTIC R19 - R38_Electric Zonal | 0% | 0 | 0 | 0 | 0 | 0 | 0 | 0 | 0 | 0 | 0 | 0 | 0 | 0 | 0 | 0 | 0 | 0 | 0 | 0 | 0
Discretionary | HVAC | $60.01/MWh to $80/MWh | ResWx | Residential | ATTIC R19 - R49_Electric Zonal | 0% | 0 | 0 | 0 | 0 | 0 | 0 | 0 | 0 | 0 | 0 | 0 | 0 | 0 | 0 | 0 | 0 | 0 | 0 | 0 | 0
Discretionary | HVAC | $10.01/MWh to $20/MWh | ResWx | Residential | WINDOW CL22 Prime Window Replacement of Single Pane Base_Electric Zonal | 100% | 0.41946 | 0.83796 | 1.2555 | 1.6721 | 2.0877 | 2.4598 | 2.7546 | 2.9876 | 3.1713 | 3.3157 | 3.4287 | 3.5167 | 3.55 | 3.55 | 3.55 | 3.55 | 3.55 | 3.55 | 3.55 | 3.55
Discretionary | HVAC | $30.01/MWh to $35/MWh | ResWx | Residential | WINDOW CL22 Prime Window Replacement of Double Pane Base_Electric Zonal | 100% | 1.2775 | 2.5521 | 3.8238 | 5.0925 | 6.3584 | 7.4917 | 8.3894 | 9.0991 | 9.6587 | 10.0985 | 10.4427 | 10.7105 | 10.8121 | 10.8121 | 10.8121 | 10.8121 | 10.8121 | 10.8121 | 10.8121 | 10.8121
Discretionary | HVAC | $10.01/MWh to $20/MWh | ResWx | Residential | WINDOW CL30 Prime Window Replacement of Single Pane Base_Electric Zonal | 100% | 1.5017 | 3 | 4.4948 | 5.9863 | 7.4743 | 8.8065 | 9.8617 | 10.696 | 11.3538 | 11.8707 | 12.2753 | 12.5901 | 12.7096 | 12.7096 | 12.7096 | 12.7096 | 12.7096 | 12.7096 | 12.7096 | 12.7096
Discretionary | HVAC | $35.01/MWh to $40/MWh | ResWx | Residential | WINDOW CL30 Prime Window Replacement of Double Pane Base_Electric Zonal | 65.87% | 2.7384 | 5.4705 | 8.1963 | 10.916 | 13.6294 | 16.0586 | 17.9829 | 19.5041 | 20.7036 | 21.6463 | 22.384 | 22.9581 | 23.1759 | 23.1759 | 23.1759 | 23.1759 | 23.1759 | 23.1759 | 23.1759 | 23.1759
Discretionary | HVAC | $0.01/MWh to $10/MWh | ResWx | Residential | WALL R0 - R11_Electric FAF | 100% | 0.071316 | 0.14247 | 0.21345 | 0.28427 | 0.35493 | 0.41819 | 0.46831 | 0.50793 | 0.53919 | 0.56376 | 0.58299 | 0.59797 | 0.60371 | 0.60371 | 0.60371 | 0.60371 | 0.60371 | 0.60371 | 0.60371 | 0.60371
Discretionary | HVAC | $10.01/MWh to $20/MWh | ResWx | Residential | FLOOR R0 - R19_Electric FAF | 100% | 0.00023448 | 0.00046842 | 0.00070183 | 0.0009347 | 0.001167 | 0.001375 | 0.0015398 | 0.0016701 | 0.0017728 | 0.0018535 | 0.0019167 | 0.0019658 | 0.0019845 | 0.0019845 | 0.0019845 | 0.0019845 | 0.0019845 | 0.0019845 | 0.0019845 | 0.0019845
Discretionary | HVAC | $10.01/MWh to $20/MWh | ResWx | Residential | FLOOR R0 - R30_Electric FAF | 100% | 0.003475 | 0.006942 | 0.010401 | 0.013852 | 0.017296 | 0.020378 | 0.02282 | 0.024751 | 0.026273 | 0.027469 | 0.028405 | 0.029134 | 0.02941 | 0.02941 | 0.02941 | 0.02941 | 0.02941 | 0.02941 | 0.02941 | 0.02941
Discretionary | HVAC | $10.01/MWh to $20/MWh | ResWx | Residential | ATTIC R0 - R19_Electric FAF | 100% | 0.00041825 | 0.00083554 | 0.0012519 | 0.0016673 | 0.0020817 | 0.0024527 | 0.0027466 | 0.002979 | 0.0031622 | 0.0033062 | 0.0034188 | 0.0035065 | 0.0035398 | 0.0035398 | 0.0035398 | 0.0035398 | 0.0035398 | 0.0035398 | 0.0035398 | 0.0035398
Discretionary | HVAC | $10.01/MWh to $20/MWh | ResWx | Residential | ATTIC R0 - R38_Electric FAF | 100% | 0.00010687 | 0.00021349 | 0.00031987 | 0.00042601 | 0.0005319 | 0.00062671 | 0.00070181 | 0.00076117 | 0.00080799 | 0.00084478 | 0.00087357 | 0.00089597 | 0.00090447 | 0.00090447 | 0.00090447 | 0.00090447 | 0.00090447 | 0.00090447 | 0.00090447 | 0.00090447
Discretionary | HVAC | $10.01/MWh to $20/MWh | ResWx | Residential | ATTIC R0 - R49_Electric FAF | 100% | 0.00067097 | 0.0013404 | 0.0020083 | 0.0026747 | 0.0033395 | 0.0039347 | 0.0044062 | 0.004779 | 0.0050729 | 0.0053038 | 0.0054846 | 0.0056253 | 0.0056786 | 0.0056786 | 0.0056786 | 0.0056786 | 0.0056786 | 0.0056786 | 0.0056786 | 0.0056786
Discretionary | HVAC | $60.01/MWh to $80/MWh | ResWx | Residential | ATTIC R19 - R30_Electric FAF | 0% | 0 | 0 | 0 | 0 | 0 | 0 | 0 | 0 | 0 | 0 | 0 | 0 | 0 | 0 | 0 | 0 | 0 | 0 | 0 | 0
Discretionary | HVAC | $60.01/MWh to $80/MWh | ResWx | Residential | ATTIC R19 - R38_Electric FAF | 0% | 0 | 0 | 0 | 0 | 0 | 0 | 0 | 0 | 0 | 0 | 0 | 0 | 0 | 0 | 0 | 0 | 0 | 0 | 0 | 0
Discretionary | HVAC | $60.01/MWh to $80/MWh | ResWx | Residential | ATTIC R19 - R49_Electric FAF | 0% | 0 | 0 | 0 | 0 | 0 | 0 | 0 | 0 | 0 | 0 | 0 | 0 | 0 | 0 | 0 | 0 | 0 | 0 | 0 | 0
Discretionary | HVAC | $10.01/MWh to $20/MWh | ResWx | Residential | WINDOW CL22 Prime Window Replacement of Single Pane Base_Electric FAF | 100% | 0.0039258 | 0.0078426 | 0.01175 | 0.015649 | 0.019539 | 0.023022 | 0.02578 | 0.027961 | 0.029681 | 0.031032 | 0.03209 | 0.032913 | 0.033225 | 0.033225 | 0.033225 | 0.033225 | 0.033225 | 0.033225 | 0.033225 | 0.033225
Discretionary | HVAC | $30.01/MWh to $35/MWh | ResWx | Residential | WINDOW CL22 Prime Window Replacement of Double Pane Base_Electric FAF | 100% | 0.011879 | 0.02373 | 0.035555 | 0.047352 | 0.059122 | 0.06966 | 0.078007 | 0.084606 | 0.089809 | 0.093899 | 0.097099 | 0.099589 | 0.10053 | 0.10053 | 0.10053 | 0.10053 | 0.10053 | 0.10053 | 0.10053 | 0.10053
Discretionary | HVAC | $10.01/MWh to $20/MWh | ResWx | Residential | WINDOW CL30 Prime Window Replacement of Single Pane Base_Electric FAF | 100% | 0.014045 | 0.028058 | 0.042038 | 0.055987 | 0.069904 | 0.082363 | 0.092232 | 0.10003 | 0.10619 | 0.11102 | 0.11481 | 0.11775 | 0.11887 | 0.11887 | 0.11887 | 0.11887 | 0.11887 | 0.11887 | 0.11887 | 0.11887
Discretionary | HVAC | $35.01/MWh to $40/MWh | ResWx | Residential | WINDOW CL30 Prime Window Replacement of Double Pane Base_Electric FAF | 65.87% | 0.025389 | 0.050719 | 0.075991 | 0.10121 | 0.12636 | 0.14889 | 0.16673 | 0.18083 | 0.19195 | 0.20069 | 0.20753 | 0.21285 | 0.21487 | 0.21487 | 0.21487 | 0.21487 | 0.21487 | 0.21487 | 0.21487 | 0.21487
Discretionary | HVAC | $25.01/MWh to $30/MWh | ResWx | Residential | WALL R0 - R11_Heat Pump | 100% | 0.00018379 | 0.00036716 | 0.00055011 | 0.00073265 | 0.00091476 | 0.0010778 | 0.001207 | 0.0013091 | 0.0013896 | 0.0014528 | 0.0015023 | 0.0015409 | 0.0015555 | 0.0015555 | 0.0015555 | 0.0015555 | 0.0015555 | 0.0015555 | 0.0015555 | 0.0015555
Discretionary | HVAC | $60.01/MWh to $80/MWh | ResWx | Residential | FLOOR R0 - R19_Heat Pump | 0% | 0 | 0 | 0 | 0 | 0 | 0 | 0 | 0 | 0 | 0 | 0 | 0 | 0 | 0 | 0 | 0 | 0 | 0 | 0 | 0
Discretionary | HVAC | $50.01/MWh to $60/MWh | ResWx | Residential | FLOOR R0 - R30_Heat Pump | 0% | 0 | 0 | 0 | 0 | 0 | 0 | 0 | 0 | 0 | 0 | 0 | 0 | 0 | 0 | 0 | 0 | 0 | 0 | 0 | 0
Discretionary | HVAC | $50.01/MWh to $60/MWh | ResWx | Residential | ATTIC R0 - R19_Heat Pump | 0% | 0 | 0 | 0 | 0 | 0 | 0 | 0 | 0 | 0 | 0 | 0 | 0 | 0 | 0 | 0 | 0 | 0 | 0 | 0 | 0
Discretionary | HVAC | $50.01/MWh to $60/MWh | ResWx | Residential | ATTIC R0 - R38_Heat Pump | 0% | 0 | 0 | 0 | 0 | 0 | 0 | 0 | 0 | 0 | 0 | 0 | 0 | 0 | 0 | 0 | 0 | 0 | 0 | 0 | 0
Discretionary | HVAC | $60.01/MWh to $80/MWh | ResWx | Residential | ATTIC R0 - R49_Heat Pump | 0% | 0 | 0 | 0 | 0 | 0 | 0 | 0 | 0 | 0 | 0 | 0 | 0 | 0 | 0 | 0 | 0 | 0 | 0 | 0 | 0
Discretionary | HVAC | Over $100/MWh | ResWx | Residential | ATTIC R19 - R30_Heat Pump | 0% | 0 | 0 | 0 | 0 | 0 | 0 | 0 | 0 | 0 | 0 | 0 | 0 | 0 | 0 | 0 | 0 | 0 | 0 | 0 | 0
Discretionary | HVAC | Over $100/MWh | ResWx | Residential | ATTIC R19 - R38_Heat Pump | 0% | 0 | 0 | 0 | 0 | 0 | 0 | 0 | 0 | 0 | 0 | 0 | 0 | 0 | 0 | 0 | 0 | 0 | 0 | 0 | 0
Discretionary | HVAC | Over $100/MWh | ResWx | Residential | ATTIC R19 - R49_Heat Pump | 0% | 0 | 0 | 0 | 0 | 0 | 0 | 0 | 0 | 0 | 0 | 0 | 0 | 0 | 0 | 0 | 0 | 0 | 0 | 0 | 0
Discretionary | HVAC | $40.01/MWh to $50/MWh | ResWx | Residential | WINDOW CL22 Prime Window Replacement of Single Pane Base_Heat Pump | 0% | 0 | 0 | 0 | 0 | 0 | 0 | 0 | 0 | 0 | 0 | 0 | 0 | 0 | 0 | 0 | 0 | 0 | 0 | 0 | 0
Discretionary | HVAC | $80.01/MWh to $100/MWh | ResWx | Residential | WINDOW CL22 Prime Window Replacement of Double Pane Base_Heat Pump | 0% | 0 | 0 | 0 | 0 | 0 | 0 | 0 | 0 | 0 | 0 | 0 | 0 | 0 | 0 | 0 | 0 | 0 | 0 | 0 | 0
Discretionary | HVAC | $40.01/MWh to $50/MWh | ResWx | Residential | WINDOW CL30 Prime Window Replacement of Single Pane Base_Heat Pump | 0% | 0 | 0 | 0 | 0 | 0 | 0 | 0 | 0 | 0 | 0 | 0 | 0 | 0 | 0 | 0 | 0 | 0 | 0 | 0 | 0
Discretionary | HVAC | $80.01/MWh to $100/MWh | ResWx | Residential | WINDOW CL30 Prime Window Replacement of Double Pane Base_Heat Pump | 0% | 0 | 0 | 0 | 0 | 0 | 0 | 0 | 0 | 0 | 0 | 0 | 0 | 0 | 0 | 0 | 0 | 0 | 0 | 0 | 0
Lost Opportunity | HVAC | $60.01/MWh to $80/MWh | ASHP | Residential | HVAC Conversion - FAF w/CAC to ASHP 8.5 HSPF/14SEER + HZ23 | 0% | 0 | 0 | 0 | 0 | 0 | 0 | 0 | 0 | 0 | 0 | 0 | 0 | 0 | 0 | 0 | 0 | 0 | 0 | 0 | 0
Lost Opportunity | HVAC | $60.01/MWh to $80/MWh | ASHP | Residential | HVAC Conversion - FAF to ASHP 8.5 HSPF/14SEER + HZ23CZ23 | 0% | 0 | 0 | 0 | 0 | 0 | 0 | 0 | 0 | 0 | 0 | 0 | 0 | 0 | 0 | 0 | 0 | 0 | 0 | 0 | 0
Lost Opportunity | HVAC | $60.01/MWh to $80/MWh | ASHP | Residential | HVAC Conversion - FAF to ASHP 8.5 HSPF/14SEER + HZ23CZ1 | 0% | 0 | 0 | 0 | 0 | 0 | 0 | 0 | 0 | 0 | 0 | 0 | 0 | 0 | 0 | 0 | 0 | 0 | 0 | 0 | 0
Lost Opportunity | HVAC | $60.01/MWh to $80/MWh | ASHP | Residential | HVAC Conversion - FAF w/CAC to ASHP 8.5 HSPF/14SEER + HZ1 | 0% | 0 | 0 | 0 | 0 | 0 | 0 | 0 | 0 | 0 | 0 | 0 | 0 | 0 | 0 | 0 | 0 | 0 | 0 | 0 | 0
Lost Opportunity | HVAC | $80.01/MWh to $100/MWh | ASHP | Residential | HVAC Conversion - FAF to ASHP 8.5 HSPF/14SEER + HZ1CZ23 | 0% | 0 | 0 | 0 | 0 | 0 | 0 | 0 | 0 | 0 | 0 | 0 | 0 | 0 | 0 | 0 | 0 | 0 | 0 | 0 | 0
Lost Opportunity | HVAC | $80.01/MWh to $100/MWh | ASHP | Residential | HVAC Conversion - FAF to ASHP 8.5 HSPF/14SEER + HZ1CZ1 | 0% | 0 | 0 | 0 | 0 | 0 | 0 | 0 | 0 | 0 | 0 | 0 | 0 | 0 | 0 | 0 | 0 | 0 | 0 | 0 | 0
Lost Opportunity | HVAC | Over $100/MWh | ASHP | Residential | HVAC Upgrade - Heat Pump Upgrade to 9.0 HSPF/14 SEER + HZ23CZ1 | 0% | 0 | 0 | 0 | 0 | 0 | 0 | 0 | 0 | 0 | 0 | 0 | 0 | 0 | 0 | 0 | 0 | 0 | 0 | 0 | 0
Lost Opportunity | HVAC | Over $100/MWh | ASHP | Residential | HVAC Upgrade - Heat Pump Upgrade to 9.0 HSPF/14 SEER + HZ23CZ23 | 0% | 0 | 0 | 0 | 0 | 0 | 0 | 0 | 0 | 0 | 0 | 0 | 0 | 0 | 0 | 0 | 0 | 0 | 0 | 0 | 0
Lost Opportunity | HVAC | $60.01/MWh to $80/MWh | ASHP | Residential | HVAC Upgrade - Heat Pump Upgrade to 9.0 HSPF/14 SEER + HZ1CZ23 | 0% | 0 | 0 | 0 | 0 | 0 | 0 | 0 | 0 | 0 | 0 | 0 | 0 | 0 | 0 | 0 | 0 | 0 | 0 | 0 | 0
Lost Opportunity | HVAC | $60.01/MWh to $80/MWh | ASHP | Residential | HVAC Upgrade - Heat Pump Upgrade to 9.0 HSPF/14 SEER + HZ1CZ1 | 0% | 0 | 0 | 0 | 0 | 0 | 0 | 0 | 0 | 0 | 0 | 0 | 0 | 0 | 0 | 0 | 0 | 0 | 0 | 0 | 0
Discretionary | HVAC | $10.01/MWh to $20/MWh | ResWx | Residential | Attic R0 - R22_Electric FAF | 100% | 0.010098 | 0.020086 | 0.029965 | 0.039736 | 0.049401 | 0.057984 | 0.064735 | 0.070035 | 0.072728 | 0.072728 | 0.072728 | 0.072728 | 0.072728 | 0.072728 | 0.072728 | 0.072728 | 0.072728 | 0.072728 | 0.072728 | 0.072728
Discretionary | HVAC | $25.01/MWh to $30/MWh | ResWx | Residential | Attic R0 - R30_Electric FAF | 100% | 0.0226 | 0.044954 | 0.067063 | 0.088932 | 0.11056 | 0.12977 | 0.14488 | 0.15674 | 0.16277 | 0.16277 | 0.16277 | 0.16277 | 0.16277 | 0.16277 | 0.16277 | 0.16277 | 0.16277 | 0.16277 | 0.16277 | 0.16277
Discretionary | HVAC | $25.01/MWh to $30/MWh | ResWx | Residential | Attic R0 - R22_Heat Pump | 100% | 0.0025202 | 0.0050129 | 0.0074785 | 0.0099171 | 0.012329 | 0.014471 | 0.016156 | 0.017479 | 0.018151 | 0.018151 | 0.018151 | 0.018151 | 0.018151 | 0.018151 | 0.018151 | 0.018151 | 0.018151 | 0.018151 | 0.018151 | 0.018151
Discretionary | HVAC | $50.01/MWh to $60/MWh | ResWx | Residential | Attic R0 - R30_Heat Pump | 0% | 0 | 0 | 0 | 0 | 0 | 0 | 0 | 0 | 0 | 0 | 0 | 0 | 0 | 0 | 0 | 0 | 0 | 0 | 0 | 0
Discretionary | HVAC | Over $100/MWh | ResWx | Residential | Floor R11 - R22_Electric FAF | 0% | 0 | 0 | 0 | 0 | 0 | 0 | 0 | 0 | 0 | 0 | 0 | 0 | 0 | 0 | 0 | 0 | 0 | 0 | 0 | 0
Discretionary | HVAC | $60.01/MWh to $80/MWh | ResWx | Residential | Floor R0 - R22_Electric FAF | 0% | 0 | 0 | 0 | 0 | 0 | 0 | 0 | 0 | 0 | 0 | 0 | 0 | 0 | 0 | 0 | 0 | 0 | 0 | 0 | 0
Discretionary | HVAC | $80.01/MWh to $100/MWh | ResWx | Residential | CFM50 Infiltration Reduction_Electric FAF | 0% | 0 | 0 | 0 | 0 | 0 | 0 | 0 | 0 | 0 | 0 | 0 | 0 | 0 | 0 | 0 | 0 | 0 | 0 | 0 | 0
Discretionary | HVAC | Over $100/MWh | ResWx | Residential | Attic R11 - R30_Electric FAF | 0% | 0 | 0 | 0 | 0 | 0 | 0 | 0 | 0 | 0 | 0 | 0 | 0 | 0 | 0 | 0 | 0 | 0 | 0 | 0 | 0
Discretionary | HVAC | $40.01/MWh to $50/MWh | ResWx | Residential | WINDOW CL30 Prime Window Replacement of Single Pane Base_Electric FAF | 0% | 0 | 0 | 0 | 0 | 0 | 0 | 0 | 0 | 0 | 0 | 0 | 0 | 0 | 0 | 0 | 0 | 0 | 0 | 0 | 0
Discretionary | HVAC | $60.01/MWh to $80/MWh | ResWx | Residential | WINDOW CL22 Prime Window Replacement of Single Pane Base_Electric FAF | 0% | 0 | 0 | 0 | 0 | 0 | 0 | 0 | 0 | 0 | 0 | 0 | 0 | 0 | 0 | 0 | 0 | 0 | 0 | 0 | 0
Discretionary | HVAC | Over $100/MWh | ResWx | Residential | WINDOW CL22 Prime Window Replacement of Double Pane Base_Electric FAF | 0% | 0 | 0 | 0 | 0 | 0 | 0 | 0 | 0 | 0 | 0 | 0 | 0 | 0 | 0 | 0 | 0 | 0 | 0 | 0 | 0
Discretionary | HVAC | $80.01/MWh to $100/MWh | ResWx | Residential | WINDOW CL30 Prime Window Replacement of Double Pane Base_Electric FAF | 0% | 0 | 0 | 0 | 0 | 0 | 0 | 0 | 0 | 0 | 0 | 0 | 0 | 0 | 0 | 0 | 0 | 0 | 0 | 0 | 0
Discretionary | HVAC | Over $100/MWh | ResWx | Residential | CFM50 Infiltration Reduction_Heat Pump | 0% | 0 | 0 | 0 | 0 | 0 | 0 | 0 | 0 | 0 | 0 | 0 | 0 | 0 | 0 | 0 | 0 | 0 | 0 | 0 | 0
Discretionary | HVAC | $80.01/MWh to $100/MWh | ResWx | Residential | WINDOW CL22 Prime Window Replacement of Single Pane Base_Heat Pump | 0% | 0 | 0 | 0 | 0 | 0 | 0 | 0 | 0 | 0 | 0 | 0 | 0 | 0 | 0 | 0 | 0 | 0 | 0 | 0 | 0
Discretionary | HVAC | $60.01/MWh to $80/MWh | ResWx | Residential | WINDOW CL30 Prime Window Replacement of Single Pane Base_Heat Pump | 0% | 0 | 0 | 0 | 0 | 0 | 0 | 0 | 0 | 0 | 0 | 0 | 0 | 0 | 0 | 0 | 0 | 0 | 0 | 0 | 0
Discretionary | HVAC | $80.01/MWh to $100/MWh | ResWx | Residential | Floor R0 - R22_Heat Pump | 0% | 0 | 0 | 0 | 0 | 0 | 0 | 0 | 0 | 0 | 0 | 0 | 0 | 0 | 0 | 0 | 0 | 0 | 0 | 0 | 0
Discretionary | HVAC | Over $100/MWh | ResWx | Residential | WINDOW CL22 Prime Window Replacement of Double Pane Base_Heat Pump | 0% | 0 | 0 | 0 | 0 | 0 | 0 | 0 | 0 | 0 | 0 | 0 | 0 | 0 | 0 | 0 | 0 | 0 | 0 | 0 | 0
Discretionary | HVAC | Over $100/MWh | ResWx | Residential | WINDOW CL30 Prime Window Replacement of Double Pane Base_Heat Pump | 0% | 0 | 0 | 0 | 0 | 0 | 0 | 0 | 0 | 0 | 0 | 0 | 0 | 0 | 0 | 0 | 0 | 0 | 0 | 0 | 0
Discretionary | HVAC | Over $100/MWh | ResWx | Residential | Floor R11 - R22_Heat Pump | 0% | 0 | 0 | 0 | 0 | 0 | 0 | 0 | 0 | 0 | 0 | 0 | 0 | 0 | 0 | 0 | 0 | 0 | 0 | 0 | 0
Discretionary | HVAC | Over $100/MWh | ResWx | Residential | Attic R11 - R30_Heat Pump | 0% | 0 | 0 | 0 | 0 | 0 | 0 | 0 | 0 | 0 | 0 | 0 | 0 | 0 | 0 | 0 | 0 | 0 | 0 | 0 | 0
Lost Opportunity | Other | $20.01/MWh to $25/MWh | Microwave | Residential | Microwave Top Tier | 100% | 0.10784 | 0.23778 | 0.38527 | 0.54703 | 0.72114 | 0.90508 | 1.0961 | 1.2923 | 1.4924 | 1.7004 | 1.7824 | 1.8028 | 1.8226 | 1.8421 | 1.8616 | 1.8811 | 1.9009 | 1.9208 | 1.9409 | 1.9611
Lost Opportunity | Other | Over $100/MWh | Electric Oven | Residential | Self-Cleaning Oven | 0% | 0 | 0 | 0 | 0 | 0 | 0 | 0 | 0 | 0 | 0 | 0 | 0 | 0 | 0 | 0 | 0 | 0 | 0 | 0 | 0
Lost Opportunity | Other | Over $100/MWh | Electric Oven | Residential | Non self-cleaning oven | 0% | 0 | 0 | 0 | 0 | 0 | 0 | 0 | 0 | 0 | 0 | 0 | 0 | 0 | 0 | 0 | 0 | 0 | 0 | 0 | 0
Lost Opportunity | Electronics | $10.01/MWh to $20/MWh | Advanced Power Strips | Residential | Occupancy sensing advanced power strip | 100% | 0.0021186 | 0.0060112 | 0.01211 | 0.02088 | 0.032353 | 0.046791 | 0.063831 | 0.082757 | 0.10285 | 0.12416 | 0.14646 | 0.16907 | 0.1911 | 0.21307 | 0.23496 | 0.25674 | 0.27832 | 0.29969 | 0.32085 | 0.3421
Lost Opportunity | Electronics | $0.01/MWh to $10/MWh | Advanced Power Strips | Residential | Infrared sensing advanced power strip | 100% | 0.025064 | 0.088717 | 0.20266 | 0.37966 | 0.65815 | 1.0153 | 1.4436 | 1.9274 | 2.45 | 3.0123 | 3.6094 | 4.2229 | 4.8304 | 5.4445 | 6.0652 | 6.6923 | 7.323 | 7.9572 | 8.595 | 9.2365
Lost Opportunity | Electronics | $50.01/MWh to $60/MWh | Advanced Power Strips | Residential | Load sensing advanced power strip | 0% | 0 | 0 | 0 | 0 | 0 | 0 | 0 | 0 | 0 | 0 | 0 | 0 | 0 | 0 | 0 | 0 | 0 | 0 | 0 | 0
Lost Opportunity | Electronics | $0.01/MWh to $10/MWh | Advanced Power Strips | Residential | PC-interaction-sensing Home Office APS | 100% | 0.0088979 | 0.025247 | 0.050862 | 0.087695 | 0.13588 | 0.19652 | 0.26809 | 0.34758 | 0.43199 | 0.52147 | 0.61515 | 0.71008 | 0.80264 | 0.89488 | 0.98682 | 1.0783 | 1.1689 | 1.2587 | 1.3476 | 1.4368
Discretionary | Electronics | $10.01/MWh to $20/MWh | Advanced Power Strips | Residential | Occupancy sensing advanced power strip | 100% | 0.006258 | 0.020249 | 0.054928 | 0.1201 | 0.22406 | 0.37062 | 0.55681 | 0.77251 | 1.0024 | 1.2294 | 1.4381 | 1.6175 | 1.7565 | 1.8063 | 1.8063 | 1.8063 | 1.8063 | 1.8063 | 1.8063 | 1.8063
Discretionary | Electronics | $0.01/MWh to $10/MWh | Advanced Power Strips | Residential | Infrared sensing advanced power strip | 100% | 0.024449 | 0.18932 | 0.72577 | 1.8343 | 3.9516 | 6.9915 | 10.9156 | 15.5312 | 20.5232 | 25.5214 | 30.1811 | 34.2421 | 37.5588 | 40.101 | 41.9106 | 43.0703 | 43.7873 | 44.1821 | 44.3563 | 44.3874
Discretionary | Electronics | $50.01/MWh to $60/MWh | Advanced Power Strips | Residential | Load sensing advanced power strip | 0% | 0 | 0 | 0 | 0 | 0 | 0 | 0 | 0 | 0 | 0 | 0 | 0 | 0 | 0 | 0 | 0 | 0 | 0 | 0 | 0
Discretionary | Electronics | $0.01/MWh to $10/MWh | Advanced Power Strips | Residential | PC-interaction-sensing Home Office APS | 100% | 0.026283 | 0.085047 | 0.2307 | 0.50441 | 0.94104 | 1.5566 | 2.3386 | 3.2446 | 4.2102 | 5.1635 | 6.0401 | 6.7936 | 7.3772 | 7.5864 | 7.5864 | 7.5864 | 7.5864 | 7.5864 | 7.5864 | 7.5864
Lost Opportunity | Other | Over $100/MWh | Refrigerator | Residential | Std Size Refrig and Refrig-Freezer - CEE Tier 1 | 0% | 0 | 0 | 0 | 0 | 0 | 0 | 0 | 0 | 0 | 0 | 0 | 0 | 0 | 0 | 0 | 0 | 0 | 0 | 0 | 0
Lost Opportunity | Other | Over $100/MWh | Refrigerator | Residential | Std Size Refrig and Refrig-Freezer - CEE Tier 2 | 0% | 0 | 0 | 0 | 0 | 0 | 0 | 0 | 0 | 0 | 0 | 0 | 0 | 0 | 0 | 0 | 0 | 0 | 0 | 0 | 0
Lost Opportunity | Other | Over $100/MWh | Refrigerator | Residential | Std Size Refrig and Refrig-Freezer - CEE Tier 3 | 0% | 0 | 0 | 0 | 0 | 0 | 0 | 0 | 0 | 0 | 0 | 0 | 0 | 0 | 0 | 0 | 0 | 0 | 0 | 0 | 0
Lost Opportunity | Other | Over $100/MWh | Freezer | Residential | Std Size Freezer - ENERGY STAR | 0% | 0 | 0 | 0 | 0 | 0 | 0 | 0 | 0 | 0 | 0 | 0 | 0 | 0 | 0 | 0 | 0 | 0 | 0 | 0 | 0
Lost Opportunity | HVAC | $0.01/MWh to $10/MWh | ASHP | Residential | New SF HVAC Conversion - Convert FAF w/CAC to Heat Pump - House with "Good Insulation" + HZ1 | 100% | 0 | 0 | 0 | 0 | 0 | 0 | 0 | 0 | 0 | 0 | 0 | 0 | 0 | 0 | 0 | 0 | 0 | 0 | 0 | 0
Lost Opportunity | HVAC | Over $100/MWh | ASHP | Residential | New SF HVAC Upgrade - Central Heat Pump Upgrade to Variable Capacity Central Heat Pump | 0% | 0 | 0 | 0 | 0 | 0 | 0 | 0 | 0 | 0 | 0 | 0 | 0 | 0 | 0 | 0 | 0 | 0 | 0 | 0 | 0
Lost Opportunity | HVAC | $20.01/MWh to $25/MWh | ASHP | Residential | New SF HVAC Upgrade - Heat Pump Upgrade to 9.0 HSPF/14 SEER | 100% | 0.0084383 | 0.019507 | 0.033514 | 0.050809 | 0.070945 | 0.094033 | 0.11931 | 0.14553 | 0.17174 | 0.19834 | 0.2254 | 0.25233 | 0.27819 | 0.30391 | 0.32965 | 0.35551 | 0.38149 | 0.40759 | 0.43383 | 0.46018
Lost Opportunity | HVAC | $50.01/MWh to $60/MWh | DHP | Residential | New SF Zonal to DHP | 0% | 0 | 0 | 0 | 0 | 0 | 0 | 0 | 0 | 0 | 0 | 0 | 0 | 0 | 0 | 0 | 0 | 0 | 0 | 0 | 0
Lost Opportunity | HVAC | $35.01/MWh to $40/MWh | ASHP | Residential | Existing Single Family Home HVAC Conversion - Convert FAF w/CAC to Heat Pump - House with "Good Insulation" + HZ1 | 100% | 0.012845 | 0.030901 | 0.054653 | 0.084199 | 0.11918 | 0.15879 | 0.20195 | 0.2475 | 0.29443 | 0.34201 | 0.3898 | 0.43758 | 0.48528 | 0.53288 | 0.58035 | 0.63501 | 0.68843 | 0.70172 | 0.70172 | 0.70172
Lost Opportunity | HVAC | $40.01/MWh to $50/MWh | ASHP | Residential | Existing Single Family Home HVAC Conversion - Convert FAF w/CAC to Heat Pump - House with "Good Insulation" + HZ23 | 0% | 0 | 0 | 0 | 0 | 0 | 0 | 0 | 0 | 0 | 0 | 0 | 0 | 0 | 0 | 0 | 0 | 0 | 0 | 0 | 0
Lost Opportunity | HVAC | $40.01/MWh to $50/MWh | ASHP | Residential | Existing Single Family Home HVAC Conversion - Convert FAF w/o CAC to Heat Pump - House with "Good Insulation" + HZ1CZ23 | 0% | 0 | 0 | 0 | 0 | 0 | 0 | 0 | 0 | 0 | 0 | 0 | 0 | 0 | 0 | 0 | 0 | 0 | 0 | 0 | 0
Lost Opportunity | HVAC | $50.01/MWh to $60/MWh | ASHP | Residential | Existing Single Family Home HVAC Conversion - Convert FAF w/o CAC to Heat Pump - House with "Good Insulation" + HZ23CZ23 | 0% | 0 | 0 | 0 | 0 | 0 | 0 | 0 | 0 | 0 | 0 | 0 | 0 | 0 | 0 | 0 | 0 | 0 | 0 | 0 | 0
Lost Opportunity | HVAC | $60.01/MWh to $80/MWh | ASHP | Residential | Existing Single Family Home HVAC Conversion - Convert FAF w/o CAC to Heat Pump - House with "Good Insulation" + HZ1CZ1 | 0% | 0 | 0 | 0 | 0 | 0 | 0 | 0 | 0 | 0 | 0 | 0 | 0 | 0 | 0 | 0 | 0 | 0 | 0 | 0 | 0
Lost Opportunity | HVAC | $60.01/MWh to $80/MWh | ASHP | Residential | Existing Single Family Home HVAC Conversion - Convert FAF w/o CAC to Heat Pump - House with "Good Insulation" + HZ23CZ1 | 0% | 0 | 0 | 0 | 0 | 0 | 0 | 0 | 0 | 0 | 0 | 0 | 0 | 0 | 0 | 0 | 0 | 0 | 0 | 0 | 0
Lost Opportunity | HVAC | $30.01/MWh to $35/MWh | ASHP | Residential | Existing Single Family Home HVAC Upgrade + HZ1 | 100% | 0.042979 | 0.10315 | 0.18212 | 0.2802 | 0.39621 | 0.5275 | 0.6705 | 0.82139 | 0.97682 | 1.1344 | 1.2926 | 1.4509 | 1.6089 | 1.7665 | 1.9237 | 2.1068 | 2.2856 | 2.3359 | 2.3359 | 2.3359
Lost Opportunity | HVAC | $50.01/MWh to $60/MWh | ASHP | Residential | Existing Single Family Home HVAC Upgrade + HZ23 | 0% | 0 | 0 | 0 | 0 | 0 | 0 | 0 | 0 | 0 | 0 | 0 | 0 | 0 | 0 | 0 | 0 | 0 | 0 | 0 | 0
Lost Opportunity | HVAC | Over $100/MWh | ASHP | Residential | Existing Single Family Home HVAC Upgrade - Central Heat Pump Upgrade to Variable Capacity Central Heat Pump + HZ23CZ1 | 0% | 0 | 0 | 0 | 0 | 0 | 0 | 0 | 0 | 0 | 0 | 0 | 0 | 0 | 0 | 0 | 0 | 0 | 0 | 0 | 0
Lost Opportunity | HVAC | Over $100/MWh | ASHP | Residential | Existing Single Family Home HVAC Upgrade - Central Heat Pump Upgrade to Variable Capacity Central Heat Pump + HZ23CZ23 | 0% | 0 | 0 | 0 | 0 | 0 | 0 | 0 | 0 | 0 | 0 | 0 | 0 | 0 | 0 | 0 | 0 | 0 | 0 | 0 | 0
Lost Opportunity | HVAC | Over $100/MWh | ASHP | Residential | Existing Single Family Home HVAC Upgrade - Central Heat Pump Upgrade to Variable Capacity Central Heat Pump + HZ1CZ23 | 0% | 0 | 0 | 0 | 0 | 0 | 0 | 0 | 0 | 0 | 0 | 0 | 0 | 0 | 0 | 0 | 0 | 0 | 0 | 0 | 0
Lost Opportunity | HVAC | Over $100/MWh | ASHP | Residential | Existing Single Family Home HVAC Upgrade - Central Heat Pump Upgrade to Variable Capacity Central Heat Pump + HZ1CZ1 | 0% | 0 | 0 | 0 | 0 | 0 | 0 | 0 | 0 | 0 | 0 | 0 | 0 | 0 | 0 | 0 | 0 | 0 | 0 | 0 | 0
Lost Opportunity | HVAC | $60.01/MWh to $80/MWh | DHP | Residential | Zonal to DHP No Screen + HZ23CZ23 | 0% | 0 | 0 | 0 | 0 | 0 | 0 | 0 | 0 | 0 | 0 | 0 | 0 | 0 | 0 | 0 | 0 | 0 | 0 | 0 | 0
Lost Opportunity | HVAC | $60.01/MWh to $80/MWh | DHP | Residential | Zonal to DHP No Screen + HZ1CZ23 | 0% | 0 | 0 | 0 | 0 | 0 | 0 | 0 | 0 | 0 | 0 | 0 | 0 | 0 | 0 | 0 | 0 | 0 | 0 | 0 | 0
Lost Opportunity | HVAC | $80.01/MWh to $100/MWh | DHP | Residential | Zonal to DHP No Screen + HZ23CZ1 | 0% | 0 | 0 | 0 | 0 | 0 | 0 | 0 | 0 | 0 | 0 | 0 | 0 | 0 | 0 | 0 | 0 | 0 | 0 | 0 | 0
Lost Opportunity | HVAC | $80.01/MWh to $100/MWh | DHP | Residential | Zonal to DHP No Screen + HZ1CZ1 | 0% | 0 | 0 | 0 | 0 | 0 | 0 | 0 | 0 | 0 | 0 | 0 | 0 | 0 | 0 | 0 | 0 | 0 | 0 | 0 | 0
Discretionary | HVAC | $0/MWh and Under | ResWx | Residential | ATTIC R0 - R38_Electric FAF | 100% | 0.015048 | 0.030062 | 0.045041 | 0.059985 | 0.074894 | 0.088242 | 0.098818 | 0.10718 | 0.11378 | 0.11896 | 0.12302 | 0.12618 | 0.1274 | 0.1274 | 0.1274 | 0.1274 | 0.1274 | 0.1274 | 0.1274 | 0.1274
Discretionary | HVAC | $0/MWh and Under | ResWx | Residential | ATTIC R0 - R49_Electric FAF | 100% | 0.0081333 | 0.016248 | 0.024343 | 0.03242 | 0.040478 | 0.047693 | 0.053408 | 0.057928 | 0.061492 | 0.064295 | 0.066489 | 0.068198 | 0.068855 | 0.068855 | 0.068855 | 0.068855 | 0.068855 | 0.068855 | 0.068855 | 0.068855
Discretionary | HVAC | $0/MWh and Under | ResWx | Residential | ATTIC R0 - R38_Electric Zonal | 100% | 0.10136 | 0.20248 | 0.30336 | 0.40402 | 0.50444 | 0.59434 | 0.66557 | 0.72189 | 0.7663 | 0.80122 | 0.82856 | 0.84985 | 0.85797 | 0.85797 | 0.85797 | 0.85797 | 0.85797 | 0.85797 | 0.85797 | 0.85797
Discretionary | HVAC | $0/MWh and Under | ResWx | Residential | ATTIC R0 - R38_DHP | 100% | 0.030526 | 0.060981 | 0.091365 | 0.12168 | 0.15192 | 0.179 | 0.20045 | 0.21741 | 0.23079 | 0.24131 | 0.24954 | 0.25595 | 0.25841 | 0.25841 | 0.25841 | 0.25841 | 0.25841 | 0.25841 | 0.25841 | 0.25841
Discretionary | HVAC | $0/MWh and Under | ResWx | Residential | ATTIC R0 - R49_Electric Zonal | 100% | 0.054766 | 0.10941 | 0.16392 | 0.2183 | 0.27257 | 0.32114 | 0.35963 | 0.39006 | 0.41406 | 0.43293 | 0.4477 | 0.4592 | 0.46359 | 0.46359 | 0.46359 | 0.46359 | 0.46359 | 0.46359 | 0.46359 | 0.46359
Discretionary | HVAC | $0/MWh and Under | ResWx | Residential | ATTIC R0 - R49_DHP | 100% | 0.016494 | 0.03295 | 0.049367 | 0.065747 | 0.082089 | 0.096719 | 0.10831 | 0.11748 | 0.1247 | 0.13039 | 0.13484 | 0.1383 | 0.13963 | 0.13963 | 0.13963 | 0.13963 | 0.13963 | 0.13963 | 0.13963 | 0.13963
Discretionary | HVAC | $10.01/MWh to $20/MWh | ResWx | Residential | ATTIC R0 - R38_Heat Pump | 100% | 0.041704 | 0.083311 | 0.12482 | 0.16624 | 0.20755 | 0.24455 | 0.27386 | 0.29703 | 0.31532 | 0.32969 | 0.34095 | 0.34971 | 0.35313 | 0.35313 | 0.35313 | 0.35313 | 0.35313 | 0.35313 | 0.35313 | 0.35313
Discretionary | HVAC | $10.01/MWh to $20/MWh | ResWx | Residential | ATTIC R0 - R49_Heat Pump | 100% | 0.022507 | 0.044962 | 0.067364 | 0.089715 | 0.11201 | 0.13198 | 0.1478 | 0.16031 | 0.17017 | 0.17793 | 0.184 | 0.18874 | 0.19058 | 0.19058 | 0.19058 | 0.19058 | 0.19058 | 0.19058 | 0.19058 | 0.19058
Discretionary | HVAC | $25.01/MWh to $30/MWh | ResWx | Residential | FLOOR R0 - R30_Electric FAF | 100% | 0.029006 | 0.057946 | 0.086818 | 0.11562 | 0.14436 | 0.17009 | 0.19048 | 0.2066 | 0.21931 | 0.22931 | 0.23713 | 0.24323 | 0.24559 | 0.24559 | 0.24559 | 0.24559 | 0.24559 | 0.24559 | 0.24559 | 0.24559
Discretionary | HVAC | $25.01/MWh to $30/MWh | ResWx | Residential | FLOOR R0 - R25_Electric FAF | 100% | 0.012049 | 0.02407 | 0.036064 | 0.048029 | 0.059967 | 0.070655 | 0.079123 | 0.085819 | 0.0911 | 0.095253 | 0.098504 | 0.10104 | 0.10202 | 0.10202 | 0.10202 | 0.10202 | 0.10202 | 0.10202 | 0.10202 | 0.10202
Discretionary | HVAC | $25.01/MWh to $30/MWh | ResWx | Residential | FLOOR R0 - R19_Electric FAF | 100% | 0.0068907 | 0.013765 | 0.020624 | 0.027467 | 0.034294 | 0.040407 | 0.045254 | 0.049089 | 0.052118 | 0.054502 | 0.056372 | 0.057832 | 0.0585 | 0.0585 | 0.0585 | 0.0585 | 0.0585 | 0.0585 | 0.0585 | 0.0585
Discretionary | HVAC | $10.01/MWh to $20/MWh | ResWx | Residential | WALL R0 - R11_Electric Zonal | 100% | 0.37438 | 0.74789 | 1.1205 | 1.4923 | 1.8632 | 2.1953 | 2.4584 | 2.6664 | 2.8305 | 2.9594 | 3.0604 | 3.139 | 3.1689 | 3.1689 | 3.1689 | 3.1689 | 3.1689 | 3.1689 | 3.1689 | 3.1689
Discretionary | HVAC | $35.01/MWh to $40/MWh | ResWx | Residential | ATTIC R11 - R38_Electric FAF | 65.87% | 0.0018962 | 0.0037879 | 0.0056753 | 0.0075583 | 0.009437 | 0.011119 | 0.012451 | 0.013505 | 0.014336 | 0.014989 | 0.015501 | 0.015899 | 0.016052 | 0.016052 | 0.016052 | 0.016052 | 0.016052 | 0.016052 | 0.016052 | 0.016052
Discretionary | HVAC | $10.01/MWh to $20/MWh | ResWx | Residential | WALL R0 - R11_DHP | 100% | 0.1127 | 0.22515 | 0.33733 | 0.44925 | 0.56092 | 0.66088 | 0.74008 | 0.80271 | 0.85209 | 0.89092 | 0.92132 | 0.94498 | 0.95399 | 0.95399 | 0.95399 | 0.95399 | 0.95399 | 0.95399 | 0.95399 | 0.95399
Discretionary | HVAC | $20.01/MWh to $25/MWh | ResWx | Residential | WINDOW CL30 Prime Window Replacement of Single Pane Base_Electric FAF | 100% | 0.01491 | 0.029785 | 0.044626 | 0.059432 | 0.074204 | 0.087429 | 0.097907 | 0.10619 | 0.11273 | 0.11786 | 0.12189 | 0.12502 | 0.12622 | 0.12622 | 0.12622 | 0.12622 | 0.12622 | 0.12622 | 0.12622 | 0.12622
Discretionary | HVAC | $25.01/MWh to $30/MWh | ResWx | Residential | FLOOR R0 - R30_Electric Zonal | 100% | 0.23305 | 0.46557 | 0.69755 | 0.92899 | 1.1599 | 1.3666 | 1.5304 | 1.6599 | 1.762 | 1.8423 | 1.9052 | 1.9542 | 1.9729 | 1.9729 | 1.9729 | 1.9729 | 1.9729 | 1.9729 | 1.9729 | 1.9729
Discretionary | HVAC | $25.01/MWh to $30/MWh | ResWx | Residential | FLOOR R0 - R25_Electric Zonal | 100% | 0.097021 | 0.19382 | 0.29039 | 0.38674 | 0.48286 | 0.56892 | 0.6371 | 0.69101 | 0.73353 | 0.76696 | 0.79314 | 0.81352 | 0.82134 | 0.82134 | 0.82134 | 0.82134 | 0.82134 | 0.82134 | 0.82134 | 0.82134
Discretionary | HVAC | $25.01/MWh to $30/MWh | ResWx | Residential | FLOOR R0 - R30_DHP | 100% | 0.069994 | 0.13983 | 0.2095 | 0.27901 | 0.34835 | 0.41044 | 0.45963 | 0.49852 | 0.5292 | 0.55332 | 0.5722 | 0.5869 | 0.59255 | 0.59255 | 0.59255 | 0.59255 | 0.59255 | 0.59255 | 0.59255 | 0.59255
Discretionary | HVAC | $40.01/MWh to $50/MWh | ResWx | Residential | ATTIC R11 - R49_Electric FAF | 0% | 0 | 0 | 0 | 0 | 0 | 0 | 0 | 0 | 0 | 0 | 0 | 0 | 0 | 0 | 0 | 0 | 0 | 0 | 0 | 0
Discretionary | HVAC | $25.01/MWh to $30/MWh | ResWx | Residential | FLOOR R0 - R25_DHP | 100% | 0.029139 | 0.05821 | 0.087214 | 0.11615 | 0.14502 | 0.17087 | 0.19135 | 0.20754 | 0.22031 | 0.23035 | 0.23821 | 0.24433 | 0.24668 | 0.24668 | 0.24668 | 0.24668 | 0.24668 | 0.24668 | 0.24668 | 0.24668
Discretionary | HVAC | $25.01/MWh to $30/MWh | ResWx | Residential | FLOOR R0 - R19_Electric Zonal | 100% | 0.050505 | 0.10089 | 0.15116 | 0.20131 | 0.25135 | 0.29616 | 0.33168 | 0.3598 | 0.38199 | 0.39947 | 0.41318 | 0.42388 | 0.42877 | 0.42877 | 0.42877 | 0.42877 | 0.42877 | 0.42877 | 0.42877 | 0.42877
Discretionary | HVAC | $25.01/MWh to $30/MWh | ResWx | Residential | WINDOW CL22 Prime Window Replacement of Single Pane Base_Electric FAF | 100% | 0.0040661 | 0.0081227 | 0.01217 | 0.016208 | 0.020236 | 0.023843 | 0.0267 | 0.02896 | 0.030742 | 0.032143 | 0.033239 | 0.034094 | 0.034421 | 0.034421 | 0.034421 | 0.034421 | 0.034421 | 0.034421 | 0.034421 | 0.034421
Discretionary | HVAC | $25.01/MWh to $30/MWh | ResWx | Residential | FLOOR R0 - R19_DHP | 100% | 0.015276 | 0.030517 | 0.045722 | 0.060892 | 0.076027 | 0.08958 | 0.10033 | 0.10883 | 0.11554 | 0.12083 | 0.12497 | 0.12821 | 0.12969 | 0.12969 | 0.12969 | 0.12969 | 0.12969 | 0.12969 | 0.12969 | 0.12969
Discretionary | HVAC | $30.01/MWh to $35/MWh | ResWx | Residential | WALL R0 - R11_Heat Pump | 100% | 0.056293 | 0.11245 | 0.16849 | 0.22439 | 0.28016 | 0.3301 | 0.3697 | 0.40103 | 0.42577 | 0.44525 | 0.46053 | 0.47245 | 0.47791 | 0.47791 | 0.47791 | 0.47791 | 0.47791 | 0.47791 | 0.47791 | 0.47791
Discretionary | HVAC | $50.01/MWh to $60/MWh | ResWx | Residential | CFM50 Infiltration Reduction_Electric FAF | 0% | 0 | 0 | 0 | 0 | 0 | 0 | 0 | 0 | 0 | 0 | 0 | 0 | 0 | 0 | 0 | 0 | 0 | 0 | 0 | 0
Discretionary | HVAC | $60.01/MWh to $80/MWh | ResWx | Residential | ATTIC R11 - R38_Electric Zonal | 0% | 0 | 0 | 0 | 0 | 0 | 0 | 0 | 0 | 0 | 0 | 0 | 0 | 0 | 0 | 0 | 0 | 0 | 0 | 0 | 0
Discretionary | HVAC | $60.01/MWh to $80/MWh | ResWx | Residential | ATTIC R11 - R38_DHP | 0% | 0 | 0 | 0 | 0 | 0 | 0 | 0 | 0 | 0 | 0 | 0 | 0 | 0 | 0 | 0 | 0 | 0 | 0 | 0 | 0
Discretionary | HVAC | $60.01/MWh to $80/MWh | ResWx | Residential | CFM50 Infiltration Reduction_Electric Zonal | 0% | 0 | 0 | 0 | 0 | 0 | 0 | 0 | 0 | 0 | 0 | 0 | 0 | 0 | 0 | 0 | 0 | 0 | 0 | 0 | 0
Discretionary | HVAC | $60.01/MWh to $80/MWh | ResWx | Residential | CFM50 Infiltration Reduction_DHP | 0% | 0 | 0 | 0 | 0 | 0 | 0 | 0 | 0 | 0 | 0 | 0 | 0 | 0 | 0 | 0 | 0 | 0 | 0 | 0 | 0
Discretionary | HVAC | $60.01/MWh to $80/MWh | ResWx | Residential | ATTIC R11 - R49_Electric Zonal | 0% | 0 | 0 | 0 | 0 | 0 | 0 | 0 | 0 | 0 | 0 | 0 | 0 | 0 | 0 | 0 | 0 | 0 | 0 | 0 | 0
Discretionary | HVAC | $60.01/MWh to $80/MWh | ResWx | Residential | ATTIC R11 - R49_DHP | 0% | 0 | 0 | 0 | 0 | 0 | 0 | 0 | 0 | 0 | 0 | 0 | 0 | 0 | 0 | 0 | 0 | 0 | 0 | 0 | 0
Discretionary | HVAC | $60.01/MWh to $80/MWh | ResWx | Residential | WINDOW CL30 Prime Window Replacement of Single Pane Base_Electric Zonal | 0% | 0 | 0 | 0 | 0 | 0 | 0 | 0 | 0 | 0 | 0 | 0 | 0 | 0 | 0 | 0 | 0 | 0 | 0 | 0 | 0
Discretionary | HVAC | Over $100/MWh | ResWx | Residential | ATTIC R19 - R49_Electric FAF | 0% | 0 | 0 | 0 | 0 | 0 | 0 | 0 | 0 | 0 | 0 | 0 | 0 | 0 | 0 | 0 | 0 | 0 | 0 | 0 | 0
Discretionary | HVAC | Over $100/MWh | ResWx | Residential | ATTIC R19 - R38_Electric FAF | 0% | 0 | 0 | 0 | 0 | 0 | 0 | 0 | 0 | 0 | 0 | 0 | 0 | 0 | 0 | 0 | 0 | 0 | 0 | 0 | 0
Discretionary | HVAC | $50.01/MWh to $60/MWh | ResWx | Residential | WINDOW CL30 Prime Window Replacement of Single Pane Base_DHP | 0% | 0 | 0 | 0 | 0 | 0 | 0 | 0 | 0 | 0 | 0 | 0 | 0 | 0 | 0 | 0 | 0 | 0 | 0 | 0 | 0
Discretionary | HVAC | $60.01/MWh to $80/MWh | ResWx | Residential | WINDOW CL22 Prime Window Replacement of Single Pane Base_Electric Zonal | 0% | 0 | 0 | 0 | 0 | 0 | 0 | 0 | 0 | 0 | 0 | 0 | 0 | 0 | 0 | 0 | 0 | 0 | 0 | 0 | 0
Discretionary | HVAC | $80.01/MWh to $100/MWh | ResWx | Residential | WINDOW CL30 Prime Window Replacement of Single Pane Base_Heat Pump | 0% | 0 | 0 | 0 | 0 | 0 | 0 | 0 | 0 | 0 | 0 | 0 | 0 | 0 | 0 | 0 | 0 | 0 | 0 | 0 | 0
Discretionary | HVAC | $60.01/MWh to $80/MWh | ResWx | Residential | WINDOW CL22 Prime Window Replacement of Single Pane Base_DHP | 0% | 0 | 0 | 0 | 0 | 0 | 0 | 0 | 0 | 0 | 0 | 0 | 0 | 0 | 0 | 0 | 0 | 0 | 0 | 0 | 0
Discretionary | HVAC | Over $100/MWh | ResWx | Residential | ATTIC R11 - R38_Heat Pump | 0% | 0 | 0 | 0 | 0 | 0 | 0 | 0 | 0 | 0 | 0 | 0 | 0 | 0 | 0 | 0 | 0 | 0 | 0 | 0 | 0
Discretionary | HVAC | Over $100/MWh | ResWx | Residential | WINDOW CL30 Prime Window Replacement of Double Pane Base_Electric FAF | 0% | 0 | 0 | 0 | 0 | 0 | 0 | 0 | 0 | 0 | 0 | 0 | 0 | 0 | 0 | 0 | 0 | 0 | 0 | 0 | 0
Discretionary | HVAC | Over $100/MWh | ResWx | Residential | ATTIC R11 - R49_Heat Pump | 0% | 0 | 0 | 0 | 0 | 0 | 0 | 0 | 0 | 0 | 0 | 0 | 0 | 0 | 0 | 0 | 0 | 0 | 0 | 0 | 0
Discretionary | HVAC | Over $100/MWh | ResWx | Residential | ATTIC R19 - R49_DHP | 0% | 0 | 0 | 0 | 0 | 0 | 0 | 0 | 0 | 0 | 0 | 0 | 0 | 0 | 0 | 0 | 0 | 0 | 0 | 0 | 0
Discretionary | HVAC | Over $100/MWh | ResWx | Residential | ATTIC R19 - R49_Electric Zonal | 0% | 0 | 0 | 0 | 0 | 0 | 0 | 0 | 0 | 0 | 0 | 0 | 0 | 0 | 0 | 0 | 0 | 0 | 0 | 0 | 0
Discretionary | HVAC | Over $100/MWh | ResWx | Residential | ATTIC R19 - R38_DHP | 0% | 0 | 0 | 0 | 0 | 0 | 0 | 0 | 0 | 0 | 0 | 0 | 0 | 0 | 0 | 0 | 0 | 0 | 0 | 0 | 0
Discretionary | HVAC | Over $100/MWh | ResWx | Residential | ATTIC R19 - R38_Electric Zonal | 0% | 0 | 0 | 0 | 0 | 0 | 0 | 0 | 0 | 0 | 0 | 0 | 0 | 0 | 0 | 0 | 0 | 0 | 0 | 0 | 0
Discretionary | HVAC | Over $100/MWh | ResWx | Residential | WINDOW CL30 Prime Window Replacement of Double Pane Base_Electric Zonal | 0% | 0 | 0 | 0 | 0 | 0 | 0 | 0 | 0 | 0 | 0 | 0 | 0 | 0 | 0 | 0 | 0 | 0 | 0 | 0 | 0
Discretionary | HVAC | Over $100/MWh | ResWx | Residential | WINDOW CL22 Prime Window Replacement of Double Pane Base_Electric Zonal | 0% | 0 | 0 | 0 | 0 | 0 | 0 | 0 | 0 | 0 | 0 | 0 | 0 | 0 | 0 | 0 | 0 | 0 | 0 | 0 | 0
Discretionary | HVAC | Over $100/MWh | ResWx | Residential | WINDOW CL30 Prime Window Replacement of Double Pane Base_DHP | 0% | 0 | 0 | 0 | 0 | 0 | 0 | 0 | 0 | 0 | 0 | 0 | 0 | 0 | 0 | 0 | 0 | 0 | 0 | 0 | 0
Discretionary | HVAC | Over $100/MWh | ResWx | Residential | WINDOW CL22 Prime Window Replacement of Double Pane Base_DHP | 0% | 0 | 0 | 0 | 0 | 0 | 0 | 0 | 0 | 0 | 0 | 0 | 0 | 0 | 0 | 0 | 0 | 0 | 0 | 0 | 0
Discretionary | HVAC | Over $100/MWh | ResWx | Residential | FLOOR R0 - R30_Heat Pump | 0% | 0 | 0 | 0 | 0 | 0 | 0 | 0 | 0 | 0 | 0 | 0 | 0 | 0 | 0 | 0 | 0 | 0 | 0 | 0 | 0
Discretionary | HVAC | Over $100/MWh | ResWx | Residential | FLOOR R0 - R25_Heat Pump | 0% | 0 | 0 | 0 | 0 | 0 | 0 | 0 | 0 | 0 | 0 | 0 | 0 | 0 | 0 | 0 | 0 | 0 | 0 | 0 | 0
Discretionary | HVAC | Over $100/MWh | ResWx | Residential | FLOOR R0 - R19_Heat Pump | 0% | 0 | 0 | 0 | 0 | 0 | 0 | 0 | 0 | 0 | 0 | 0 | 0 | 0 | 0 | 0 | 0 | 0 | 0 | 0 | 0
Lost Opportunity | Water Heating | $0/MWh and Under | Showerheads | Residential | SF Showerhead Replace_2_00gpm_Any Shower_ AnyWH | 100% | 0.033414 | 0.074907 | 0.12287 | 0.17725 | 0.23578 | 0.29977 | 0.36765 | 0.43663 | 0.50482 | 0.57471 | 0.64704 | 0.71983 | 0.78872 | 0.85717 | 0.92567 | 0.99465 | 1.0641 | 1.1341 | 1.2045 | 1.2755
Lost Opportunity | Water Heating | $0/MWh and Under | Showerheads | Residential | MF Showerhead Replace_2_00gpm_Any Shower_ AnyWH | 100% | 0.0094348 | 0.022792 | 0.039639 | 0.060647 | 0.085199 | 0.11338 | 0.1434 | 0.17516 | 0.20848 | 0.24282 | 0.27765 | 0.31201 | 0.34563 | 0.37862 | 0.41119 | 0.44363 | 0.47593 | 0.50811 | 0.54017 | 0.57213
Lost Opportunity | Water Heating | $0/MWh and Under | Showerheads | Residential | MH Showerhead Replace_2_00gpm_Any Shower_ AnyWH | 100% | 0.00090224 | 0.0021212 | 0.0036241 | 0.0053608 | 0.0072848 | 0.0093437 | 0.011487 | 0.013707 | 0.015991 | 0.018325 | 0.020692 | 0.023081 | 0.025455 | 0.027815 | 0.030163 | 0.032498 | 0.03482 | 0.03713 | 0.039427 | 0.041712
Lost Opportunity | Water Heating | $0/MWh and Under | Showerheads | Residential | SF Showerhead Replace_1_75gpm_Any Shower_ AnyWH | 100% | 0.017242 | 0.038653 | 0.063402 | 0.091462 | 0.12167 | 0.15469 | 0.18971 | 0.22531 | 0.2605 | 0.29656 | 0.33389 | 0.37145 | 0.407 | 0.44232 | 0.47767 | 0.51327 | 0.54911 | 0.58521 | 0.62156 | 0.65817
Lost Opportunity | Water Heating | $0/MWh and Under | Showerheads | Residential | MF Showerhead Replace_1_75gpm_Any Shower_ AnyWH | 100% | 0.0048947 | 0.011824 | 0.020564 | 0.031463 | 0.044201 | 0.058823 | 0.074396 | 0.090871 | 0.10816 | 0.12597 | 0.14404 | 0.16187 | 0.17931 | 0.19643 | 0.21333 | 0.23015 | 0.24691 | 0.2636 | 0.28024 | 0.29682
Lost Opportunity | Water Heating | $0/MWh and Under | Showerheads | Residential | MH Showerhead Replace_1_75gpm_Any Shower_ AnyWH | 100% | 0.0004683 | 0.001101 | 0.0018811 | 0.0027825 | 0.0037811 | 0.0048498 | 0.0059624 | 0.0071144 | 0.0083001 | 0.0095113 | 0.01074 | 0.01198 | 0.013212 | 0.014437 | 0.015656 | 0.016868 | 0.018073 | 0.019272 | 0.020464 | 0.02165
Lost Opportunity | Water Heating | $0/MWh and Under | Showerheads | Residential | SF Showerhead Replace_1_50gpm_Any Shower_ AnyWH | 100% | 0.018075 | 0.04052 | 0.066464 | 0.09588 | 0.12754 | 0.16216 | 0.19888 | 0.2362 | 0.27309 | 0.31089 | 0.35002 | 0.38939 | 0.42667 | 0.46369 | 0.50075 | 0.53807 | 0.57565 | 0.61349 | 0.6516 | 0.68997
Lost Opportunity | Water Heating | $0/MWh and Under | Showerheads | Residential | MF Showerhead Replace_1_50gpm_Any Shower_ AnyWH | 100% | 0.0050824 | 0.012278 | 0.021353 | 0.03267 | 0.045896 | 0.061079 | 0.077249 | 0.094356 | 0.11231 | 0.1308 | 0.14957 | 0.16808 | 0.18619 | 0.20396 | 0.22151 | 0.23898 | 0.25638 | 0.27372 | 0.29099 | 0.3082
Lost Opportunity | Water Heating | $0/MWh and Under | Showerheads | Residential | MH Showerhead Replace_1_50gpm_Any Shower_ AnyWH | 100% | 0.0004865 | 0.0011438 | 0.0019542 | 0.0028906 | 0.003928 | 0.0050382 | 0.0061941 | 0.0073908 | 0.0086226 | 0.0098808 | 0.011157 | 0.012446 | 0.013725 | 0.014998 | 0.016264 | 0.017523 | 0.018775 | 0.020021 | 0.021259 | 0.022491
Lost Opportunity | Water Heating | $0/MWh and Under | Showerheads | Residential | SF Showerhead Replace_1_50GPM_any shower_HPWH | 100% | 0.0067656 | 0.015149 | 0.024821 | 0.035776 | 0.047549 | 0.060395 | 0.074011 | 0.08783 | 0.10148 | 0.11546 | 0.12993 | 0.14448 | 0.15823 | 0.17188 | 0.18554 | 0.1993 | 0.21314 | 0.22707 | 0.2411 | 0.25521
Lost Opportunity | Water Heating | $0/MWh and Under | Showerheads | Residential | MH Showerhead Replace_1_50GPM_any shower_HPWH | 100% | 9.7709e-05 | 0.0002297 | 0.00039242 | 0.00058044 | 0.00078872 | 0.0010116 | 0.0012436 | 0.0014838 | 0.001731 | 0.0019834 | 0.0022395 | 0.002498 | 0.0027547 | 0.0030099 | 0.0032638 | 0.0035162 | 0.0037673 | 0.0040169 | 0.0042652 | 0.0045121
Discretionary | Water Heating | $0/MWh and Under | Showerheads | Residential | SF Showerhead Replace_2_00gpm_Any Shower_ AnyWH | 100% | 0.74284 | 1.4941 | 2.2527 | 3.0179 | 3.7892 | 4.4733 | 4.9943 | 5.3839 | 5.6676 | 5.8633 | 5.921 | 5.9566 | 5.9742 | 5.9774 | 5.9774 | 5.9774 | 5.9774 | 5.9774 | 5.9774 | 5.9774
Discretionary | Water Heating | $0/MWh and Under | Showerheads | Residential | MF Showerhead Replace_2_00gpm_Any Shower_ AnyWH | 100% | 0.20488 | 0.41306 | 0.62417 | 0.83802 | 1.0545 | 1.2473 | 1.3945 | 1.5048 | 1.5854 | 1.6418 | 1.6787 | 1.6999 | 1.7084 | 1.7089 | 1.7089 | 1.7089 | 1.7089 | 1.7089 | 1.7089 | 1.7089
Discretionary | Water Heating | $0/MWh and Under | Showerheads | Residential | MH Showerhead Replace_2_00gpm_Any Shower_ AnyWH | 100% | 0.08058 | 0.16046 | 0.23963 | 0.31811 | 0.39588 | 0.46283 | 0.48019 | 0.48019 | 0.48019 | 0.48019 | 0.48019 | 0.48019 | 0.48019 | 0.48019 | 0.48019 | 0.48019 | 0.48019 | 0.48019 | 0.48019 | 0.48019
Discretionary | Water Heating | $0/MWh and Under | Showerheads | Residential | SF Showerhead Replace_1_75gpm_Any Shower_ AnyWH | 100% | 0.38331 | 0.77096 | 1.1624 | 1.5572 | 1.9552 | 2.3083 | 2.5771 | 2.7781 | 2.9245 | 3.0255 | 3.0553 | 3.0736 | 3.0827 | 3.0844 | 3.0844 | 3.0844 | 3.0844 | 3.0844 | 3.0844 | 3.0844
Discretionary | Water Heating | $0/MWh and Under | Showerheads | Residential | MF Showerhead Replace_1_75gpm_Any Shower_ AnyWH | 100% | 0.10629 | 0.21429 | 0.32382 | 0.43476 | 0.54709 | 0.6471 | 0.72348 | 0.78071 | 0.82248 | 0.85174 | 0.8709 | 0.8819 | 0.8863 | 0.88656 | 0.88656 | 0.88656 | 0.88656 | 0.88656 | 0.88656 | 0.88656
Discretionary | Water Heating | $0/MWh and Under | Showerheads | Residential | MH Showerhead Replace_1_75gpm_Any Shower_ AnyWH | 100% | 0.041825 | 0.083287 | 0.12438 | 0.16511 | 0.20548 | 0.24023 | 0.24924 | 0.24924 | 0.24924 | 0.24924 | 0.24924 | 0.24924 | 0.24924 | 0.24924 | 0.24924 | 0.24924 | 0.24924 | 0.24924 | 0.24924 | 0.24924
Discretionary | Water Heating | $0/MWh and Under | Showerheads | Residential | SF Showerhead Replace_1_50gpm_Any Shower_ AnyWH | 100% | 0.4018 | 0.80817 | 1.2185 | 1.6324 | 2.0496 | 2.4197 | 2.7015 | 2.9122 | 3.0656 | 3.1715 | 3.2028 | 3.222 | 3.2315 | 3.2333 | 3.2333 | 3.2333 | 3.2333 | 3.2333 | 3.2333 | 3.2333
Discretionary | Water Heating | $0/MWh and Under | Showerheads | Residential | MF Showerhead Replace_1_50gpm_Any Shower_ AnyWH | 100% | 0.11037 | 0.22251 | 0.33624 | 0.45144 | 0.56808 | 0.67193 | 0.75123 | 0.81066 | 0.85403 | 0.88442 | 0.90431 | 0.91573 | 0.9203 | 0.92058 | 0.92058 | 0.92058 | 0.92058 | 0.92058 | 0.92058 | 0.92058
Discretionary | Water Heating | $0/MWh and Under | Showerheads | Residential | MH Showerhead Replace_1_50gpm_Any Shower_ AnyWH | 100% | 0.043451 | 0.086524 | 0.12922 | 0.17153 | 0.21347 | 0.24957 | 0.25893 | 0.25893 | 0.25893 | 0.25893 | 0.25893 | 0.25893 | 0.25893 | 0.25893 | 0.25893 | 0.25893 | 0.25893 | 0.25893 | 0.25893 | 0.25893
Discretionary | Water Heating | $0/MWh and Under | Showerheads | Residential | SF Showerhead Replace_1_50GPM_any shower_HPWH | 100% | 0.15256 | 0.30683 | 0.46257 | 0.61963 | 0.77794 | 0.9183 | 1.0251 | 1.1049 | 1.1629 | 1.2027 | 1.2126 | 1.2187 | 1.2217 | 1.2223 | 1.2223 | 1.2223 | 1.2223 | 1.2223 | 1.2223 | 1.2223
Discretionary | Water Heating | $0/MWh and Under | Showerheads | Residential | MH Showerhead Replace_1_50GPM_any shower_HPWH | 100% | 0.0099385 | 0.01979 | 0.029555 | 0.039234 | 0.048825 | 0.057079 | 0.059189 | 0.059189 | 0.059189 | 0.059189 | 0.059189 | 0.059189 | 0.059189 | 0.059189 | 0.059189 | 0.059189 | 0.059189 | 0.059189 | 0.059189 | 0.059189
Lost Opportunity | Water Heating | Over $100/MWh | Solar Water Heater | Residential | SHW Solar Zone 1 | 0% | 0 | 0 | 0 | 0 | 0 | 0 | 0 | 0 | 0 | 0 | 0 | 0 | 0 | 0 | 0 | 0 | 0 | 0 | 0 | 0
Lost Opportunity | Water Heating | Over $100/MWh | Solar Water Heater | Residential | SHW Solar Zone 2 | 0% | 0 | 0 | 0 | 0 | 0 | 0 | 0 | 0 | 0 | 0 | 0 | 0 | 0 | 0 | 0 | 0 | 0 | 0 | 0 | 0
Lost Opportunity | Water Heating | Over $100/MWh | Solar Water Heater | Residential | SHW Solar Zone 3 | 0% | 0 | 0 | 0 | 0 | 0 | 0 | 0 | 0 | 0 | 0 | 0 | 0 | 0 | 0 | 0 | 0 | 0 | 0 | 0 | 0
Lost Opportunity | Water Heating | Over $100/MWh | Solar Water Heater | Residential | SHW Solar Zone 4 | 0% | 0 | 0 | 0 | 0 | 0 | 0 | 0 | 0 | 0 | 0 | 0 | 0 | 0 | 0 | 0 | 0 | 0 | 0 | 0 | 0
Discretionary | Water Heating | Over $100/MWh | Solar Water Heater | Residential | SHW Solar Zone 1 | 0% | 0 | 0 | 0 | 0 | 0 | 0 | 0 | 0 | 0 | 0 | 0 | 0 | 0 | 0 | 0 | 0 | 0 | 0 | 0 | 0
Discretionary | Water Heating | Over $100/MWh | Solar Water Heater | Residential | SHW Solar Zone 2 | 0% | 0 | 0 | 0 | 0 | 0 | 0 | 0 | 0 | 0 | 0 | 0 | 0 | 0 | 0 | 0 | 0 | 0 | 0 | 0 | 0
Discretionary | Water Heating | Over $100/MWh | Solar Water Heater | Residential | SHW Solar Zone 3 | 0% | 0 | 0 | 0 | 0 | 0 | 0 | 0 | 0 | 0 | 0 | 0 | 0 | 0 | 0 | 0 | 0 | 0 | 0 | 0 | 0
Discretionary | Water Heating | Over $100/MWh | Solar Water Heater | Residential | SHW Solar Zone 4 | 0% | 0 | 0 | 0 | 0 | 0 | 0 | 0 | 0 | 0 | 0 | 0 | 0 | 0 | 0 | 0 | 0 | 0 | 0 | 0 | 0
Lost Opportunity | HVAC | $25.01/MWh to $30/MWh | WIFI enabled tstats | Residential | WIFI Enabled Thermostat HZ3 | 100% | 0.00017041 | 0.00041687 | 0.00074828 | 0.0011747 | 0.0016833 | 0.0022773 | 0.0029345 | 0.0036189 | 0.0043032 | 0.0049987 | 0.0057075 | 0.0064124 | 0.0070865 | 0.0077567 | 0.0084272 | 0.0091012 | 0.0097789 | 0.01046 | 0.011145 | 0.011833
Lost Opportunity | HVAC | $20.01/MWh to $25/MWh | WIFI enabled tstats | Residential | WIFI Enabled Thermostat HZ2 | 100% | 0.00066188 | 0.0016191 | 0.0029064 | 0.0045627 | 0.0065382 | 0.0088451 | 0.011398 | 0.014056 | 0.016714 | 0.019415 | 0.022168 | 0.024906 | 0.027524 | 0.030127 | 0.032732 | 0.03535 | 0.037982 | 0.040628 | 0.043287 | 0.045961
Lost Opportunity | HVAC | $20.01/MWh to $25/MWh | WIFI enabled tstats | Residential | WIFI Enabled Thermostat HZ1 | 100% | 0.0038012 | 0.0092988 | 0.016691 | 0.026204 | 0.037549 | 0.050798 | 0.065457 | 0.080725 | 0.095987 | 0.1115 | 0.12731 | 0.14304 | 0.15807 | 0.17302 | 0.18798 | 0.20301 | 0.21813 | 0.23332 | 0.2486 | 0.26396
Discretionary | HVAC | $25.01/MWh to $30/MWh | WIFI enabled tstats | Residential | WIFI Enabled Thermostat HZ3 | 100% | 0.0057373 | 0.013212 | 0.022784 | 0.034211 | 0.047525 | 0.063426 | 0.081078 | 0.099187 | 0.11618 | 0.13057 | 0.14133 | 0.14533 | 0.14533 | 0.14533 | 0.14533 | 0.14533 | 0.14533 | 0.14533 | 0.14533 | 0.14533
Discretionary | HVAC | $20.01/MWh to $25/MWh | WIFI enabled tstats | Residential | WIFI Enabled Thermostat HZ2 | 100% | 0.022284 | 0.051317 | 0.088495 | 0.13288 | 0.18459 | 0.24635 | 0.31491 | 0.38525 | 0.45126 | 0.50715 | 0.54892 | 0.56448 | 0.56448 | 0.56448 | 0.56448 | 0.56448 | 0.56448 | 0.56448 | 0.56448 | 0.56448
Discretionary | HVAC | $20.01/MWh to $25/MWh | WIFI enabled tstats | Residential | WIFI Enabled Thermostat HZ1 | 100% | 0.12798 | 0.29471 | 0.50823 | 0.76311 | 1.0601 | 1.4148 | 1.8086 | 2.2125 | 2.5916 | 2.9126 | 3.1525 | 3.2418 | 3.2418 | 3.2418 | 3.2418 | 3.2418 | 3.2418 | 3.2418 | 3.2418 | 3.2418
Lost Opportunity | Lighting | $10.01/MWh to $20/MWh | Low Power LF Lamps | Commercial | Market Average HP Low Power T8 Shift | 100% | 0.49017 | 1.0728 | 1.7282 | 2.4408 | 3.1982 | 3.9905 | 4.8076 | 5.1973 | 5.1973 | 5.1973 | 5.1973 | 5.1973 | 5.1973 | 5.1973 | 5.1973 | 5.1973 | 5.1973 | 5.1973 | 5.1973 | 5.1973
Lost Opportunity | Lighting | Over $100/MWh | Exterior Building Lighting | Commercial | TLED Over Ballast on SP32WT8 | 0% | 0 | 0 | 0 | 0 | 0 | 0 | 0 | 0 | 0 | 0 | 0 | 0 | 0 | 0 | 0 | 0 | 0 | 0 | 0 | 0
Lost Opportunity | Lighting | $60.01/MWh to $80/MWh | Lighting Controls Interior | Commercial | Lighting Controls Interior-New-Xlarge Ret-Unitary | 0% | 0 | 0 | 0 | 0 | 0 | 0 | 0 | 0 | 0 | 0 | 0 | 0 | 0 | 0 | 0 | 0 | 0 | 0 | 0 | 0
Lost Opportunity | Lighting | Over $100/MWh | Lighting Controls Interior | Commercial | Lighting Controls Interior-New-Large Ret-Unitary | 0% | 0 | 0 | 0 | 0 | 0 | 0 | 0 | 0 | 0 | 0 | 0 | 0 | 0 | 0 | 0 | 0 | 0 | 0 | 0 | 0
Lost Opportunity | Lighting | Over $100/MWh | Lighting Controls Interior | Commercial | Lighting Controls Interior-New-Medium Ret-Unitary | 0% | 0 | 0 | 0 | 0 | 0 | 0 | 0 | 0 | 0 | 0 | 0 | 0 | 0 | 0 | 0 | 0 | 0 | 0 | 0 | 0
Lost Opportunity | Lighting | Over $100/MWh | Lighting Controls Interior | Commercial | Lighting Controls Interior-New-Small Ret-Unitary | 0% | 0 | 0 | 0 | 0 | 0 | 0 | 0 | 0 | 0 | 0 | 0 | 0 | 0 | 0 | 0 | 0 | 0 | 0 | 0 | 0
Lost Opportunity | Lighting | Over $100/MWh | Lighting Controls Interior | Commercial | Lighting Controls Interior-New-School K-12-Unitary | 0% | 0 | 0 | 0 | 0 | 0 | 0 | 0 | 0 | 0 | 0 | 0 | 0 | 0 | 0 | 0 | 0 | 0 | 0 | 0 | 0
Lost Opportunity | Lighting | Over $100/MWh | Lighting Controls Interior | Commercial | Lighting Controls Interior-New-University-Unitary | 0% | 0 | 0 | 0 | 0 | 0 | 0 | 0 | 0 | 0 | 0 | 0 | 0 | 0 | 0 | 0 | 0 | 0 | 0 | 0 | 0
Lost Opportunity | Lighting | Over $100/MWh | Lighting Controls Interior | Commercial | Lighting Controls Interior-New-Warehouse-Unitary | 0% | 0 | 0 | 0 | 0 | 0 | 0 | 0 | 0 | 0 | 0 | 0 | 0 | 0 | 0 | 0 | 0 | 0 | 0 | 0 | 0
Lost Opportunity | Lighting | $80.01/MWh to $100/MWh | Lighting Controls Interior | Commercial | Lighting Controls Interior-New-Other-Unitary | 0% | 0 | 0 | 0 | 0 | 0 | 0 | 0 | 0 | 0 | 0 | 0 | 0 | 0 | 0 | 0 | 0 | 0 | 0 | 0 | 0
Lost Opportunity | Lighting | Over $100/MWh | Lighting Controls Interior | Commercial | Lighting Controls Interior-New-Xlarge Ret-Integrated | 0% | 0 | 0 | 0 | 0 | 0 | 0 | 0 | 0 | 0 | 0 | 0 | 0 | 0 | 0 | 0 | 0 | 0 | 0 | 0 | 0
Lost Opportunity | Lighting | Over $100/MWh | Lighting Controls Interior | Commercial | Lighting Controls Interior-New-Large Ret-Integrated | 0% | 0 | 0 | 0 | 0 | 0 | 0 | 0 | 0 | 0 | 0 | 0 | 0 | 0 | 0 | 0 | 0 | 0 | 0 | 0 | 0
Lost Opportunity | Lighting | Over $100/MWh | Lighting Controls Interior | Commercial | Lighting Controls Interior-New-Medium Ret-Integrated | 0% | 0 | 0 | 0 | 0 | 0 | 0 | 0 | 0 | 0 | 0 | 0 | 0 | 0 | 0 | 0 | 0 | 0 | 0 | 0 | 0
Lost Opportunity | Lighting | Over $100/MWh | Lighting Controls Interior | Commercial | Lighting Controls Interior-New-Other-Integrated | 0% | 0 | 0 | 0 | 0 | 0 | 0 | 0 | 0 | 0 | 0 | 0 | 0 | 0 | 0 | 0 | 0 | 0 | 0 | 0 | 0
Lost Opportunity | Water Heating | $0/MWh and Under | Aerator | Residential | Single Family Bathroom Aerator 1.0 GPM AnyWH | 100% | 0.006834 | 0.017139 | 0.031759 | 0.051623 | 0.076734 | 0.10759 | 0.1437 | 0.18354 | 0.22571 | 0.27055 | 0.31785 | 0.36617 | 0.41345 | 0.46096 | 0.50877 | 0.55692 | 0.6052 | 0.65361 | 0.70215 | 0.75083
Lost Opportunity | Water Heating | $0/MWh and Under | Aerator | Residential | Multifamily - Low Rise Bathroom Aerator 1.0 GPM AnyWH | 100% | 0.001625 | 0.0041712 | 0.0079181 | 0.013274 | 0.020424 | 0.029574 | 0.040367 | 0.0527 | 0.066378 | 0.081056 | 0.096375 | 0.11185 | 0.1274 | 0.14295 | 0.15849 | 0.17406 | 0.18958 | 0.20505 | 0.22047 | 0.23586
Lost Opportunity | Water Heating | $0/MWh and Under | Aerator | Residential | Multifamily - High Rise Bathroom Aerator 1.0 GPM AnyWH | 100% | 0.00036668 | 0.00094394 | 0.0017942 | 0.0030154 | 0.0046419 | 0.0067232 | 0.0091692 | 0.011961 | 0.015048 | 0.018369 | 0.021841 | 0.025348 | 0.028873 | 0.032387 | 0.035919 | 0.039453 | 0.042976 | 0.046488 | 0.049989 | 0.05348
Lost Opportunity | Water Heating | $0/MWh and Under | Aerator | Residential | Manufactured Bathroom Aerator 1.0 GPM AnyWH | 100% | 0.00018096 | 0.0004634 | 0.00087861 | 0.0014491 | 0.0021856 | 0.0030812 | 0.0041133 | 0.0052653 | 0.0065147 | 0.0078355 | 0.0092034 | 0.010598 | 0.012004 | 0.013412 | 0.014817 | 0.016212 | 0.017594 | 0.01896 | 0.020313 | 0.021651
Lost Opportunity | Water Heating | $0/MWh and Under | Aerator | Residential | Single Family Bathroom Aerator 1.0 GPM HPWH | 100% | 0.000824 | 0.0020665 | 0.0038292 | 0.0062243 | 0.009252 | 0.012972 | 0.017327 | 0.02213 | 0.027214 | 0.032621 | 0.038324 | 0.04415 | 0.049851 | 0.055579 | 0.061344 | 0.067149 | 0.072971 | 0.078808 | 0.08466 | 0.090529
Discretionary | Water Heating | $0/MWh and Under | Aerator | Residential | Single Family Bathroom Aerator 1.0 GPM AnyWH | 100% | 0.028681 | 0.074192 | 0.16598 | 0.32785 | 0.58148 | 0.93892 | 1.3967 | 1.9341 | 2.516 | 3.1009 | 3.6496 | 4.132 | 4.5311 | 4.843 | 5.0737 | 5.2359 | 5.3445 | 5.4139 | 5.4564 | 5.4812
Discretionary | Water Heating | $0/MWh and Under | Aerator | Residential | Multifamily - Low Rise Bathroom Aerator 1.0 GPM AnyWH | 100% | 0.0040643 | 0.010564 | 0.023775 | 0.047254 | 0.084339 | 0.13705 | 0.20514 | 0.28572 | 0.37372 | 0.46291 | 0.54725 | 0.62199 | 0.68429 | 0.73331 | 0.76985 | 0.79571 | 0.81313 | 0.82434 | 0.83124 | 0.8353
Discretionary | Water Heating | $0/MWh and Under | Aerator | Residential | Multifamily - High Rise Bathroom Aerator 1.0 GPM AnyWH | 100% | 0.00092663 | 0.0024083 | 0.0054195 | 0.010771 | 0.019223 | 0.031235 | 0.046753 | 0.065116 | 0.085166 | 0.10548 | 0.1247 | 0.14172 | 0.15591 | 0.16708 | 0.1754 | 0.18128 | 0.18525 | 0.18781 | 0.18938 | 0.1903
Discretionary | Water Heating | $0/MWh and Under | Aerator | Residential | Manufactured Bathroom Aerator 1.0 GPM AnyWH | 100% | 0.0028003 | 0.0071692 | 0.015841 | 0.030901 | 0.054148 | 0.086445 | 0.12723 | 0.17444 | 0.22488 | 0.27492 | 0.32126 | 0.36148 | 0.39433 | 0.41969 | 0.43605 | 0.43605 | 0.43605 | 0.43605 | 0.43605 | 0.43605
Discretionary | Water Heating | $0/MWh and Under | Aerator | Residential | Single Family Bathroom Aerator 1.0 GPM HPWH | 100% | 0.0034582 | 0.0089455 | 0.020013 | 0.03953 | 0.07011 | 0.11321 | 0.16841 | 0.2332 | 0.30336 | 0.37389 | 0.44004 | 0.4982 | 0.54633 | 0.58393 | 0.61175 | 0.63131 | 0.6444 | 0.65277 | 0.65789 | 0.66089
Lost Opportunity | Water Heating | $60.01/MWh to $80/MWh | Clothes Washer | Residential | Single Family CEE Tier 1 Clothes Washer - Any DHW, Any Dryer - 54% ENERGY STAR Baseline | 0% | 0 | 0 | 0 | 0 | 0 | 0 | 0 | 0 | 0 | 0 | 0 | 0 | 0 | 0 | 0 | 0 | 0 | 0 | 0 | 0
Discretionary | HVAC | $20.01/MWh to $25/MWh | ResWx | Residential | Attic R0 - R22_Electric FAF | 100% | 0.009229 | 0.018357 | 0.027386 | 0.036317 | 0.04515 | 0.052992 | 0.059154 | 0.063987 | 0.066181 | 0.066181 | 0.066181 | 0.066181 | 0.066181 | 0.066181 | 0.066181 | 0.066181 | 0.066181 | 0.066181 | 0.066181 | 0.066181
Discretionary | HVAC | $40.01/MWh to $50/MWh | ResWx | Residential | Attic R0 - R30_Electric FAF | 0% | 0 | 0 | 0 | 0 | 0 | 0 | 0 | 0 | 0 | 0 | 0 | 0 | 0 | 0 | 0 | 0 | 0 | 0 | 0 | 0
Discretionary | HVAC | $30.01/MWh to $35/MWh | ResWx | Residential | Attic R0 - R22_Heat Pump | 100% | 0.0019745 | 0.0039275 | 0.0058593 | 0.0077699 | 0.0096598 | 0.011338 | 0.012656 | 0.01369 | 0.014159 | 0.014159 | 0.014159 | 0.014159 | 0.014159 | 0.014159 | 0.014159 | 0.014159 | 0.014159 | 0.014159 | 0.014159 | 0.014159
Discretionary | HVAC | $80.01/MWh to $100/MWh | ResWx | Residential | Floor R0 - R22_Electric FAF | 0% | 0 | 0 | 0 | 0 | 0 | 0 | 0 | 0 | 0 | 0 | 0 | 0 | 0 | 0 | 0 | 0 | 0 | 0 | 0 | 0
Discretionary | HVAC | Over $100/MWh | ResWx | Residential | CFM50 Infiltration Reduction_Electric FAF | 0% | 0 | 0 | 0 | 0 | 0 | 0 | 0 | 0 | 0 | 0 | 0 | 0 | 0 | 0 | 0 | 0 | 0 | 0 | 0 | 0
Discretionary | HVAC | $60.01/MWh to $80/MWh | ResWx | Residential | WINDOW CL30 Prime Window Replacement of Single Pane Base_Electric FAF | 0% | 0 | 0 | 0 | 0 | 0 | 0 | 0 | 0 | 0 | 0 | 0 | 0 | 0 | 0 | 0 | 0 | 0 | 0 | 0 | 0
Discretionary | HVAC | $80.01/MWh to $100/MWh | ResWx | Residential | WINDOW CL22 Prime Window Replacement of Single Pane Base_Electric FAF | 0% | 0 | 0 | 0 | 0 | 0 | 0 | 0 | 0 | 0 | 0 | 0 | 0 | 0 | 0 | 0 | 0 | 0 | 0 | 0 | 0
Discretionary | HVAC | $30.01/MWh to $35/MWh | ResWx | Residential | FLOOR R0 - R19_Electric FAF | 100% | 0.012513 | 0.024997 | 0.037452 | 0.049878 | 0.062276 | 0.073374 | 0.082164 | 0.089111 | 0.094588 | 0.098891 | 0.10226 | 0.10487 | 0.10579 | 0.10579 | 0.10579 | 0.10579 | 0.10579 | 0.10579 | 0.10579 | 0.10579
Discretionary | HVAC | $30.01/MWh to $35/MWh | ResWx | Residential | FLOOR R0 - R19_Electric Zonal | 100% | 0.10627 | 0.2123 | 0.31809 | 0.42363 | 0.52892 | 0.62318 | 0.69783 | 0.75684 | 0.80335 | 0.83989 | 0.86848 | 0.89071 | 0.89846 | 0.89846 | 0.89846 | 0.89846 | 0.89846 | 0.89846 | 0.89846 | 0.89846
Discretionary | HVAC | $30.01/MWh to $35/MWh | ResWx | Residential | FLOOR R0 - R19_DHP | 100% | 0.031811 | 0.063549 | 0.095213 | 0.1268 | 0.15832 | 0.18654 | 0.20888 | 0.22654 | 0.24047 | 0.25141 | 0.25996 | 0.26662 | 0.26894 | 0.26894 | 0.26894 | 0.26894 | 0.26894 | 0.26894 | 0.26894 | 0.26894
Discretionary | HVAC | $35.01/MWh to $40/MWh | ResWx | Residential | WALL R0 - R11_Heat Pump | 65.87% | 0.065375 | 0.1306 | 0.19567 | 0.26059 | 0.32537 | 0.38335 | 0.42927 | 0.46557 | 0.49418 | 0.51666 | 0.53424 | 0.54792 | 0.55269 | 0.55269 | 0.55269 | 0.55269 | 0.55269 | 0.55269 | 0.55269 | 0.55269
Discretionary | HVAC | $60.01/MWh to $80/MWh | ResWx | Residential | WINDOW CL30 Prime Window Replacement of Single Pane Base_DHP | 0% | 0 | 0 | 0 | 0 | 0 | 0 | 0 | 0 | 0 | 0 | 0 | 0 | 0 | 0 | 0 | 0 | 0 | 0 | 0 | 0

## Portfolio 3
Lost Opportunity Retro | IRP End Use | IRP Cost Bundle | Measure Category | Sector | Measure Application | IRP Percent | Prog Adj Cumulative_aMW_2020 | Prog Adj Cumulative_aMW_2021 | Prog Adj Cumulative_aMW_2022 | Prog Adj Cumulative_aMW_2023 | Prog Adj Cumulative_aMW_2024 | Prog Adj Cumulative_aMW_2025 | Prog Adj Cumulative_aMW_2026 | Prog Adj Cumulative_aMW_2027 | Prog Adj Cumulative_aMW_2028 | Prog Adj Cumulative_aMW_2029 | Prog Adj Cumulative_aMW_2030 | Prog Adj Cumulative_aMW_2031 | Prog Adj Cumulative_aMW_2032 | Prog Adj Cumulative_aMW_2033 | Prog Adj Cumulative_aMW_2034 | Prog Adj Cumulative_aMW_2035 | Prog Adj Cumulative_aMW_2036 | Prog Adj Cumulative_aMW_2037 | Prog Adj Cumulative_aMW_2038 | Prog Adj Cumulative_aMW_2039
Discretionary | Lighting | $40.01/MWh to $50/MWh | Lighting | Agricultural | 35-44W LED fixture & NEW Photocell_Replacing_100W HID fixture | 0% | 0 | 0 | 0 | 0 | 0 | 0 | 0 | 0 | 0 | 0 | 0 | 0 | 0 | 0 | 0 | 0 | 0 | 0 | 0 | 0
Discretionary | Lighting | $20.01/MWh to $25/MWh | Lighting | Agricultural | 35-44W LED fixture & NEW Photocell_Replacing_150W HID fixture | 100% | 0.13378 | 0.22855 | 0.29483 | 0.34701 | 0.39321 | 0.43389 | 0.46909 | 0.49931 | 0.52506 | 0.54687 | 0.56536 | 0.57992 | 0.59138 | 0.6004 | 0.6075 | 0.61313 | 0.61754 | 0.62101 | 0.62375 | 0.6259
Discretionary | Lighting | $10.01/MWh to $20/MWh | Lighting | Agricultural | 35-44W LED fixture & NEW Photocell_Replacing_175W MH fixture | 100% | 0.16743 | 0.28603 | 0.36898 | 0.43429 | 0.49211 | 0.54302 | 0.58708 | 0.62489 | 0.65711 | 0.68441 | 0.70756 | 0.72578 | 0.74012 | 0.75141 | 0.7603 | 0.76734 | 0.77286 | 0.77721 | 0.78063 | 0.78332
Discretionary | Lighting | $40.01/MWh to $50/MWh | Lighting | Agricultural | 35-44W LED fixture & NEW Photocell_Replacing_175W MV fixture | 0% | 0 | 0 | 0 | 0 | 0 | 0 | 0 | 0 | 0 | 0 | 0 | 0 | 0 | 0 | 0 | 0 | 0 | 0 | 0 | 0
Discretionary | Lighting | $10.01/MWh to $20/MWh | Lighting | Agricultural | 35-44W LED fixture & NEW Photocell_Replacing_200W HID fixture | 100% | 0.18765 | 0.32057 | 0.41355 | 0.48674 | 0.55154 | 0.6086 | 0.65798 | 0.70036 | 0.73647 | 0.76707 | 0.79301 | 0.81343 | 0.82951 | 0.84216 | 0.85212 | 0.86001 | 0.8662 | 0.87107 | 0.87491 | 0.87793
Discretionary | Other | $0.01/MWh to $10/MWh | Irrigation Pressure | Agricultural | Convert Medium Pressure Center Pivot to Low pressure system | 100% | 0.0088404 | 0.026639 | 0.058462 | 0.11061 | 0.19032 | 0.30582 | 0.46405 | 0.67062 | 0.92797 | 1.2336 | 1.5803 | 1.9519 | 2.3279 | 2.6852 | 3.0017 | 3.2624 | 3.4583 | 3.5926 | 3.6755 | 3.7156
Discretionary | Other | $0.01/MWh to $10/MWh | Irrigation Pressure | Agricultural | Convert High Pressure Center Pivot to Low pressure system | 100% | 0.0052854 | 0.015943 | 0.035029 | 0.066356 | 0.11432 | 0.18401 | 0.27963 | 0.40464 | 0.56059 | 0.74604 | 0.95694 | 1.1833 | 1.4128 | 1.6311 | 1.8247 | 1.9847 | 2.105 | 2.1875 | 2.2386 | 2.2633
Discretionary | Other | $40.01/MWh to $50/MWh | Irrigation Pressure | Agricultural | Convert wheel line systems to low pressure systems on alfalfa acreage | 0% | 0 | 0 | 0 | 0 | 0 | 0 | 0 | 0 | 0 | 0 | 0 | 0 | 0 | 0 | 0 | 0 | 0 | 0 | 0 | 0
Discretionary | Other | $35.01/MWh to $40/MWh | Irrigation Pressure | Agricultural | Convert hand line systems to low pressure systems on alfalfa acreage | 100% | 0.00030119 | 0.00090393 | 0.0019755 | 0.003721 | 0.0063747 | 0.010182 | 0.01537 | 0.022109 | 0.030461 | 0.04033 | 0.051428 | 0.06326 | 0.07517 | 0.086424 | 0.096344 | 0.10444 | 0.1105 | 0.11463 | 0.11717 | 0.11839
Discretionary | Other | $10.01/MWh to $20/MWh | Irrigation Pressure | Agricultural | Convert Medium Pressure Center Pivot to Low pressure system | 100% | 0.0001311 | 0.00039517 | 0.00086763 | 0.0016422 | 0.0028276 | 0.0045394 | 0.0068876 | 0.0099579 | 0.013788 | 0.018345 | 0.023502 | 0.029037 | 0.034645 | 0.039977 | 0.044708 | 0.048593 | 0.05152 | 0.053527 | 0.054767 | 0.055367
Discretionary | Other | $10.01/MWh to $20/MWh | Irrigation Pressure | Agricultural | Convert High Pressure Center Pivot to Low pressure system | 100% | 5.5459e-05 | 0.00016717 | 0.00036703 | 0.0006947 | 0.0011961 | 0.0019202 | 0.0029136 | 0.0042124 | 0.0058327 | 0.0077603 | 0.0099419 | 0.012283 | 0.014655 | 0.016911 | 0.018912 | 0.020556 | 0.021794 | 0.022643 | 0.023167 | 0.023421
Discretionary | Other | $60.01/MWh to $80/MWh | Irrigation Pressure | Agricultural | Convert wheel line systems to low pressure systems on alfalfa acreage | 0% | 0 | 0 | 0 | 0 | 0 | 0 | 0 | 0 | 0 | 0 | 0 | 0 | 0 | 0 | 0 | 0 | 0 | 0 | 0 | 0
Discretionary | Other | $50.01/MWh to $60/MWh | Irrigation Pressure | Agricultural | Convert hand line systems to low pressure systems on alfalfa acreage | 0% | 0 | 0 | 0 | 0 | 0 | 0 | 0 | 0 | 0 | 0 | 0 | 0 | 0 | 0 | 0 | 0 | 0 | 0 | 0 | 0
Discretionary | Other | $10.01/MWh to $20/MWh | Irrigation Pressure | Agricultural | Convert wheel line systems to low pressure systems on alfalfa acreage | 100% | 0.0022172 | 0.0067034 | 0.014764 | 0.028042 | 0.048435 | 0.078243 | 0.11927 | 0.17306 | 0.24033 | 0.32057 | 0.41228 | 0.51101 | 0.61136 | 0.70712 | 0.79228 | 0.86299 | 0.91625 | 0.95291 | 0.97565 | 0.98669
Discretionary | Other | $10.01/MWh to $20/MWh | Irrigation Pressure | Agricultural | Convert hand line systems to low pressure systems on alfalfa acreage | 100% | 0.00029999 | 0.00090709 | 0.0019979 | 0.003794 | 0.0065526 | 0.010581 | 0.016125 | 0.023391 | 0.032482 | 0.043319 | 0.055696 | 0.069017 | 0.082554 | 0.095466 | 0.10695 | 0.11647 | 0.12365 | 0.12858 | 0.13164 | 0.13313
Discretionary | Other | $80.01/MWh to $100/MWh | Irrigation Pressure | Agricultural | Convert Medium Pressure Center Pivot to Low pressure system | 0% | 0 | 0 | 0 | 0 | 0 | 0 | 0 | 0 | 0 | 0 | 0 | 0 | 0 | 0 | 0 | 0 | 0 | 0 | 0 | 0
Discretionary | Other | $20.01/MWh to $25/MWh | Irrigation Pressure | Agricultural | Convert hand line systems to low pressure systems on alfalfa acreage | 100% | 0.00036446 | 0.0011018 | 0.0024267 | 0.0046096 | 0.0079629 | 0.012868 | 0.01962 | 0.028475 | 0.03955 | 0.052762 | 0.067875 | 0.084147 | 0.10069 | 0.11649 | 0.13053 | 0.14221 | 0.151 | 0.15706 | 0.16081 | 0.16264
Discretionary | Other | $0.01/MWh to $10/MWh | Dairy | Agricultural | VSD - Vacuum Pump | 100% | 0.0009203 | 0.0020588 | 0.0034638 | 0.0051079 | 0.0069999 | 0.0092332 | 0.011709 | 0.014265 | 0.016698 | 0.018808 | 0.020458 | 0.021601 | 0.022291 | 0.022634 | 0.022722 | 0.022753 | 0.022762 | 0.022764 | 0.022764 | 0.022764
Discretionary | Other | $0.01/MWh to $10/MWh | Dairy | Agricultural | Plate Milk Pre-cooler | 100% | 0.0049399 | 0.011095 | 0.018751 | 0.027776 | 0.038247 | 0.050712 | 0.064661 | 0.079184 | 0.093127 | 0.10532 | 0.11492 | 0.12163 | 0.12571 | 0.12783 | 0.12875 | 0.12908 | 0.12918 | 0.1292 | 0.1292 | 0.1292
Discretionary | Lighting | $0.01/MWh to $10/MWh | Dairy | Agricultural | Energy Efficient Lighting | 100% | 0.0033174 | 0.0074489 | 0.012585 | 0.018636 | 0.025652 | 0.034 | 0.043336 | 0.05305 | 0.06237 | 0.070516 | 0.076928 | 0.081405 | 0.084126 | 0.085536 | 0.086135 | 0.086348 | 0.086409 | 0.086423 | 0.086425 | 0.086425
Discretionary | Other | $0.01/MWh to $10/MWh | Dairy | Agricultural | Heat Recovery Refrigeration | 100% | 0.0024999 | 0.0055693 | 0.0093255 | 0.013686 | 0.018659 | 0.024474 | 0.030852 | 0.037369 | 0.043509 | 0.048788 | 0.052873 | 0.055676 | 0.057353 | 0.058137 | 0.058137 | 0.058137 | 0.058137 | 0.058137 | 0.058137 | 0.058137
Discretionary | Other | $0/MWh and Under | Dairy | Agricultural | Plate Milk Pre-Cooler | 100% | 0.0012399 | 0.0027622 | 0.0046251 | 0.0067876 | 0.0092543 | 0.012138 | 0.015302 | 0.018533 | 0.021579 | 0.024197 | 0.026223 | 0.027613 | 0.028445 | 0.028834 | 0.028834 | 0.028834 | 0.028834 | 0.028834 | 0.028834 | 0.028834
Discretionary | Other | $0.01/MWh to $10/MWh | Irrigation Efficiency | Agricultural | LESA | 100% | 0.01578 | 0.04757 | 0.10445 | 0.19773 | 0.34043 | 0.54746 | 0.8313 | 1.2021 | 1.6644 | 2.2137 | 2.8377 | 3.5069 | 4.1848 | 4.8292 | 5.4005 | 5.8717 | 6.2259 | 6.4689 | 6.619 | 6.6917
Discretionary | Other | $0.01/MWh to $10/MWh | Irrigation Hardware | Agricultural | Wheel/hand line systems: Replace worn nozzle with new flow controlling type nozzle for impact sprinklers | 100% | 0.046711 | 0.093827 | 0.14135 | 0.18931 | 0.2377 | 0.28189 | 0.31756 | 0.34635 | 0.36957 | 0.38831 | 0.40351 | 0.41578 | 0.4257 | 0.4337 | 0.44016 | 0.44541 | 0.44545 | 0.44546 | 0.44547 | 0.44547
Discretionary | Other | $0.01/MWh to $10/MWh | Irrigation Hardware | Agricultural | Wheel/hand line systems: Replace worn nozzle with new nozzle | 100% | 0.047185 | 0.094779 | 0.14279 | 0.19123 | 0.2401 | 0.28474 | 0.32077 | 0.34984 | 0.3733 | 0.39223 | 0.40758 | 0.41998 | 0.42999 | 0.43807 | 0.4446 | 0.4499 | 0.44994 | 0.44995 | 0.44995 | 0.44996
Discretionary | Other | $30.01/MWh to $35/MWh | Irrigation Hardware | Agricultural | Wheel/hand line systems: Rebuild or replace leaking impact sprinkler with new or rebuilt impact sprinkler | 100% | 0.020362 | 0.040746 | 0.061157 | 0.081596 | 0.10207 | 0.12053 | 0.13532 | 0.14717 | 0.15668 | 0.1643 | 0.17041 | 0.17531 | 0.17924 | 0.18239 | 0.18491 | 0.18694 | 0.18695 | 0.18696 | 0.18696 | 0.18696
Discretionary | Other | $0.01/MWh to $10/MWh | Irrigation Hardware | Agricultural | Wheel/hand line systems: Replace leaking gasket with new gasket | 100% | 0.46322 | 0.93071 | 1.4025 | 1.8788 | 2.3596 | 2.7992 | 3.1541 | 3.4406 | 3.6719 | 3.8586 | 4.0102 | 4.1326 | 4.2315 | 4.3115 | 4.376 | 4.4285 | 4.4288 | 4.429 | 4.429 | 4.429
Discretionary | Other | $0.01/MWh to $10/MWh | Irrigation Hardware | Agricultural | Wheel/hand line systems: Replace leaking drain with new drain | 100% | 0.48009 | 0.96461 | 1.4536 | 1.9473 | 2.4456 | 2.9012 | 3.269 | 3.566 | 3.8057 | 3.9992 | 4.1563 | 4.2832 | 4.3857 | 4.4685 | 4.5354 | 4.5898 | 4.5902 | 4.5903 | 4.5903 | 4.5904
Discretionary | Other | $10.01/MWh to $20/MWh | Irrigation Hardware | Agricultural | Wheel/hand line systems: Cut and pipe press repair of leaking hand-lines, wheel-lines, and portable main-lines | 100% | 0.228 | 0.45811 | 0.69034 | 0.92483 | 1.1615 | 1.3779 | 1.5526 | 1.6937 | 1.8075 | 1.8994 | 1.9741 | 2.0343 | 2.083 | 2.1224 | 2.1542 | 2.18 | 2.1802 | 2.1802 | 2.1803 | 2.1803
Discretionary | Other | $40.01/MWh to $50/MWh | Irrigation Hardware | Agricultural | Thunderbird wheel line systems: Replace leaking hub with new hub | 0% | 0 | 0 | 0 | 0 | 0 | 0 | 0 | 0 | 0 | 0 | 0 | 0 | 0 | 0 | 0 | 0 | 0 | 0 | 0 | 0
Discretionary | Other | $0.01/MWh to $10/MWh | Irrigation Hardware | Agricultural | Wheel line systems: Rebuild or replace leaking or malfunctioning leveler with new or rebuilt leveler. | 100% | 0.018865 | 0.037888 | 0.057071 | 0.076425 | 0.095944 | 0.11377 | 0.12815 | 0.13975 | 0.14911 | 0.15666 | 0.16278 | 0.16772 | 0.17171 | 0.17494 | 0.17754 | 0.17965 | 0.17966 | 0.17967 | 0.17967 | 0.17967
Discretionary | Other | $10.01/MWh to $20/MWh | Irrigation Hardware | Agricultural | Center pivot/linear move systems: Install new sprinkler package on an existing system. | 100% | 0.46535 | 0.93459 | 1.4077 | 1.885 | 2.3662 | 2.8054 | 3.1597 | 3.4455 | 3.676 | 3.862 | 4.0127 | 4.1343 | 4.2325 | 4.3118 | 4.3757 | 4.4276 | 4.428 | 4.4281 | 4.4281 | 4.4281
Discretionary | Other | $35.01/MWh to $40/MWh | Irrigation Hardware | Agricultural | Center pivot/linear move systems: New gooseneck elbows | 100% | 0.01238 | 0.024774 | 0.037184 | 0.049612 | 0.062059 | 0.073281 | 0.082275 | 0.089484 | 0.095264 | 0.099897 | 0.10361 | 0.10659 | 0.10898 | 0.11089 | 0.11243 | 0.11366 | 0.11367 | 0.11367 | 0.11367 | 0.11367
Discretionary | Other | $50.01/MWh to $60/MWh | Irrigation Hardware | Agricultural | Center pivot/linear move systems: New drop tubes (3 feet minimum) | 0% | 0 | 0 | 0 | 0 | 0 | 0 | 0 | 0 | 0 | 0 | 0 | 0 | 0 | 0 | 0 | 0 | 0 | 0 | 0 | 0
Discretionary | Other | $10.01/MWh to $20/MWh | Irrigation Hardware | Agricultural | Center pivot/linear move systems: Replace leaking pivot boot gasket with new pivot boot gasket | 100% | 0.02141 | 0.04285 | 0.064322 | 0.085831 | 0.10738 | 0.12681 | 0.14239 | 0.15488 | 0.16489 | 0.17292 | 0.17936 | 0.18453 | 0.18867 | 0.19199 | 0.19466 | 0.1968 | 0.19681 | 0.19682 | 0.19682 | 0.19682
Discretionary | Other | Over $100/MWh | Irrigation Hardware | Agricultural | Center pivot/linear move systems: Replace leaking tower gasket with new tower gasket | 0% | 0 | 0 | 0 | 0 | 0 | 0 | 0 | 0 | 0 | 0 | 0 | 0 | 0 | 0 | 0 | 0 | 0 | 0 | 0 | 0
Discretionary | Other | $20.01/MWh to $25/MWh | Irrigation Hardware | Agricultural | Wheel/hand line systems: Replace worn nozzle with new flow controlling type nozzle for impact sprinklers | 100% | 0.00047398 | 0.0009516 | 0.0014329 | 0.0019179 | 0.002407 | 0.0028508 | 0.0032088 | 0.0034977 | 0.0037308 | 0.003919 | 0.0040708 | 0.0041934 | 0.0042923 | 0.0043721 | 0.0044365 | 0.0044885 | 0.0044889 | 0.004489 | 0.0044891 | 0.0044891
Discretionary | Other | $50.01/MWh to $60/MWh | Irrigation Hardware | Agricultural | Wheel/hand line systems: Rebuild or replace leaking impact sprinkler with new or rebuilt impact sprinkler | 0% | 0 | 0 | 0 | 0 | 0 | 0 | 0 | 0 | 0 | 0 | 0 | 0 | 0 | 0 | 0 | 0 | 0 | 0 | 0 | 0
Discretionary | Other | $25.01/MWh to $30/MWh | Irrigation Hardware | Agricultural | Wheel/hand line systems: Cut and pipe press repair of leaking hand-lines, wheel-lines, and portable main-lines | 100% | 0.0024811 | 0.0049812 | 0.0075004 | 0.01004 | 0.012599 | 0.014923 | 0.016797 | 0.018309 | 0.019529 | 0.020514 | 0.021309 | 0.02195 | 0.022468 | 0.022886 | 0.023223 | 0.023495 | 0.023497 | 0.023498 | 0.023498 | 0.023498
Discretionary | Other | $80.01/MWh to $100/MWh | Irrigation Hardware | Agricultural | Thunderbird wheel line systems: Replace leaking hub with new hub | 0% | 0 | 0 | 0 | 0 | 0 | 0 | 0 | 0 | 0 | 0 | 0 | 0 | 0 | 0 | 0 | 0 | 0 | 0 | 0 | 0
Discretionary | Other | $25.01/MWh to $30/MWh | Irrigation Hardware | Agricultural | Center pivot/linear move systems: Install new sprinkler package on an existing system. | 100% | 0.0063585 | 0.012766 | 0.019222 | 0.025729 | 0.032289 | 0.038243 | 0.043046 | 0.046922 | 0.050049 | 0.052573 | 0.05461 | 0.056254 | 0.05758 | 0.058651 | 0.059516 | 0.060213 | 0.060218 | 0.06022 | 0.06022 | 0.060221
Discretionary | Other | $50.01/MWh to $60/MWh | Irrigation Hardware | Agricultural | Center pivot/linear move systems: New gooseneck elbows | 0% | 0 | 0 | 0 | 0 | 0 | 0 | 0 | 0 | 0 | 0 | 0 | 0 | 0 | 0 | 0 | 0 | 0 | 0 | 0 | 0
Discretionary | Other | $80.01/MWh to $100/MWh | Irrigation Hardware | Agricultural | Center pivot/linear move systems: New drop tubes (3 feet minimum) | 0% | 0 | 0 | 0 | 0 | 0 | 0 | 0 | 0 | 0 | 0 | 0 | 0 | 0 | 0 | 0 | 0 | 0 | 0 | 0 | 0
Discretionary | Other | $20.01/MWh to $25/MWh | Irrigation Hardware | Agricultural | Wheel/hand line systems: Rebuild or replace leaking impact sprinkler with new or rebuilt impact sprinkler | 100% | 0.056221 | 0.11313 | 0.17072 | 0.22903 | 0.28805 | 0.34228 | 0.38617 | 0.42169 | 0.45043 | 0.47368 | 0.49264 | 0.50798 | 0.52041 | 0.53048 | 0.53863 | 0.54528 | 0.54532 | 0.54534 | 0.54535 | 0.54535
Discretionary | Other | $35.01/MWh to $40/MWh | Irrigation Hardware | Agricultural | Thunderbird wheel line systems: Replace leaking hub with new hub | 100% | 0.042977 | 0.086477 | 0.1305 | 0.17508 | 0.2202 | 0.26166 | 0.29522 | 0.32238 | 0.34435 | 0.36213 | 0.37662 | 0.38836 | 0.39786 | 0.40556 | 0.41179 | 0.41688 | 0.41692 | 0.41693 | 0.41693 | 0.41693
Discretionary | Other | $30.01/MWh to $35/MWh | Irrigation Hardware | Agricultural | Center pivot/linear move systems: New gooseneck elbows | 100% | 0.023142 | 0.046568 | 0.070275 | 0.094278 | 0.11857 | 0.14087 | 0.15892 | 0.17353 | 0.18535 | 0.19491 | 0.2027 | 0.209 | 0.21411 | 0.21824 | 0.22159 | 0.22432 | 0.22434 | 0.22435 | 0.22435 | 0.22435
Discretionary | Other | $40.01/MWh to $50/MWh | Irrigation Hardware | Agricultural | Center pivot/linear move systems: New drop tubes (3 feet minimum) | 0% | 0 | 0 | 0 | 0 | 0 | 0 | 0 | 0 | 0 | 0 | 0 | 0 | 0 | 0 | 0 | 0 | 0 | 0 | 0 | 0
Discretionary | Other | $0.01/MWh to $10/MWh | Irrigation Hardware | Agricultural | Center pivot/linear move systems: Replace leaking pivot boot gasket with new pivot boot gasket | 100% | 0.038512 | 0.077497 | 0.11695 | 0.15689 | 0.19732 | 0.23443 | 0.26448 | 0.28878 | 0.30845 | 0.32436 | 0.33732 | 0.34782 | 0.35631 | 0.36319 | 0.36876 | 0.3733 | 0.37334 | 0.37335 | 0.37335 | 0.37335
Discretionary | Other | $80.01/MWh to $100/MWh | Irrigation Hardware | Agricultural | Center pivot/linear move systems: Replace leaking tower gasket with new tower gasket | 0% | 0 | 0 | 0 | 0 | 0 | 0 | 0 | 0 | 0 | 0 | 0 | 0 | 0 | 0 | 0 | 0 | 0 | 0 | 0 | 0
Discretionary | Other | $10.01/MWh to $20/MWh | Irrigation Motor | Agricultural | Montana Wells Green Motors Program Rewind vs. Standard Practice: Motor size 50HP | 100% | 0.0022237 | 0.0044644 | 0.0067223 | 0.008998 | 0.011292 | 0.013374 | 0.015054 | 0.01641 | 0.017503 | 0.018386 | 0.019098 | 0.019673 | 0.020137 | 0.020512 | 0.020814 | 0.021058 | 0.02106 | 0.02106 | 0.02106 | 0.02106
Discretionary | Other | $10.01/MWh to $20/MWh | Irrigation Motor | Agricultural | Oregon River Green Motors Program Rewind vs. Standard Practice: Motor size 50HP | 100% | 0.022507 | 0.045286 | 0.06834 | 0.09169 | 0.11532 | 0.13704 | 0.15463 | 0.16886 | 0.18037 | 0.18969 | 0.19729 | 0.20345 | 0.20843 | 0.21247 | 0.21574 | 0.21841 | 0.21843 | 0.21843 | 0.21843 | 0.21843
Discretionary | Other | $20.01/MWh to $25/MWh | Irrigation Motor | Agricultural | Oregon Wells Green Motors Program Rewind vs. Standard Practice: Motor size 60HP | 100% | 0.02054 | 0.041328 | 0.062367 | 0.083676 | 0.10524 | 0.12507 | 0.14111 | 0.1541 | 0.16461 | 0.17311 | 0.18005 | 0.18566 | 0.19021 | 0.1939 | 0.19688 | 0.19932 | 0.19933 | 0.19934 | 0.19934 | 0.19934
Discretionary | Other | $20.01/MWh to $25/MWh | Irrigation Motor | Agricultural | Idaho River Green Motors Program Rewind vs. Standard Practice: Motor size 60HP | 100% | 0.011917 | 0.023847 | 0.035793 | 0.047756 | 0.059738 | 0.07054 | 0.079197 | 0.086137 | 0.091699 | 0.096159 | 0.099735 | 0.1026 | 0.1049 | 0.10674 | 0.10822 | 0.10941 | 0.10942 | 0.10942 | 0.10942 | 0.10942
Discretionary | Other | $10.01/MWh to $20/MWh | Irrigation Motor | Agricultural | Washington Wells Green Motors Program Rewind vs. Standard Practice: Motor size 100HP | 100% | 0.019941 | 0.040129 | 0.060559 | 0.081239 | 0.10216 | 0.12137 | 0.13691 | 0.14948 | 0.15965 | 0.16788 | 0.17458 | 0.18 | 0.18439 | 0.18794 | 0.19082 | 0.19316 | 0.19318 | 0.19319 | 0.19319 | 0.19319
Discretionary | Other | $20.01/MWh to $25/MWh | Irrigation Motor | Agricultural | Idaho Wells Green Motors Program Rewind vs. Standard Practice: Motor size 150HP | 100% | 0.016851 | 0.033721 | 0.050613 | 0.067528 | 0.084471 | 0.099746 | 0.11199 | 0.1218 | 0.12967 | 0.13597 | 0.14103 | 0.14508 | 0.14833 | 0.15094 | 0.15303 | 0.15471 | 0.15472 | 0.15472 | 0.15472 | 0.15473
Discretionary | Other | $10.01/MWh to $20/MWh | Irrigation Motor | Agricultural | Montana River Green Motors Program Rewind vs. Standard Practice: Motor size 40HP | 100% | 0.0069662 | 0.013986 | 0.021059 | 0.028188 | 0.035376 | 0.041898 | 0.047161 | 0.051407 | 0.054833 | 0.057598 | 0.05983 | 0.061631 | 0.063084 | 0.064258 | 0.065205 | 0.065969 | 0.065974 | 0.065976 | 0.065977 | 0.065977
Discretionary | Other | $20.01/MWh to $25/MWh | Irrigation Motor | Agricultural | Washington River Green Motors Program Rewind vs. Standard Practice: Motor size 75HP | 100% | 0.018075 | 0.036374 | 0.054891 | 0.073636 | 0.092603 | 0.11001 | 0.1241 | 0.13549 | 0.14471 | 0.15217 | 0.15824 | 0.16316 | 0.16713 | 0.17036 | 0.17296 | 0.17509 | 0.1751 | 0.17511 | 0.17511 | 0.17511
Discretionary | Other | $10.01/MWh to $20/MWh | Compressed Air | Industrial | Air Compressor Demand Reduction | 100% | 0.1676 | 0.33521 | 0.50281 | 0.67042 | 0.83802 | 0.98886 | 1.1095 | 1.2061 | 1.2833 | 1.3451 | 1.3945 | 1.4341 | 1.4657 | 1.491 | 1.5113 | 1.5275 | 1.5276 | 1.5276 | 1.5276 | 1.5276
Discretionary | Other | Over $100/MWh | Compressed Air | Industrial | Air Compressor Equipment1 | 0% | 0 | 0 | 0 | 0 | 0 | 0 | 0 | 0 | 0 | 0 | 0 | 0 | 0 | 0 | 0 | 0 | 0 | 0 | 0 | 0
Discretionary | Other | $10.01/MWh to $20/MWh | Compressed Air | Industrial | Air Compressor Equipment2 | 100% | 0.17684 | 0.3008 | 0.3866 | 0.45343 | 0.51198 | 0.56265 | 0.60605 | 0.64293 | 0.67404 | 0.70014 | 0.72191 | 0.73887 | 0.75208 | 0.76236 | 0.77037 | 0.77661 | 0.78147 | 0.78525 | 0.7882 | 0.7905
Discretionary | Industrial | $0.01/MWh to $10/MWh | Compressed Air | Industrial | Air Compressor Optimization | 100% | 0.25699 | 0.51398 | 0.77097 | 1.028 | 1.2849 | 1.5162 | 1.7013 | 1.8493 | 1.9677 | 2.0625 | 2.1382 | 2.1989 | 2.2474 | 2.2862 | 2.3172 | 2.3421 | 2.3422 | 2.3423 | 2.3423 | 2.3423
Discretionary | Lighting | $20.01/MWh to $25/MWh | Lighting | Industrial | HighBay Lighting 1 Shift | 100% | 0.48778 | 0.82968 | 1.0664 | 1.2507 | 1.4122 | 1.5519 | 1.6717 | 1.7734 | 1.8592 | 1.9312 | 1.9912 | 2.038 | 2.0744 | 2.1028 | 2.1249 | 2.1421 | 2.1555 | 2.1659 | 2.1741 | 2.1804
Discretionary | Lighting | $10.01/MWh to $20/MWh | Lighting | Industrial | HighBay Lighting 2 Shift | 100% | 0.81991 | 1.3946 | 1.7924 | 2.1023 | 2.3737 | 2.6087 | 2.8099 | 2.9809 | 3.1251 | 3.2461 | 3.3471 | 3.4257 | 3.4869 | 3.5346 | 3.5717 | 3.6007 | 3.6232 | 3.6407 | 3.6544 | 3.665
Discretionary | Lighting | $0.01/MWh to $10/MWh | Lighting | Industrial | HighBay Lighting 3 Shift | 100% | 1.8798 | 3.1973 | 4.1094 | 4.8198 | 5.4422 | 5.9807 | 6.4421 | 6.8341 | 7.1648 | 7.4422 | 7.6737 | 7.8539 | 7.9943 | 8.1036 | 8.1888 | 8.2551 | 8.3067 | 8.3469 | 8.3783 | 8.4027
Discretionary | Lighting | $25.01/MWh to $30/MWh | Lighting | Industrial | Efficient Lighting 1 Shift | 100% | 0.21154 | 0.35982 | 0.46246 | 0.5424 | 0.61245 | 0.67305 | 0.72498 | 0.76909 | 0.80631 | 0.83752 | 0.86357 | 0.88385 | 0.89965 | 0.91195 | 0.92154 | 0.929 | 0.93481 | 0.93934 | 0.94286 | 0.94561
Discretionary | Lighting | $10.01/MWh to $20/MWh | Lighting | Industrial | Efficient Lighting 2 Shift | 100% | 0.40149 | 0.6829 | 0.87771 | 1.0294 | 1.1624 | 1.2774 | 1.3759 | 1.4597 | 1.5303 | 1.5895 | 1.639 | 1.6775 | 1.7075 | 1.7308 | 1.749 | 1.7632 | 1.7742 | 1.7828 | 1.7895 | 1.7947
Discretionary | Lighting | $0.01/MWh to $10/MWh | Lighting | Industrial | Efficient Lighting 3 Shift | 100% | 0.92013 | 1.5651 | 2.0115 | 2.3592 | 2.6639 | 2.9275 | 3.1533 | 3.3452 | 3.5071 | 3.6429 | 3.7562 | 3.8444 | 3.9131 | 3.9666 | 4.0083 | 4.0408 | 4.066 | 4.0857 | 4.1011 | 4.113
Discretionary | Lighting | $60.01/MWh to $80/MWh | Lighting | Industrial | Lighting Controls | 0% | 0 | 0 | 0 | 0 | 0 | 0 | 0 | 0 | 0 | 0 | 0 | 0 | 0 | 0 | 0 | 0 | 0 | 0 | 0 | 0
Discretionary | Industrial | Over $100/MWh | Motors | Industrial | Motors: Rewind 20-50 HP | 0% | 0 | 0 | 0 | 0 | 0 | 0 | 0 | 0 | 0 | 0 | 0 | 0 | 0 | 0 | 0 | 0 | 0 | 0 | 0 | 0
Discretionary | Industrial | Over $100/MWh | Motors | Industrial | Motors: Rewind 51-100 HP | 0% | 0 | 0 | 0 | 0 | 0 | 0 | 0 | 0 | 0 | 0 | 0 | 0 | 0 | 0 | 0 | 0 | 0 | 0 | 0 | 0
Discretionary | Industrial | Over $100/MWh | Motors | Industrial | Motors: Rewind 101-200 HP | 0% | 0 | 0 | 0 | 0 | 0 | 0 | 0 | 0 | 0 | 0 | 0 | 0 | 0 | 0 | 0 | 0 | 0 | 0 | 0 | 0
Discretionary | Industrial | Over $100/MWh | Motors | Industrial | Motors: Rewind 201-500 HP | 0% | 0 | 0 | 0 | 0 | 0 | 0 | 0 | 0 | 0 | 0 | 0 | 0 | 0 | 0 | 0 | 0 | 0 | 0 | 0 | 0
Discretionary | Industrial | Over $100/MWh | Motors | Industrial | Motors: Rewind 501-5000 HP | 0% | 0 | 0 | 0 | 0 | 0 | 0 | 0 | 0 | 0 | 0 | 0 | 0 | 0 | 0 | 0 | 0 | 0 | 0 | 0 | 0
Discretionary | Industrial | $10.01/MWh to $20/MWh | Fans | Industrial | Efficient Centrifugal Fan | 100% | 0.093955 | 0.18791 | 0.28187 | 0.37582 | 0.46978 | 0.55434 | 0.62198 | 0.6761 | 0.7194 | 0.75403 | 0.78174 | 0.80391 | 0.82164 | 0.83583 | 0.84718 | 0.85626 | 0.85632 | 0.85634 | 0.85635 | 0.85635
Discretionary | Industrial | $10.01/MWh to $20/MWh | Fans | Industrial | Fan Energy Management | 100% | 0.15386 | 0.34277 | 0.57394 | 0.8423 | 1.1484 | 1.5062 | 1.8988 | 2.2999 | 2.6778 | 3.0027 | 3.2541 | 3.4266 | 3.5298 | 3.5781 | 3.5781 | 3.5781 | 3.5781 | 3.5781 | 3.5781 | 3.5781
Discretionary | Industrial | $10.01/MWh to $20/MWh | Fans | Industrial | Fan Equipment Upgrade | 100% | 0.43571 | 0.97069 | 1.6254 | 2.3853 | 3.2521 | 4.2656 | 5.3773 | 6.513 | 7.5833 | 8.5033 | 9.2153 | 9.7038 | 9.9962 | 10.1328 | 10.1328 | 10.1328 | 10.1328 | 10.1328 | 10.1328 | 10.1328
Discretionary | Industrial | $0.01/MWh to $10/MWh | Fans | Industrial | Fan System Optimization | 100% | 0.43315 | 0.965 | 1.6158 | 2.3713 | 3.2331 | 4.2405 | 5.3458 | 6.4748 | 7.5388 | 8.4534 | 9.1612 | 9.6469 | 9.9376 | 10.0733 | 10.0733 | 10.0733 | 10.0733 | 10.0733 | 10.0733 | 10.0733
Discretionary | Industrial | $10.01/MWh to $20/MWh | Pumps | Industrial | Pump Energy Management | 100% | 0.23924 | 0.533 | 0.89247 | 1.3098 | 1.7857 | 2.3422 | 2.9526 | 3.5763 | 4.1639 | 4.6691 | 5.06 | 5.3283 | 5.4888 | 5.5638 | 5.5638 | 5.5638 | 5.5638 | 5.5638 | 5.5638 | 5.5638
Discretionary | Industrial | $20.01/MWh to $25/MWh | Pumps | Industrial | Pump Equipment Upgrade | 100% | 1.6456 | 3.2911 | 4.9367 | 6.5822 | 8.2278 | 9.7088 | 10.8936 | 11.8414 | 12.5997 | 13.2063 | 13.6916 | 14.0798 | 14.3904 | 14.6389 | 14.8376 | 14.9967 | 14.9977 | 14.9981 | 14.9983 | 14.9983
Discretionary | Industrial | $0/MWh and Under | Pumps | Industrial | Pump System Optimization | 100% | 0.66754 | 1.4872 | 2.4902 | 3.6545 | 4.9825 | 6.5352 | 8.2385 | 9.9785 | 11.6183 | 13.0278 | 14.1185 | 14.8671 | 15.315 | 15.5243 | 15.5243 | 15.5243 | 15.5243 | 15.5243 | 15.5243 | 15.5243
Discretionary | Industrial | Over $100/MWh | Transformers | Industrial | Transformers-Retrofit | 0% | 0 | 0 | 0 | 0 | 0 | 0 | 0 | 0 | 0 | 0 | 0 | 0 | 0 | 0 | 0 | 0 | 0 | 0 | 0 | 0
Discretionary | Industrial | Over $100/MWh | Transformers | Industrial | Transformers-New | 0% | 0 | 0 | 0 | 0 | 0 | 0 | 0 | 0 | 0 | 0 | 0 | 0 | 0 | 0 | 0 | 0 | 0 | 0 | 0 | 0
Discretionary | Industrial | Over $100/MWh | Belts | Industrial | Synchronous Belts | 0% | 0 | 0 | 0 | 0 | 0 | 0 | 0 | 0 | 0 | 0 | 0 | 0 | 0 | 0 | 0 | 0 | 0 | 0 | 0 | 0
Discretionary | Industrial | $10.01/MWh to $20/MWh | Hi-Tech | Industrial | Elec Chip Fab: Eliminate Exhaust | 100% | 0.002686 | 0.0053721 | 0.0080581 | 0.010744 | 0.01343 | 0.015848 | 0.017782 | 0.019329 | 0.020567 | 0.021557 | 0.022349 | 0.022983 | 0.02349 | 0.023895 | 0.02422 | 0.024479 | 0.024481 | 0.024482 | 0.024482 | 0.024482
Discretionary | Industrial | $0/MWh and Under | Hi-Tech | Industrial | Elec Chip Fab: Exhaust Injector | 100% | 0.086163 | 0.17233 | 0.25849 | 0.34465 | 0.43082 | 0.50836 | 0.5704 | 0.62003 | 0.65973 | 0.6915 | 0.71691 | 0.73724 | 0.7535 | 0.76651 | 0.77692 | 0.78524 | 0.7853 | 0.78532 | 0.78533 | 0.78533
Discretionary | Industrial | $0/MWh and Under | Hi-Tech | Industrial | Elec Chip Fab: Solidstate Chiller | 100% | 0.096588 | 0.19318 | 0.28976 | 0.38635 | 0.48294 | 0.56987 | 0.63941 | 0.69505 | 0.73956 | 0.77516 | 0.80365 | 0.82644 | 0.84467 | 0.85925 | 0.87092 | 0.88025 | 0.88032 | 0.88034 | 0.88035 | 0.88035
Discretionary | Industrial | $0/MWh and Under | Hi-Tech | Industrial | Elec Chip Fab: Reduce Gas Pressure | 100% | 0.022074 | 0.044149 | 0.066223 | 0.088298 | 0.11037 | 0.13024 | 0.14613 | 0.15885 | 0.16902 | 0.17716 | 0.18367 | 0.18887 | 0.19304 | 0.19637 | 0.19904 | 0.20117 | 0.20119 | 0.20119 | 0.2012 | 0.2012
Discretionary | Industrial | $0.01/MWh to $10/MWh | Hi-Tech | Industrial | Clean Room: Change Filter Strategy | 100% | 0.04813 | 0.10722 | 0.17954 | 0.26349 | 0.35924 | 0.47118 | 0.59399 | 0.71945 | 0.83767 | 0.9393 | 1.0179 | 1.0719 | 1.1042 | 1.1193 | 1.1193 | 1.1193 | 1.1193 | 1.1193 | 1.1193 | 1.1193
Discretionary | Industrial | $0.01/MWh to $10/MWh | Hi-Tech | Industrial | Clean Room: Clean Room HVAC | 100% | 0.013007 | 0.028977 | 0.048519 | 0.071205 | 0.097081 | 0.12733 | 0.16052 | 0.19442 | 0.22637 | 0.25384 | 0.27509 | 0.28967 | 0.2984 | 0.30248 | 0.30248 | 0.30248 | 0.30248 | 0.30248 | 0.30248 | 0.30248
Discretionary | Industrial | $0.01/MWh to $10/MWh | Hi-Tech | Industrial | Clean Room: Chiller Optimize | 100% | 0.020485 | 0.045637 | 0.076415 | 0.11214 | 0.1529 | 0.20054 | 0.25281 | 0.30621 | 0.35653 | 0.39978 | 0.43325 | 0.45622 | 0.46997 | 0.47639 | 0.47639 | 0.47639 | 0.47639 | 0.47639 | 0.47639 | 0.47639
Discretionary | Industrial | $20.01/MWh to $25/MWh | Food Processing | Industrial | Food: Cooling and Storage | 100% | 0.59694 | 1.1939 | 1.7908 | 2.3878 | 2.9847 | 3.522 | 3.9518 | 4.2956 | 4.5707 | 4.7907 | 4.9668 | 5.1076 | 5.2203 | 5.3104 | 5.3825 | 5.4402 | 5.4406 | 5.4407 | 5.4408 | 5.4408
Discretionary | Industrial | $0.01/MWh to $10/MWh | Food Storage | Industrial | Food: Refrig Storage Tuneup | 100% | 0.32203 | 0.64406 | 0.9661 | 1.2881 | 1.6102 | 1.9 | 2.1319 | 2.3173 | 2.4657 | 2.5844 | 2.6794 | 2.7554 | 2.8162 | 2.8648 | 2.9037 | 2.9348 | 2.935 | 2.9351 | 2.9351 | 2.9351
Discretionary | Industrial | $0/MWh and Under | Metals | Industrial | Metal: New Arc Furnace | 100% | 0.0048548 | 0.0097096 | 0.014564 | 0.019419 | 0.024274 | 0.029129 | 0.033984 | 0.038838 | 0.043693 | 0.048548 | 0.053403 | 0.058257 | 0.063112 | 0.067967 | 0.072822 | 0.077677 | 0.082531 | 0.087386 | 0.092241 | 0.097096
Discretionary | Industrial | $10.01/MWh to $20/MWh | Pulp | Industrial | Mech Pulp: Refiner Replacement | 100% | 0.039995 | 0.079991 | 0.11999 | 0.15998 | 0.19998 | 0.23997 | 0.27997 | 0.31996 | 0.35996 | 0.39995 | 0.43995 | 0.47994 | 0.51994 | 0.55994 | 0.59993 | 0.63993 | 0.67992 | 0.71992 | 0.75991 | 0.79991
Discretionary | Industrial | $0.01/MWh to $10/MWh | Pulp | Industrial | Mech Pulp: Premium Process | 100% | 0.00062904 | 0.0012581 | 0.0018871 | 0.0025161 | 0.0031452 | 0.0037742 | 0.0044032 | 0.0050323 | 0.0056613 | 0.0062904 | 0.0069194 | 0.0075484 | 0.0081775 | 0.0088065 | 0.0094355 | 0.010065 | 0.010694 | 0.011323 | 0.011952 | 0.012581
Discretionary | Industrial | $0.01/MWh to $10/MWh | Pulp | Industrial | Mech Pulp: Refiner Plate Improvement | 100% | 0.0026401 | 0.0052801 | 0.0079202 | 0.01056 | 0.0132 | 0.01584 | 0.018481 | 0.021121 | 0.023761 | 0.026401 | 0.029041 | 0.031681 | 0.034321 | 0.036961 | 0.039601 | 0.042241 | 0.044881 | 0.047521 | 0.050161 | 0.052801
Discretionary | Industrial | $0.01/MWh to $10/MWh | Pulp | Industrial | Kraft: Effluent Treatment System | 100% | 0.018404 | 0.036809 | 0.055213 | 0.073617 | 0.092022 | 0.11043 | 0.12883 | 0.14723 | 0.16564 | 0.18404 | 0.20245 | 0.22085 | 0.23926 | 0.25766 | 0.27606 | 0.29447 | 0.31287 | 0.33128 | 0.34968 | 0.36809
Discretionary | Industrial | $0.01/MWh to $10/MWh | Pulp | Industrial | Kraft: Efficient Agitator | 100% | 0.15844 | 0.31687 | 0.47531 | 0.63375 | 0.79218 | 0.95062 | 1.1091 | 1.2675 | 1.4259 | 1.5844 | 1.7428 | 1.9012 | 2.0597 | 2.2181 | 2.3765 | 2.535 | 2.6934 | 2.8519 | 3.0103 | 3.1687
Discretionary | Industrial | $10.01/MWh to $20/MWh | Paper | Industrial | Paper: Efficient Pulp Screen | 100% | 0.06121 | 0.12242 | 0.18363 | 0.24484 | 0.30605 | 0.36726 | 0.42847 | 0.48968 | 0.55089 | 0.6121 | 0.67331 | 0.73452 | 0.79573 | 0.85694 | 0.91815 | 0.97936 | 1.0406 | 1.1018 | 1.163 | 1.2242
Discretionary | Industrial | $10.01/MWh to $20/MWh | Paper | Industrial | Paper: Premium Fan | 100% | 0.070095 | 0.14019 | 0.21029 | 0.28038 | 0.35048 | 0.42057 | 0.49067 | 0.56076 | 0.63086 | 0.70095 | 0.77105 | 0.84114 | 0.91124 | 0.98133 | 1.0514 | 1.1215 | 1.1916 | 1.2617 | 1.3318 | 1.4019
Discretionary | Industrial | $60.01/MWh to $80/MWh | Paper | Industrial | Paper: Material Handling | 0% | 0 | 0 | 0 | 0 | 0 | 0 | 0 | 0 | 0 | 0 | 0 | 0 | 0 | 0 | 0 | 0 | 0 | 0 | 0 | 0
Discretionary | Industrial | $60.01/MWh to $80/MWh | Paper | Industrial | Paper: Large Material Handling | 0% | 0 | 0 | 0 | 0 | 0 | 0 | 0 | 0 | 0 | 0 | 0 | 0 | 0 | 0 | 0 | 0 | 0 | 0 | 0 | 0
Discretionary | Industrial | $30.01/MWh to $35/MWh | Paper | Industrial | Paper: Premium Control Large Material | 100% | 0.061621 | 0.12324 | 0.18486 | 0.24648 | 0.3081 | 0.36973 | 0.43135 | 0.49297 | 0.55459 | 0.61621 | 0.67783 | 0.73945 | 0.80107 | 0.86269 | 0.92431 | 0.98593 | 1.0476 | 1.1092 | 1.1708 | 1.2324
Discretionary | Industrial | Over $100/MWh | Material Handling | Industrial | Material Handling1 | 0% | 0 | 0 | 0 | 0 | 0 | 0 | 0 | 0 | 0 | 0 | 0 | 0 | 0 | 0 | 0 | 0 | 0 | 0 | 0 | 0
Discretionary | Industrial | $30.01/MWh to $35/MWh | Material Handling | Industrial | Material Handling2 | 100% | 0.10422 | 0.23218 | 0.38877 | 0.57055 | 0.77789 | 1.0203 | 1.2862 | 1.5579 | 1.8139 | 2.0339 | 2.2042 | 2.3211 | 2.391 | 2.4237 | 2.4237 | 2.4237 | 2.4237 | 2.4237 | 2.4237 | 2.4237
Discretionary | Industrial | Over $100/MWh | Material Handling | Industrial | Material Handling VFD1 | 0% | 0 | 0 | 0 | 0 | 0 | 0 | 0 | 0 | 0 | 0 | 0 | 0 | 0 | 0 | 0 | 0 | 0 | 0 | 0 | 0
Discretionary | Industrial | $10.01/MWh to $20/MWh | Material Handling | Industrial | Material Handling VFD2 | 100% | 0.41204 | 0.91795 | 1.537 | 2.2557 | 3.0755 | 4.0338 | 5.0852 | 6.1592 | 7.1713 | 8.0413 | 8.7146 | 9.1766 | 9.4531 | 9.5823 | 9.5823 | 9.5823 | 9.5823 | 9.5823 | 9.5823 | 9.5823
Discretionary | Industrial | $0/MWh and Under | Wood | Industrial | Wood: Replace Pneumatic Conveyor | 100% | 0.30204 | 0.6729 | 1.1267 | 1.6535 | 2.2544 | 2.9569 | 3.7276 | 4.5149 | 5.2569 | 5.8946 | 6.3881 | 6.7268 | 6.9295 | 7.0242 | 7.0242 | 7.0242 | 7.0242 | 7.0242 | 7.0242 | 7.0242
Discretionary | Industrial | $10.01/MWh to $20/MWh | Wood | Industrial | Panel: Hydraulic Press | 100% | 0.011396 | 0.025389 | 0.042512 | 0.062389 | 0.085061 | 0.11157 | 0.14065 | 0.17035 | 0.19835 | 0.22241 | 0.24103 | 0.25381 | 0.26146 | 0.26503 | 0.26503 | 0.26503 | 0.26503 | 0.26503 | 0.26503 | 0.26503
Discretionary | Industrial | $10.01/MWh to $20/MWh | Food Storage | Industrial | Cold Storage Retrofit | 100% | 0.15029 | 0.30058 | 0.45087 | 0.60116 | 0.75145 | 0.88671 | 0.99492 | 1.0815 | 1.1507 | 1.2061 | 1.2505 | 1.2859 | 1.3143 | 1.337 | 1.3551 | 1.3697 | 1.3698 | 1.3698 | 1.3698 | 1.3698
Discretionary | Industrial | $0.01/MWh to $10/MWh | Food Storage | Industrial | Cold Storage Tuneup | 100% | 0.099753 | 0.19951 | 0.29926 | 0.39901 | 0.49876 | 0.58854 | 0.66036 | 0.71782 | 0.76379 | 0.80056 | 0.82998 | 0.85351 | 0.87234 | 0.8874 | 0.89945 | 0.90909 | 0.90916 | 0.90918 | 0.90919 | 0.90919
Discretionary | Industrial | $10.01/MWh to $20/MWh | Food Storage | Industrial | Fruit Storage Refer Retrofit | 100% | 1.8468 | 3.6937 | 5.5405 | 7.3874 | 9.2342 | 10.8964 | 12.2261 | 13.2899 | 14.1409 | 14.8218 | 15.3664 | 15.8021 | 16.1507 | 16.4296 | 16.6527 | 16.8312 | 16.8324 | 16.8328 | 16.833 | 16.833
Discretionary | Industrial | Over $100/MWh | Food Storage | Industrial | CA Retrofit -- CO2 Scrub | 0% | 0 | 0 | 0 | 0 | 0 | 0 | 0 | 0 | 0 | 0 | 0 | 0 | 0 | 0 | 0 | 0 | 0 | 0 | 0 | 0
Discretionary | Industrial | Over $100/MWh | Food Storage | Industrial | CA Retrofit -- Membrane | 0% | 0 | 0 | 0 | 0 | 0 | 0 | 0 | 0 | 0 | 0 | 0 | 0 | 0 | 0 | 0 | 0 | 0 | 0 | 0 | 0
Discretionary | Industrial | $0.01/MWh to $10/MWh | Food Storage | Industrial | Fruit Storage Tuneup | 100% | 0.59021 | 1.1804 | 1.7706 | 2.3608 | 2.951 | 3.4822 | 3.9072 | 4.2471 | 4.5191 | 4.7367 | 4.9108 | 5.05 | 5.1614 | 5.2505 | 5.3218 | 5.3788 | 5.3792 | 5.3794 | 5.3794 | 5.3794
Discretionary | Industrial | $10.01/MWh to $20/MWh | Food Storage | Industrial | Groc Dist Retrofit | 100% | 0.041083 | 0.082166 | 0.12325 | 0.16433 | 0.20542 | 0.24239 | 0.27197 | 0.29563 | 0.31456 | 0.32971 | 0.34183 | 0.35152 | 0.35927 | 0.36548 | 0.37044 | 0.37441 | 0.37444 | 0.37444 | 0.37445 | 0.37445
Discretionary | Industrial | $0.01/MWh to $10/MWh | Food Storage | Industrial | Groc Dist Tuneup | 100% | 0.050669 | 0.10134 | 0.15201 | 0.20268 | 0.25335 | 0.29895 | 0.33543 | 0.36461 | 0.38796 | 0.40664 | 0.42158 | 0.43354 | 0.4431 | 0.45075 | 0.45687 | 0.46177 | 0.4618 | 0.46182 | 0.46182 | 0.46182
Discretionary | Industrial | $10.01/MWh to $20/MWh | Plant Energy Management | Industrial | Plant Energy Management | 100% | 1.9424 | 3.8848 | 5.8272 | 7.7696 | 9.712 | 11.4601 | 12.8587 | 13.9775 | 14.8726 | 15.5886 | 16.1614 | 16.6197 | 16.9863 | 17.2796 | 17.5142 | 17.702 | 17.7032 | 17.7037 | 17.7038 | 17.7039
Discretionary | Industrial | $20.01/MWh to $25/MWh | Energy Project Management | Industrial | Energy Project Management | 100% | 1.5849 | 3.531 | 5.9124 | 8.6768 | 11.83 | 15.5165 | 19.5606 | 23.6919 | 27.5852 | 30.9318 | 33.5216 | 35.2989 | 36.3624 | 36.8591 | 36.8591 | 36.8591 | 36.8591 | 36.8591 | 36.8591 | 36.8591
Discretionary | Industrial | $0/MWh and Under | Integrated Plant Energy Management | Industrial | Integrated Plant Energy Management | 100% | 1.6302 | 3.2605 | 4.8907 | 6.5209 | 8.1512 | 9.7814 | 11.4117 | 13.0419 | 14.6721 | 16.3024 | 17.9326 | 19.5628 | 21.1931 | 22.8233 | 24.4536 | 26.0838 | 27.714 | 29.3443 | 30.9745 | 32.6047
Lost Opportunity | Lighting | $0/MWh and Under | Street and Roadway Lighting | Commercial | Streetlight - HPS 100W - New | 100% | 0.030531 | 0.0625 | 0.095298 | 0.12863 | 0.16237 | 0.19647 | 0.23093 | 0.26572 | 0.30087 | 0.33637 | 0.37222 | 0.40843 | 0.445 | 0.48193 | 0.51923 | 0.55689 | 0.59491 | 0.63329 | 0.67206 | 0.71121
Lost Opportunity | Lighting | $0/MWh and Under | Street and Roadway Lighting | Commercial | Streetlight - HPS 250W - New | 100% | 0.01728 | 0.035374 | 0.053937 | 0.072803 | 0.091899 | 0.1112 | 0.1307 | 0.1504 | 0.17029 | 0.19038 | 0.21067 | 0.23117 | 0.25186 | 0.27277 | 0.29388 | 0.3152 | 0.33671 | 0.35844 | 0.38038 | 0.40254
Lost Opportunity | Lighting | $0/MWh and Under | Street and Roadway Lighting | Commercial | Streetlight - MH 200W - New | 100% | 0.0095973 | 0.019647 | 0.029956 | 0.040434 | 0.05104 | 0.06176 | 0.07259 | 0.083529 | 0.094578 | 0.10574 | 0.11701 | 0.12839 | 0.13988 | 0.15149 | 0.16322 | 0.17506 | 0.18701 | 0.19907 | 0.21126 | 0.22357
Lost Opportunity | Lighting | $0/MWh and Under | Street and Roadway Lighting | Commercial | Streetlight - MH 400W - New | 100% | 0.037348 | 0.076454 | 0.11657 | 0.15735 | 0.19862 | 0.24034 | 0.28248 | 0.32505 | 0.36805 | 0.41147 | 0.45533 | 0.49962 | 0.54435 | 0.58953 | 0.63515 | 0.68123 | 0.72773 | 0.77469 | 0.82211 | 0.87
Lost Opportunity | Lighting | $0.01/MWh to $10/MWh | Street and Roadway Lighting | Commercial | Streetlight - MH 1000W - New | 100% | 0.0075698 | 0.015496 | 0.023628 | 0.031892 | 0.040258 | 0.048713 | 0.057256 | 0.065884 | 0.074598 | 0.083399 | 0.092288 | 0.10127 | 0.11033 | 0.11949 | 0.12874 | 0.13808 | 0.1475 | 0.15702 | 0.16663 | 0.17634
Lost Opportunity | Lighting | $0/MWh and Under | Street and Roadway Lighting | Commercial | Streetlight - HPS 100W - NR | 100% | 0.48644 | 0.53137 | 0.53137 | 0.53137 | 0.53137 | 0.53137 | 0.53137 | 0.53137 | 0.53137 | 0.53137 | 0.53137 | 0.53137 | 0.53137 | 0.53137 | 0.53137 | 0.53137 | 0.53137 | 0.53137 | 0.53137 | 0.53137
Lost Opportunity | Lighting | $0/MWh and Under | Street and Roadway Lighting | Commercial | Streetlight - MH 200W - NR | 100% | 0.15291 | 0.16703 | 0.16703 | 0.16703 | 0.16703 | 0.16703 | 0.16703 | 0.16703 | 0.16703 | 0.16703 | 0.16703 | 0.16703 | 0.16703 | 0.16703 | 0.16703 | 0.16703 | 0.16703 | 0.16703 | 0.16703 | 0.16703
Lost Opportunity | Lighting | $0/MWh and Under | Street and Roadway Lighting | Commercial | Streetlight - HPS 250W - NR | 100% | 0.27532 | 0.30075 | 0.30075 | 0.30075 | 0.30075 | 0.30075 | 0.30075 | 0.30075 | 0.30075 | 0.30075 | 0.30075 | 0.30075 | 0.30075 | 0.30075 | 0.30075 | 0.30075 | 0.30075 | 0.30075 | 0.30075 | 0.30075
Lost Opportunity | Lighting | $0/MWh and Under | Street and Roadway Lighting | Commercial | Streetlight - MH 400W - NR | 100% | 0.7438 | 0.81251 | 0.81251 | 0.81251 | 0.81251 | 0.81251 | 0.81251 | 0.81251 | 0.81251 | 0.81251 | 0.81251 | 0.81251 | 0.81251 | 0.81251 | 0.81251 | 0.81251 | 0.81251 | 0.81251 | 0.81251 | 0.81251
Lost Opportunity | Lighting | $0/MWh and Under | Street and Roadway Lighting | Commercial | Streetlight - MH 1000W - NR | 100% | 0.15076 | 0.16468 | 0.16468 | 0.16468 | 0.16468 | 0.16468 | 0.16468 | 0.16468 | 0.16468 | 0.16468 | 0.16468 | 0.16468 | 0.16468 | 0.16468 | 0.16468 | 0.16468 | 0.16468 | 0.16468 | 0.16468 | 0.16468
Discretionary | Other | $0.01/MWh to $10/MWh | Distribution System Efficiency | Utility | 1 - LDC voltage control method | 100% | 0.21467 | 0.56245 | 1.0474 | 1.7178 | 2.5116 | 3.4238 | 4.4549 | 5.5588 | 6.7383 | 7.9883 | 9.3118 | 10.7092 | 12.1135 | 13.5184 | 14.9277 | 16.3409 | 17.7609 | 19.1832 | 20.6094 | 22.0396
Discretionary | Other | $0.01/MWh to $10/MWh | Distribution System Efficiency | Utility | 2 - Light system improvements | 100% | 0.15769 | 0.41315 | 0.76936 | 1.2618 | 1.8449 | 2.5149 | 3.2723 | 4.0832 | 4.9497 | 5.8678 | 6.84 | 7.8665 | 8.898 | 9.93 | 10.9652 | 12.0033 | 13.0463 | 14.091 | 15.1387 | 16.1892
Discretionary | Other | $40.01/MWh to $50/MWh | Distribution System Efficiency | Utility | 3 - Major system improvements | 0% | 0 | 0 | 0 | 0 | 0 | 0 | 0 | 0 | 0 | 0 | 0 | 0 | 0 | 0 | 0 | 0 | 0 | 0 | 0 | 0
Discretionary | Other | $50.01/MWh to $60/MWh | Distribution System Efficiency | Utility | 4 - EOL voltage control method | 0% | 0 | 0 | 0 | 0 | 0 | 0 | 0 | 0 | 0 | 0 | 0 | 0 | 0 | 0 | 0 | 0 | 0 | 0 | 0 | 0
Discretionary | Other | Over $100/MWh | Distribution System Efficiency | Utility | A - SCL implement EOL w/ major system improvements | 0% | 0 | 0 | 0 | 0 | 0 | 0 | 0 | 0 | 0 | 0 | 0 | 0 | 0 | 0 | 0 | 0 | 0 | 0 | 0 | 0
Lost Opportunity | Lighting | $40.01/MWh to $50/MWh | Bi-Level Stairwell Lighting | Commercial | NR_LFStairwell8760_Fix_Repl_from LF_2018 to LF_Bi-Level_Fix | 0% | 0 | 0 | 0 | 0 | 0 | 0 | 0 | 0 | 0 | 0 | 0 | 0 | 0 | 0 | 0 | 0 | 0 | 0 | 0 | 0
Lost Opportunity | Lighting | $80.01/MWh to $100/MWh | Bi-Level Stairwell Lighting | Commercial | NR_LFStairwell3600_Fix_Repl_from LF_2019 to LF_Bi-Level_Fix | 0% | 0 | 0 | 0 | 0 | 0 | 0 | 0 | 0 | 0 | 0 | 0 | 0 | 0 | 0 | 0 | 0 | 0 | 0 | 0 | 0
Lost Opportunity | Other | $0.01/MWh to $10/MWh | Compressed Air | Commercial | Compressed Air-NR-Large Off | 100% | 0.0011494 | 0.0026115 | 0.004391 | 0.0064881 | 0.0089026 | 0.011635 | 0.014684 | 0.018051 | 0.021735 | 0.025737 | 0.030056 | 0.034693 | 0.039648 | 0.044919 | 0.050508 | 0.05483 | 0.05483 | 0.05483 | 0.05483 | 0.05483
Lost Opportunity | Other | $0.01/MWh to $10/MWh | Compressed Air | Commercial | Compressed Air-NR-Medium Off | 100% | 0 | 0 | 0 | 0 | 0 | 0 | 0 | 0 | 0 | 0 | 0 | 0 | 0 | 0 | 0 | 0 | 0 | 0 | 0 | 0
Lost Opportunity | Other | $0.01/MWh to $10/MWh | Compressed Air | Commercial | Compressed Air-NR-Small Off | 100% | 0 | 0 | 0 | 0 | 0 | 0 | 0 | 0 | 0 | 0 | 0 | 0 | 0 | 0 | 0 | 0 | 0 | 0 | 0 | 0
Lost Opportunity | Other | $0.01/MWh to $10/MWh | Compressed Air | Commercial | Compressed Air-NR-XLarge Ret | 100% | 0.0024541 | 0.0055694 | 0.0093614 | 0.01383 | 0.018976 | 0.024798 | 0.031297 | 0.038473 | 0.046326 | 0.054855 | 0.064061 | 0.073944 | 0.084504 | 0.09574 | 0.10765 | 0.11707 | 0.11707 | 0.11707 | 0.11707 | 0.11707
Lost Opportunity | Other | $0.01/MWh to $10/MWh | Compressed Air | Commercial | Compressed Air-NR-Large Ret | 100% | 0 | 0 | 0 | 0 | 0 | 0 | 0 | 0 | 0 | 0 | 0 | 0 | 0 | 0 | 0 | 0 | 0 | 0 | 0 | 0
Lost Opportunity | Other | $0.01/MWh to $10/MWh | Compressed Air | Commercial | Compressed Air-NR-Medium Ret | 100% | 0 | 0 | 0 | 0 | 0 | 0 | 0 | 0 | 0 | 0 | 0 | 0 | 0 | 0 | 0 | 0 | 0 | 0 | 0 | 0
Lost Opportunity | Other | $0.01/MWh to $10/MWh | Compressed Air | Commercial | Compressed Air-NR-Small Ret | 100% | 0 | 0 | 0 | 0 | 0 | 0 | 0 | 0 | 0 | 0 | 0 | 0 | 0 | 0 | 0 | 0 | 0 | 0 | 0 | 0
Lost Opportunity | Other | $0.01/MWh to $10/MWh | Compressed Air | Commercial | Compressed Air-NR-School K-12 | 100% | 1.8282e-05 | 4.1505e-05 | 6.9771e-05 | 0.00010308 | 0.00014144 | 0.00018484 | 0.00023328 | 0.00028677 | 0.0003453 | 0.00040887 | 0.00047749 | 0.00055115 | 0.00062986 | 0.00071361 | 0.00080241 | 0.00087213 | 0.00087213 | 0.00087213 | 0.00087213 | 0.00087213
Lost Opportunity | Other | $0.01/MWh to $10/MWh | Compressed Air | Commercial | Compressed Air-NR-University | 100% | 1.8282e-05 | 4.1505e-05 | 6.9771e-05 | 0.00010308 | 0.00014144 | 0.00018484 | 0.00023328 | 0.00028677 | 0.0003453 | 0.00040887 | 0.00047749 | 0.00055115 | 0.00062986 | 0.00071361 | 0.00080241 | 0.00087213 | 0.00087213 | 0.00087213 | 0.00087213 | 0.00087213
Lost Opportunity | Other | $0.01/MWh to $10/MWh | Compressed Air | Commercial | Compressed Air-NR-Warehouse | 100% | 0.0025516 | 0.0057943 | 0.0097414 | 0.014393 | 0.019748 | 0.025808 | 0.032572 | 0.040041 | 0.048213 | 0.05709 | 0.066672 | 0.076957 | 0.087947 | 0.099641 | 0.11204 | 0.12172 | 0.12172 | 0.12172 | 0.12172 | 0.12172
Lost Opportunity | Other | $0.01/MWh to $10/MWh | Compressed Air | Commercial | Compressed Air-NR-Supermarket | 100% | 8.0022e-05 | 0.00018102 | 0.00030398 | 0.00044891 | 0.00061582 | 0.00080469 | 0.0010155 | 0.0012483 | 0.0015031 | 0.0017799 | 0.0020786 | 0.0023993 | 0.002742 | 0.0031066 | 0.0034932 | 0.0038174 | 0.0038174 | 0.0038174 | 0.0038174 | 0.0038174
Lost Opportunity | Other | $0.01/MWh to $10/MWh | Compressed Air | Commercial | Compressed Air-NR-MiniMart | 100% | 0 | 0 | 0 | 0 | 0 | 0 | 0 | 0 | 0 | 0 | 0 | 0 | 0 | 0 | 0 | 0 | 0 | 0 | 0 | 0
Lost Opportunity | Other | $0.01/MWh to $10/MWh | Compressed Air | Commercial | Compressed Air-NR-Restaurant | 100% | 1.1573e-05 | 2.6262e-05 | 4.4142e-05 | 6.5214e-05 | 8.9476e-05 | 0.00011693 | 0.00014757 | 0.00018141 | 0.00021844 | 0.00025866 | 0.00030206 | 0.00034867 | 0.00039846 | 0.00045144 | 0.00050761 | 0.0005521 | 0.0005521 | 0.0005521 | 0.0005521 | 0.0005521
Lost Opportunity | Other | $0.01/MWh to $10/MWh | Compressed Air | Commercial | Compressed Air-NR-Lodging | 100% | 2.9414e-05 | 6.686e-05 | 0.00011244 | 0.00016614 | 0.00022797 | 0.00029794 | 0.00037603 | 0.00046225 | 0.0005566 | 0.00065909 | 0.0007697 | 0.00088844 | 0.0010153 | 0.0011503 | 0.0012934 | 0.0014032 | 0.0014032 | 0.0014032 | 0.0014032 | 0.0014032
Lost Opportunity | Other | $0.01/MWh to $10/MWh | Compressed Air | Commercial | Compressed Air-NR-Hospital | 100% | 5.3851e-06 | 1.2243e-05 | 2.059e-05 | 3.0426e-05 | 4.175e-05 | 5.4563e-05 | 6.8865e-05 | 8.4656e-05 | 0.00010194 | 0.0001207 | 0.00014096 | 0.00016271 | 0.00018594 | 0.00021066 | 0.00023688 | 0.00025689 | 0.00025689 | 0.00025689 | 0.00025689 | 0.00025689
Lost Opportunity | Other | $0.01/MWh to $10/MWh | Compressed Air | Commercial | Compressed Air-NR-Residential Care | 100% | 5.3851e-06 | 1.2241e-05 | 2.0584e-05 | 3.0416e-05 | 4.1737e-05 | 5.4545e-05 | 6.8842e-05 | 8.4628e-05 | 0.0001019 | 0.00012066 | 0.00014091 | 0.00016265 | 0.00018588 | 0.00021059 | 0.0002368 | 0.00025689 | 0.00025689 | 0.00025689 | 0.00025689 | 0.00025689
Lost Opportunity | Other | $0.01/MWh to $10/MWh | Compressed Air | Commercial | Compressed Air-NR-Assembly | 100% | 8.9021e-05 | 0.00020204 | 0.00033961 | 0.00050173 | 0.00068841 | 0.00089963 | 0.0011354 | 0.0013957 | 0.0016806 | 0.0019901 | 0.002324 | 0.0026826 | 0.0030657 | 0.0034733 | 0.0039055 | 0.0042466 | 0.0042466 | 0.0042466 | 0.0042466 | 0.0042466
Lost Opportunity | Other | $0.01/MWh to $10/MWh | Compressed Air | Commercial | Compressed Air-NR-Other | 100% | 0.00048246 | 0.0010914 | 0.0018327 | 0.0027066 | 0.0037128 | 0.0048516 | 0.0061228 | 0.0075264 | 0.0090625 | 0.010731 | 0.012532 | 0.014466 | 0.016532 | 0.01873 | 0.021061 | 0.023015 | 0.023015 | 0.023015 | 0.023015 | 0.023015
Discretionary | Other | $0.01/MWh to $10/MWh | Compressed Air | Commercial | Compressed Air-Retro-Large Off | 100% | 0.042638 | 0.085127 | 0.12762 | 0.17011 | 0.2126 | 0.25508 | 0.29757 | 0.34006 | 0.38255 | 0.42504 | 0.46753 | 0.51002 | 0.55251 | 0.595 | 0.63749 | 0.67998 | 0.72247 | 0.76496 | 0.80744 | 0.84993
Discretionary | Other | $0.01/MWh to $10/MWh | Compressed Air | Commercial | Compressed Air-Retro-Medium Off | 100% | 0 | 0 | 0 | 0 | 0 | 0 | 0 | 0 | 0 | 0 | 0 | 0 | 0 | 0 | 0 | 0 | 0 | 0 | 0 | 0
Discretionary | Other | $0.01/MWh to $10/MWh | Compressed Air | Commercial | Compressed Air-Retro-Small Off | 100% | 0 | 0 | 0 | 0 | 0 | 0 | 0 | 0 | 0 | 0 | 0 | 0 | 0 | 0 | 0 | 0 | 0 | 0 | 0 | 0
Discretionary | Other | $0.01/MWh to $10/MWh | Compressed Air | Commercial | Compressed Air-Retro-XLarge Ret | 100% | 0.091061 | 0.18164 | 0.27221 | 0.36279 | 0.45336 | 0.54394 | 0.63451 | 0.72509 | 0.81566 | 0.90624 | 0.99681 | 1.0874 | 1.178 | 1.2685 | 1.3591 | 1.4497 | 1.5403 | 1.6308 | 1.7214 | 1.812
Discretionary | Other | $0.01/MWh to $10/MWh | Compressed Air | Commercial | Compressed Air-Retro-Large Ret | 100% | 0 | 0 | 0 | 0 | 0 | 0 | 0 | 0 | 0 | 0 | 0 | 0 | 0 | 0 | 0 | 0 | 0 | 0 | 0 | 0
Discretionary | Other | $0.01/MWh to $10/MWh | Compressed Air | Commercial | Compressed Air-Retro-Medium Ret | 100% | 0 | 0 | 0 | 0 | 0 | 0 | 0 | 0 | 0 | 0 | 0 | 0 | 0 | 0 | 0 | 0 | 0 | 0 | 0 | 0
Discretionary | Other | $0.01/MWh to $10/MWh | Compressed Air | Commercial | Compressed Air-Retro-Small Ret | 100% | 0 | 0 | 0 | 0 | 0 | 0 | 0 | 0 | 0 | 0 | 0 | 0 | 0 | 0 | 0 | 0 | 0 | 0 | 0 | 0
Discretionary | Other | $0.01/MWh to $10/MWh | Compressed Air | Commercial | Compressed Air-Retro-School K-12 | 100% | 0.00067831 | 0.0013534 | 0.0020285 | 0.0027036 | 0.0033786 | 0.0040537 | 0.0047288 | 0.0054039 | 0.006079 | 0.0067541 | 0.0074291 | 0.0081042 | 0.0087793 | 0.0094544 | 0.010129 | 0.010805 | 0.01148 | 0.012155 | 0.01283 | 0.013505
Discretionary | Other | $0.01/MWh to $10/MWh | Compressed Air | Commercial | Compressed Air-Retro-University | 100% | 0.00067831 | 0.0013534 | 0.0020285 | 0.0027036 | 0.0033786 | 0.0040537 | 0.0047288 | 0.0054039 | 0.006079 | 0.0067541 | 0.0074291 | 0.0081042 | 0.0087793 | 0.0094544 | 0.010129 | 0.010805 | 0.01148 | 0.012155 | 0.01283 | 0.013505
Discretionary | Other | $0.01/MWh to $10/MWh | Compressed Air | Commercial | Compressed Air-Retro-Warehouse | 100% | 0.094664 | 0.18892 | 0.28318 | 0.37744 | 0.47169 | 0.56595 | 0.66021 | 0.75446 | 0.84872 | 0.94298 | 1.0372 | 1.1315 | 1.2257 | 1.32 | 1.4143 | 1.5085 | 1.6028 | 1.697 | 1.7913 | 1.8855
Discretionary | Other | $0.01/MWh to $10/MWh | Compressed Air | Commercial | Compressed Air-Retro-Supermarket | 100% | 0 | 0 | 0 | 0 | 0 | 0 | 0 | 0 | 0 | 0 | 0 | 0 | 0 | 0 | 0 | 0 | 0 | 0 | 0 | 0
Discretionary | Other | $0.01/MWh to $10/MWh | Compressed Air | Commercial | Compressed Air-Retro-MiniMart | 100% | 0 | 0 | 0 | 0 | 0 | 0 | 0 | 0 | 0 | 0 | 0 | 0 | 0 | 0 | 0 | 0 | 0 | 0 | 0 | 0
Discretionary | Other | $0.01/MWh to $10/MWh | Compressed Air | Commercial | Compressed Air-Retro-Restaurant | 100% | 0 | 0 | 0 | 0 | 0 | 0 | 0 | 0 | 0 | 0 | 0 | 0 | 0 | 0 | 0 | 0 | 0 | 0 | 0 | 0
Discretionary | Other | $0.01/MWh to $10/MWh | Compressed Air | Commercial | Compressed Air-Retro-Lodging | 100% | 0 | 0 | 0 | 0 | 0 | 0 | 0 | 0 | 0 | 0 | 0 | 0 | 0 | 0 | 0 | 0 | 0 | 0 | 0 | 0
Discretionary | Other | $0.01/MWh to $10/MWh | Compressed Air | Commercial | Compressed Air-Retro-Hospital | 100% | 0.00019974 | 0.00039899 | 0.00059824 | 0.00079749 | 0.00099674 | 0.001196 | 0.0013952 | 0.0015945 | 0.0017937 | 0.001993 | 0.0021922 | 0.0023915 | 0.0025907 | 0.00279 | 0.0029893 | 0.0031885 | 0.0033878 | 0.003587 | 0.0037862 | 0.0039855
Discretionary | Other | $0.01/MWh to $10/MWh | Compressed Air | Commercial | Compressed Air-Retro-Residential Care | 100% | 0 | 0 | 0 | 0 | 0 | 0 | 0 | 0 | 0 | 0 | 0 | 0 | 0 | 0 | 0 | 0 | 0 | 0 | 0 | 0
Discretionary | Other | $0.01/MWh to $10/MWh | Compressed Air | Commercial | Compressed Air-Retro-Assembly | 100% | 0.0033031 | 0.006589 | 0.0098748 | 0.013161 | 0.016447 | 0.019732 | 0.023018 | 0.026304 | 0.02959 | 0.032876 | 0.036162 | 0.039448 | 0.042734 | 0.046019 | 0.049305 | 0.052591 | 0.055877 | 0.059163 | 0.062448 | 0.065734
Discretionary | Other | $0.01/MWh to $10/MWh | Compressed Air | Commercial | Compressed Air-Retro-Other | 100% | 0.017914 | 0.035641 | 0.053368 | 0.071095 | 0.088822 | 0.10655 | 0.12428 | 0.142 | 0.15973 | 0.17746 | 0.19518 | 0.21291 | 0.23064 | 0.24837 | 0.26609 | 0.28382 | 0.30155 | 0.31927 | 0.33699 | 0.35471
Lost Opportunity | Electronics | $0/MWh and Under | Monitor | Commercial | ENERGY STAR Display | 100% | 0.36121 | 0.73406 | 1.1113 | 1.4897 | 1.8675 | 2.2445 | 2.6202 | 2.9947 | 3.3678 | 3.7397 | 4.1103 | 4.4797 | 4.8476 | 5.2142 | 5.5796 | 5.9438 | 6.3068 | 6.6685 | 7.0291 | 7.3884
Lost Opportunity | Electronics | $0/MWh and Under | Desktop | Commercial | ENERGY STAR Desktop | 100% | 0.82846 | 1.6836 | 2.5489 | 3.4167 | 4.2833 | 5.1479 | 6.0098 | 6.8687 | 7.7245 | 8.5774 | 9.4275 | 10.2746 | 11.1184 | 11.9594 | 12.7975 | 13.6327 | 14.4652 | 15.2949 | 16.1219 | 16.9461
Lost Opportunity | Electronics | $0/MWh and Under | Laptop | Commercial | ENERGY STAR Laptop | 100% | 0.019506 | 0.048458 | 0.087728 | 0.13749 | 0.19708 | 0.26505 | 0.3394 | 0.41801 | 0.49905 | 0.58119 | 0.66366 | 0.74605 | 0.82819 | 0.91006 | 0.99166 | 1.073 | 1.1541 | 1.2349 | 1.3154 | 1.3957
Lost Opportunity | Other | $10.01/MWh to $20/MWh | Cooking Equipment | Commercial | Fryers | 100% | 0.015299 | 0.036907 | 0.065407 | 0.10092 | 0.14299 | 0.19066 | 0.24259 | 0.29737 | 0.35377 | 0.4109 | 0.46826 | 0.52556 | 0.58269 | 0.63965 | 0.65117 | 0.65117 | 0.65117 | 0.65117 | 0.65117 | 0.65117
Lost Opportunity | Other | $60.01/MWh to $80/MWh | Cooking Equipment | Commercial | HFHC (Wt Average Size) | 0% | 0 | 0 | 0 | 0 | 0 | 0 | 0 | 0 | 0 | 0 | 0 | 0 | 0 | 0 | 0 | 0 | 0 | 0 | 0 | 0
Lost Opportunity | Other | $0/MWh and Under | Cooking Equipment | Commercial | Steamer (Wt Average Size) | 100% | 0.3129 | 0.72214 | 1.2366 | 1.8581 | 2.5797 | 3.3868 | 4.2589 | 5.1746 | 6.115 | 7.0666 | 8.0216 | 8.9757 | 9.9273 | 10.8762 | 11.5281 | 11.5281 | 11.5281 | 11.5281 | 11.5281 | 11.5281
Lost Opportunity | Other | $0/MWh and Under | Cooking Equipment | Commercial | Combi Oven (Wt Average) | 100% | 0.092498 | 0.22315 | 0.39546 | 0.61017 | 0.86453 | 1.1527 | 1.4667 | 1.7979 | 2.1389 | 2.4844 | 2.8312 | 3.1776 | 3.5231 | 3.8674 | 3.9371 | 3.9371 | 3.9371 | 3.9371 | 3.9371 | 3.9371
Lost Opportunity | Other | $30.01/MWh to $35/MWh | Cooking Equipment | Commercial | Convection Oven (Wt Average) | 100% | 0.033045 | 0.076243 | 0.13053 | 0.1961 | 0.27223 | 0.35737 | 0.44936 | 0.54594 | 0.64513 | 0.7455 | 0.84622 | 0.94686 | 1.0472 | 1.1473 | 1.2164 | 1.2164 | 1.2164 | 1.2164 | 1.2164 | 1.2164
Lost Opportunity | Electronics | $0.01/MWh to $10/MWh | Data Centers | Commercial | Best Practice | 100% | 2.6587 | 6.4868 | 11.6165 | 16.2483 | 21.2902 | 27.1085 | 33.6466 | 40.6224 | 41.1395 | 41.1395 | 41.1395 | 41.1395 | 41.1395 | 41.1395 | 41.1395 | 41.1395 | 41.1395 | 41.1395 | 41.1395 | 41.1395
Lost Opportunity | Electronics | $10.01/MWh to $20/MWh | Data Centers | Commercial | Commercial Technology | 100% | 1.2278 | 2.9956 | 5.3646 | 7.5035 | 9.8319 | 12.5189 | 15.5382 | 18.7596 | 18.9984 | 18.9984 | 18.9984 | 18.9984 | 18.9984 | 18.9984 | 18.9984 | 18.9984 | 18.9984 | 18.9984 | 18.9984 | 18.9984
Lost Opportunity | Electronics | $0.01/MWh to $10/MWh | Data Centers | Commercial | Cutting Edge | 100% | 0.2902 | 0.70804 | 1.2679 | 1.7735 | 2.3238 | 2.9589 | 3.6725 | 4.434 | 4.4904 | 4.4904 | 4.4904 | 4.4904 | 4.4904 | 4.4904 | 4.4904 | 4.4904 | 4.4904 | 4.4904 | 4.4904 | 4.4904
Discretionary | HVAC | $60.01/MWh to $80/MWh | Demand Control Ventilation | Commercial | Demand Control Ventilation-Retro-Large Off | 0% | 0 | 0 | 0 | 0 | 0 | 0 | 0 | 0 | 0 | 0 | 0 | 0 | 0 | 0 | 0 | 0 | 0 | 0 | 0 | 0
Discretionary | HVAC | $60.01/MWh to $80/MWh | Demand Control Ventilation | Commercial | Demand Control Ventilation-Retro-Medium Off | 0% | 0 | 0 | 0 | 0 | 0 | 0 | 0 | 0 | 0 | 0 | 0 | 0 | 0 | 0 | 0 | 0 | 0 | 0 | 0 | 0
Discretionary | HVAC | $60.01/MWh to $80/MWh | Demand Control Ventilation | Commercial | Demand Control Ventilation-Retro-Small Off | 0% | 0 | 0 | 0 | 0 | 0 | 0 | 0 | 0 | 0 | 0 | 0 | 0 | 0 | 0 | 0 | 0 | 0 | 0 | 0 | 0
Discretionary | HVAC | $10.01/MWh to $20/MWh | Demand Control Ventilation | Commercial | Demand Control Ventilation-Retro-Xlarge Ret | 100% | 0.2856 | 0.5698 | 0.85262 | 1.1341 | 1.4141 | 1.6632 | 1.8579 | 2.0093 | 2.1263 | 2.1974 | 2.1974 | 2.1974 | 2.1974 | 2.1974 | 2.1974 | 2.1974 | 2.1974 | 2.1974 | 2.1974 | 2.1974
Discretionary | HVAC | $10.01/MWh to $20/MWh | Demand Control Ventilation | Commercial | Demand Control Ventilation-Retro-Large Ret | 100% | 0.22677 | 0.45243 | 0.67698 | 0.90044 | 1.1228 | 1.3206 | 1.4751 | 1.5954 | 1.6883 | 1.7447 | 1.7447 | 1.7447 | 1.7447 | 1.7447 | 1.7447 | 1.7447 | 1.7447 | 1.7447 | 1.7447 | 1.7447
Discretionary | HVAC | $10.01/MWh to $20/MWh | Demand Control Ventilation | Commercial | Demand Control Ventilation-Retro-Medium Ret | 100% | 0.051443 | 0.10263 | 0.15358 | 0.20427 | 0.25471 | 0.29957 | 0.33464 | 0.36192 | 0.38299 | 0.39579 | 0.39579 | 0.39579 | 0.39579 | 0.39579 | 0.39579 | 0.39579 | 0.39579 | 0.39579 | 0.39579 | 0.39579
Discretionary | HVAC | $10.01/MWh to $20/MWh | Demand Control Ventilation | Commercial | Demand Control Ventilation-Retro-Small Ret | 100% | 0.04964 | 0.099037 | 0.14819 | 0.19711 | 0.24579 | 0.28907 | 0.32291 | 0.34923 | 0.36956 | 0.38192 | 0.38192 | 0.38192 | 0.38192 | 0.38192 | 0.38192 | 0.38192 | 0.38192 | 0.38192 | 0.38192 | 0.38192
Discretionary | HVAC | $0.01/MWh to $10/MWh | Demand Control Ventilation | Commercial | Demand Control Ventilation-Retro-School K-12 | 100% | 0 | 0 | 0 | 0 | 0 | 0 | 0 | 0 | 0 | 0 | 0 | 0 | 0 | 0 | 0 | 0 | 0 | 0 | 0 | 0
Discretionary | HVAC | $0.01/MWh to $10/MWh | Demand Control Ventilation | Commercial | Demand Control Ventilation-Retro-University | 100% | 0 | 0 | 0 | 0 | 0 | 0 | 0 | 0 | 0 | 0 | 0 | 0 | 0 | 0 | 0 | 0 | 0 | 0 | 0 | 0
Discretionary | HVAC | $35.01/MWh to $40/MWh | Demand Control Ventilation | Commercial | Demand Control Ventilation-Retro-Warehouse | 100% | 0.0044433 | 0.0088691 | 0.013278 | 0.017669 | 0.022042 | 0.025935 | 0.028981 | 0.031351 | 0.033184 | 0.034587 | 0.034784 | 0.034784 | 0.034784 | 0.034784 | 0.034784 | 0.034784 | 0.034784 | 0.034784 | 0.034784 | 0.034784
Discretionary | HVAC | $10.01/MWh to $20/MWh | Demand Control Ventilation | Commercial | Demand Control Ventilation-Retro-Supermarket | 100% | 0.073202 | 0.14571 | 0.21752 | 0.28865 | 0.35911 | 0.42149 | 0.47009 | 0.50775 | 0.51737 | 0.51737 | 0.51737 | 0.51737 | 0.51737 | 0.51737 | 0.51737 | 0.51737 | 0.51737 | 0.51737 | 0.51737 | 0.51737
Discretionary | HVAC | $10.01/MWh to $20/MWh | Demand Control Ventilation | Commercial | Demand Control Ventilation-Retro-MiniMart | 100% | 0.023623 | 0.047128 | 0.070515 | 0.093784 | 0.11694 | 0.13752 | 0.15362 | 0.16613 | 0.1758 | 0.18133 | 0.18133 | 0.18133 | 0.18133 | 0.18133 | 0.18133 | 0.18133 | 0.18133 | 0.18133 | 0.18133 | 0.18133
Discretionary | HVAC | $0.01/MWh to $10/MWh | Demand Control Ventilation | Commercial | Demand Control Ventilation-Retro-Restaurant | 100% | 0.062671 | 0.12505 | 0.18713 | 0.24891 | 0.31041 | 0.36549 | 0.40933 | 0.44423 | 0.47201 | 0.49412 | 0.51171 | 0.52556 | 0.52556 | 0.52556 | 0.52556 | 0.52556 | 0.52556 | 0.52556 | 0.52556 | 0.52556
Discretionary | HVAC | $35.01/MWh to $40/MWh | Demand Control Ventilation | Commercial | Demand Control Ventilation-Retro-Lodging | 100% | 0.036073 | 0.072053 | 0.10794 | 0.14374 | 0.17944 | 0.21126 | 0.23618 | 0.2556 | 0.27063 | 0.28215 | 0.28955 | 0.28955 | 0.28955 | 0.28955 | 0.28955 | 0.28955 | 0.28955 | 0.28955 | 0.28955 | 0.28955
Discretionary | HVAC | $40.01/MWh to $50/MWh | Demand Control Ventilation | Commercial | Demand Control Ventilation-Retro-Hospital | 0% | 0 | 0 | 0 | 0 | 0 | 0 | 0 | 0 | 0 | 0 | 0 | 0 | 0 | 0 | 0 | 0 | 0 | 0 | 0 | 0
Discretionary | HVAC | $40.01/MWh to $50/MWh | Demand Control Ventilation | Commercial | Demand Control Ventilation-Retro-Residential Care | 0% | 0 | 0 | 0 | 0 | 0 | 0 | 0 | 0 | 0 | 0 | 0 | 0 | 0 | 0 | 0 | 0 | 0 | 0 | 0 | 0
Discretionary | HVAC | $35.01/MWh to $40/MWh | Demand Control Ventilation | Commercial | Demand Control Ventilation-Retro-Assembly | 100% | 0.15462 | 0.3085 | 0.46165 | 0.61407 | 0.76576 | 0.90067 | 1.0061 | 1.0882 | 1.1516 | 1.1922 | 1.1922 | 1.1922 | 1.1922 | 1.1922 | 1.1922 | 1.1922 | 1.1922 | 1.1922 | 1.1922 | 1.1922
Discretionary | HVAC | $25.01/MWh to $30/MWh | Demand Control Ventilation | Commercial | Demand Control Ventilation-Retro-Other | 100% | 0.046908 | 0.09337 | 0.13939 | 0.18497 | 0.23012 | 0.2701 | 0.30123 | 0.32537 | 0.33153 | 0.33153 | 0.33153 | 0.33153 | 0.33153 | 0.33153 | 0.33153 | 0.33153 | 0.33153 | 0.33153 | 0.33153 | 0.33153
Discretionary | HVAC | $25.01/MWh to $30/MWh | DCV Parking Garage | Commercial | DCV Parking Garage-Retro | 100% | 0.50195 | 1.0018 | 1.4995 | 1.9951 | 2.4886 | 2.9276 | 3.2706 | 3.5372 | 3.7428 | 3.8999 | 4.0183 | 4.1059 | 4.1231 | 4.1231 | 4.1231 | 4.1231 | 4.1231 | 4.1231 | 4.1231 | 4.1231
Discretionary | HVAC | $25.01/MWh to $30/MWh | DCV Restaurant Hood | Commercial | DCV Hood w/ MUA 5 hp | 100% | 0.41703 | 0.70445 | 0.89882 | 1.0469 | 1.1746 | 1.2831 | 1.3739 | 1.4489 | 1.5099 | 1.5589 | 1.5803 | 1.5803 | 1.5803 | 1.5803 | 1.5803 | 1.5803 | 1.5803 | 1.5803 | 1.5803 | 1.5803
Discretionary | HVAC | $40.01/MWh to $50/MWh | DCV Restaurant Hood | Commercial | DCV Hood 5 hp | 0% | 0 | 0 | 0 | 0 | 0 | 0 | 0 | 0 | 0 | 0 | 0 | 0 | 0 | 0 | 0 | 0 | 0 | 0 | 0 | 0
Lost Opportunity | HVAC | $40.01/MWh to $50/MWh | DHP | Commercial | DHP-New-Large Off | 0% | 0 | 0 | 0 | 0 | 0 | 0 | 0 | 0 | 0 | 0 | 0 | 0 | 0 | 0 | 0 | 0 | 0 | 0 | 0 | 0
Lost Opportunity | HVAC | $40.01/MWh to $50/MWh | DHP | Commercial | DHP-New-Medium Off | 0% | 0 | 0 | 0 | 0 | 0 | 0 | 0 | 0 | 0 | 0 | 0 | 0 | 0 | 0 | 0 | 0 | 0 | 0 | 0 | 0
Lost Opportunity | HVAC | $35.01/MWh to $40/MWh | DHP | Commercial | DHP-New-Small Off | 100% | 0.0092292 | 0.018273 | 0.031776 | 0.042988 | 0.047118 | 0.047118 | 0.047118 | 0.047118 | 0.047118 | 0.047118 | 0.047118 | 0.047118 | 0.047118 | 0.047118 | 0.047118 | 0.047118 | 0.047118 | 0.047118 | 0.047118 | 0.047118
Lost Opportunity | HVAC | $40.01/MWh to $50/MWh | DHP | Commercial | DHP-New-XLarge Ret | 0% | 0 | 0 | 0 | 0 | 0 | 0 | 0 | 0 | 0 | 0 | 0 | 0 | 0 | 0 | 0 | 0 | 0 | 0 | 0 | 0
Lost Opportunity | HVAC | $40.01/MWh to $50/MWh | DHP | Commercial | DHP-New-Large Ret | 0% | 0 | 0 | 0 | 0 | 0 | 0 | 0 | 0 | 0 | 0 | 0 | 0 | 0 | 0 | 0 | 0 | 0 | 0 | 0 | 0
Lost Opportunity | HVAC | $40.01/MWh to $50/MWh | DHP | Commercial | DHP-New-Medium Ret | 0% | 0 | 0 | 0 | 0 | 0 | 0 | 0 | 0 | 0 | 0 | 0 | 0 | 0 | 0 | 0 | 0 | 0 | 0 | 0 | 0
Lost Opportunity | HVAC | $40.01/MWh to $50/MWh | DHP | Commercial | DHP-New-Small Ret | 0% | 0 | 0 | 0 | 0 | 0 | 0 | 0 | 0 | 0 | 0 | 0 | 0 | 0 | 0 | 0 | 0 | 0 | 0 | 0 | 0
Lost Opportunity | HVAC | $40.01/MWh to $50/MWh | DHP | Commercial | DHP-New-School K-12 | 0% | 0 | 0 | 0 | 0 | 0 | 0 | 0 | 0 | 0 | 0 | 0 | 0 | 0 | 0 | 0 | 0 | 0 | 0 | 0 | 0
Lost Opportunity | HVAC | $40.01/MWh to $50/MWh | DHP | Commercial | DHP-New-University | 0% | 0 | 0 | 0 | 0 | 0 | 0 | 0 | 0 | 0 | 0 | 0 | 0 | 0 | 0 | 0 | 0 | 0 | 0 | 0 | 0
Lost Opportunity | HVAC | $50.01/MWh to $60/MWh | DHP | Commercial | DHP-New-Warehouse | 0% | 0 | 0 | 0 | 0 | 0 | 0 | 0 | 0 | 0 | 0 | 0 | 0 | 0 | 0 | 0 | 0 | 0 | 0 | 0 | 0
Lost Opportunity | HVAC | $40.01/MWh to $50/MWh | DHP | Commercial | DHP-New-Supermarket | 0% | 0 | 0 | 0 | 0 | 0 | 0 | 0 | 0 | 0 | 0 | 0 | 0 | 0 | 0 | 0 | 0 | 0 | 0 | 0 | 0
Lost Opportunity | HVAC | $40.01/MWh to $50/MWh | DHP | Commercial | DHP-New-MiniMart | 0% | 0 | 0 | 0 | 0 | 0 | 0 | 0 | 0 | 0 | 0 | 0 | 0 | 0 | 0 | 0 | 0 | 0 | 0 | 0 | 0
Lost Opportunity | HVAC | $35.01/MWh to $40/MWh | DHP | Commercial | DHP-New-Restaurant | 100% | 0.00052646 | 0.0011549 | 0.0018841 | 0.0027123 | 0.0036065 | 0.0038126 | 0.0038126 | 0.0038126 | 0.0038126 | 0.0038126 | 0.0038126 | 0.0038126 | 0.0038126 | 0.0038126 | 0.0038126 | 0.0038126 | 0.0038126 | 0.0038126 | 0.0038126 | 0.0038126
Lost Opportunity | HVAC | $40.01/MWh to $50/MWh | DHP | Commercial | DHP-New-Lodging | 0% | 0 | 0 | 0 | 0 | 0 | 0 | 0 | 0 | 0 | 0 | 0 | 0 | 0 | 0 | 0 | 0 | 0 | 0 | 0 | 0
Lost Opportunity | HVAC | $50.01/MWh to $60/MWh | DHP | Commercial | DHP-New-Hospital | 0% | 0 | 0 | 0 | 0 | 0 | 0 | 0 | 0 | 0 | 0 | 0 | 0 | 0 | 0 | 0 | 0 | 0 | 0 | 0 | 0
Lost Opportunity | HVAC | $50.01/MWh to $60/MWh | DHP | Commercial | DHP-New-Residential Care | 0% | 0 | 0 | 0 | 0 | 0 | 0 | 0 | 0 | 0 | 0 | 0 | 0 | 0 | 0 | 0 | 0 | 0 | 0 | 0 | 0
Lost Opportunity | HVAC | $40.01/MWh to $50/MWh | DHP | Commercial | DHP-New-Assembly | 0% | 0 | 0 | 0 | 0 | 0 | 0 | 0 | 0 | 0 | 0 | 0 | 0 | 0 | 0 | 0 | 0 | 0 | 0 | 0 | 0
Lost Opportunity | HVAC | $40.01/MWh to $50/MWh | DHP | Commercial | DHP-New-Other | 0% | 0 | 0 | 0 | 0 | 0 | 0 | 0 | 0 | 0 | 0 | 0 | 0 | 0 | 0 | 0 | 0 | 0 | 0 | 0 | 0
Discretionary | HVAC | $40.01/MWh to $50/MWh | DHP | Commercial | DHP-Retro-Large Off | 0% | 0 | 0 | 0 | 0 | 0 | 0 | 0 | 0 | 0 | 0 | 0 | 0 | 0 | 0 | 0 | 0 | 0 | 0 | 0 | 0
Discretionary | HVAC | $40.01/MWh to $50/MWh | DHP | Commercial | DHP-Retro-Medium Off | 0% | 0 | 0 | 0 | 0 | 0 | 0 | 0 | 0 | 0 | 0 | 0 | 0 | 0 | 0 | 0 | 0 | 0 | 0 | 0 | 0
Discretionary | HVAC | $35.01/MWh to $40/MWh | DHP | Commercial | DHP-Retro-Small Off | 100% | 0.028432 | 0.074021 | 0.16673 | 0.32984 | 0.5838 | 0.939 | 1.3902 | 1.9153 | 2.4793 | 3.0415 | 3.5646 | 4.0207 | 4.3948 | 4.6845 | 4.8969 | 5.0445 | 5.1276 | 5.1276 | 5.1276 | 5.1276
Discretionary | HVAC | $40.01/MWh to $50/MWh | DHP | Commercial | DHP-Retro-XLarge Ret | 0% | 0 | 0 | 0 | 0 | 0 | 0 | 0 | 0 | 0 | 0 | 0 | 0 | 0 | 0 | 0 | 0 | 0 | 0 | 0 | 0
Discretionary | HVAC | $40.01/MWh to $50/MWh | DHP | Commercial | DHP-Retro-Large Ret | 0% | 0 | 0 | 0 | 0 | 0 | 0 | 0 | 0 | 0 | 0 | 0 | 0 | 0 | 0 | 0 | 0 | 0 | 0 | 0 | 0
Discretionary | HVAC | $40.01/MWh to $50/MWh | DHP | Commercial | DHP-Retro-Medium Ret | 0% | 0 | 0 | 0 | 0 | 0 | 0 | 0 | 0 | 0 | 0 | 0 | 0 | 0 | 0 | 0 | 0 | 0 | 0 | 0 | 0
Discretionary | HVAC | $40.01/MWh to $50/MWh | DHP | Commercial | DHP-Retro-Small Ret | 0% | 0 | 0 | 0 | 0 | 0 | 0 | 0 | 0 | 0 | 0 | 0 | 0 | 0 | 0 | 0 | 0 | 0 | 0 | 0 | 0
Discretionary | HVAC | $40.01/MWh to $50/MWh | DHP | Commercial | DHP-Retro-School K-12 | 0% | 0 | 0 | 0 | 0 | 0 | 0 | 0 | 0 | 0 | 0 | 0 | 0 | 0 | 0 | 0 | 0 | 0 | 0 | 0 | 0
Discretionary | HVAC | $40.01/MWh to $50/MWh | DHP | Commercial | DHP-Retro-University | 0% | 0 | 0 | 0 | 0 | 0 | 0 | 0 | 0 | 0 | 0 | 0 | 0 | 0 | 0 | 0 | 0 | 0 | 0 | 0 | 0
Discretionary | HVAC | $50.01/MWh to $60/MWh | DHP | Commercial | DHP-Retro-Warehouse | 0% | 0 | 0 | 0 | 0 | 0 | 0 | 0 | 0 | 0 | 0 | 0 | 0 | 0 | 0 | 0 | 0 | 0 | 0 | 0 | 0
Discretionary | HVAC | $40.01/MWh to $50/MWh | DHP | Commercial | DHP-Retro-Supermarket | 0% | 0 | 0 | 0 | 0 | 0 | 0 | 0 | 0 | 0 | 0 | 0 | 0 | 0 | 0 | 0 | 0 | 0 | 0 | 0 | 0
Discretionary | HVAC | $40.01/MWh to $50/MWh | DHP | Commercial | DHP-Retro-MiniMart | 0% | 0 | 0 | 0 | 0 | 0 | 0 | 0 | 0 | 0 | 0 | 0 | 0 | 0 | 0 | 0 | 0 | 0 | 0 | 0 | 0
Discretionary | HVAC | $35.01/MWh to $40/MWh | DHP | Commercial | DHP-Retro-Restaurant | 100% | 0.0012462 | 0.0032393 | 0.0072827 | 0.014382 | 0.025416 | 0.040821 | 0.060355 | 0.08305 | 0.10738 | 0.1316 | 0.15408 | 0.17366 | 0.18969 | 0.20208 | 0.21115 | 0.21702 | 0.21702 | 0.21702 | 0.21702 | 0.21702
Discretionary | HVAC | $40.01/MWh to $50/MWh | DHP | Commercial | DHP-Retro-Lodging | 0% | 0 | 0 | 0 | 0 | 0 | 0 | 0 | 0 | 0 | 0 | 0 | 0 | 0 | 0 | 0 | 0 | 0 | 0 | 0 | 0
Discretionary | HVAC | $50.01/MWh to $60/MWh | DHP | Commercial | DHP-Retro-Hospital | 0% | 0 | 0 | 0 | 0 | 0 | 0 | 0 | 0 | 0 | 0 | 0 | 0 | 0 | 0 | 0 | 0 | 0 | 0 | 0 | 0
Discretionary | HVAC | $50.01/MWh to $60/MWh | DHP | Commercial | DHP-Retro-Residential Care | 0% | 0 | 0 | 0 | 0 | 0 | 0 | 0 | 0 | 0 | 0 | 0 | 0 | 0 | 0 | 0 | 0 | 0 | 0 | 0 | 0
Discretionary | HVAC | $40.01/MWh to $50/MWh | DHP | Commercial | DHP-Retro-Assembly | 0% | 0 | 0 | 0 | 0 | 0 | 0 | 0 | 0 | 0 | 0 | 0 | 0 | 0 | 0 | 0 | 0 | 0 | 0 | 0 | 0
Discretionary | HVAC | $40.01/MWh to $50/MWh | DHP | Commercial | DHP-Retro-Other | 0% | 0 | 0 | 0 | 0 | 0 | 0 | 0 | 0 | 0 | 0 | 0 | 0 | 0 | 0 | 0 | 0 | 0 | 0 | 0 | 0
Lost Opportunity | Other | $20.01/MWh to $25/MWh | ECM-VAV | Commercial | ECM-VAV-NEW-Large Off | 100% | 0.022597 | 0.045563 | 0.07968 | 0.11141 | 0.14571 | 0.18691 | 0.23026 | 0.28165 | 0.34108 | 0.39406 | 0.45212 | 0.51293 | 0.56852 | 0.62442 | 0.67918 | 0.73504 | 0.792 | 0.85007 | 0.90923 | 0.96949
Lost Opportunity | Other | $20.01/MWh to $25/MWh | ECM-VAV | Commercial | ECM-VAV-NEW-Medium Off | 100% | 0.0015244 | 0.0029828 | 0.0053053 | 0.007471 | 0.0097694 | 0.012564 | 0.015503 | 0.018938 | 0.022864 | 0.026422 | 0.030388 | 0.03443 | 0.038231 | 0.041909 | 0.045543 | 0.049318 | 0.053234 | 0.057291 | 0.061489 | 0.065827
Lost Opportunity | Other | $0.01/MWh to $10/MWh | ECM-VAV | Commercial | ECM-VAV-NEW-Small Off | 100% | 0 | 0 | 0 | 0 | 0 | 0 | 0 | 0 | 0 | 0 | 0 | 0 | 0 | 0 | 0 | 0 | 0 | 0 | 0 | 0
Lost Opportunity | Other | $20.01/MWh to $25/MWh | ECM-VAV | Commercial | ECM-VAV-NEW-XLarge Ret | 100% | 6.1942e-05 | 0.00013208 | 0.00021418 | 0.00030479 | 0.0004206 | 0.0005573 | 0.00071778 | 0.0010008 | 0.0013384 | 0.0016376 | 0.0019304 | 0.0022159 | 0.0024483 | 0.0026883 | 0.0029108 | 0.0031595 | 0.0034342 | 0.0037351 | 0.004062 | 0.0044151
Lost Opportunity | Other | $0.01/MWh to $10/MWh | ECM-VAV | Commercial | ECM-VAV-NEW-Large Ret | 100% | 0 | 0 | 0 | 0 | 0 | 0 | 0 | 0 | 0 | 0 | 0 | 0 | 0 | 0 | 0 | 0 | 0 | 0 | 0 | 0
Lost Opportunity | Other | $0.01/MWh to $10/MWh | ECM-VAV | Commercial | ECM-VAV-NEW-Medium Ret | 100% | 0 | 0 | 0 | 0 | 0 | 0 | 0 | 0 | 0 | 0 | 0 | 0 | 0 | 0 | 0 | 0 | 0 | 0 | 0 | 0
Lost Opportunity | Other | $0.01/MWh to $10/MWh | ECM-VAV | Commercial | ECM-VAV-NEW-Small Ret | 100% | 0 | 0 | 0 | 0 | 0 | 0 | 0 | 0 | 0 | 0 | 0 | 0 | 0 | 0 | 0 | 0 | 0 | 0 | 0 | 0
Lost Opportunity | Other | $20.01/MWh to $25/MWh | ECM-VAV | Commercial | ECM-VAV-NEW-School K-12 | 100% | 0.00023167 | 0.00056004 | 0.0010017 | 0.0017115 | 0.0026461 | 0.0035107 | 0.0044233 | 0.0054239 | 0.0064954 | 0.0074996 | 0.0085647 | 0.0095547 | 0.010657 | 0.011639 | 0.0127 | 0.013715 | 0.014682 | 0.015603 | 0.016478 | 0.017305
Lost Opportunity | Other | $20.01/MWh to $25/MWh | ECM-VAV | Commercial | ECM-VAV-NEW-University | 100% | 0.00067514 | 0.0016198 | 0.0024397 | 0.0038444 | 0.0056884 | 0.0075385 | 0.0097711 | 0.012224 | 0.014851 | 0.017568 | 0.020156 | 0.022465 | 0.025146 | 0.027461 | 0.029806 | 0.032336 | 0.035051 | 0.037949 | 0.041032 | 0.044298
Lost Opportunity | Other | $0.01/MWh to $10/MWh | ECM-VAV | Commercial | ECM-VAV-NEW-Warehouse | 100% | 0 | 0 | 0 | 0 | 0 | 0 | 0 | 0 | 0 | 0 | 0 | 0 | 0 | 0 | 0 | 0 | 0 | 0 | 0 | 0
Lost Opportunity | Other | $0.01/MWh to $10/MWh | ECM-VAV | Commercial | ECM-VAV-NEW-Supermarket | 100% | 0 | 0 | 0 | 0 | 0 | 0 | 0 | 0 | 0 | 0 | 0 | 0 | 0 | 0 | 0 | 0 | 0 | 0 | 0 | 0
Lost Opportunity | Other | $0.01/MWh to $10/MWh | ECM-VAV | Commercial | ECM-VAV-NEW-MiniMart | 100% | 0 | 0 | 0 | 0 | 0 | 0 | 0 | 0 | 0 | 0 | 0 | 0 | 0 | 0 | 0 | 0 | 0 | 0 | 0 | 0
Lost Opportunity | Other | $0.01/MWh to $10/MWh | ECM-VAV | Commercial | ECM-VAV-NEW-Restaurant | 100% | 0 | 0 | 0 | 0 | 0 | 0 | 0 | 0 | 0 | 0 | 0 | 0 | 0 | 0 | 0 | 0 | 0 | 0 | 0 | 0
Lost Opportunity | Other | $20.01/MWh to $25/MWh | ECM-VAV | Commercial | ECM-VAV-NEW-Lodging | 100% | 0.00020322 | 0.00046103 | 0.00076284 | 0.0011013 | 0.0014893 | 0.0019217 | 0.0024227 | 0.0034989 | 0.0048404 | 0.0062695 | 0.0077345 | 0.0092987 | 0.010585 | 0.011813 | 0.012967 | 0.014216 | 0.015561 | 0.017003 | 0.01854 | 0.020173
Lost Opportunity | Other | $20.01/MWh to $25/MWh | ECM-VAV | Commercial | ECM-VAV-NEW-Hospital | 100% | 0.0022249 | 0.0044883 | 0.0068593 | 0.0090533 | 0.011476 | 0.014217 | 0.01768 | 0.02197 | 0.026953 | 0.03144 | 0.03592 | 0.040237 | 0.044046 | 0.047668 | 0.051056 | 0.054436 | 0.05781 | 0.061175 | 0.064534 | 0.067885
Lost Opportunity | Other | $20.01/MWh to $25/MWh | ECM-VAV | Commercial | ECM-VAV-NEW-Residential Care | 100% | 0.00043347 | 0.00090122 | 0.0013928 | 0.0018739 | 0.0024317 | 0.0030706 | 0.0038623 | 0.0048862 | 0.0060465 | 0.0071017 | 0.0082063 | 0.0092677 | 0.010219 | 0.011144 | 0.012039 | 0.012926 | 0.013803 | 0.014671 | 0.015529 | 0.016378
Lost Opportunity | Other | $20.01/MWh to $25/MWh | ECM-VAV | Commercial | ECM-VAV-NEW-Assembly | 100% | 0.0011524 | 0.002992 | 0.0042016 | 0.0057808 | 0.0085137 | 0.013807 | 0.020101 | 0.028639 | 0.040898 | 0.055185 | 0.071212 | 0.086584 | 0.10183 | 0.1162 | 0.13052 | 0.14449 | 0.15811 | 0.17138 | 0.1843 | 0.19686
Lost Opportunity | Other | $20.01/MWh to $25/MWh | ECM-VAV | Commercial | ECM-VAV-NEW-Other | 100% | 0.0035306 | 0.0081253 | 0.012828 | 0.019277 | 0.026895 | 0.034962 | 0.044232 | 0.054518 | 0.065375 | 0.075736 | 0.087184 | 0.097754 | 0.10829 | 0.11839 | 0.12781 | 0.13714 | 0.14636 | 0.15547 | 0.16449 | 0.17341
Lost Opportunity | Other | $10.01/MWh to $20/MWh | ECM-VAV | Commercial | ECM-VAV-NR-Large Off | 100% | 0.11409 | 0.25385 | 0.41394 | 0.59007 | 0.77882 | 0.97749 | 1.1839 | 1.3963 | 1.6134 | 1.8339 | 2.0572 | 2.2824 | 2.5068 | 2.7305 | 2.9534 | 3.1756 | 3.397 | 3.6176 | 3.8375 | 3.895
Lost Opportunity | Other | $10.01/MWh to $20/MWh | ECM-VAV | Commercial | ECM-VAV-NR-Medium Off | 100% | 0.0045227 | 0.010063 | 0.01641 | 0.023392 | 0.030875 | 0.03875 | 0.046933 | 0.055354 | 0.063958 | 0.072703 | 0.081553 | 0.09048 | 0.099377 | 0.10824 | 0.11708 | 0.12589 | 0.13467 | 0.14341 | 0.15213 | 0.15441
Lost Opportunity | Other | $0.01/MWh to $10/MWh | ECM-VAV | Commercial | ECM-VAV-NR-Small Off | 100% | 0 | 0 | 0 | 0 | 0 | 0 | 0 | 0 | 0 | 0 | 0 | 0 | 0 | 0 | 0 | 0 | 0 | 0 | 0 | 0
Lost Opportunity | Other | $10.01/MWh to $20/MWh | ECM-VAV | Commercial | ECM-VAV-NR-XLarge Ret | 100% | 0.00083331 | 0.0018507 | 0.0030127 | 0.0042882 | 0.0056522 | 0.0070849 | 0.0085705 | 0.010096 | 0.011653 | 0.013231 | 0.014826 | 0.016431 | 0.018029 | 0.019618 | 0.021198 | 0.022771 | 0.024335 | 0.025891 | 0.027364 | 0.027364
Lost Opportunity | Other | $0.01/MWh to $10/MWh | ECM-VAV | Commercial | ECM-VAV-NR-Large Ret | 100% | 0 | 0 | 0 | 0 | 0 | 0 | 0 | 0 | 0 | 0 | 0 | 0 | 0 | 0 | 0 | 0 | 0 | 0 | 0 | 0
Lost Opportunity | Other | $0.01/MWh to $10/MWh | ECM-VAV | Commercial | ECM-VAV-NR-Medium Ret | 100% | 0 | 0 | 0 | 0 | 0 | 0 | 0 | 0 | 0 | 0 | 0 | 0 | 0 | 0 | 0 | 0 | 0 | 0 | 0 | 0
Lost Opportunity | Other | $0.01/MWh to $10/MWh | ECM-VAV | Commercial | ECM-VAV-NR-Small Ret | 100% | 0 | 0 | 0 | 0 | 0 | 0 | 0 | 0 | 0 | 0 | 0 | 0 | 0 | 0 | 0 | 0 | 0 | 0 | 0 | 0
Lost Opportunity | Other | $10.01/MWh to $20/MWh | ECM-VAV | Commercial | ECM-VAV-NR-School K-12 | 100% | 0.007476 | 0.016613 | 0.027059 | 0.038532 | 0.05081 | 0.063715 | 0.077104 | 0.090864 | 0.10491 | 0.11916 | 0.13356 | 0.14808 | 0.16253 | 0.17691 | 0.19122 | 0.20546 | 0.21964 | 0.23376 | 0.2478 | 0.2485
Lost Opportunity | Other | $10.01/MWh to $20/MWh | ECM-VAV | Commercial | ECM-VAV-NR-University | 100% | 0.0094403 | 0.020978 | 0.034168 | 0.048656 | 0.06416 | 0.080455 | 0.097362 | 0.11474 | 0.13247 | 0.15047 | 0.16866 | 0.18698 | 0.20523 | 0.22338 | 0.24146 | 0.25945 | 0.27735 | 0.29517 | 0.31291 | 0.31379
Lost Opportunity | Other | $0.01/MWh to $10/MWh | ECM-VAV | Commercial | ECM-VAV-NR-Warehouse | 100% | 0 | 0 | 0 | 0 | 0 | 0 | 0 | 0 | 0 | 0 | 0 | 0 | 0 | 0 | 0 | 0 | 0 | 0 | 0 | 0
Lost Opportunity | Other | $0.01/MWh to $10/MWh | ECM-VAV | Commercial | ECM-VAV-NR-Supermarket | 100% | 0 | 0 | 0 | 0 | 0 | 0 | 0 | 0 | 0 | 0 | 0 | 0 | 0 | 0 | 0 | 0 | 0 | 0 | 0 | 0
Lost Opportunity | Other | $0.01/MWh to $10/MWh | ECM-VAV | Commercial | ECM-VAV-NR-MiniMart | 100% | 0 | 0 | 0 | 0 | 0 | 0 | 0 | 0 | 0 | 0 | 0 | 0 | 0 | 0 | 0 | 0 | 0 | 0 | 0 | 0
Lost Opportunity | Other | $0.01/MWh to $10/MWh | ECM-VAV | Commercial | ECM-VAV-NR-Restaurant | 100% | 0 | 0 | 0 | 0 | 0 | 0 | 0 | 0 | 0 | 0 | 0 | 0 | 0 | 0 | 0 | 0 | 0 | 0 | 0 | 0
Lost Opportunity | Other | $10.01/MWh to $20/MWh | ECM-VAV | Commercial | ECM-VAV-NR-Lodging | 100% | 0.0047901 | 0.010666 | 0.017404 | 0.024823 | 0.032781 | 0.041162 | 0.049877 | 0.058853 | 0.06803 | 0.077364 | 0.086816 | 0.096358 | 0.10587 | 0.11537 | 0.12483 | 0.13427 | 0.14368 | 0.15307 | 0.16243 | 0.16595
Lost Opportunity | Other | $10.01/MWh to $20/MWh | ECM-VAV | Commercial | ECM-VAV-NR-Hospital | 100% | 0.0091217 | 0.020319 | 0.033164 | 0.047315 | 0.0625 | 0.0785 | 0.095142 | 0.11229 | 0.12983 | 0.14767 | 0.16574 | 0.184 | 0.20221 | 0.22038 | 0.2385 | 0.25658 | 0.27462 | 0.29262 | 0.31057 | 0.31835
Lost Opportunity | Other | $10.01/MWh to $20/MWh | ECM-VAV | Commercial | ECM-VAV-NR-Residential Care | 100% | 0.0015864 | 0.0035324 | 0.0057636 | 0.0082206 | 0.010856 | 0.013632 | 0.016518 | 0.01949 | 0.02253 | 0.025621 | 0.028751 | 0.031911 | 0.035063 | 0.038206 | 0.04134 | 0.044466 | 0.047584 | 0.050692 | 0.053793 | 0.054959
Lost Opportunity | Other | $10.01/MWh to $20/MWh | ECM-VAV | Commercial | ECM-VAV-NR-Assembly | 100% | 0.027956 | 0.062095 | 0.1011 | 0.14391 | 0.18971 | 0.23782 | 0.28771 | 0.33896 | 0.39123 | 0.44427 | 0.49785 | 0.5518 | 0.60549 | 0.65891 | 0.71205 | 0.76492 | 0.81751 | 0.86984 | 0.92055 | 0.92055
Lost Opportunity | Other | $10.01/MWh to $20/MWh | ECM-VAV | Commercial | ECM-VAV-NR-Other | 100% | 0.016644 | 0.03678 | 0.059614 | 0.084519 | 0.11099 | 0.13865 | 0.16717 | 0.19631 | 0.22588 | 0.25572 | 0.28572 | 0.31576 | 0.3455 | 0.37494 | 0.40408 | 0.43293 | 0.46147 | 0.48971 | 0.49153 | 0.49153
Discretionary | HVAC | $30.01/MWh to $35/MWh | Economizer | Commercial | Economizer-Retro-Large Off | 100% | 0.24153 | 0.48676 | 0.73058 | 0.97445 | 1.2169 | 1.433 | 1.6025 | 1.7346 | 1.8371 | 1.9103 | 1.9103 | 1.9103 | 1.9103 | 1.9103 | 1.9103 | 1.9103 | 1.9103 | 1.9103 | 1.9103 | 1.9103
Discretionary | HVAC | $20.01/MWh to $25/MWh | Economizer | Commercial | Economizer-Retro-Medium Off | 100% | 0.074605 | 0.15099 | 0.22677 | 0.30277 | 0.37827 | 0.4455 | 0.49832 | 0.5395 | 0.57149 | 0.59005 | 0.59005 | 0.59005 | 0.59005 | 0.59005 | 0.59005 | 0.59005 | 0.59005 | 0.59005 | 0.59005 | 0.59005
Discretionary | HVAC | $20.01/MWh to $25/MWh | Economizer | Commercial | Economizer-Retro-Small Off | 100% | 0.017124 | 0.034316 | 0.051431 | 0.068519 | 0.085537 | 0.10069 | 0.11257 | 0.12182 | 0.12899 | 0.13449 | 0.13543 | 0.13543 | 0.13543 | 0.13543 | 0.13543 | 0.13543 | 0.13543 | 0.13543 | 0.13543 | 0.13543
Discretionary | HVAC | $30.01/MWh to $35/MWh | Economizer | Commercial | Economizer-Retro-XLarge Ret | 100% | 0.036061 | 0.072171 | 0.10809 | 0.14383 | 0.17939 | 0.21104 | 0.23581 | 0.25509 | 0.27006 | 0.27607 | 0.27607 | 0.27607 | 0.27607 | 0.27607 | 0.27607 | 0.27607 | 0.27607 | 0.27607 | 0.27607 | 0.27607
Discretionary | HVAC | $30.01/MWh to $35/MWh | Economizer | Commercial | Economizer-Retro-Large Ret | 100% | 0.031243 | 0.062382 | 0.093364 | 0.1242 | 0.15488 | 0.18217 | 0.20351 | 0.22011 | 0.23296 | 0.23918 | 0.23918 | 0.23918 | 0.23918 | 0.23918 | 0.23918 | 0.23918 | 0.23918 | 0.23918 | 0.23918 | 0.23918
Discretionary | HVAC | $20.01/MWh to $25/MWh | Economizer | Commercial | Economizer-Retro-Medium Ret | 100% | 0.015539 | 0.031213 | 0.046791 | 0.06229 | 0.077711 | 0.091454 | 0.10222 | 0.11061 | 0.11716 | 0.11896 | 0.11896 | 0.11896 | 0.11896 | 0.11896 | 0.11896 | 0.11896 | 0.11896 | 0.11896 | 0.11896 | 0.11896
Discretionary | HVAC | $20.01/MWh to $25/MWh | Economizer | Commercial | Economizer-Retro-Small Ret | 100% | 0.00121 | 0.0024182 | 0.0036201 | 0.004816 | 0.0060061 | 0.007065 | 0.0078935 | 0.0085382 | 0.0090376 | 0.0092628 | 0.0092628 | 0.0092628 | 0.0092628 | 0.0092628 | 0.0092628 | 0.0092628 | 0.0092628 | 0.0092628 | 0.0092628 | 0.0092628
Discretionary | HVAC | $10.01/MWh to $20/MWh | Economizer | Commercial | Economizer-Retro-School K-12 | 100% | 0.067329 | 0.13454 | 0.20148 | 0.26814 | 0.33459 | 0.39376 | 0.44003 | 0.47603 | 0.50387 | 0.52071 | 0.52071 | 0.52071 | 0.52071 | 0.52071 | 0.52071 | 0.52071 | 0.52071 | 0.52071 | 0.52071 | 0.52071
Discretionary | HVAC | $10.01/MWh to $20/MWh | Economizer | Commercial | Economizer-Retro-University | 100% | 0.03169 | 0.063491 | 0.095171 | 0.12666 | 0.1581 | 0.18612 | 0.20803 | 0.22511 | 0.23832 | 0.24509 | 0.24509 | 0.24509 | 0.24509 | 0.24509 | 0.24509 | 0.24509 | 0.24509 | 0.24509 | 0.24509 | 0.24509
Discretionary | HVAC | $10.01/MWh to $20/MWh | Economizer | Commercial | Economizer-Retro-Warehouse | 100% | 0.038705 | 0.077523 | 0.11617 | 0.1547 | 0.19311 | 0.22734 | 0.25413 | 0.275 | 0.29112 | 0.30179 | 0.30179 | 0.30179 | 0.30179 | 0.30179 | 0.30179 | 0.30179 | 0.30179 | 0.30179 | 0.30179 | 0.30179
Discretionary | HVAC | $25.01/MWh to $30/MWh | Economizer | Commercial | Economizer-Retro-Supermarket | 100% | 0.011391 | 0.022741 | 0.033983 | 0.045118 | 0.056146 | 0.065912 | 0.073521 | 0.07942 | 0.079715 | 0.079715 | 0.079715 | 0.079715 | 0.079715 | 0.079715 | 0.079715 | 0.079715 | 0.079715 | 0.079715 | 0.079715 | 0.079715
Discretionary | HVAC | $25.01/MWh to $30/MWh | Economizer | Commercial | Economizer-Retro-MiniMart | 100% | 0.0023337 | 0.0046632 | 0.0069789 | 0.0092825 | 0.011574 | 0.013614 | 0.01521 | 0.016453 | 0.017415 | 0.017822 | 0.017822 | 0.017822 | 0.017822 | 0.017822 | 0.017822 | 0.017822 | 0.017822 | 0.017822 | 0.017822 | 0.017822
Discretionary | HVAC | $25.01/MWh to $30/MWh | Economizer | Commercial | Economizer-Retro-Restaurant | 100% | 0.011652 | 0.023355 | 0.034999 | 0.046585 | 0.058112 | 0.068363 | 0.076378 | 0.082614 | 0.087448 | 0.088985 | 0.088985 | 0.088985 | 0.088985 | 0.088985 | 0.088985 | 0.088985 | 0.088985 | 0.088985 | 0.088985 | 0.088985
Discretionary | HVAC | $10.01/MWh to $20/MWh | Economizer | Commercial | Economizer-Retro-Lodging | 100% | 0.037435 | 0.074924 | 0.11231 | 0.14961 | 0.1868 | 0.21996 | 0.24593 | 0.26618 | 0.28191 | 0.294 | 0.29971 | 0.29971 | 0.29971 | 0.29971 | 0.29971 | 0.29971 | 0.29971 | 0.29971 | 0.29971 | 0.29971
Discretionary | HVAC | $30.01/MWh to $35/MWh | Economizer | Commercial | Economizer-Retro-Hospital | 100% | 0.032591 | 0.065794 | 0.098829 | 0.13175 | 0.16452 | 0.19374 | 0.21667 | 0.23459 | 0.24852 | 0.25925 | 0.26252 | 0.26252 | 0.26252 | 0.26252 | 0.26252 | 0.26252 | 0.26252 | 0.26252 | 0.26252 | 0.26252
Discretionary | HVAC | $10.01/MWh to $20/MWh | Economizer | Commercial | Economizer-Retro-Residential Care | 100% | 0.012386 | 0.024973 | 0.037506 | 0.049992 | 0.062427 | 0.07352 | 0.082221 | 0.089021 | 0.094309 | 0.098378 | 0.099161 | 0.099161 | 0.099161 | 0.099161 | 0.099161 | 0.099161 | 0.099161 | 0.099161 | 0.099161 | 0.099161
Discretionary | HVAC | $10.01/MWh to $20/MWh | Economizer | Commercial | Economizer-Retro-Assembly | 100% | 0.17367 | 0.34741 | 0.52038 | 0.69228 | 0.86338 | 1.0157 | 1.1353 | 1.2283 | 1.3004 | 1.3326 | 1.3326 | 1.3326 | 1.3326 | 1.3326 | 1.3326 | 1.3326 | 1.3326 | 1.3326 | 1.3326 | 1.3326
Discretionary | HVAC | $10.01/MWh to $20/MWh | Economizer | Commercial | Economizer-Retro-Other | 100% | 0.1232 | 0.24786 | 0.37144 | 0.49362 | 0.61511 | 0.72295 | 0.80702 | 0.86214 | 0.86214 | 0.86214 | 0.86214 | 0.86214 | 0.86214 | 0.86214 | 0.86214 | 0.86214 | 0.86214 | 0.86214 | 0.86214 | 0.86214
Lost Opportunity | HVAC | $0.01/MWh to $10/MWh | Commercial EM | Commercial | Commercial EM-New-Large Off | 100% | 0 | 0 | 0 | 0 | 0 | 0 | 0 | 0 | 0 | 0 | 0 | 0 | 0 | 0 | 0 | 0 | 0 | 0 | 0 | 0
Lost Opportunity | HVAC | $10.01/MWh to $20/MWh | Commercial EM | Commercial | Commercial EM-New-Medium Off | 100% | 0 | 0 | 0 | 0 | 0 | 0 | 0 | 0 | 0 | 0 | 0 | 0 | 0 | 0 | 0 | 0 | 0 | 0 | 0 | 0
Lost Opportunity | HVAC | $40.01/MWh to $50/MWh | Commercial EM | Commercial | Commercial EM-New-Small Off | 0% | 0 | 0 | 0 | 0 | 0 | 0 | 0 | 0 | 0 | 0 | 0 | 0 | 0 | 0 | 0 | 0 | 0 | 0 | 0 | 0
Lost Opportunity | HVAC | $10.01/MWh to $20/MWh | Commercial EM | Commercial | Commercial EM-New-XLarge Ret | 100% | 0 | 0 | 0 | 0 | 0 | 0 | 0 | 0 | 0 | 0 | 0 | 0 | 0 | 0 | 0 | 0 | 0 | 0 | 0 | 0
Lost Opportunity | HVAC | $30.01/MWh to $35/MWh | Commercial EM | Commercial | Commercial EM-New-Large Ret | 100% | 0 | 0 | 0 | 0 | 0 | 0 | 0 | 0 | 0 | 0 | 0 | 0 | 0 | 0 | 0 | 0 | 0 | 0 | 0 | 0
Lost Opportunity | HVAC | $20.01/MWh to $25/MWh | Commercial EM | Commercial | Commercial EM-New-Medium Ret | 100% | 0 | 0 | 0 | 0 | 0 | 0 | 0 | 0 | 0 | 0 | 0 | 0 | 0 | 0 | 0 | 0 | 0 | 0 | 0 | 0
Lost Opportunity | HVAC | $0.01/MWh to $10/MWh | Commercial EM | Commercial | Commercial EM-New-Small Ret | 100% | 0 | 0 | 0 | 0 | 0 | 0 | 0 | 0 | 0 | 0 | 0 | 0 | 0 | 0 | 0 | 0 | 0 | 0 | 0 | 0
Lost Opportunity | HVAC | $20.01/MWh to $25/MWh | Commercial EM | Commercial | Commercial EM-New-School K-12 | 100% | 0 | 0 | 0 | 0 | 0 | 0 | 0 | 0 | 0 | 0 | 0 | 0 | 0 | 0 | 0 | 0 | 0 | 0 | 0 | 0
Lost Opportunity | HVAC | $10.01/MWh to $20/MWh | Commercial EM | Commercial | Commercial EM-New-University | 100% | 0 | 0 | 0 | 0 | 0 | 0 | 0 | 0 | 0 | 0 | 0 | 0 | 0 | 0 | 0 | 0 | 0 | 0 | 0 | 0
Lost Opportunity | HVAC | $20.01/MWh to $25/MWh | Commercial EM | Commercial | Commercial EM-New-Warehouse | 100% | 0 | 0 | 0 | 0 | 0 | 0 | 0 | 0 | 0 | 0 | 0 | 0 | 0 | 0 | 0 | 0 | 0 | 0 | 0 | 0
Lost Opportunity | HVAC | $10.01/MWh to $20/MWh | Commercial EM | Commercial | Commercial EM-New-Supermarket | 100% | 0 | 0 | 0 | 0 | 0 | 0 | 0 | 0 | 0 | 0 | 0 | 0 | 0 | 0 | 0 | 0 | 0 | 0 | 0 | 0
Lost Opportunity | HVAC | $0.01/MWh to $10/MWh | Commercial EM | Commercial | Commercial EM-New-MiniMart | 100% | 0 | 0 | 0 | 0 | 0 | 0 | 0 | 0 | 0 | 0 | 0 | 0 | 0 | 0 | 0 | 0 | 0 | 0 | 0 | 0
Lost Opportunity | HVAC | $10.01/MWh to $20/MWh | Commercial EM | Commercial | Commercial EM-New-Restaurant | 100% | 0 | 0 | 0 | 0 | 0 | 0 | 0 | 0 | 0 | 0 | 0 | 0 | 0 | 0 | 0 | 0 | 0 | 0 | 0 | 0
Lost Opportunity | HVAC | $0.01/MWh to $10/MWh | Commercial EM | Commercial | Commercial EM-New-Lodging | 100% | 0 | 0 | 0 | 0 | 0 | 0 | 0 | 0 | 0 | 0 | 0 | 0 | 0 | 0 | 0 | 0 | 0 | 0 | 0 | 0
Lost Opportunity | HVAC | $0.01/MWh to $10/MWh | Commercial EM | Commercial | Commercial EM-New-Hospital | 100% | 0 | 0 | 0 | 0 | 0 | 0 | 0 | 0 | 0 | 0 | 0 | 0 | 0 | 0 | 0 | 0 | 0 | 0 | 0 | 0
Lost Opportunity | HVAC | $0.01/MWh to $10/MWh | Commercial EM | Commercial | Commercial EM-New-Residential Care | 100% | 0 | 0 | 0 | 0 | 0 | 0 | 0 | 0 | 0 | 0 | 0 | 0 | 0 | 0 | 0 | 0 | 0 | 0 | 0 | 0
Lost Opportunity | HVAC | $10.01/MWh to $20/MWh | Commercial EM | Commercial | Commercial EM-New-Assembly | 100% | 0 | 0 | 0 | 0 | 0 | 0 | 0 | 0 | 0 | 0 | 0 | 0 | 0 | 0 | 0 | 0 | 0 | 0 | 0 | 0
Lost Opportunity | HVAC | $10.01/MWh to $20/MWh | Commercial EM | Commercial | Commercial EM-New-Other | 100% | 0 | 0 | 0 | 0 | 0 | 0 | 0 | 0 | 0 | 0 | 0 | 0 | 0 | 0 | 0 | 0 | 0 | 0 | 0 | 0
Discretionary | HVAC | $10.01/MWh to $20/MWh | Commercial EM | Commercial | Commercial EM-Retro-Large Off | 100% | 0.8727 | 1.7426 | 2.6097 | 3.4902 | 4.3819 | 5.191 | 5.8346 | 6.344 | 6.7455 | 7.0594 | 7.3029 | 7.4897 | 7.6297 | 7.732 | 7.8036 | 7.8501 | 7.8501 | 7.8501 | 7.8501 | 7.8501
Discretionary | HVAC | $10.01/MWh to $20/MWh | Commercial EM | Commercial | Commercial EM-Retro-Medium Off | 100% | 0.052653 | 0.10514 | 0.15745 | 0.21103 | 0.26561 | 0.31556 | 0.35558 | 0.38749 | 0.41284 | 0.43283 | 0.4485 | 0.46066 | 0.46989 | 0.47676 | 0.48169 | 0.48501 | 0.48501 | 0.48501 | 0.48501 | 0.48501
Discretionary | HVAC | $40.01/MWh to $50/MWh | Commercial EM | Commercial | Commercial EM-Retro-Small Off | 0% | 0 | 0 | 0 | 0 | 0 | 0 | 0 | 0 | 0 | 0 | 0 | 0 | 0 | 0 | 0 | 0 | 0 | 0 | 0 | 0
Discretionary | HVAC | $10.01/MWh to $20/MWh | Commercial EM | Commercial | Commercial EM-Retro-XLarge Ret | 100% | 0.0062823 | 0.012534 | 0.018755 | 0.024984 | 0.031219 | 0.036793 | 0.041171 | 0.044594 | 0.047254 | 0.049304 | 0.050872 | 0.052055 | 0.052925 | 0.053543 | 0.053958 | 0.054208 | 0.054208 | 0.054208 | 0.054208 | 0.054208
Discretionary | HVAC | $25.01/MWh to $30/MWh | Commercial EM | Commercial | Commercial EM-Retro-Large Ret | 100% | 0.070199 | 0.14005 | 0.20957 | 0.27885 | 0.3479 | 0.40937 | 0.45747 | 0.49492 | 0.52388 | 0.54607 | 0.55963 | 0.56004 | 0.56004 | 0.56004 | 0.56004 | 0.56004 | 0.56004 | 0.56004 | 0.56004 | 0.56004
Discretionary | HVAC | $20.01/MWh to $25/MWh | Commercial EM | Commercial | Commercial EM-Retro-Medium Ret | 100% | 0.0045278 | 0.0090333 | 0.013517 | 0.01804 | 0.022597 | 0.026696 | 0.029936 | 0.032489 | 0.034491 | 0.036049 | 0.037262 | 0.038196 | 0.038898 | 0.039412 | 0.039771 | 0.040003 | 0.040003 | 0.040003 | 0.040003 | 0.040003
Discretionary | HVAC | $0.01/MWh to $10/MWh | Commercial EM | Commercial | Commercial EM-Retro-Small Ret | 100% | 0.020535 | 0.04097 | 0.061304 | 0.08161 | 0.10188 | 0.11995 | 0.13411 | 0.14515 | 0.15369 | 0.16026 | 0.16524 | 0.16897 | 0.17029 | 0.17092 | 0.17133 | 0.17157 | 0.17157 | 0.17157 | 0.17157 | 0.17157
Discretionary | HVAC | $10.01/MWh to $20/MWh | Commercial EM | Commercial | Commercial EM-Retro-School K-12 | 100% | 0.10148 | 0.20252 | 0.30311 | 0.40354 | 0.50382 | 0.5933 | 0.66353 | 0.71843 | 0.76102 | 0.79376 | 0.81863 | 0.82838 | 0.8325 | 0.83541 | 0.83736 | 0.83854 | 0.83854 | 0.83854 | 0.83854 | 0.83854
Discretionary | HVAC | $10.01/MWh to $20/MWh | Commercial EM | Commercial | Commercial EM-Retro-University | 100% | 0.19556 | 0.39026 | 0.5841 | 0.77864 | 0.97399 | 1.1489 | 1.2869 | 1.3954 | 1.48 | 1.5457 | 1.596 | 1.634 | 1.662 | 1.6821 | 1.6956 | 1.7039 | 1.7039 | 1.7039 | 1.7039 | 1.7039
Discretionary | HVAC | $10.01/MWh to $20/MWh | Commercial EM | Commercial | Commercial EM-Retro-Warehouse | 100% | 0.02924 | 0.058364 | 0.087373 | 0.11647 | 0.14563 | 0.17177 | 0.19237 | 0.20855 | 0.22117 | 0.23092 | 0.23837 | 0.24395 | 0.24804 | 0.25093 | 0.25286 | 0.25402 | 0.25402 | 0.25402 | 0.25402 | 0.25402
Discretionary | HVAC | $0.01/MWh to $10/MWh | Commercial EM | Commercial | Commercial EM-Retro-Supermarket | 100% | 0.0082037 | 0.016329 | 0.024376 | 0.032396 | 0.040387 | 0.047502 | 0.053071 | 0.057407 | 0.060759 | 0.063328 | 0.063688 | 0.063688 | 0.063688 | 0.063688 | 0.063688 | 0.063688 | 0.063688 | 0.063688 | 0.063688 | 0.063688
Discretionary | HVAC | $0.01/MWh to $10/MWh | Commercial EM | Commercial | Commercial EM-Retro-MiniMart | 100% | 0 | 0 | 0 | 0 | 0 | 0 | 0 | 0 | 0 | 0 | 0 | 0 | 0 | 0 | 0 | 0 | 0 | 0 | 0 | 0
Discretionary | HVAC | $10.01/MWh to $20/MWh | Commercial EM | Commercial | Commercial EM-Retro-Restaurant | 100% | 0.0041051 | 0.0081894 | 0.012253 | 0.016335 | 0.020435 | 0.024113 | 0.027013 | 0.029287 | 0.031058 | 0.032426 | 0.033473 | 0.034263 | 0.034846 | 0.035262 | 0.035544 | 0.035716 | 0.035716 | 0.035716 | 0.035716 | 0.035716
Discretionary | HVAC | $0.01/MWh to $10/MWh | Commercial EM | Commercial | Commercial EM-Retro-Lodging | 100% | 0.084246 | 0.16828 | 0.25209 | 0.33603 | 0.42008 | 0.49525 | 0.55433 | 0.60051 | 0.63638 | 0.66399 | 0.68507 | 0.70093 | 0.71259 | 0.72087 | 0.72643 | 0.72979 | 0.72979 | 0.72979 | 0.72979 | 0.72979
Discretionary | HVAC | $0.01/MWh to $10/MWh | Commercial EM | Commercial | Commercial EM-Retro-Hospital | 100% | 0.30867 | 0.61664 | 0.92392 | 1.237 | 1.5551 | 1.8432 | 2.072 | 2.253 | 2.3953 | 2.5066 | 2.5931 | 2.6595 | 2.7094 | 2.7458 | 2.7713 | 2.7878 | 2.7878 | 2.7878 | 2.7878 | 2.7878
Discretionary | HVAC | $0.01/MWh to $10/MWh | Commercial EM | Commercial | Commercial EM-Retro-Residential Care | 100% | 0.051671 | 0.10321 | 0.15461 | 0.20687 | 0.25987 | 0.30782 | 0.3459 | 0.376 | 0.39968 | 0.4182 | 0.4326 | 0.44366 | 0.45198 | 0.45806 | 0.46232 | 0.46509 | 0.46509 | 0.46509 | 0.46509 | 0.46509
Discretionary | HVAC | $0.01/MWh to $10/MWh | Commercial EM | Commercial | Commercial EM-Retro-Assembly | 100% | 0.20129 | 0.40162 | 0.60099 | 0.80046 | 1.0001 | 1.1783 | 1.318 | 1.4272 | 1.5121 | 1.5777 | 1.6278 | 1.6657 | 1.6937 | 1.7139 | 1.7276 | 1.7361 | 1.7361 | 1.7361 | 1.7361 | 1.7361
Discretionary | HVAC | $0.01/MWh to $10/MWh | Commercial EM | Commercial | Commercial EM-Retro-Other | 100% | 0.15253 | 0.3036 | 0.45321 | 0.60468 | 0.75813 | 0.89667 | 1.007 | 1.0946 | 1.1638 | 1.2181 | 1.2603 | 1.2928 | 1.3172 | 1.3352 | 1.3478 | 1.3561 | 1.3561 | 1.3561 | 1.3561 | 1.3561
Lost Opportunity | Lighting | $0/MWh and Under | LEC Exit Sign | Commercial | LEC Exit Sign-Double-New | 100% | 0.023748 | 0.047701 | 0.075848 | 0.10562 | 0.13987 | 0.17913 | 0.22241 | 0.27479 | 0.33385 | 0.38994 | 0.44993 | 0.50912 | 0.56519 | 0.61987 | 0.67321 | 0.72744 | 0.78237 | 0.838 | 0.89435 | 0.9514
Lost Opportunity | Lighting | $0/MWh and Under | LEC Exit Sign | Commercial | LEC Exit Sign-Single-New | 100% | 0.0048755 | 0.009793 | 0.015571 | 0.021684 | 0.028714 | 0.036775 | 0.04566 | 0.056413 | 0.068539 | 0.080055 | 0.09237 | 0.10452 | 0.11603 | 0.12726 | 0.13821 | 0.14934 | 0.16062 | 0.17204 | 0.18361 | 0.19532
Lost Opportunity | Lighting | $0/MWh and Under | LEC Exit Sign | Commercial | LEC Exit Sign-Double-NR | 100% | 0.1685 | 0.35621 | 0.56012 | 0.77752 | 1.006 | 1.2436 | 1.4885 | 1.7388 | 1.9929 | 2.2498 | 2.5086 | 2.7685 | 3.029 | 3.2897 | 3.5502 | 3.8123 | 4.0749 | 4.3378 | 4.601 | 4.8646
Lost Opportunity | Lighting | $0/MWh and Under | LEC Exit Sign | Commercial | LEC Exit Sign-Single-NR | 100% | 0.034592 | 0.07313 | 0.11499 | 0.15962 | 0.20654 | 0.25531 | 0.30559 | 0.35697 | 0.40915 | 0.46189 | 0.51501 | 0.56836 | 0.62184 | 0.67536 | 0.72886 | 0.78267 | 0.83657 | 0.89055 | 0.94459 | 0.99869
Lost Opportunity | Lighting | $0.01/MWh to $10/MWh | Exterior Building Lighting | Commercial | Exterior Lighting: Parking Lot - HPS 250W - New | 100% | 0.062628 | 0.1258 | 0.20002 | 0.27854 | 0.36885 | 0.4724 | 0.58653 | 0.72466 | 0.88042 | 1.0283 | 1.1865 | 1.3426 | 1.4905 | 1.6347 | 1.7754 | 1.9184 | 2.0632 | 2.21 | 2.3585 | 2.509
Lost Opportunity | Lighting | $0/MWh and Under | Exterior Building Lighting | Commercial | Exterior Lighting: Walkway - HID 150W - New | 100% | 0.027412 | 0.055061 | 0.08755 | 0.12192 | 0.16145 | 0.20677 | 0.25672 | 0.31718 | 0.38536 | 0.45011 | 0.51935 | 0.58767 | 0.65239 | 0.71552 | 0.77708 | 0.83967 | 0.90308 | 0.9673 | 1.0323 | 1.0982
Lost Opportunity | Lighting | $0/MWh and Under | Exterior Building Lighting | Commercial | Exterior Lighting: Façade - HID 150W - New | 100% | 0.027476 | 0.055188 | 0.087752 | 0.1222 | 0.16182 | 0.20725 | 0.25732 | 0.31792 | 0.38625 | 0.45115 | 0.52055 | 0.58903 | 0.65389 | 0.71716 | 0.77887 | 0.84161 | 0.90516 | 0.96953 | 1.0347 | 1.1007
Lost Opportunity | Lighting | $0/MWh and Under | Exterior Building Lighting | Commercial | Exterior Lighting: Walkway - INC 75W - New | 100% | 0.00070423 | 0.0014145 | 0.0022492 | 0.0031321 | 0.0041475 | 0.0053119 | 0.0065953 | 0.0081485 | 0.0099 | 0.011563 | 0.013342 | 0.015097 | 0.01676 | 0.018382 | 0.019963 | 0.021571 | 0.0232 | 0.02485 | 0.026521 | 0.028213
Lost Opportunity | Lighting | $0/MWh and Under | Exterior Building Lighting | Commercial | Exterior Lighting: Façade - HID 400W - New | 100% | 0.011855 | 0.023812 | 0.037863 | 0.052726 | 0.06982 | 0.089421 | 0.11102 | 0.13717 | 0.16666 | 0.19466 | 0.2246 | 0.25415 | 0.28214 | 0.30944 | 0.33606 | 0.36313 | 0.39055 | 0.41833 | 0.44645 | 0.47493
Lost Opportunity | Lighting | $0/MWh and Under | Exterior Building Lighting | Commercial | Exterior Lighting: Walkway - CFL 26W - New | 100% | 0.00094871 | 0.0019056 | 0.00303 | 0.0042194 | 0.0055874 | 0.007156 | 0.0088849 | 0.010977 | 0.013337 | 0.015578 | 0.017974 | 0.020339 | 0.022578 | 0.024763 | 0.026894 | 0.02906 | 0.031254 | 0.033477 | 0.035728 | 0.038007
Lost Opportunity | Lighting | $0.01/MWh to $10/MWh | Exterior Building Lighting | Commercial | Exterior Lighting: Parking Lot - MH 400W - New | 100% | 0.024067 | 0.048341 | 0.076865 | 0.10704 | 0.14174 | 0.18153 | 0.22539 | 0.27847 | 0.33833 | 0.39518 | 0.45597 | 0.51595 | 0.57277 | 0.62819 | 0.68225 | 0.7372 | 0.79286 | 0.84925 | 0.90635 | 0.96417
Lost Opportunity | Lighting | $0.01/MWh to $10/MWh | Exterior Building Lighting | Commercial | Exterior Lighting: Parking Lot - MH 1000W - New | 100% | 0.0029271 | 0.0058795 | 0.0093487 | 0.013019 | 0.017239 | 0.022079 | 0.027413 | 0.033869 | 0.041149 | 0.048063 | 0.055457 | 0.062752 | 0.069663 | 0.076403 | 0.082978 | 0.089661 | 0.096431 | 0.10329 | 0.11023 | 0.11727
Lost Opportunity | Lighting | $10.01/MWh to $20/MWh | Exterior Building Lighting | Commercial | Exterior Lighting: Parking Lot - HPS 250W - NR | 100% | 1.3028 | 2.7381 | 4.2852 | 5.9253 | 7.6422 | 9.4303 | 11.2674 | 13.1413 | 14.1693 | 14.1693 | 14.1693 | 14.1693 | 14.1693 | 14.1693 | 14.1693 | 14.1693 | 14.1693 | 14.1693 | 14.1693 | 14.1693
Lost Opportunity | Lighting | $0.01/MWh to $10/MWh | Exterior Building Lighting | Commercial | Exterior Lighting: Walkway - HID 150W - NR | 100% | 0.88471 | 1.8578 | 2.9053 | 4.0149 | 5.1756 | 6.3838 | 7.1814 | 7.1814 | 7.1814 | 7.1814 | 7.1814 | 7.1814 | 7.1814 | 7.1814 | 7.1814 | 7.1814 | 7.1814 | 7.1814 | 7.1814 | 7.1814
Lost Opportunity | Lighting | $0.01/MWh to $10/MWh | Exterior Building Lighting | Commercial | Exterior Lighting: Façade - HID 150W - NR | 100% | 0.89742 | 1.8845 | 2.9471 | 4.0726 | 5.2499 | 6.4755 | 7.2846 | 7.2846 | 7.2846 | 7.2846 | 7.2846 | 7.2846 | 7.2846 | 7.2846 | 7.2846 | 7.2846 | 7.2846 | 7.2846 | 7.2846 | 7.2846
Lost Opportunity | Lighting | $0/MWh and Under | Exterior Building Lighting | Commercial | Exterior Lighting: Walkway - INC 75W - NR | 100% | 0.014884 | 0.031299 | 0.049005 | 0.067787 | 0.087454 | 0.10794 | 0.129 | 0.15048 | 0.17227 | 0.18671 | 0.18671 | 0.18671 | 0.18671 | 0.18671 | 0.18671 | 0.18671 | 0.18671 | 0.18671 | 0.18671 | 0.18671
Lost Opportunity | Lighting | $0.01/MWh to $10/MWh | Exterior Building Lighting | Commercial | Exterior Lighting: Façade - HID 400W - NR | 100% | 0.38721 | 0.81311 | 1.2716 | 1.7572 | 2.2652 | 2.794 | 3.1431 | 3.1431 | 3.1431 | 3.1431 | 3.1431 | 3.1431 | 3.1431 | 3.1431 | 3.1431 | 3.1431 | 3.1431 | 3.1431 | 3.1431 | 3.1431
Lost Opportunity | Lighting | $0/MWh and Under | Exterior Building Lighting | Commercial | Exterior Lighting: Walkway - CFL 26W - NR | 100% | 0.020051 | 0.042165 | 0.066018 | 0.091319 | 0.11781 | 0.14542 | 0.17378 | 0.20272 | 0.23207 | 0.25153 | 0.25153 | 0.25153 | 0.25153 | 0.25153 | 0.25153 | 0.25153 | 0.25153 | 0.25153 | 0.25153 | 0.25153
Lost Opportunity | Lighting | $0.01/MWh to $10/MWh | Exterior Building Lighting | Commercial | Exterior Lighting: Parking Lot - MH 400W - NR | 100% | 0.51435 | 1.0811 | 1.6919 | 2.3394 | 3.0172 | 3.7232 | 4.4485 | 5.1883 | 5.5942 | 5.5942 | 5.5942 | 5.5942 | 5.5942 | 5.5942 | 5.5942 | 5.5942 | 5.5942 | 5.5942 | 5.5942 | 5.5942
Lost Opportunity | Lighting | $10.01/MWh to $20/MWh | Exterior Building Lighting | Commercial | Exterior Lighting: Parking Lot - MH 1000W - NR | 100% | 0.37173 | 0.68039 | 0.68039 | 0.68039 | 0.68039 | 0.68039 | 0.68039 | 0.68039 | 0.68039 | 0.68039 | 0.68039 | 0.68039 | 0.68039 | 0.68039 | 0.68039 | 0.68039 | 0.68039 | 0.68039 | 0.68039 | 0.68039
Lost Opportunity | HVAC | $25.01/MWh to $30/MWh | Premium Fume Hood | Commercial | Premium Fume Hood-NR | 100% | 0.019281 | 0.044608 | 0.075952 | 0.11329 | 0.15659 | 0.20581 | 0.26093 | 0.3219 | 0.38867 | 0.46122 | 0.53952 | 0.62353 | 0.71318 | 0.80847 | 0.90937 | 1.0158 | 1.122 | 1.2278 | 1.3333 | 1.4384
Discretionary | Other | $10.01/MWh to $20/MWh | Grocery Refrigeration Bundle | Commercial | Replace Shaded Pole with ECM in Walk-in Cooler | 100% | 0.3582 | 0.71639 | 1.0746 | 1.4328 | 1.791 | 2.1103 | 2.3597 | 2.5531 | 2.7017 | 2.8144 | 2.8986 | 2.9437 | 2.9437 | 2.9437 | 2.9437 | 2.9437 | 2.9437 | 2.9437 | 2.9437 | 2.9437
Discretionary | Other | $25.01/MWh to $30/MWh | Grocery Refrigeration Bundle | Commercial | ECM Controllers on Walk-In Evaporator Motors | 100% | 0.12005 | 0.2401 | 0.36015 | 0.4802 | 0.60025 | 0.70727 | 0.79084 | 0.85565 | 0.90546 | 0.94326 | 0.97145 | 0.98658 | 0.98658 | 0.98658 | 0.98658 | 0.98658 | 0.98658 | 0.98658 | 0.98658 | 0.98658
Discretionary | Other | $0.01/MWh to $10/MWh | Grocery Refrigeration Bundle | Commercial | Strip Curtains: Walk-In Coolers/ Freezers | 100% | 0.01342 | 0.026841 | 0.040261 | 0.053681 | 0.067102 | 0.079066 | 0.088408 | 0.095654 | 0.10122 | 0.10545 | 0.1086 | 0.11029 | 0.11029 | 0.11029 | 0.11029 | 0.11029 | 0.11029 | 0.11029 | 0.11029 | 0.11029
Discretionary | Other | $0.01/MWh to $10/MWh | Grocery Refrigeration Bundle | Commercial | Anti Sweat Heater Controls | 100% | 0.31192 | 0.62384 | 0.93577 | 1.2477 | 1.5596 | 1.8377 | 2.0548 | 2.2232 | 2.3526 | 2.4509 | 2.5241 | 2.5634 | 2.5634 | 2.5634 | 2.5634 | 2.5634 | 2.5634 | 2.5634 | 2.5634 | 2.5634
Discretionary | Other | $30.01/MWh to $35/MWh | Grocery Refrigeration Bundle | Commercial | LED Case Lighting | 100% | 0.21908 | 0.43817 | 0.65725 | 0.87633 | 1.0954 | 1.2907 | 1.4432 | 1.5615 | 1.6524 | 1.7214 | 1.7728 | 1.8005 | 1.8005 | 1.8005 | 1.8005 | 1.8005 | 1.8005 | 1.8005 | 1.8005 | 1.8005
Discretionary | Other | $10.01/MWh to $20/MWh | Grocery Refrigeration Bundle | Commercial | Grocery Retrocommisioning | 100% | 0.96529 | 1.9306 | 2.8959 | 3.8612 | 4.8264 | 5.687 | 6.359 | 6.8801 | 7.2806 | 7.5845 | 7.8112 | 7.9329 | 7.9329 | 7.9329 | 7.9329 | 7.9329 | 7.9329 | 7.9329 | 7.9329 | 7.9329
Discretionary | Other | $20.01/MWh to $25/MWh | Grocery Refrigeration Bundle | Commercial | Floating Head Pressure Control | 100% | 0.33485 | 0.66971 | 1.0046 | 1.3394 | 1.6743 | 1.9728 | 2.2059 | 2.3867 | 2.5256 | 2.631 | 2.7097 | 2.7519 | 2.7519 | 2.7519 | 2.7519 | 2.7519 | 2.7519 | 2.7519 | 2.7519 | 2.7519
Discretionary | Other | $10.01/MWh to $20/MWh | Grocery Refrigeration Bundle | Commercial | LED Motion Sensors on Display Case | 100% | 0.057644 | 0.11529 | 0.17293 | 0.23057 | 0.28822 | 0.33961 | 0.37974 | 0.41086 | 0.43477 | 0.45292 | 0.46646 | 0.47372 | 0.47372 | 0.47372 | 0.47372 | 0.47372 | 0.47372 | 0.47372 | 0.47372 | 0.47372
Lost Opportunity | Lighting | $0.01/MWh to $10/MWh | Low Power LF Lamps | Commercial | Market Average HP Low Power T8 Shift | 100% | 0.36912 | 0.80772 | 1.301 | 1.8372 | 2.4069 | 3.0028 | 3.6165 | 3.896 | 3.896 | 3.896 | 3.896 | 3.896 | 3.896 | 3.896 | 3.896 | 3.896 | 3.896 | 3.896 | 3.896 | 3.896
Lost Opportunity | Lighting | $60.01/MWh to $80/MWh | Exterior Building Lighting | Commercial | TLED Over Ballast on SP32WT8 | 0% | 0 | 0 | 0 | 0 | 0 | 0 | 0 | 0 | 0 | 0 | 0 | 0 | 0 | 0 | 0 | 0 | 0 | 0 | 0 | 0
Lost Opportunity | Lighting | $40.01/MWh to $50/MWh | Lighting Controls Interior | Commercial | Lighting Controls Interior-New-Large Off-Unitary | 0% | 0 | 0 | 0 | 0 | 0 | 0 | 0 | 0 | 0 | 0 | 0 | 0 | 0 | 0 | 0 | 0 | 0 | 0 | 0 | 0
Lost Opportunity | Lighting | $60.01/MWh to $80/MWh | Lighting Controls Interior | Commercial | Lighting Controls Interior-New-Medium Off-Unitary | 0% | 0 | 0 | 0 | 0 | 0 | 0 | 0 | 0 | 0 | 0 | 0 | 0 | 0 | 0 | 0 | 0 | 0 | 0 | 0 | 0
Lost Opportunity | Lighting | $60.01/MWh to $80/MWh | Lighting Controls Interior | Commercial | Lighting Controls Interior-New-Small Off-Unitary | 0% | 0 | 0 | 0 | 0 | 0 | 0 | 0 | 0 | 0 | 0 | 0 | 0 | 0 | 0 | 0 | 0 | 0 | 0 | 0 | 0
Lost Opportunity | Lighting | $20.01/MWh to $25/MWh | Lighting Controls Interior | Commercial | Lighting Controls Interior-New-Xlarge Ret-Unitary | 100% | 0.0028864 | 0.0052472 | 0.0089803 | 0.012404 | 0.015808 | 0.019955 | 0.024246 | 0.029031 | 0.034385 | 0.039416 | 0.045152 | 0.050578 | 0.056183 | 0.061173 | 0.066156 | 0.071561 | 0.077371 | 0.083585 | 0.090204 | 0.097228
Lost Opportunity | Lighting | $40.01/MWh to $50/MWh | Lighting Controls Interior | Commercial | Lighting Controls Interior-New-Large Ret-Unitary | 0% | 0 | 0 | 0 | 0 | 0 | 0 | 0 | 0 | 0 | 0 | 0 | 0 | 0 | 0 | 0 | 0 | 0 | 0 | 0 | 0
Lost Opportunity | Lighting | $40.01/MWh to $50/MWh | Lighting Controls Interior | Commercial | Lighting Controls Interior-New-Medium Ret-Unitary | 0% | 0 | 0 | 0 | 0 | 0 | 0 | 0 | 0 | 0 | 0 | 0 | 0 | 0 | 0 | 0 | 0 | 0 | 0 | 0 | 0
Lost Opportunity | Lighting | $60.01/MWh to $80/MWh | Lighting Controls Interior | Commercial | Lighting Controls Interior-New-Small Ret-Unitary | 0% | 0 | 0 | 0 | 0 | 0 | 0 | 0 | 0 | 0 | 0 | 0 | 0 | 0 | 0 | 0 | 0 | 0 | 0 | 0 | 0
Lost Opportunity | Lighting | $80.01/MWh to $100/MWh | Lighting Controls Interior | Commercial | Lighting Controls Interior-New-School K-12-Unitary | 0% | 0 | 0 | 0 | 0 | 0 | 0 | 0 | 0 | 0 | 0 | 0 | 0 | 0 | 0 | 0 | 0 | 0 | 0 | 0 | 0
Lost Opportunity | Lighting | $80.01/MWh to $100/MWh | Lighting Controls Interior | Commercial | Lighting Controls Interior-New-University-Unitary | 0% | 0 | 0 | 0 | 0 | 0 | 0 | 0 | 0 | 0 | 0 | 0 | 0 | 0 | 0 | 0 | 0 | 0 | 0 | 0 | 0
Lost Opportunity | Lighting | $50.01/MWh to $60/MWh | Lighting Controls Interior | Commercial | Lighting Controls Interior-New-Warehouse-Unitary | 0% | 0 | 0 | 0 | 0 | 0 | 0 | 0 | 0 | 0 | 0 | 0 | 0 | 0 | 0 | 0 | 0 | 0 | 0 | 0 | 0
Lost Opportunity | Lighting | $0.01/MWh to $10/MWh | Lighting Controls Interior | Commercial | Lighting Controls Interior-New-Supermarket-Unitary | 100% | 0 | 0 | 0 | 0 | 0 | 0 | 0 | 0 | 0 | 0 | 0 | 0 | 0 | 0 | 0 | 0 | 0 | 0 | 0 | 0
Lost Opportunity | Lighting | $0.01/MWh to $10/MWh | Lighting Controls Interior | Commercial | Lighting Controls Interior-New-MiniMart-Unitary | 100% | 0 | 0 | 0 | 0 | 0 | 0 | 0 | 0 | 0 | 0 | 0 | 0 | 0 | 0 | 0 | 0 | 0 | 0 | 0 | 0
Lost Opportunity | Lighting | $0.01/MWh to $10/MWh | Lighting Controls Interior | Commercial | Lighting Controls Interior-New-Restaurant-Unitary | 100% | 0 | 0 | 0 | 0 | 0 | 0 | 0 | 0 | 0 | 0 | 0 | 0 | 0 | 0 | 0 | 0 | 0 | 0 | 0 | 0
Lost Opportunity | Lighting | $0.01/MWh to $10/MWh | Lighting Controls Interior | Commercial | Lighting Controls Interior-New-Lodging-Unitary | 100% | 0 | 0 | 0 | 0 | 0 | 0 | 0 | 0 | 0 | 0 | 0 | 0 | 0 | 0 | 0 | 0 | 0 | 0 | 0 | 0
Lost Opportunity | Lighting | $0.01/MWh to $10/MWh | Lighting Controls Interior | Commercial | Lighting Controls Interior-New-Hospital-Unitary | 100% | 0 | 0 | 0 | 0 | 0 | 0 | 0 | 0 | 0 | 0 | 0 | 0 | 0 | 0 | 0 | 0 | 0 | 0 | 0 | 0
Lost Opportunity | Lighting | $0.01/MWh to $10/MWh | Lighting Controls Interior | Commercial | Lighting Controls Interior-New-Residential Care-Unitary | 100% | 0 | 0 | 0 | 0 | 0 | 0 | 0 | 0 | 0 | 0 | 0 | 0 | 0 | 0 | 0 | 0 | 0 | 0 | 0 | 0
Lost Opportunity | Lighting | $0.01/MWh to $10/MWh | Lighting Controls Interior | Commercial | Lighting Controls Interior-New-Assembly-Unitary | 100% | 0 | 0 | 0 | 0 | 0 | 0 | 0 | 0 | 0 | 0 | 0 | 0 | 0 | 0 | 0 | 0 | 0 | 0 | 0 | 0
Lost Opportunity | Lighting | $50.01/MWh to $60/MWh | Lighting Controls Interior | Commercial | Lighting Controls Interior-New-Other-Unitary | 0% | 0 | 0 | 0 | 0 | 0 | 0 | 0 | 0 | 0 | 0 | 0 | 0 | 0 | 0 | 0 | 0 | 0 | 0 | 0 | 0
Lost Opportunity | Lighting | $80.01/MWh to $100/MWh | Lighting Controls Interior | Commercial | Lighting Controls Interior-New-Large Off-Integrated | 0% | 0 | 0 | 0 | 0 | 0 | 0 | 0 | 0 | 0 | 0 | 0 | 0 | 0 | 0 | 0 | 0 | 0 | 0 | 0 | 0
Lost Opportunity | Lighting | Over $100/MWh | Lighting Controls Interior | Commercial | Lighting Controls Interior-New-Medium Off-Integrated | 0% | 0 | 0 | 0 | 0 | 0 | 0 | 0 | 0 | 0 | 0 | 0 | 0 | 0 | 0 | 0 | 0 | 0 | 0 | 0 | 0
Lost Opportunity | Lighting | Over $100/MWh | Lighting Controls Interior | Commercial | Lighting Controls Interior-New-Small Off-Integrated | 0% | 0 | 0 | 0 | 0 | 0 | 0 | 0 | 0 | 0 | 0 | 0 | 0 | 0 | 0 | 0 | 0 | 0 | 0 | 0 | 0
Lost Opportunity | Lighting | $40.01/MWh to $50/MWh | Lighting Controls Interior | Commercial | Lighting Controls Interior-New-Xlarge Ret-Integrated | 0% | 0 | 0 | 0 | 0 | 0 | 0 | 0 | 0 | 0 | 0 | 0 | 0 | 0 | 0 | 0 | 0 | 0 | 0 | 0 | 0
Lost Opportunity | Lighting | $80.01/MWh to $100/MWh | Lighting Controls Interior | Commercial | Lighting Controls Interior-New-Large Ret-Integrated | 0% | 0 | 0 | 0 | 0 | 0 | 0 | 0 | 0 | 0 | 0 | 0 | 0 | 0 | 0 | 0 | 0 | 0 | 0 | 0 | 0
Lost Opportunity | Lighting | $80.01/MWh to $100/MWh | Lighting Controls Interior | Commercial | Lighting Controls Interior-New-Medium Ret-Integrated | 0% | 0 | 0 | 0 | 0 | 0 | 0 | 0 | 0 | 0 | 0 | 0 | 0 | 0 | 0 | 0 | 0 | 0 | 0 | 0 | 0
Lost Opportunity | Lighting | Over $100/MWh | Lighting Controls Interior | Commercial | Lighting Controls Interior-New-Small Ret-Integrated | 0% | 0 | 0 | 0 | 0 | 0 | 0 | 0 | 0 | 0 | 0 | 0 | 0 | 0 | 0 | 0 | 0 | 0 | 0 | 0 | 0
Lost Opportunity | Lighting | Over $100/MWh | Lighting Controls Interior | Commercial | Lighting Controls Interior-New-School K-12-Integrated | 0% | 0 | 0 | 0 | 0 | 0 | 0 | 0 | 0 | 0 | 0 | 0 | 0 | 0 | 0 | 0 | 0 | 0 | 0 | 0 | 0
Lost Opportunity | Lighting | Over $100/MWh | Lighting Controls Interior | Commercial | Lighting Controls Interior-New-University-Integrated | 0% | 0 | 0 | 0 | 0 | 0 | 0 | 0 | 0 | 0 | 0 | 0 | 0 | 0 | 0 | 0 | 0 | 0 | 0 | 0 | 0
Lost Opportunity | Lighting | Over $100/MWh | Lighting Controls Interior | Commercial | Lighting Controls Interior-New-Warehouse-Integrated | 0% | 0 | 0 | 0 | 0 | 0 | 0 | 0 | 0 | 0 | 0 | 0 | 0 | 0 | 0 | 0 | 0 | 0 | 0 | 0 | 0
Lost Opportunity | Lighting | $0.01/MWh to $10/MWh | Lighting Controls Interior | Commercial | Lighting Controls Interior-New-Supermarket-Integrated | 100% | 0 | 0 | 0 | 0 | 0 | 0 | 0 | 0 | 0 | 0 | 0 | 0 | 0 | 0 | 0 | 0 | 0 | 0 | 0 | 0
Lost Opportunity | Lighting | $0.01/MWh to $10/MWh | Lighting Controls Interior | Commercial | Lighting Controls Interior-New-MiniMart-Integrated | 100% | 0 | 0 | 0 | 0 | 0 | 0 | 0 | 0 | 0 | 0 | 0 | 0 | 0 | 0 | 0 | 0 | 0 | 0 | 0 | 0
Lost Opportunity | Lighting | $0.01/MWh to $10/MWh | Lighting Controls Interior | Commercial | Lighting Controls Interior-New-Restaurant-Integrated | 100% | 0 | 0 | 0 | 0 | 0 | 0 | 0 | 0 | 0 | 0 | 0 | 0 | 0 | 0 | 0 | 0 | 0 | 0 | 0 | 0
Lost Opportunity | Lighting | $0.01/MWh to $10/MWh | Lighting Controls Interior | Commercial | Lighting Controls Interior-New-Lodging-Integrated | 100% | 0 | 0 | 0 | 0 | 0 | 0 | 0 | 0 | 0 | 0 | 0 | 0 | 0 | 0 | 0 | 0 | 0 | 0 | 0 | 0
Lost Opportunity | Lighting | $0.01/MWh to $10/MWh | Lighting Controls Interior | Commercial | Lighting Controls Interior-New-Hospital-Integrated | 100% | 0 | 0 | 0 | 0 | 0 | 0 | 0 | 0 | 0 | 0 | 0 | 0 | 0 | 0 | 0 | 0 | 0 | 0 | 0 | 0
Lost Opportunity | Lighting | $0.01/MWh to $10/MWh | Lighting Controls Interior | Commercial | Lighting Controls Interior-New-Residential Care-Integrated | 100% | 0 | 0 | 0 | 0 | 0 | 0 | 0 | 0 | 0 | 0 | 0 | 0 | 0 | 0 | 0 | 0 | 0 | 0 | 0 | 0
Lost Opportunity | Lighting | $0.01/MWh to $10/MWh | Lighting Controls Interior | Commercial | Lighting Controls Interior-New-Assembly-Integrated | 100% | 0 | 0 | 0 | 0 | 0 | 0 | 0 | 0 | 0 | 0 | 0 | 0 | 0 | 0 | 0 | 0 | 0 | 0 | 0 | 0
Lost Opportunity | Lighting | $80.01/MWh to $100/MWh | Lighting Controls Interior | Commercial | Lighting Controls Interior-New-Other-Integrated | 0% | 0 | 0 | 0 | 0 | 0 | 0 | 0 | 0 | 0 | 0 | 0 | 0 | 0 | 0 | 0 | 0 | 0 | 0 | 0 | 0
Lost Opportunity | Lighting | $35.01/MWh to $40/MWh | LPD Package | Commercial | New_LF_FIX_REPL_from LF2018 to LED_FIX_KIT | 100% | 0.27975 | 0.56191 | 0.89346 | 1.2442 | 1.6476 | 2.1101 | 2.6199 | 3.2369 | 3.9327 | 4.5934 | 5.3001 | 5.9973 | 6.6577 | 7.302 | 7.9303 | 8.569 | 9.2161 | 9.8715 | 10.5352 | 11.2073
Lost Opportunity | Lighting | $0/MWh and Under | LPD Package | Commercial | New_CAN_FIX_REPL_from CFL to LED_FIX_KIT | 100% | 0.058159 | 0.11682 | 0.18575 | 0.25867 | 0.34253 | 0.43869 | 0.54467 | 0.67295 | 0.81759 | 0.95496 | 1.1019 | 1.2468 | 1.3841 | 1.5181 | 1.6487 | 1.7815 | 1.916 | 2.0522 | 2.1902 | 2.33
Lost Opportunity | Lighting | $0/MWh and Under | LPD Package | Commercial | New_CAN_FIX_REPL_from INC_HAL to LED_FIX_KIT | 100% | 0.044821 | 0.090027 | 0.14315 | 0.19934 | 0.26397 | 0.33808 | 0.41976 | 0.51861 | 0.63009 | 0.73595 | 0.84916 | 0.96087 | 1.0667 | 1.1699 | 1.2706 | 1.3729 | 1.4766 | 1.5816 | 1.6879 | 1.7956
Lost Opportunity | Lighting | $60.01/MWh to $80/MWh | LPD Package | Commercial | New_DISP_FIX_REPL_from CFL to LED_FIX_KIT | 0% | 0 | 0 | 0 | 0 | 0 | 0 | 0 | 0 | 0 | 0 | 0 | 0 | 0 | 0 | 0 | 0 | 0 | 0 | 0 | 0
Lost Opportunity | Lighting | $0/MWh and Under | LPD Package | Commercial | New_DISP_FIX_REPL_from INC_HAL to LED_FIX_KIT | 100% | 0.0079905 | 0.01605 | 0.02552 | 0.035539 | 0.04706 | 0.060272 | 0.074833 | 0.092457 | 0.11233 | 0.1312 | 0.15139 | 0.1713 | 0.19017 | 0.20857 | 0.22651 | 0.24476 | 0.26324 | 0.28196 | 0.30092 | 0.32012
Lost Opportunity | Lighting | $35.01/MWh to $40/MWh | LPD Package | Commercial | New_HIGHBAY_FIX_REPL_from HID to LED_FIX_KIT | 100% | 0.014768 | 0.029663 | 0.047166 | 0.065682 | 0.086976 | 0.11139 | 0.13831 | 0.17088 | 0.20761 | 0.24249 | 0.27979 | 0.3166 | 0.35146 | 0.38547 | 0.41864 | 0.45236 | 0.48652 | 0.52112 | 0.55616 | 0.59164
Lost Opportunity | Lighting | $10.01/MWh to $20/MWh | LPD Package | Commercial | New_HIGHBAY_FIX_REPL_from HID to LF2018 | 100% | 0.0023818 | 0.0047841 | 0.0076069 | 0.010593 | 0.014027 | 0.017965 | 0.022306 | 0.027559 | 0.033483 | 0.039108 | 0.045125 | 0.051061 | 0.056684 | 0.062169 | 0.067518 | 0.072956 | 0.078465 | 0.084045 | 0.089696 | 0.095418
Lost Opportunity | Lighting | $50.01/MWh to $60/MWh | LPD Package | Commercial | New_HIGHBAY_FIX_REPL_from LF2018 to LED_FIX_KIT | 0% | 0 | 0 | 0 | 0 | 0 | 0 | 0 | 0 | 0 | 0 | 0 | 0 | 0 | 0 | 0 | 0 | 0 | 0 | 0 | 0
Lost Opportunity | Lighting | $40.01/MWh to $50/MWh | LPD Package | Commercial | NR_LF_FIX_REPL_from LF2018 to LED_FIX_KIT | 0% | 0 | 0 | 0 | 0 | 0 | 0 | 0 | 0 | 0 | 0 | 0 | 0 | 0 | 0 | 0 | 0 | 0 | 0 | 0 | 0
Lost Opportunity | Lighting | $0.01/MWh to $10/MWh | LPD Package | Commercial | NR_LF_FIX_REPL_from LF2018 to LED_FIX_KIT_RDX | 100% | 0.36007 | 0.76117 | 1.1968 | 1.6613 | 2.1495 | 2.6571 | 3.1803 | 3.7149 | 4.2579 | 4.8067 | 5.3594 | 5.9146 | 6.471 | 7.0279 | 7.5846 | 8.1404 | 8.6936 | 9.2442 | 9.7922 | 10.3375
Lost Opportunity | Lighting | $0/MWh and Under | LPD Package | Commercial | NR_LF_FIX_REPL_from LF2018 to LF_FIX_KIT_RDX | 100% | 0.10686 | 0.2259 | 0.35521 | 0.49305 | 0.63795 | 0.78858 | 0.94385 | 1.1025 | 1.2637 | 1.4265 | 1.5906 | 1.7554 | 1.9205 | 2.0858 | 2.251 | 2.416 | 2.5801 | 2.7435 | 2.9062 | 3.068
Lost Opportunity | Lighting | $25.01/MWh to $30/MWh | LPD Package | Commercial | NR_LF_FIX_REPL_from LF2018 to TLED_PIN | 100% | 0.081018 | 0.17127 | 0.2693 | 0.37381 | 0.48366 | 0.59786 | 0.71558 | 0.83588 | 0.95805 | 1.0815 | 1.2059 | 1.3308 | 1.456 | 1.5813 | 1.7066 | 1.8316 | 1.9561 | 2.08 | 2.2033 | 2.326
Lost Opportunity | Lighting | $0.01/MWh to $10/MWh | LPD Package | Commercial | NR_LF_FIX_REPL_from LF2018 to TLED_PIN_RDX | 100% | 0.13617 | 0.28786 | 0.45263 | 0.62828 | 0.81291 | 1.0049 | 1.2027 | 1.4049 | 1.6102 | 1.8178 | 2.0268 | 2.2368 | 2.4472 | 2.6578 | 2.8684 | 3.0786 | 3.2878 | 3.496 | 3.7032 | 3.9095
Lost Opportunity | Lighting | $0/MWh and Under | LPD Package | Commercial | NR_CAN_FIX_REPL_from CFL to LED_FIX_KIT | 100% | 0.15424 | 0.32607 | 0.5127 | 0.71167 | 0.9208 | 1.1382 | 1.3623 | 1.5914 | 1.824 | 2.059 | 2.2958 | 2.5336 | 2.772 | 3.0106 | 3.249 | 3.4871 | 3.7241 | 3.96 | 4.1947 | 4.4283
Lost Opportunity | Lighting | $0/MWh and Under | LPD Package | Commercial | NR_CAN_FIX_REPL_from INC_HAL to LED_FIX_KIT | 100% | 0.18051 | 0.3816 | 0.60002 | 0.83287 | 1.0776 | 1.3321 | 1.5944 | 1.8624 | 2.1346 | 2.4097 | 2.6868 | 2.9652 | 3.2441 | 3.5233 | 3.8024 | 4.081 | 4.3584 | 4.6344 | 4.9091 | 5.1825
Lost Opportunity | Lighting | $60.01/MWh to $80/MWh | LPD Package | Commercial | NR_DISP_FIX_REPL_from CFL to LED_FIX_KIT | 0% | 0 | 0 | 0 | 0 | 0 | 0 | 0 | 0 | 0 | 0 | 0 | 0 | 0 | 0 | 0 | 0 | 0 | 0 | 0 | 0
Lost Opportunity | Lighting | $0/MWh and Under | LPD Package | Commercial | NR_DISP_FIX_REPL_from INC_HAL to LED_FIX_KIT | 100% | 0.020963 | 0.044316 | 0.069681 | 0.096722 | 0.12515 | 0.1547 | 0.18515 | 0.21628 | 0.24789 | 0.27984 | 0.31202 | 0.34435 | 0.37674 | 0.40917 | 0.44157 | 0.47394 | 0.50614 | 0.5382 | 0.5701 | 0.60185
Lost Opportunity | Lighting | $40.01/MWh to $50/MWh | LPD Package | Commercial | NR_HIGHBAY_FIX_REPL_from HID to LED_FIX_KIT | 0% | 0 | 0 | 0 | 0 | 0 | 0 | 0 | 0 | 0 | 0 | 0 | 0 | 0 | 0 | 0 | 0 | 0 | 0 | 0 | 0
Lost Opportunity | Lighting | $0.01/MWh to $10/MWh | LPD Package | Commercial | NR_HIGHBAY_FIX_REPL_from HID to LF2018 | 100% | 0 | 0 | 0 | 0 | 0 | 0 | 0 | 0 | 0 | 0 | 0 | 0 | 0 | 0 | 0 | 0 | 0 | 0 | 0 | 0
Lost Opportunity | Lighting | $60.01/MWh to $80/MWh | LPD Package | Commercial | NR_HIGHBAY_FIX_REPL_from LF2018 to LED_FIX_KIT | 0% | 0 | 0 | 0 | 0 | 0 | 0 | 0 | 0 | 0 | 0 | 0 | 0 | 0 | 0 | 0 | 0 | 0 | 0 | 0 | 0
Discretionary | Lighting | Over $100/MWh | LPD Package | Commercial | Retro_LF_FIX_REPL_from LF2018 to LED_FIX_KIT | 0% | 0 | 0 | 0 | 0 | 0 | 0 | 0 | 0 | 0 | 0 | 0 | 0 | 0 | 0 | 0 | 0 | 0 | 0 | 0 | 0
Discretionary | Lighting | Over $100/MWh | LPD Package | Commercial | Retro_LF_FIX_REPL_from LF2018 to LED_FIX_KIT_RDX | 0% | 0 | 0 | 0 | 0 | 0 | 0 | 0 | 0 | 0 | 0 | 0 | 0 | 0 | 0 | 0 | 0 | 0 | 0 | 0 | 0
Discretionary | Lighting | $80.01/MWh to $100/MWh | LPD Package | Commercial | Retro_LF_FIX_REPL_from LF2018 to LF_FIX_KIT_RDX | 0% | 0 | 0 | 0 | 0 | 0 | 0 | 0 | 0 | 0 | 0 | 0 | 0 | 0 | 0 | 0 | 0 | 0 | 0 | 0 | 0
Discretionary | Lighting | $50.01/MWh to $60/MWh | LPD Package | Commercial | Retro_CAN_FIX_REPL_from CFL to LED_FIX_KIT | 0% | 0 | 0 | 0 | 0 | 0 | 0 | 0 | 0 | 0 | 0 | 0 | 0 | 0 | 0 | 0 | 0 | 0 | 0 | 0 | 0
Discretionary | Lighting | $0/MWh and Under | LPD Package | Commercial | Retro_CAN_FIX_REPL_from INC_HAL to LED_FIX_KIT | 100% | 0.074888 | 0.14973 | 0.22451 | 0.29919 | 0.37378 | 0.44035 | 0.49262 | 0.53346 | 0.56518 | 0.5896 | 0.6082 | 0.62213 | 0.63234 | 0.63957 | 0.64443 | 0.64739 | 0.64739 | 0.64739 | 0.64739 | 0.64739
Discretionary | Lighting | Over $100/MWh | LPD Package | Commercial | Retro_DISP_FIX_REPL_from CFL to LED_FIX_KIT | 0% | 0 | 0 | 0 | 0 | 0 | 0 | 0 | 0 | 0 | 0 | 0 | 0 | 0 | 0 | 0 | 0 | 0 | 0 | 0 | 0
Discretionary | Lighting | $0.01/MWh to $10/MWh | LPD Package | Commercial | Retro_DISP_FIX_REPL_from INC_HAL to LED_FIX_KIT | 100% | 0 | 0 | 0 | 0 | 0 | 0 | 0 | 0 | 0 | 0 | 0 | 0 | 0 | 0 | 0 | 0 | 0 | 0 | 0 | 0
Discretionary | Lighting | $60.01/MWh to $80/MWh | LPD Package | Commercial | Retro_HIGHBAY_FIX_REPL_from HID to LED_FIX_KIT | 0% | 0 | 0 | 0 | 0 | 0 | 0 | 0 | 0 | 0 | 0 | 0 | 0 | 0 | 0 | 0 | 0 | 0 | 0 | 0 | 0
Discretionary | Lighting | $0.01/MWh to $10/MWh | LPD Package | Commercial | Retro_HIGHBAY_FIX_REPL_from HID to LF2018 | 100% | 0 | 0 | 0 | 0 | 0 | 0 | 0 | 0 | 0 | 0 | 0 | 0 | 0 | 0 | 0 | 0 | 0 | 0 | 0 | 0
Discretionary | Lighting | Over $100/MWh | LPD Package | Commercial | Retro_HIGHBAY_FIX_REPL_from LF2018 to LED_FIX_KIT | 0% | 0 | 0 | 0 | 0 | 0 | 0 | 0 | 0 | 0 | 0 | 0 | 0 | 0 | 0 | 0 | 0 | 0 | 0 | 0 | 0
Discretionary | Lighting | $0.01/MWh to $10/MWh | LPD Package | Commercial | Retro_LF_LAMP_REPL_from LF2018 to TLED_PIN | 100% | 0 | 0 | 0 | 0 | 0 | 0 | 0 | 0 | 0 | 0 | 0 | 0 | 0 | 0 | 0 | 0 | 0 | 0 | 0 | 0
Discretionary | Lighting | $50.01/MWh to $60/MWh | LPD Package | Commercial | Retro_LF_LAMP_REPL_from LF2018 to TLED_PIN_RDX | 0% | 0 | 0 | 0 | 0 | 0 | 0 | 0 | 0 | 0 | 0 | 0 | 0 | 0 | 0 | 0 | 0 | 0 | 0 | 0 | 0
Discretionary | Lighting | $0/MWh and Under | LPD Package | Commercial | Retro_CAN_LAMP_REPL_from CFL to LED_CAN_LAMP | 100% | 0.058045 | 0.11583 | 0.17336 | 0.23064 | 0.28766 | 0.33843 | 0.37821 | 0.40923 | 0.43328 | 0.45158 | 0.45227 | 0.45227 | 0.45227 | 0.45227 | 0.45227 | 0.45227 | 0.45227 | 0.45227 | 0.45227 | 0.45227
Discretionary | Lighting | $0/MWh and Under | LPD Package | Commercial | Retro_CAN_LAMP_REPL_from INC_HAL to LED_CAN_LAMP | 100% | 0.071078 | 0.14184 | 0.21229 | 0.28243 | 0.35226 | 0.41442 | 0.46313 | 0.50112 | 0.53057 | 0.55297 | 0.55382 | 0.55382 | 0.55382 | 0.55382 | 0.55382 | 0.55382 | 0.55382 | 0.55382 | 0.55382 | 0.55382
Discretionary | Lighting | $40.01/MWh to $50/MWh | LPD Package | Commercial | Retro_DISP_LAMP_REPL_from CFL to LED_PAR_MR | 0% | 0 | 0 | 0 | 0 | 0 | 0 | 0 | 0 | 0 | 0 | 0 | 0 | 0 | 0 | 0 | 0 | 0 | 0 | 0 | 0
Discretionary | Lighting | $0/MWh and Under | LPD Package | Commercial | Retro_DISP_LAMP_REPL_from INC_HAL to LED_PAR_MR | 100% | 0.20008 | 0.39928 | 0.5976 | 0.79504 | 0.9916 | 1.1666 | 1.3037 | 1.4107 | 1.4936 | 1.5566 | 1.559 | 1.559 | 1.559 | 1.559 | 1.559 | 1.559 | 1.559 | 1.559 | 1.559 | 1.559
Discretionary | Lighting | $0.01/MWh to $10/MWh | LPD Package | Commercial | Retro_DISP_LAMP_REPL_from INC_HAL to HID_CMH | 100% | 0.048329 | 0.096443 | 0.14434 | 0.19203 | 0.23951 | 0.28178 | 0.3149 | 0.34073 | 0.36075 | 0.37599 | 0.37656 | 0.37656 | 0.37656 | 0.37656 | 0.37656 | 0.37656 | 0.37656 | 0.37656 | 0.37656 | 0.37656
Discretionary | Lighting | $0.01/MWh to $10/MWh | LPD Package | Commercial | Retro_DISP_LAMP_REPL_from HID_CMH to LED_PAR_MR | 100% | 0 | 0 | 0 | 0 | 0 | 0 | 0 | 0 | 0 | 0 | 0 | 0 | 0 | 0 | 0 | 0 | 0 | 0 | 0 | 0
Discretionary | Lighting | $0.01/MWh to $10/MWh | LPD Package | Commercial | Retro_OTHER_LAMP_REPL_from CFL to LED_OMNI | 100% | 0.75529 | 1.5072 | 2.2559 | 3.0012 | 3.7432 | 4.4038 | 4.9213 | 5.325 | 5.638 | 5.876 | 5.885 | 5.885 | 5.885 | 5.885 | 5.885 | 5.885 | 5.885 | 5.885 | 5.885 | 5.885
Discretionary | Lighting | $0/MWh and Under | LPD Package | Commercial | Retro_OTHER_LAMP_REPL_from EISA_2020 to LED_OMNI | 100% | 0.36721 | 0.7328 | 1.0968 | 1.4591 | 1.8199 | 2.141 | 2.3927 | 2.5889 | 2.7411 | 2.8568 | 2.8612 | 2.8612 | 2.8612 | 2.8612 | 2.8612 | 2.8612 | 2.8612 | 2.8612 | 2.8612 | 2.8612
Discretionary | Lighting | $0.01/MWh to $10/MWh | LPD Package | Commercial | Retro_OTHER_LAMP_REPL_from EISA_2020 to CFL_OMNI | 100% | 0 | 0 | 0 | 0 | 0 | 0 | 0 | 0 | 0 | 0 | 0 | 0 | 0 | 0 | 0 | 0 | 0 | 0 | 0 | 0
Discretionary | Lighting | $0.01/MWh to $10/MWh | LPD Package | Commercial | Retro_OTHER_LAMP_REPL_from HID to LED_OMNI | 100% | 0 | 0 | 0 | 0 | 0 | 0 | 0 | 0 | 0 | 0 | 0 | 0 | 0 | 0 | 0 | 0 | 0 | 0 | 0 | 0
Lost Opportunity | Other | $10.01/MWh to $20/MWh | MotorsRewind | Commercial | MotorsRewind-New-Large Off | 100% | 0.0010382 | 0.0020932 | 0.0036606 | 0.0051184 | 0.0066942 | 0.0085867 | 0.010578 | 0.012939 | 0.01567 | 0.018104 | 0.020771 | 0.023565 | 0.026119 | 0.028687 | 0.031203 | 0.033769 | 0.036386 | 0.039053 | 0.041771 | 0.04454
Lost Opportunity | Other | $10.01/MWh to $20/MWh | MotorsRewind | Commercial | MotorsRewind-New-Medium Off | 100% | 0.0007415 | 0.0014509 | 0.0025806 | 0.0036341 | 0.0047521 | 0.0061113 | 0.007541 | 0.0092119 | 0.011122 | 0.012852 | 0.014781 | 0.016748 | 0.018597 | 0.020385 | 0.022153 | 0.023989 | 0.025894 | 0.027868 | 0.02991 | 0.03202
Lost Opportunity | Other | $10.01/MWh to $20/MWh | MotorsRewind | Commercial | MotorsRewind-New-Small Off | 100% | 0.00019461 | 0.00037968 | 0.00067456 | 0.00095024 | 0.0012423 | 0.001596 | 0.0019684 | 0.0024037 | 0.0029015 | 0.0033521 | 0.0038555 | 0.0043668 | 0.0048464 | 0.0053127 | 0.0057738 | 0.0062517 | 0.0067464 | 0.0072579 | 0.0077864 | 0.0083316
Lost Opportunity | Other | $10.01/MWh to $20/MWh | MotorsRewind | Commercial | MotorsRewind-New-XLarge Ret | 100% | 8.2246e-05 | 0.00017538 | 0.00028439 | 0.0004047 | 0.00055847 | 0.00073997 | 0.00095306 | 0.0013288 | 0.0017771 | 0.0021744 | 0.0025631 | 0.0029422 | 0.0032509 | 0.0035695 | 0.003865 | 0.0041951 | 0.0045599 | 0.0049594 | 0.0053935 | 0.0058623
Lost Opportunity | Other | $10.01/MWh to $20/MWh | MotorsRewind | Commercial | MotorsRewind-New-Large Ret | 100% | 3.1941e-05 | 6.7481e-05 | 0.00010901 | 0.00015474 | 0.00021473 | 0.00028666 | 0.00037048 | 0.00051566 | 0.00068857 | 0.00084203 | 0.00099273 | 0.0011396 | 0.0012597 | 0.0013833 | 0.001498 | 0.0016258 | 0.0017667 | 0.0019207 | 0.0020877 | 0.0022678
Lost Opportunity | Other | $10.01/MWh to $20/MWh | MotorsRewind | Commercial | MotorsRewind-New-Medium Ret | 100% | 0.00012049 | 0.00025336 | 0.00040642 | 0.00057527 | 0.0007999 | 0.0010723 | 0.0013895 | 0.0019313 | 0.0025788 | 0.0031525 | 0.0037178 | 0.0042683 | 0.0047227 | 0.0051895 | 0.0056211 | 0.0061014 | 0.0066304 | 0.0072081 | 0.0078345 | 0.0085096
Lost Opportunity | Other | $10.01/MWh to $20/MWh | MotorsRewind | Commercial | MotorsRewind-New-Small Ret | 100% | 3.6384e-05 | 7.5506e-05 | 0.00012053 | 0.00017027 | 0.00023871 | 0.00032292 | 0.00042065 | 0.00058494 | 0.00078082 | 0.00095457 | 0.0011264 | 0.0012939 | 0.0014326 | 0.0015749 | 0.0017067 | 0.0018533 | 0.0020147 | 0.002191 | 0.0023821 | 0.002588
Lost Opportunity | Other | $10.01/MWh to $20/MWh | MotorsRewind | Commercial | MotorsRewind-New-School K-12 | 100% | 3.0345e-05 | 7.3356e-05 | 0.0001312 | 0.00022418 | 0.0003466 | 0.00045984 | 0.00057938 | 0.00071044 | 0.00085079 | 0.00098232 | 0.0011218 | 0.0012515 | 0.0013959 | 0.0015245 | 0.0016635 | 0.0017964 | 0.0019231 | 0.0020438 | 0.0021583 | 0.0022667
Lost Opportunity | Other | $10.01/MWh to $20/MWh | MotorsRewind | Commercial | MotorsRewind-New-University | 100% | 4.4234e-05 | 0.00010613 | 0.00015985 | 0.00025188 | 0.0003727 | 0.00049391 | 0.00064019 | 0.0008009 | 0.00097301 | 0.001151 | 0.0013206 | 0.0014718 | 0.0016476 | 0.0017992 | 0.0019529 | 0.0021186 | 0.0022965 | 0.0024864 | 0.0026883 | 0.0029024
Lost Opportunity | Other | $10.01/MWh to $20/MWh | MotorsRewind | Commercial | MotorsRewind-New-Warehouse | 100% | 0.00016527 | 0.00034659 | 0.00060218 | 0.00091454 | 0.0013131 | 0.0017423 | 0.0021847 | 0.0025963 | 0.0029425 | 0.0032887 | 0.003659 | 0.0040586 | 0.0044485 | 0.004826 | 0.0052048 | 0.005551 | 0.0058645 | 0.0061453 | 0.0063934 | 0.0066088
Lost Opportunity | Other | $0.01/MWh to $10/MWh | MotorsRewind | Commercial | MotorsRewind-New-Supermarket | 100% | 0.0001731 | 0.00038223 | 0.00061784 | 0.0008728 | 0.0011414 | 0.001421 | 0.0017088 | 0.0020025 | 0.0023017 | 0.0025788 | 0.0028855 | 0.0031938 | 0.0034999 | 0.0038032 | 0.0041037 | 0.0044016 | 0.0046969 | 0.0049896 | 0.0052796 | 0.0055671
Lost Opportunity | Other | $0.01/MWh to $10/MWh | MotorsRewind | Commercial | MotorsRewind-New-MiniMart | 100% | 3.1558e-05 | 5.5372e-05 | 7.9655e-05 | 0.00010644 | 0.00015528 | 0.00022564 | 0.00031869 | 0.00048117 | 0.00065386 | 0.00081138 | 0.00098658 | 0.0011437 | 0.001267 | 0.0013966 | 0.0015185 | 0.001646 | 0.0017791 | 0.0019178 | 0.0020621 | 0.0022121
Lost Opportunity | Other | $0.01/MWh to $10/MWh | MotorsRewind | Commercial | MotorsRewind-New-Restaurant | 100% | 0.00018363 | 0.00041303 | 0.00067826 | 0.00097113 | 0.0012853 | 0.0016166 | 0.0019622 | 0.0024578 | 0.0030398 | 0.0036283 | 0.0042448 | 0.0048926 | 0.0054569 | 0.0060269 | 0.0065428 | 0.0071145 | 0.0077421 | 0.0084254 | 0.0091646 | 0.0099595
Lost Opportunity | Other | $0.01/MWh to $10/MWh | MotorsRewind | Commercial | MotorsRewind-New-Lodging | 100% | 6.9814e-05 | 0.00015838 | 0.00026206 | 0.00037833 | 0.00051164 | 0.00066017 | 0.00083227 | 0.001202 | 0.0016629 | 0.0021538 | 0.0026571 | 0.0031944 | 0.0036365 | 0.0040583 | 0.0044545 | 0.0048837 | 0.0053459 | 0.005841 | 0.0063691 | 0.0069302
Lost Opportunity | Other | $0.01/MWh to $10/MWh | MotorsRewind | Commercial | MotorsRewind-New-Hospital | 100% | 0.00030445 | 0.00061417 | 0.00093862 | 0.0012388 | 0.0015704 | 0.0019454 | 0.0024193 | 0.0030064 | 0.0036882 | 0.0043022 | 0.0049152 | 0.005506 | 0.0060271 | 0.0065227 | 0.0069864 | 0.007449 | 0.0079106 | 0.0083711 | 0.0088307 | 0.0092892
Lost Opportunity | Other | $0.01/MWh to $10/MWh | MotorsRewind | Commercial | MotorsRewind-New-Residential Care | 100% | 0.00033134 | 0.00068888 | 0.0010646 | 0.0014324 | 0.0018588 | 0.0023471 | 0.0029523 | 0.003735 | 0.0046219 | 0.0054285 | 0.0062728 | 0.0070841 | 0.0078109 | 0.008518 | 0.0092026 | 0.0098802 | 0.010551 | 0.011214 | 0.01187 | 0.012519
Lost Opportunity | Other | $10.01/MWh to $20/MWh | MotorsRewind | Commercial | MotorsRewind-New-Assembly | 100% | 0.00011929 | 0.0003097 | 0.00043491 | 0.00059837 | 0.00088125 | 0.0014292 | 0.0020806 | 0.0029645 | 0.0042334 | 0.0057122 | 0.0073711 | 0.0089623 | 0.01054 | 0.012028 | 0.01351 | 0.014957 | 0.016366 | 0.01774 | 0.019077 | 0.020377
Lost Opportunity | Other | $10.01/MWh to $20/MWh | MotorsRewind | Commercial | MotorsRewind-New-Other | 100% | 0.00065411 | 0.0015054 | 0.0023767 | 0.0035715 | 0.0049828 | 0.0064774 | 0.0081949 | 0.010101 | 0.012112 | 0.014032 | 0.016153 | 0.018111 | 0.020063 | 0.021935 | 0.02368 | 0.025407 | 0.027115 | 0.028805 | 0.030476 | 0.032128
Lost Opportunity | Other | $10.01/MWh to $20/MWh | MotorsRewind | Commercial | MotorsRewind-NR-Large Off | 100% | 0.0090942 | 0.019964 | 0.032238 | 0.04562 | 0.059876 | 0.074817 | 0.090293 | 0.10618 | 0.11967 | 0.11967 | 0.11967 | 0.11967 | 0.11967 | 0.11967 | 0.11967 | 0.11967 | 0.11967 | 0.11967 | 0.11967 | 0.11967
Lost Opportunity | Other | $10.01/MWh to $20/MWh | MotorsRewind | Commercial | MotorsRewind-NR-Medium Off | 100% | 0.0044533 | 0.009776 | 0.015786 | 0.02234 | 0.029321 | 0.036637 | 0.044216 | 0.051998 | 0.0586 | 0.0586 | 0.0586 | 0.0586 | 0.0586 | 0.0586 | 0.0586 | 0.0586 | 0.0586 | 0.0586 | 0.0586 | 0.0586
Lost Opportunity | Other | $10.01/MWh to $20/MWh | MotorsRewind | Commercial | MotorsRewind-NR-Small Off | 100% | 0.004375 | 0.0096039 | 0.015509 | 0.021947 | 0.028805 | 0.035992 | 0.043437 | 0.051082 | 0.057568 | 0.057568 | 0.057568 | 0.057568 | 0.057568 | 0.057568 | 0.057568 | 0.057568 | 0.057568 | 0.057568 | 0.057568 | 0.057568
Lost Opportunity | Other | $10.01/MWh to $20/MWh | MotorsRewind | Commercial | MotorsRewind-NR-XLarge Ret | 100% | 0.002513 | 0.0055099 | 0.0088871 | 0.012562 | 0.01647 | 0.020559 | 0.024786 | 0.02912 | 0.031968 | 0.031968 | 0.031968 | 0.031968 | 0.031968 | 0.031968 | 0.031968 | 0.031968 | 0.031968 | 0.031968 | 0.031968 | 0.031968
Lost Opportunity | Other | $10.01/MWh to $20/MWh | MotorsRewind | Commercial | MotorsRewind-NR-Large Ret | 100% | 0.0038617 | 0.0084668 | 0.013656 | 0.019304 | 0.025309 | 0.031592 | 0.038088 | 0.044747 | 0.049124 | 0.049124 | 0.049124 | 0.049124 | 0.049124 | 0.049124 | 0.049124 | 0.049124 | 0.049124 | 0.049124 | 0.049124 | 0.049124
Lost Opportunity | Other | $10.01/MWh to $20/MWh | MotorsRewind | Commercial | MotorsRewind-NR-Medium Ret | 100% | 0.001682 | 0.0036878 | 0.0059483 | 0.0084083 | 0.011024 | 0.01376 | 0.01659 | 0.01949 | 0.021397 | 0.021397 | 0.021397 | 0.021397 | 0.021397 | 0.021397 | 0.021397 | 0.021397 | 0.021397 | 0.021397 | 0.021397 | 0.021397
Lost Opportunity | Other | $10.01/MWh to $20/MWh | MotorsRewind | Commercial | MotorsRewind-NR-Small Ret | 100% | 0.0019924 | 0.0043683 | 0.0070458 | 0.0099597 | 0.013058 | 0.016299 | 0.019651 | 0.023087 | 0.025344 | 0.025344 | 0.025344 | 0.025344 | 0.025344 | 0.025344 | 0.025344 | 0.025344 | 0.025344 | 0.025344 | 0.025344 | 0.025344
Lost Opportunity | Other | $10.01/MWh to $20/MWh | MotorsRewind | Commercial | MotorsRewind-NR-School K-12 | 100% | 0.0021943 | 0.0048128 | 0.0077655 | 0.010981 | 0.014402 | 0.017982 | 0.021687 | 0.025486 | 0.028209 | 0.028209 | 0.028209 | 0.028209 | 0.028209 | 0.028209 | 0.028209 | 0.028209 | 0.028209 | 0.028209 | 0.028209 | 0.028209
Lost Opportunity | Other | $10.01/MWh to $20/MWh | MotorsRewind | Commercial | MotorsRewind-NR-University | 100% | 0.0010373 | 0.0022751 | 0.0036709 | 0.0051909 | 0.006808 | 0.0085007 | 0.010252 | 0.012048 | 0.013335 | 0.013335 | 0.013335 | 0.013335 | 0.013335 | 0.013335 | 0.013335 | 0.013335 | 0.013335 | 0.013335 | 0.013335 | 0.013335
Lost Opportunity | Other | $10.01/MWh to $20/MWh | MotorsRewind | Commercial | MotorsRewind-NR-Warehouse | 100% | 0.0038435 | 0.0084326 | 0.01361 | 0.019251 | 0.025255 | 0.031542 | 0.03805 | 0.044727 | 0.049831 | 0.049831 | 0.049831 | 0.049831 | 0.049831 | 0.049831 | 0.049831 | 0.049831 | 0.049831 | 0.049831 | 0.049831 | 0.049831
Lost Opportunity | Other | $0.01/MWh to $10/MWh | MotorsRewind | Commercial | MotorsRewind-NR-Supermarket | 100% | 0.0044524 | 0.0097296 | 0.015644 | 0.022048 | 0.028822 | 0.035876 | 0.043134 | 0.050538 | 0.051602 | 0.051602 | 0.051602 | 0.051602 | 0.051602 | 0.051602 | 0.051602 | 0.051602 | 0.051602 | 0.051602 | 0.051602 | 0.051602
Lost Opportunity | Other | $0.01/MWh to $10/MWh | MotorsRewind | Commercial | MotorsRewind-NR-MiniMart | 100% | 0.0018681 | 0.0040954 | 0.006605 | 0.0093358 | 0.012239 | 0.015276 | 0.018416 | 0.021634 | 0.023703 | 0.023703 | 0.023703 | 0.023703 | 0.023703 | 0.023703 | 0.023703 | 0.023703 | 0.023703 | 0.023703 | 0.023703 | 0.023703
Lost Opportunity | Other | $0.01/MWh to $10/MWh | MotorsRewind | Commercial | MotorsRewind-NR-Restaurant | 100% | 0.0033916 | 0.0074354 | 0.011992 | 0.01695 | 0.022221 | 0.027734 | 0.033435 | 0.039277 | 0.043034 | 0.043034 | 0.043034 | 0.043034 | 0.043034 | 0.043034 | 0.043034 | 0.043034 | 0.043034 | 0.043034 | 0.043034 | 0.043034
Lost Opportunity | Other | $0.01/MWh to $10/MWh | MotorsRewind | Commercial | MotorsRewind-NR-Lodging | 100% | 0.003784 | 0.0083107 | 0.013426 | 0.019008 | 0.024957 | 0.031197 | 0.037665 | 0.04431 | 0.050429 | 0.050429 | 0.050429 | 0.050429 | 0.050429 | 0.050429 | 0.050429 | 0.050429 | 0.050429 | 0.050429 | 0.050429 | 0.050429
Lost Opportunity | Other | $0.01/MWh to $10/MWh | MotorsRewind | Commercial | MotorsRewind-NR-Hospital | 100% | 0.0021666 | 0.0047594 | 0.0076907 | 0.01089 | 0.014302 | 0.017881 | 0.021592 | 0.025407 | 0.029057 | 0.029057 | 0.029057 | 0.029057 | 0.029057 | 0.029057 | 0.029057 | 0.029057 | 0.029057 | 0.029057 | 0.029057 | 0.029057
Lost Opportunity | Other | $0.01/MWh to $10/MWh | MotorsRewind | Commercial | MotorsRewind-NR-Residential Care | 100% | 0.0027545 | 0.0060495 | 0.0097731 | 0.013836 | 0.018167 | 0.022709 | 0.027417 | 0.032254 | 0.036708 | 0.036708 | 0.036708 | 0.036708 | 0.036708 | 0.036708 | 0.036708 | 0.036708 | 0.036708 | 0.036708 | 0.036708 | 0.036708
Lost Opportunity | Other | $10.01/MWh to $20/MWh | MotorsRewind | Commercial | MotorsRewind-NR-Assembly | 100% | 0.0065996 | 0.014471 | 0.023343 | 0.032999 | 0.043268 | 0.054012 | 0.065123 | 0.076514 | 0.084153 | 0.084153 | 0.084153 | 0.084153 | 0.084153 | 0.084153 | 0.084153 | 0.084153 | 0.084153 | 0.084153 | 0.084153 | 0.084153
Lost Opportunity | Other | $10.01/MWh to $20/MWh | MotorsRewind | Commercial | MotorsRewind-NR-Other | 100% | 0.0051567 | 0.011269 | 0.018119 | 0.025535 | 0.033382 | 0.041551 | 0.049957 | 0.058533 | 0.059765 | 0.059765 | 0.059765 | 0.059765 | 0.059765 | 0.059765 | 0.059765 | 0.059765 | 0.059765 | 0.059765 | 0.059765 | 0.059765
Lost Opportunity | Lighting | $10.01/MWh to $20/MWh | Parking Lighting | Commercial | NR_PARKING_GARAGE_FIX_REPL_from MH to BI-LEVEL_LED_FIX | 100% | 0.52788 | 1.1514 | 1.8503 | 2.5769 | 2.5769 | 2.5769 | 2.5769 | 2.5769 | 2.5769 | 2.5769 | 2.5769 | 2.5769 | 2.5769 | 2.5769 | 2.5769 | 2.5769 | 2.5769 | 2.5769 | 2.5769 | 2.5769
Discretionary | Electronics | $10.01/MWh to $20/MWh | Smart Plug Power Strips | Commercial | Smart Plug Power Strips-Retro | 100% | 1.8296 | 3.6527 | 5.4699 | 7.2817 | 9.0882 | 10.7096 | 12.0028 | 13.0342 | 13.8565 | 14.5124 | 15.0355 | 15.4526 | 15.7817 | 15.797 | 15.797 | 15.797 | 15.797 | 15.797 | 15.797 | 15.797
Discretionary | Other | $0/MWh and Under | Pre-Rinse Spray Valve | Commercial | Pre-Rinse Spray Valve_0.81_to_1.0gpm | 100% | 0.022511 | 0.044942 | 0.067299 | 0.089592 | 0.11182 | 0.13176 | 0.14765 | 0.1603 | 0.17038 | 0.1784 | 0.18478 | 0.18985 | 0.19349 | 0.19349 | 0.19349 | 0.19349 | 0.19349 | 0.19349 | 0.19349 | 0.19349
Discretionary | Other | $0/MWh and Under | Pre-Rinse Spray Valve | Commercial | Pre-Rinse Spray Valve_0.61_to_0.8gpm | 100% | 0.014322 | 0.028592 | 0.042816 | 0.056999 | 0.071139 | 0.083825 | 0.093934 | 0.10199 | 0.1084 | 0.1135 | 0.11756 | 0.12079 | 0.1231 | 0.1231 | 0.1231 | 0.1231 | 0.1231 | 0.1231 | 0.1231 | 0.1231
Discretionary | HVAC | $40.01/MWh to $50/MWh | Advanced Rooftop Controller | Commercial | Advanced Rooftop Controller-Retro-Large Off | 0% | 0 | 0 | 0 | 0 | 0 | 0 | 0 | 0 | 0 | 0 | 0 | 0 | 0 | 0 | 0 | 0 | 0 | 0 | 0 | 0
Discretionary | HVAC | $40.01/MWh to $50/MWh | Advanced Rooftop Controller | Commercial | Advanced Rooftop Controller-Retro-Medium Off | 0% | 0 | 0 | 0 | 0 | 0 | 0 | 0 | 0 | 0 | 0 | 0 | 0 | 0 | 0 | 0 | 0 | 0 | 0 | 0 | 0
Discretionary | HVAC | $40.01/MWh to $50/MWh | Advanced Rooftop Controller | Commercial | Advanced Rooftop Controller-Retro-Small Off | 0% | 0 | 0 | 0 | 0 | 0 | 0 | 0 | 0 | 0 | 0 | 0 | 0 | 0 | 0 | 0 | 0 | 0 | 0 | 0 | 0
Discretionary | HVAC | $0.01/MWh to $10/MWh | Advanced Rooftop Controller | Commercial | Advanced Rooftop Controller-Retro-XLarge Ret | 100% | 0.02727 | 0.070186 | 0.15605 | 0.30596 | 0.53831 | 0.86227 | 1.2728 | 1.7496 | 2.2608 | 2.7696 | 3.2423 | 3.654 | 3.9913 | 4.2524 | 4.4438 | 4.577 | 4.5786 | 4.5786 | 4.5786 | 4.5786
Discretionary | HVAC | $0.01/MWh to $10/MWh | Advanced Rooftop Controller | Commercial | Advanced Rooftop Controller-Retro-Large Ret | 100% | 0.051448 | 0.13241 | 0.29441 | 0.57722 | 1.0156 | 1.6268 | 2.4013 | 3.3009 | 4.2653 | 5.2252 | 6.117 | 6.8936 | 7.5301 | 8.0226 | 8.3837 | 8.635 | 8.6381 | 8.6381 | 8.6381 | 8.6381
Discretionary | HVAC | $10.01/MWh to $20/MWh | Advanced Rooftop Controller | Commercial | Advanced Rooftop Controller-Retro-Medium Ret | 100% | 0.0076961 | 0.019808 | 0.044041 | 0.086347 | 0.15192 | 0.24335 | 0.35921 | 0.49378 | 0.63804 | 0.78164 | 0.91504 | 1.0312 | 1.1264 | 1.2001 | 1.2541 | 1.2917 | 1.2922 | 1.2922 | 1.2922 | 1.2922
Discretionary | HVAC | $40.01/MWh to $50/MWh | Advanced Rooftop Controller | Commercial | Advanced Rooftop Controller-Retro-Small Ret | 0% | 0 | 0 | 0 | 0 | 0 | 0 | 0 | 0 | 0 | 0 | 0 | 0 | 0 | 0 | 0 | 0 | 0 | 0 | 0 | 0
Discretionary | HVAC | $40.01/MWh to $50/MWh | Advanced Rooftop Controller | Commercial | Advanced Rooftop Controller-Retro-School K-12 | 0% | 0 | 0 | 0 | 0 | 0 | 0 | 0 | 0 | 0 | 0 | 0 | 0 | 0 | 0 | 0 | 0 | 0 | 0 | 0 | 0
Discretionary | HVAC | $40.01/MWh to $50/MWh | Advanced Rooftop Controller | Commercial | Advanced Rooftop Controller-Retro-University | 0% | 0 | 0 | 0 | 0 | 0 | 0 | 0 | 0 | 0 | 0 | 0 | 0 | 0 | 0 | 0 | 0 | 0 | 0 | 0 | 0
Discretionary | HVAC | $40.01/MWh to $50/MWh | Advanced Rooftop Controller | Commercial | Advanced Rooftop Controller-Retro-Warehouse | 0% | 0 | 0 | 0 | 0 | 0 | 0 | 0 | 0 | 0 | 0 | 0 | 0 | 0 | 0 | 0 | 0 | 0 | 0 | 0 | 0
Discretionary | HVAC | $10.01/MWh to $20/MWh | Advanced Rooftop Controller | Commercial | Advanced Rooftop Controller-Retro-Supermarket | 100% | 0.010586 | 0.027164 | 0.060175 | 0.11754 | 0.20605 | 0.32891 | 0.48391 | 0.66314 | 0.85443 | 1.044 | 1.2193 | 1.3713 | 1.4954 | 1.5909 | 1.6308 | 1.6308 | 1.6308 | 1.6308 | 1.6308 | 1.6308
Discretionary | HVAC | $10.01/MWh to $20/MWh | Advanced Rooftop Controller | Commercial | Advanced Rooftop Controller-Retro-MiniMart | 100% | 0.004472 | 0.011509 | 0.025587 | 0.05016 | 0.088243 | 0.14134 | 0.20861 | 0.28674 | 0.37048 | 0.45383 | 0.53125 | 0.59866 | 0.65391 | 0.69665 | 0.72798 | 0.7491 | 0.7491 | 0.7491 | 0.7491 | 0.7491
Discretionary | HVAC | $10.01/MWh to $20/MWh | Advanced Rooftop Controller | Commercial | Advanced Rooftop Controller-Retro-Restaurant | 100% | 0.022048 | 0.056741 | 0.12615 | 0.2473 | 0.43506 | 0.69682 | 1.0285 | 1.4137 | 1.8266 | 2.2375 | 2.6192 | 2.9515 | 3.2239 | 3.4347 | 3.5891 | 3.6932 | 3.6932 | 3.6932 | 3.6932 | 3.6932
Discretionary | HVAC | $25.01/MWh to $30/MWh | Advanced Rooftop Controller | Commercial | Advanced Rooftop Controller-Retro-Lodging | 100% | 0.004495 | 0.011587 | 0.02581 | 0.050698 | 0.089361 | 0.14339 | 0.21201 | 0.29188 | 0.3777 | 0.46331 | 0.54302 | 0.61259 | 0.66973 | 0.71404 | 0.7466 | 0.76931 | 0.78439 | 0.78771 | 0.78771 | 0.78771
Discretionary | HVAC | $25.01/MWh to $30/MWh | Advanced Rooftop Controller | Commercial | Advanced Rooftop Controller-Retro-Hospital | 100% | 0.002403 | 0.0061953 | 0.013804 | 0.027122 | 0.047817 | 0.076746 | 0.1135 | 0.15629 | 0.20228 | 0.24818 | 0.29092 | 0.32824 | 0.3589 | 0.38268 | 0.40016 | 0.41236 | 0.42046 | 0.42355 | 0.42355 | 0.42355
Discretionary | HVAC | $10.01/MWh to $20/MWh | Advanced Rooftop Controller | Commercial | Advanced Rooftop Controller-Retro-Residential Care | 100% | 0.018932 | 0.048799 | 0.10871 | 0.21353 | 0.37636 | 0.60392 | 0.89292 | 1.2293 | 1.5908 | 1.9513 | 2.2871 | 2.5801 | 2.8207 | 3.0074 | 3.1445 | 3.2401 | 3.3037 | 3.3176 | 3.3176 | 3.3176
Discretionary | HVAC | $10.01/MWh to $20/MWh | Advanced Rooftop Controller | Commercial | Advanced Rooftop Controller-Retro-Assembly | 100% | 0.054478 | 0.14022 | 0.31181 | 0.61138 | 1.0758 | 1.7234 | 2.5441 | 3.4975 | 4.5196 | 5.5372 | 6.4826 | 7.306 | 7.9809 | 8.5033 | 8.8862 | 9.1528 | 9.167 | 9.167 | 9.167 | 9.167
Discretionary | HVAC | $20.01/MWh to $25/MWh | Advanced Rooftop Controller | Commercial | Advanced Rooftop Controller-Retro-Other | 100% | 0.0083426 | 0.021407 | 0.04742 | 0.092624 | 0.16237 | 0.25919 | 0.38134 | 0.52258 | 0.67333 | 0.82272 | 0.96088 | 1.0807 | 1.1784 | 1.2537 | 1.2852 | 1.2852 | 1.2852 | 1.2852 | 1.2852 | 1.2852
Lost Opportunity | Water Heating | $0/MWh and Under | Showerheads | Commercial | Showerheads-Retro-Large Off | 100% | 0.00024196 | 0.00038362 | 0.00050202 | 0.00057952 | 0.00064634 | 0.00071029 | 0.00076437 | 0.00081559 | 0.00086307 | 0.00089656 | 0.00092566 | 0.00094735 | 0.00096086 | 0.0009688 | 0.00096896 | 0.00096896 | 0.00096896 | 0.00096896 | 0.00096896 | 0.00096896
Lost Opportunity | Water Heating | $0/MWh and Under | Showerheads | Commercial | Showerheads-Retro-Medium Off | 100% | 0.0003051 | 0.00047536 | 0.00062591 | 0.0007247 | 0.00080851 | 0.00088967 | 0.00095829 | 0.0010224 | 0.001081 | 0.0011231 | 0.0011604 | 0.0011873 | 0.0012048 | 0.0012143 | 0.0012157 | 0.0012157 | 0.0012157 | 0.0012157 | 0.0012157 | 0.0012157
Lost Opportunity | Water Heating | $0/MWh and Under | Showerheads | Commercial | Showerheads-Retro-Small Off | 100% | 1.4744e-05 | 2.2916e-05 | 3.0163e-05 | 3.493e-05 | 3.8965e-05 | 4.286e-05 | 4.6155e-05 | 4.9232e-05 | 5.2048e-05 | 5.4067e-05 | 5.5862e-05 | 5.7151e-05 | 5.7983e-05 | 5.8439e-05 | 5.8498e-05 | 5.8498e-05 | 5.8498e-05 | 5.8498e-05 | 5.8498e-05 | 5.8498e-05
Lost Opportunity | Water Heating | $0.01/MWh to $10/MWh | Showerheads | Commercial | Showerheads-Retro-XLarge Ret | 100% | 0 | 0 | 0 | 0 | 0 | 0 | 0 | 0 | 0 | 0 | 0 | 0 | 0 | 0 | 0 | 0 | 0 | 0 | 0 | 0
Lost Opportunity | Water Heating | $0.01/MWh to $10/MWh | Showerheads | Commercial | Showerheads-Retro-Large Ret | 100% | 0 | 0 | 0 | 0 | 0 | 0 | 0 | 0 | 0 | 0 | 0 | 0 | 0 | 0 | 0 | 0 | 0 | 0 | 0 | 0
Lost Opportunity | Water Heating | $0.01/MWh to $10/MWh | Showerheads | Commercial | Showerheads-Retro-Medium Ret | 100% | 0 | 0 | 0 | 0 | 0 | 0 | 0 | 0 | 0 | 0 | 0 | 0 | 0 | 0 | 0 | 0 | 0 | 0 | 0 | 0
Lost Opportunity | Water Heating | $0.01/MWh to $10/MWh | Showerheads | Commercial | Showerheads-Retro-Small Ret | 100% | 0 | 0 | 0 | 0 | 0 | 0 | 0 | 0 | 0 | 0 | 0 | 0 | 0 | 0 | 0 | 0 | 0 | 0 | 0 | 0
Lost Opportunity | Water Heating | $0/MWh and Under | Showerheads | Commercial | Showerheads-Retro-School K-12 | 100% | 2.4729e-06 | 4.3024e-06 | 5.6817e-06 | 7.1425e-06 | 8.6733e-06 | 9.8274e-06 | 1.0812e-05 | 1.1682e-05 | 1.2431e-05 | 1.299e-05 | 1.3459e-05 | 1.3765e-05 | 1.4011e-05 | 1.4116e-05 | 1.4154e-05 | 1.4154e-05 | 1.4154e-05 | 1.4154e-05 | 1.4154e-05 | 1.4154e-05
Lost Opportunity | Water Heating | $0/MWh and Under | Showerheads | Commercial | Showerheads-Retro-University | 100% | 5.5096e-05 | 9.5769e-05 | 0.00011742 | 0.00014071 | 0.00016468 | 0.00018412 | 0.00020292 | 0.00021958 | 0.00023389 | 0.00024571 | 0.00025461 | 0.00026015 | 0.00026482 | 0.00026733 | 0.00026864 | 0.00026886 | 0.00026886 | 0.00026886 | 0.00026886 | 0.00026886
Lost Opportunity | Water Heating | $0.01/MWh to $10/MWh | Showerheads | Commercial | Showerheads-Retro-Warehouse | 100% | 0 | 0 | 0 | 0 | 0 | 0 | 0 | 0 | 0 | 0 | 0 | 0 | 0 | 0 | 0 | 0 | 0 | 0 | 0 | 0
Lost Opportunity | Water Heating | $0.01/MWh to $10/MWh | Showerheads | Commercial | Showerheads-Retro-Supermarket | 100% | 0 | 0 | 0 | 0 | 0 | 0 | 0 | 0 | 0 | 0 | 0 | 0 | 0 | 0 | 0 | 0 | 0 | 0 | 0 | 0
Lost Opportunity | Water Heating | $0.01/MWh to $10/MWh | Showerheads | Commercial | Showerheads-Retro-MiniMart | 100% | 0 | 0 | 0 | 0 | 0 | 0 | 0 | 0 | 0 | 0 | 0 | 0 | 0 | 0 | 0 | 0 | 0 | 0 | 0 | 0
Lost Opportunity | Water Heating | $0.01/MWh to $10/MWh | Showerheads | Commercial | Showerheads-Retro-Restaurant | 100% | 0 | 0 | 0 | 0 | 0 | 0 | 0 | 0 | 0 | 0 | 0 | 0 | 0 | 0 | 0 | 0 | 0 | 0 | 0 | 0
Lost Opportunity | Water Heating | $0/MWh and Under | Showerheads | Commercial | Showerheads-Retro-Lodging | 100% | 0.00033455 | 0.00055792 | 0.00070557 | 0.00081648 | 0.00091592 | 0.0010034 | 0.0010836 | 0.0012143 | 0.0013451 | 0.0014571 | 0.0015493 | 0.0016222 | 0.0016651 | 0.0016937 | 0.001711 | 0.0017232 | 0.0017309 | 0.0017338 | 0.0017341 | 0.0017341
Lost Opportunity | Water Heating | $0/MWh and Under | Showerheads | Commercial | Showerheads-Retro-Hospital | 100% | 0.00033491 | 0.00053281 | 0.00065623 | 0.0007362 | 0.00080664 | 0.00087014 | 0.00093405 | 0.00099765 | 0.001057 | 0.0010992 | 0.0011323 | 0.0011545 | 0.0011602 | 0.0011602 | 0.0011602 | 0.0011602 | 0.0011602 | 0.0011602 | 0.0011602 | 0.0011602
Lost Opportunity | Water Heating | $0/MWh and Under | Showerheads | Commercial | Showerheads-Retro-Residential Care | 100% | 0.00087329 | 0.0014137 | 0.0017508 | 0.0019804 | 0.0021911 | 0.0023834 | 0.0025735 | 0.0027709 | 0.002951 | 0.003081 | 0.0031886 | 0.0032618 | 0.0033057 | 0.0033125 | 0.0033125 | 0.0033125 | 0.0033125 | 0.0033125 | 0.0033125 | 0.0033125
Lost Opportunity | Water Heating | $0/MWh and Under | Showerheads | Commercial | Showerheads-Retro-Assembly | 100% | 5.457e-06 | 9.45e-06 | 1.133e-05 | 1.2803e-05 | 1.4485e-05 | 1.6787e-05 | 1.8949e-05 | 2.1263e-05 | 2.3909e-05 | 2.6398e-05 | 2.8649e-05 | 3.0247e-05 | 3.1423e-05 | 3.222e-05 | 3.2779e-05 | 3.3095e-05 | 3.326e-05 | 3.3357e-05 | 3.3399e-05 | 3.3399e-05
Lost Opportunity | Water Heating | $0/MWh and Under | Showerheads | Commercial | Showerheads-Retro-Other | 100% | 0.0025164 | 0.0042797 | 0.0053268 | 0.0063081 | 0.0072325 | 0.0080277 | 0.008757 | 0.0094097 | 0.0099619 | 0.010382 | 0.010752 | 0.010992 | 0.011157 | 0.011201 | 0.011201 | 0.011201 | 0.011201 | 0.011201 | 0.011201 | 0.011201
Discretionary | Water Heating | $0/MWh and Under | Showerheads | Commercial | Showerheads-Retro-Large Off | 100% | 0.013959 | 0.023761 | 0.030497 | 0.035731 | 0.040325 | 0.044294 | 0.047685 | 0.050545 | 0.052879 | 0.052883 | 0.052883 | 0.052883 | 0.052883 | 0.052883 | 0.052883 | 0.052883 | 0.052883 | 0.052883 | 0.052883 | 0.052883
Discretionary | Water Heating | $0/MWh and Under | Showerheads | Commercial | Showerheads-Retro-Medium Off | 100% | 0.011967 | 0.02044 | 0.0263 | 0.030894 | 0.034956 | 0.038493 | 0.041539 | 0.044131 | 0.045336 | 0.045336 | 0.045336 | 0.045336 | 0.045336 | 0.045336 | 0.045336 | 0.045336 | 0.045336 | 0.045336 | 0.045336 | 0.045336
Discretionary | Water Heating | $0/MWh and Under | Showerheads | Commercial | Showerheads-Retro-Small Off | 100% | 0.0021599 | 0.00366 | 0.0046809 | 0.0054649 | 0.006146 | 0.0067285 | 0.0072201 | 0.0076298 | 0.0079669 | 0.0081824 | 0.0081824 | 0.0081824 | 0.0081824 | 0.0081824 | 0.0081824 | 0.0081824 | 0.0081824 | 0.0081824 | 0.0081824 | 0.0081824
Discretionary | Water Heating | $0.01/MWh to $10/MWh | Showerheads | Commercial | Showerheads-Retro-XLarge Ret | 0% | 0 | 0 | 0 | 0 | 0 | 0 | 0 | 0 | 0 | 0 | 0 | 0 | 0 | 0 | 0 | 0 | 0 | 0 | 0 | 0
Discretionary | Water Heating | $0.01/MWh to $10/MWh | Showerheads | Commercial | Showerheads-Retro-Large Ret | 0% | 0 | 0 | 0 | 0 | 0 | 0 | 0 | 0 | 0 | 0 | 0 | 0 | 0 | 0 | 0 | 0 | 0 | 0 | 0 | 0
Discretionary | Water Heating | $0.01/MWh to $10/MWh | Showerheads | Commercial | Showerheads-Retro-Medium Ret | 0% | 0 | 0 | 0 | 0 | 0 | 0 | 0 | 0 | 0 | 0 | 0 | 0 | 0 | 0 | 0 | 0 | 0 | 0 | 0 | 0
Discretionary | Water Heating | $0.01/MWh to $10/MWh | Showerheads | Commercial | Showerheads-Retro-Small Ret | 0% | 0 | 0 | 0 | 0 | 0 | 0 | 0 | 0 | 0 | 0 | 0 | 0 | 0 | 0 | 0 | 0 | 0 | 0 | 0 | 0
Discretionary | Water Heating | $0/MWh and Under | Showerheads | Commercial | Showerheads-Retro-School K-12 | 100% | 0.00099036 | 0.0016745 | 0.0021384 | 0.0024926 | 0.0027994 | 0.0030611 | 0.0032811 | 0.0034636 | 0.0036131 | 0.0036713 | 0.0036713 | 0.0036713 | 0.0036713 | 0.0036713 | 0.0036713 | 0.0036713 | 0.0036713 | 0.0036713 | 0.0036713 | 0.0036713
Discretionary | Water Heating | $0/MWh and Under | Showerheads | Commercial | Showerheads-Retro-University | 100% | 0.0074258 | 0.012582 | 0.016098 | 0.018794 | 0.02114 | 0.023155 | 0.024859 | 0.026286 | 0.027454 | 0.027528 | 0.027528 | 0.027528 | 0.027528 | 0.027528 | 0.027528 | 0.027528 | 0.027528 | 0.027528 | 0.027528 | 0.027528
Discretionary | Water Heating | $0.01/MWh to $10/MWh | Showerheads | Commercial | Showerheads-Retro-Warehouse | 0% | 0 | 0 | 0 | 0 | 0 | 0 | 0 | 0 | 0 | 0 | 0 | 0 | 0 | 0 | 0 | 0 | 0 | 0 | 0 | 0
Discretionary | Water Heating | $0.01/MWh to $10/MWh | Showerheads | Commercial | Showerheads-Retro-Supermarket | 0% | 0 | 0 | 0 | 0 | 0 | 0 | 0 | 0 | 0 | 0 | 0 | 0 | 0 | 0 | 0 | 0 | 0 | 0 | 0 | 0
Discretionary | Water Heating | $0.01/MWh to $10/MWh | Showerheads | Commercial | Showerheads-Retro-MiniMart | 0% | 0 | 0 | 0 | 0 | 0 | 0 | 0 | 0 | 0 | 0 | 0 | 0 | 0 | 0 | 0 | 0 | 0 | 0 | 0 | 0
Discretionary | Water Heating | $0.01/MWh to $10/MWh | Showerheads | Commercial | Showerheads-Retro-Restaurant | 0% | 0 | 0 | 0 | 0 | 0 | 0 | 0 | 0 | 0 | 0 | 0 | 0 | 0 | 0 | 0 | 0 | 0 | 0 | 0 | 0
Discretionary | Water Heating | $0/MWh and Under | Showerheads | Commercial | Showerheads-Retro-Lodging | 100% | 0.089749 | 0.15191 | 0.19415 | 0.22647 | 0.25448 | 0.27838 | 0.29849 | 0.31519 | 0.32893 | 0.3401 | 0.34404 | 0.34404 | 0.34404 | 0.34404 | 0.34404 | 0.34404 | 0.34404 | 0.34404 | 0.34404 | 0.34404
Discretionary | Water Heating | $0/MWh and Under | Showerheads | Commercial | Showerheads-Retro-Hospital | 100% | 0.016742 | 0.028537 | 0.036668 | 0.042975 | 0.048502 | 0.053274 | 0.05734 | 0.060772 | 0.063641 | 0.06456 | 0.06456 | 0.06456 | 0.06456 | 0.06456 | 0.06456 | 0.06456 | 0.06456 | 0.06456 | 0.06456 | 0.06456
Discretionary | Water Heating | $0/MWh and Under | Showerheads | Commercial | Showerheads-Retro-Residential Care | 100% | 0.049265 | 0.083885 | 0.10772 | 0.12618 | 0.14234 | 0.1563 | 0.1682 | 0.17823 | 0.18663 | 0.18885 | 0.18885 | 0.18885 | 0.18885 | 0.18885 | 0.18885 | 0.18885 | 0.18885 | 0.18885 | 0.18885 | 0.18885
Discretionary | Water Heating | $0/MWh and Under | Showerheads | Commercial | Showerheads-Retro-Assembly | 100% | 0.0011462 | 0.0019397 | 0.002479 | 0.0028911 | 0.0032478 | 0.003552 | 0.0038087 | 0.0040227 | 0.0041985 | 0.0042168 | 0.0042168 | 0.0042168 | 0.0042168 | 0.0042168 | 0.0042168 | 0.0042168 | 0.0042168 | 0.0042168 | 0.0042168 | 0.0042168
Discretionary | Water Heating | $0/MWh and Under | Showerheads | Commercial | Showerheads-Retro-Other | 100% | 0.12839 | 0.21833 | 0.28023 | 0.32811 | 0.37019 | 0.40668 | 0.43191 | 0.43191 | 0.43191 | 0.43191 | 0.43191 | 0.43191 | 0.43191 | 0.43191 | 0.43191 | 0.43191 | 0.43191 | 0.43191 | 0.43191 | 0.43191
Discretionary | HVAC | $50.01/MWh to $60/MWh | VRF | Commercial | VRF-Retro-Large Off | 0% | 0 | 0 | 0 | 0 | 0 | 0 | 0 | 0 | 0 | 0 | 0 | 0 | 0 | 0 | 0 | 0 | 0 | 0 | 0 | 0
Discretionary | HVAC | $50.01/MWh to $60/MWh | VRF | Commercial | VRF-Retro-Medium Off | 0% | 0 | 0 | 0 | 0 | 0 | 0 | 0 | 0 | 0 | 0 | 0 | 0 | 0 | 0 | 0 | 0 | 0 | 0 | 0 | 0
Discretionary | HVAC | $30.01/MWh to $35/MWh | VRF | Commercial | VRF-Retro-Small Off | 100% | 0.0096926 | 0.024982 | 0.055629 | 0.10945 | 0.19336 | 0.31108 | 0.46124 | 0.63676 | 0.82615 | 1.0159 | 1.1931 | 1.3484 | 1.4763 | 1.5758 | 1.6461 | 1.6547 | 1.6547 | 1.6547 | 1.6547 | 1.6547
Discretionary | HVAC | $60.01/MWh to $80/MWh | VRF | Commercial | VRF-Retro-XLarge Ret | 0% | 0 | 0 | 0 | 0 | 0 | 0 | 0 | 0 | 0 | 0 | 0 | 0 | 0 | 0 | 0 | 0 | 0 | 0 | 0 | 0
Discretionary | HVAC | $60.01/MWh to $80/MWh | VRF | Commercial | VRF-Retro-Large Ret | 0% | 0 | 0 | 0 | 0 | 0 | 0 | 0 | 0 | 0 | 0 | 0 | 0 | 0 | 0 | 0 | 0 | 0 | 0 | 0 | 0
Discretionary | HVAC | $60.01/MWh to $80/MWh | VRF | Commercial | VRF-Retro-Medium Ret | 0% | 0 | 0 | 0 | 0 | 0 | 0 | 0 | 0 | 0 | 0 | 0 | 0 | 0 | 0 | 0 | 0 | 0 | 0 | 0 | 0
Discretionary | HVAC | $60.01/MWh to $80/MWh | VRF | Commercial | VRF-Retro-Small Ret | 0% | 0 | 0 | 0 | 0 | 0 | 0 | 0 | 0 | 0 | 0 | 0 | 0 | 0 | 0 | 0 | 0 | 0 | 0 | 0 | 0
Discretionary | HVAC | $60.01/MWh to $80/MWh | VRF | Commercial | VRF-Retro-School K-12 | 0% | 0 | 0 | 0 | 0 | 0 | 0 | 0 | 0 | 0 | 0 | 0 | 0 | 0 | 0 | 0 | 0 | 0 | 0 | 0 | 0
Discretionary | HVAC | $60.01/MWh to $80/MWh | VRF | Commercial | VRF-Retro-University | 0% | 0 | 0 | 0 | 0 | 0 | 0 | 0 | 0 | 0 | 0 | 0 | 0 | 0 | 0 | 0 | 0 | 0 | 0 | 0 | 0
Discretionary | HVAC | $50.01/MWh to $60/MWh | VRF | Commercial | VRF-Retro-Warehouse | 0% | 0 | 0 | 0 | 0 | 0 | 0 | 0 | 0 | 0 | 0 | 0 | 0 | 0 | 0 | 0 | 0 | 0 | 0 | 0 | 0
Discretionary | HVAC | $40.01/MWh to $50/MWh | VRF | Commercial | VRF-Retro-Supermarket | 0% | 0 | 0 | 0 | 0 | 0 | 0 | 0 | 0 | 0 | 0 | 0 | 0 | 0 | 0 | 0 | 0 | 0 | 0 | 0 | 0
Discretionary | HVAC | $40.01/MWh to $50/MWh | VRF | Commercial | VRF-Retro-MiniMart | 0% | 0 | 0 | 0 | 0 | 0 | 0 | 0 | 0 | 0 | 0 | 0 | 0 | 0 | 0 | 0 | 0 | 0 | 0 | 0 | 0
Discretionary | HVAC | $40.01/MWh to $50/MWh | VRF | Commercial | VRF-Retro-Restaurant | 0% | 0 | 0 | 0 | 0 | 0 | 0 | 0 | 0 | 0 | 0 | 0 | 0 | 0 | 0 | 0 | 0 | 0 | 0 | 0 | 0
Discretionary | HVAC | $40.01/MWh to $50/MWh | VRF | Commercial | VRF-Retro-Lodging | 0% | 0 | 0 | 0 | 0 | 0 | 0 | 0 | 0 | 0 | 0 | 0 | 0 | 0 | 0 | 0 | 0 | 0 | 0 | 0 | 0
Discretionary | HVAC | $50.01/MWh to $60/MWh | VRF | Commercial | VRF-Retro-Hospital | 0% | 0 | 0 | 0 | 0 | 0 | 0 | 0 | 0 | 0 | 0 | 0 | 0 | 0 | 0 | 0 | 0 | 0 | 0 | 0 | 0
Discretionary | HVAC | $50.01/MWh to $60/MWh | VRF | Commercial | VRF-Retro-Residential Care | 0% | 0 | 0 | 0 | 0 | 0 | 0 | 0 | 0 | 0 | 0 | 0 | 0 | 0 | 0 | 0 | 0 | 0 | 0 | 0 | 0
Discretionary | HVAC | $40.01/MWh to $50/MWh | VRF | Commercial | VRF-Retro-Assembly | 0% | 0 | 0 | 0 | 0 | 0 | 0 | 0 | 0 | 0 | 0 | 0 | 0 | 0 | 0 | 0 | 0 | 0 | 0 | 0 | 0
Discretionary | HVAC | $30.01/MWh to $35/MWh | VRF | Commercial | VRF-Retro-Other | 100% | 0.00084982 | 0.0021997 | 0.0049282 | 0.0097426 | 0.017311 | 0.028021 | 0.041785 | 0.057996 | 0.075612 | 0.093364 | 0.11002 | 0.12466 | 0.12926 | 0.12926 | 0.12926 | 0.12926 | 0.12926 | 0.12926 | 0.12926 | 0.12926
Lost Opportunity | HVAC | $50.01/MWh to $60/MWh | VRF | Commercial | VRF-NEW-Large Off | 0% | 0 | 0 | 0 | 0 | 0 | 0 | 0 | 0 | 0 | 0 | 0 | 0 | 0 | 0 | 0 | 0 | 0 | 0 | 0 | 0
Lost Opportunity | HVAC | $50.01/MWh to $60/MWh | VRF | Commercial | VRF-NEW-Medium Off | 0% | 0 | 0 | 0 | 0 | 0 | 0 | 0 | 0 | 0 | 0 | 0 | 0 | 0 | 0 | 0 | 0 | 0 | 0 | 0 | 0
Lost Opportunity | HVAC | $30.01/MWh to $35/MWh | VRF | Commercial | VRF-NEW-Small Off | 100% | 0.0063362 | 0.01459 | 0.030506 | 0.050423 | 0.077406 | 0.11728 | 0.16842 | 0.23827 | 0.32944 | 0.42376 | 0.53795 | 0.66199 | 0.78595 | 0.91136 | 1.0382 | 1.1705 | 1.3068 | 1.4472 | 1.5917 | 1.7403
Lost Opportunity | HVAC | $60.01/MWh to $80/MWh | VRF | Commercial | VRF-NEW-XLarge Ret | 0% | 0 | 0 | 0 | 0 | 0 | 0 | 0 | 0 | 0 | 0 | 0 | 0 | 0 | 0 | 0 | 0 | 0 | 0 | 0 | 0
Lost Opportunity | HVAC | $60.01/MWh to $80/MWh | VRF | Commercial | VRF-NEW-Large Ret | 0% | 0 | 0 | 0 | 0 | 0 | 0 | 0 | 0 | 0 | 0 | 0 | 0 | 0 | 0 | 0 | 0 | 0 | 0 | 0 | 0
Lost Opportunity | HVAC | $60.01/MWh to $80/MWh | VRF | Commercial | VRF-NEW-Medium Ret | 0% | 0 | 0 | 0 | 0 | 0 | 0 | 0 | 0 | 0 | 0 | 0 | 0 | 0 | 0 | 0 | 0 | 0 | 0 | 0 | 0
Lost Opportunity | HVAC | $60.01/MWh to $80/MWh | VRF | Commercial | VRF-NEW-Small Ret | 0% | 0 | 0 | 0 | 0 | 0 | 0 | 0 | 0 | 0 | 0 | 0 | 0 | 0 | 0 | 0 | 0 | 0 | 0 | 0 | 0
Lost Opportunity | HVAC | $60.01/MWh to $80/MWh | VRF | Commercial | VRF-NEW-School K-12 | 0% | 0 | 0 | 0 | 0 | 0 | 0 | 0 | 0 | 0 | 0 | 0 | 0 | 0 | 0 | 0 | 0 | 0 | 0 | 0 | 0
Lost Opportunity | HVAC | $60.01/MWh to $80/MWh | VRF | Commercial | VRF-NEW-University | 0% | 0 | 0 | 0 | 0 | 0 | 0 | 0 | 0 | 0 | 0 | 0 | 0 | 0 | 0 | 0 | 0 | 0 | 0 | 0 | 0
Lost Opportunity | HVAC | $60.01/MWh to $80/MWh | VRF | Commercial | VRF-NEW-Warehouse | 0% | 0 | 0 | 0 | 0 | 0 | 0 | 0 | 0 | 0 | 0 | 0 | 0 | 0 | 0 | 0 | 0 | 0 | 0 | 0 | 0
Lost Opportunity | HVAC | $40.01/MWh to $50/MWh | VRF | Commercial | VRF-NEW-Supermarket | 0% | 0 | 0 | 0 | 0 | 0 | 0 | 0 | 0 | 0 | 0 | 0 | 0 | 0 | 0 | 0 | 0 | 0 | 0 | 0 | 0
Lost Opportunity | HVAC | $40.01/MWh to $50/MWh | VRF | Commercial | VRF-NEW-MiniMart | 0% | 0 | 0 | 0 | 0 | 0 | 0 | 0 | 0 | 0 | 0 | 0 | 0 | 0 | 0 | 0 | 0 | 0 | 0 | 0 | 0
Lost Opportunity | HVAC | $40.01/MWh to $50/MWh | VRF | Commercial | VRF-NEW-Restaurant | 0% | 0 | 0 | 0 | 0 | 0 | 0 | 0 | 0 | 0 | 0 | 0 | 0 | 0 | 0 | 0 | 0 | 0 | 0 | 0 | 0
Lost Opportunity | HVAC | $40.01/MWh to $50/MWh | VRF | Commercial | VRF-NEW-Lodging | 0% | 0 | 0 | 0 | 0 | 0 | 0 | 0 | 0 | 0 | 0 | 0 | 0 | 0 | 0 | 0 | 0 | 0 | 0 | 0 | 0
Lost Opportunity | HVAC | $50.01/MWh to $60/MWh | VRF | Commercial | VRF-NEW-Hospital | 0% | 0 | 0 | 0 | 0 | 0 | 0 | 0 | 0 | 0 | 0 | 0 | 0 | 0 | 0 | 0 | 0 | 0 | 0 | 0 | 0
Lost Opportunity | HVAC | $50.01/MWh to $60/MWh | VRF | Commercial | VRF-NEW-Residential Care | 0% | 0 | 0 | 0 | 0 | 0 | 0 | 0 | 0 | 0 | 0 | 0 | 0 | 0 | 0 | 0 | 0 | 0 | 0 | 0 | 0
Lost Opportunity | HVAC | $30.01/MWh to $35/MWh | VRF | Commercial | VRF-NEW-Assembly | 100% | 0.0026746 | 0.0071966 | 0.012156 | 0.019576 | 0.032662 | 0.058947 | 0.095921 | 0.15266 | 0.24274 | 0.35932 | 0.50143 | 0.64804 | 0.80189 | 0.95307 | 1.1071 | 1.2593 | 1.4081 | 1.5534 | 1.6953 | 1.8337
Lost Opportunity | HVAC | $25.01/MWh to $30/MWh | VRF | Commercial | VRF-NEW-Other | 100% | 0.024782 | 0.065516 | 0.12123 | 0.21593 | 0.3566 | 0.54288 | 0.80075 | 1.1381 | 1.5489 | 1.9939 | 2.528 | 3.0611 | 3.6231 | 4.1847 | 4.7245 | 5.2648 | 5.8 | 6.33 | 6.855 | 7.3749
Lost Opportunity | Water Heating | $0/MWh and Under | Washer | Commercial | Washer | 100% | 0.040397 | 0.093195 | 0.15954 | 0.23966 | 0.33267 | 0.43669 | 0.54909 | 0.66708 | 0.78826 | 0.91088 | 1.0339 | 1.1569 | 1.2795 | 1.308 | 1.308 | 1.308 | 1.308 | 1.308 | 1.308 | 1.308
Discretionary | Other | $0/MWh and Under | Municipal Sewage Treatment | Commercial | Optimize Municipal Sewage ; >10 MGD Design Capacity | 100% | 0.030924 | 0.069649 | 0.11771 | 0.17381 | 0.23795 | 0.31314 | 0.39542 | 0.47886 | 0.55652 | 0.61681 | 0.61681 | 0.61681 | 0.61681 | 0.61681 | 0.61681 | 0.61681 | 0.61681 | 0.61681 | 0.61681 | 0.61681
Discretionary | Other | $10.01/MWh to $20/MWh | Municipal Sewage Treatment | Commercial | Optimize Municipal Sewage ; <1 MGD Design Capacity | 100% | 0.18798 | 0.42339 | 0.71553 | 1.0565 | 1.4464 | 1.9034 | 2.4035 | 2.9107 | 3.3827 | 3.748 | 3.748 | 3.748 | 3.748 | 3.748 | 3.748 | 3.748 | 3.748 | 3.748 | 3.748 | 3.748
Discretionary | Other | $10.01/MWh to $20/MWh | Municipal Sewage Treatment | Commercial | Optimize Municipal Sewage ; 1 to 10 MGD Design Capacity | 100% | 0.27588 | 0.62142 | 1.0503 | 1.551 | 2.1234 | 2.7947 | 3.5292 | 4.2742 | 4.9677 | 5.5138 | 5.5138 | 5.5138 | 5.5138 | 5.5138 | 5.5138 | 5.5138 | 5.5138 | 5.5138 | 5.5138 | 5.5138
Lost Opportunity | Other | $10.01/MWh to $20/MWh | Water Cooler Controls | Commercial | Market Average to ES 2.0 Upgrade | 100% | 0.030599 | 0.077693 | 0.1448 | 0.23482 | 0.3495 | 0.48915 | 0.65273 | 0.83834 | 0.98868 | 0.98868 | 0.98868 | 0.98868 | 0.98868 | 0.98868 | 0.98868 | 0.98868 | 0.98868 | 0.98868 | 0.98868 | 0.98868
Lost Opportunity | Other | $0.01/MWh to $10/MWh | Water Cooler Controls | Commercial | Timer on ES 2.0 Hot & Cold Water Cooler | 100% | 0.083637 | 0.21236 | 0.39579 | 0.64185 | 0.9553 | 1.337 | 1.7841 | 2.2914 | 2.7024 | 2.7024 | 2.7024 | 2.7024 | 2.7024 | 2.7024 | 2.7024 | 2.7024 | 2.7024 | 2.7024 | 2.7024 | 2.7024
Lost Opportunity | Other | $35.01/MWh to $40/MWh | Water Cooler Controls | Commercial | Timer on ES 2.0 Cold Only Water Cooler | 100% | 0.0041819 | 0.010618 | 0.01979 | 0.032092 | 0.047765 | 0.06685 | 0.089205 | 0.11457 | 0.13512 | 0.13512 | 0.13512 | 0.13512 | 0.13512 | 0.13512 | 0.13512 | 0.13512 | 0.13512 | 0.13512 | 0.13512 | 0.13512
Discretionary | Other | $10.01/MWh to $20/MWh | Municipal Water Supply | Commercial | Municipal Water Supply-Retro | 100% | 0.19124 | 0.43074 | 0.728 | 1.075 | 1.4718 | 1.9369 | 2.446 | 2.9622 | 3.4427 | 3.8189 | 3.8189 | 3.8189 | 3.8189 | 3.8189 | 3.8189 | 3.8189 | 3.8189 | 3.8189 | 3.8189 | 3.8189
Discretionary | HVAC | $0.01/MWh to $10/MWh | WEPT | Commercial | WEPT-Retro-Large Off | 100% | 0 | 0 | 0 | 0 | 0 | 0 | 0 | 0 | 0 | 0 | 0 | 0 | 0 | 0 | 0 | 0 | 0 | 0 | 0 | 0
Discretionary | HVAC | $0.01/MWh to $10/MWh | WEPT | Commercial | WEPT-Retro-Medium Off | 100% | 0 | 0 | 0 | 0 | 0 | 0 | 0 | 0 | 0 | 0 | 0 | 0 | 0 | 0 | 0 | 0 | 0 | 0 | 0 | 0
Discretionary | HVAC | $10.01/MWh to $20/MWh | WEPT | Commercial | WEPT-Retro-Small Off | 100% | 0.040972 | 0.092784 | 0.15762 | 0.23382 | 0.32149 | 0.4249 | 0.5387 | 0.65474 | 0.76332 | 0.85531 | 0.91439 | 0.91439 | 0.91439 | 0.91439 | 0.91439 | 0.91439 | 0.91439 | 0.91439 | 0.91439 | 0.91439
Discretionary | HVAC | $0.01/MWh to $10/MWh | WEPT | Commercial | WEPT-Retro-XLarge Ret | 100% | 0 | 0 | 0 | 0 | 0 | 0 | 0 | 0 | 0 | 0 | 0 | 0 | 0 | 0 | 0 | 0 | 0 | 0 | 0 | 0
Discretionary | HVAC | $0.01/MWh to $10/MWh | WEPT | Commercial | WEPT-Retro-Large Ret | 100% | 0 | 0 | 0 | 0 | 0 | 0 | 0 | 0 | 0 | 0 | 0 | 0 | 0 | 0 | 0 | 0 | 0 | 0 | 0 | 0
Discretionary | HVAC | $10.01/MWh to $20/MWh | WEPT | Commercial | WEPT-Retro-Medium Ret | 100% | 0 | 0 | 0 | 0 | 0 | 0 | 0 | 0 | 0 | 0 | 0 | 0 | 0 | 0 | 0 | 0 | 0 | 0 | 0 | 0
Discretionary | HVAC | $10.01/MWh to $20/MWh | WEPT | Commercial | WEPT-Retro-Small Ret | 100% | 0.018095 | 0.040909 | 0.069384 | 0.10278 | 0.14112 | 0.18625 | 0.23582 | 0.28628 | 0.33342 | 0.3733 | 0.38952 | 0.38952 | 0.38952 | 0.38952 | 0.38952 | 0.38952 | 0.38952 | 0.38952 | 0.38952 | 0.38952
Discretionary | HVAC | $10.01/MWh to $20/MWh | WEPT | Commercial | WEPT-Retro-School K-12 | 100% | 0.049106 | 0.11108 | 0.18849 | 0.27933 | 0.38369 | 0.50662 | 0.64172 | 0.77932 | 0.90794 | 1.0168 | 1.0691 | 1.0691 | 1.0691 | 1.0691 | 1.0691 | 1.0691 | 1.0691 | 1.0691 | 1.0691 | 1.0691
Discretionary | HVAC | $0.01/MWh to $10/MWh | WEPT | Commercial | WEPT-Retro-University | 100% | 0 | 0 | 0 | 0 | 0 | 0 | 0 | 0 | 0 | 0 | 0 | 0 | 0 | 0 | 0 | 0 | 0 | 0 | 0 | 0
Discretionary | HVAC | $0.01/MWh to $10/MWh | WEPT | Commercial | WEPT-Retro-Warehouse | 100% | 0 | 0 | 0 | 0 | 0 | 0 | 0 | 0 | 0 | 0 | 0 | 0 | 0 | 0 | 0 | 0 | 0 | 0 | 0 | 0
Discretionary | HVAC | $0.01/MWh to $10/MWh | WEPT | Commercial | WEPT-Retro-Supermarket | 100% | 0 | 0 | 0 | 0 | 0 | 0 | 0 | 0 | 0 | 0 | 0 | 0 | 0 | 0 | 0 | 0 | 0 | 0 | 0 | 0
Discretionary | HVAC | $0.01/MWh to $10/MWh | WEPT | Commercial | WEPT-Retro-MiniMart | 100% | 0 | 0 | 0 | 0 | 0 | 0 | 0 | 0 | 0 | 0 | 0 | 0 | 0 | 0 | 0 | 0 | 0 | 0 | 0 | 0
Discretionary | HVAC | $0.01/MWh to $10/MWh | WEPT | Commercial | WEPT-Retro-Restaurant | 100% | 0 | 0 | 0 | 0 | 0 | 0 | 0 | 0 | 0 | 0 | 0 | 0 | 0 | 0 | 0 | 0 | 0 | 0 | 0 | 0
Discretionary | HVAC | $10.01/MWh to $20/MWh | WEPT | Commercial | WEPT-Retro-Lodging | 100% | 0.0011432 | 0.0025904 | 0.0044032 | 0.0065355 | 0.0089907 | 0.011889 | 0.01508 | 0.018337 | 0.021386 | 0.023971 | 0.02586 | 0.02586 | 0.02586 | 0.02586 | 0.02586 | 0.02586 | 0.02586 | 0.02586 | 0.02586 | 0.02586
Discretionary | HVAC | $0.01/MWh to $10/MWh | WEPT | Commercial | WEPT-Retro-Hospital | 100% | 0 | 0 | 0 | 0 | 0 | 0 | 0 | 0 | 0 | 0 | 0 | 0 | 0 | 0 | 0 | 0 | 0 | 0 | 0 | 0
Discretionary | HVAC | $10.01/MWh to $20/MWh | WEPT | Commercial | WEPT-Retro-Residential Care | 100% | 0.00037762 | 0.00085568 | 0.0014545 | 0.0021589 | 0.0029699 | 0.0039273 | 0.0049815 | 0.0060573 | 0.0070644 | 0.0079183 | 0.0085424 | 0.0085424 | 0.0085424 | 0.0085424 | 0.0085424 | 0.0085424 | 0.0085424 | 0.0085424 | 0.0085424 | 0.0085424
Discretionary | HVAC | $0.01/MWh to $10/MWh | WEPT | Commercial | WEPT-Retro-Assembly | 100% | 0 | 0 | 0 | 0 | 0 | 0 | 0 | 0 | 0 | 0 | 0 | 0 | 0 | 0 | 0 | 0 | 0 | 0 | 0 | 0
Discretionary | HVAC | $0.01/MWh to $10/MWh | WEPT | Commercial | WEPT-Retro-Other | 100% | 0 | 0 | 0 | 0 | 0 | 0 | 0 | 0 | 0 | 0 | 0 | 0 | 0 | 0 | 0 | 0 | 0 | 0 | 0 | 0
Lost Opportunity | Water Heating | $10.01/MWh to $20/MWh | WHTanks | Commercial | WHTanks-New-Large Off | 100% | 0.00099214 | 0.0019918 | 0.0033657 | 0.0046613 | 0.0060384 | 0.0076453 | 0.009323 | 0.011262 | 0.013465 | 0.015459 | 0.017625 | 0.019873 | 0.021958 | 0.024044 | 0.026092 | 0.028182 | 0.030313 | 0.032485 | 0.034698 | 0.036953
Lost Opportunity | Water Heating | $10.01/MWh to $20/MWh | WHTanks | Commercial | WHTanks-New-Medium Off | 100% | 0.0014299 | 0.0028056 | 0.0048014 | 0.0066866 | 0.0086613 | 0.01099 | 0.01342 | 0.016195 | 0.019312 | 0.022176 | 0.025334 | 0.028535 | 0.031579 | 0.034519 | 0.037432 | 0.040451 | 0.043577 | 0.04681 | 0.05015 | 0.053596
Lost Opportunity | Water Heating | $10.01/MWh to $20/MWh | WHTanks | Commercial | WHTanks-New-Small Off | 100% | 0.00011557 | 0.00022601 | 0.00038668 | 0.0005388 | 0.00069779 | 0.00088473 | 0.00108 | 0.0013029 | 0.0015532 | 0.0017832 | 0.0020374 | 0.002294 | 0.0025377 | 0.0027739 | 0.0030079 | 0.0032503 | 0.0035009 | 0.0037599 | 0.0040271 | 0.0043026
Lost Opportunity | Water Heating | $10.01/MWh to $20/MWh | WHTanks | Commercial | WHTanks-New-XLarge Ret | 100% | 4.6784e-05 | 9.7603e-05 | 0.00015429 | 0.00021515 | 0.00028833 | 0.00037172 | 0.00046678 | 0.00062192 | 0.00080386 | 0.00096697 | 0.0011269 | 0.0012833 | 0.0014137 | 0.0015477 | 0.0016732 | 0.0018115 | 0.0019626 | 0.0021265 | 0.0023033 | 0.0024928
Lost Opportunity | Water Heating | $10.01/MWh to $20/MWh | WHTanks | Commercial | WHTanks-New-Large Ret | 100% | 2.7783e-06 | 5.7624e-06 | 9.0857e-06 | 1.2647e-05 | 1.7009e-05 | 2.2043e-05 | 2.775e-05 | 3.6931e-05 | 4.7683e-05 | 5.7333e-05 | 6.6826e-05 | 7.61e-05 | 8.3861e-05 | 9.1822e-05 | 9.928e-05 | 0.00010748 | 0.00011642 | 0.0001261 | 0.00013652 | 0.00014768
Lost Opportunity | Water Heating | $10.01/MWh to $20/MWh | WHTanks | Commercial | WHTanks-New-Medium Ret | 100% | 0.00026252 | 0.00054331 | 0.00085299 | 0.0011853 | 0.0015952 | 0.0020716 | 0.0026118 | 0.003473 | 0.0044843 | 0.0053906 | 0.0062844 | 0.0071573 | 0.0078931 | 0.0086469 | 0.0093507 | 0.010124 | 0.010967 | 0.011879 | 0.012861 | 0.013913
Lost Opportunity | Water Heating | $10.01/MWh to $20/MWh | WHTanks | Commercial | WHTanks-New-Small Ret | 100% | 1.1483e-05 | 2.3547e-05 | 3.6828e-05 | 5.1083e-05 | 6.9127e-05 | 9.0364e-05 | 0.00011438 | 0.00015211 | 0.00019632 | 0.00023598 | 0.00027524 | 0.0003136 | 0.00034605 | 0.00037923 | 0.00041027 | 0.00044435 | 0.00048149 | 0.00052167 | 0.00056491 | 0.0006112
Lost Opportunity | Water Heating | $20.01/MWh to $25/MWh | WHTanks | Commercial | WHTanks-New-School K-12 | 100% | 2.1686e-05 | 4.925e-05 | 8.3706e-05 | 0.00013466 | 0.00019944 | 0.00025989 | 0.0003233 | 0.00039212 | 0.00046525 | 0.00053435 | 0.00060709 | 0.00067514 | 0.00075014 | 0.00081773 | 0.00089027 | 0.0009599 | 0.0010266 | 0.0010904 | 0.0011513 | 0.0012093
Lost Opportunity | Water Heating | $20.01/MWh to $25/MWh | WHTanks | Commercial | WHTanks-New-University | 100% | 0.00014538 | 0.0003293 | 0.00049476 | 0.00074299 | 0.0010534 | 0.0013642 | 0.0017298 | 0.0021273 | 0.0025489 | 0.0029834 | 0.0034006 | 0.0037774 | 0.0042075 | 0.0045846 | 0.004966 | 0.005374 | 0.0058087 | 0.0062701 | 0.0067582 | 0.0072729
Lost Opportunity | Water Heating | $10.01/MWh to $20/MWh | WHTanks | Commercial | WHTanks-New-Warehouse | 100% | 0.000134 | 0.00027785 | 0.00046818 | 0.00069407 | 0.00097323 | 0.0012712 | 0.0015775 | 0.0018649 | 0.0021115 | 0.0023584 | 0.0026202 | 0.0029003 | 0.0031744 | 0.0034406 | 0.0037078 | 0.0039544 | 0.0041804 | 0.0043859 | 0.0045708 | 0.0047352
Lost Opportunity | Water Heating | $10.01/MWh to $20/MWh | WHTanks | Commercial | WHTanks-New-Supermarket | 100% | 4.5408e-05 | 9.8417e-05 | 0.00015701 | 0.00021969 | 0.00028525 | 0.00035314 | 0.00042274 | 0.0004936 | 0.00056562 | 0.00063303 | 0.00070665 | 0.00078059 | 0.00085406 | 0.00092695 | 0.00099925 | 0.001071 | 0.0011422 | 0.0012129 | 0.001283 | 0.0013525
Lost Opportunity | Water Heating | $10.01/MWh to $20/MWh | WHTanks | Commercial | WHTanks-New-MiniMart | 100% | 4.3538e-06 | 8.0223e-06 | 1.1722e-05 | 1.5645e-05 | 2.1543e-05 | 2.9368e-05 | 3.9198e-05 | 5.5199e-05 | 7.2109e-05 | 8.7683e-05 | 0.00010481 | 0.00012034 | 0.00013287 | 0.00014596 | 0.00015835 | 0.00017126 | 0.00018469 | 0.00019863 | 0.00021309 | 0.00022807
Lost Opportunity | Water Heating | $25.01/MWh to $30/MWh | WHTanks | Commercial | WHTanks-New-Restaurant | 100% | 6.1834e-05 | 0.00013459 | 0.00021589 | 0.00030379 | 0.00039677 | 0.00049383 | 0.00059429 | 0.00073051 | 0.00088729 | 0.0010457 | 0.0012107 | 0.0013831 | 0.0015354 | 0.0016892 | 0.0018301 | 0.0019842 | 0.0021515 | 0.0023321 | 0.002526 | 0.002733
Lost Opportunity | Water Heating | $20.01/MWh to $25/MWh | WHTanks | Commercial | WHTanks-New-Lodging | 100% | 0.00013259 | 0.00028514 | 0.0004539 | 0.00063622 | 0.00083766 | 0.0010563 | 0.0013023 | 0.0017628 | 0.002322 | 0.0029123 | 0.0035166 | 0.0041586 | 0.0046981 | 0.0052159 | 0.0057051 | 0.0062302 | 0.0067912 | 0.0073881 | 0.008021 | 0.0086897
Lost Opportunity | Water Heating | $20.01/MWh to $25/MWh | WHTanks | Commercial | WHTanks-New-Hospital | 100% | 0.00032695 | 0.00065838 | 0.0010027 | 0.0013258 | 0.0016766 | 0.002065 | 0.0025386 | 0.0031101 | 0.0037625 | 0.0043559 | 0.00495 | 0.0055235 | 0.0060354 | 0.0065262 | 0.0069904 | 0.007453 | 0.0079142 | 0.0083739 | 0.008832 | 0.0092887
Lost Opportunity | Water Heating | $20.01/MWh to $25/MWh | WHTanks | Commercial | WHTanks-New-Residential Care | 100% | 0.00034968 | 0.00072094 | 0.0011072 | 0.0014869 | 0.0019146 | 0.0023932 | 0.0029676 | 0.0036875 | 0.004493 | 0.0052326 | 0.0060031 | 0.0067466 | 0.0074209 | 0.0080789 | 0.0087185 | 0.0093522 | 0.0099801 | 0.010602 | 0.011218 | 0.011829
Lost Opportunity | Water Heating | $20.01/MWh to $25/MWh | WHTanks | Commercial | WHTanks-New-Assembly | 100% | 0.00022562 | 0.00051044 | 0.00074177 | 0.0010045 | 0.0013649 | 0.0019449 | 0.0026099 | 0.0034675 | 0.0046431 | 0.0059928 | 0.0074921 | 0.0089342 | 0.010367 | 0.011723 | 0.013076 | 0.0144 | 0.015695 | 0.01696 | 0.018197 | 0.019404
Lost Opportunity | Water Heating | $10.01/MWh to $20/MWh | WHTanks | Commercial | WHTanks-New-Other | 100% | 0.00038964 | 0.00085743 | 0.0013226 | 0.0019365 | 0.0026435 | 0.0033912 | 0.0042295 | 0.00515 | 0.0061147 | 0.0070433 | 0.0080617 | 0.0090124 | 0.0099525 | 0.010857 | 0.01171 | 0.012556 | 0.013394 | 0.014225 | 0.015049 | 0.015866
Lost Opportunity | Water Heating | $10.01/MWh to $20/MWh | WHTanks | Commercial | WHTanks-NR-Large Off | 100% | 0.0044203 | 0.0096933 | 0.015655 | 0.022183 | 0.029169 | 0.036524 | 0.044185 | 0.052095 | 0.060211 | 0.068501 | 0.076931 | 0.08548 | 0.094055 | 0.10266 | 0.10525 | 0.10525 | 0.10525 | 0.10525 | 0.10525 | 0.10525
Lost Opportunity | Water Heating | $10.01/MWh to $20/MWh | WHTanks | Commercial | WHTanks-NR-Medium Off | 100% | 0.0043324 | 0.0095231 | 0.015407 | 0.021872 | 0.028805 | 0.03612 | 0.043753 | 0.051649 | 0.059764 | 0.068066 | 0.07652 | 0.085105 | 0.093729 | 0.10234 | 0.10315 | 0.10315 | 0.10315 | 0.10315 | 0.10315 | 0.10315
Lost Opportunity | Water Heating | $10.01/MWh to $20/MWh | WHTanks | Commercial | WHTanks-NR-Small Off | 100% | 0.0013077 | 0.002859 | 0.0046055 | 0.0065103 | 0.0085422 | 0.010676 | 0.012893 | 0.015176 | 0.017514 | 0.019896 | 0.022314 | 0.024761 | 0.027211 | 0.029664 | 0.031137 | 0.031137 | 0.031137 | 0.031137 | 0.031137 | 0.031137
Lost Opportunity | Water Heating | $10.01/MWh to $20/MWh | WHTanks | Commercial | WHTanks-NR-XLarge Ret | 100% | 0.00062349 | 0.0013627 | 0.0021948 | 0.0031018 | 0.0040689 | 0.0050847 | 0.0061396 | 0.0072264 | 0.0083399 | 0.0094753 | 0.010628 | 0.011796 | 0.012966 | 0.014137 | 0.014845 | 0.014845 | 0.014845 | 0.014845 | 0.014845 | 0.014845
Lost Opportunity | Water Heating | $10.01/MWh to $20/MWh | WHTanks | Commercial | WHTanks-NR-Large Ret | 100% | 0.00014685 | 0.00032055 | 0.00051573 | 0.00072814 | 0.00095434 | 0.0011916 | 0.0014378 | 0.001691 | 0.0019501 | 0.0022138 | 0.0024812 | 0.0027516 | 0.0030222 | 0.0032928 | 0.0034965 | 0.0034965 | 0.0034965 | 0.0034965 | 0.0034965 | 0.0034965
Lost Opportunity | Water Heating | $10.01/MWh to $20/MWh | WHTanks | Commercial | WHTanks-NR-Medium Ret | 100% | 0.0016114 | 0.0035288 | 0.0056933 | 0.0080578 | 0.010584 | 0.013242 | 0.016008 | 0.018863 | 0.021795 | 0.024793 | 0.027844 | 0.030939 | 0.034045 | 0.03716 | 0.038366 | 0.038366 | 0.038366 | 0.038366 | 0.038366 | 0.038366
Lost Opportunity | Water Heating | $10.01/MWh to $20/MWh | WHTanks | Commercial | WHTanks-NR-Small Ret | 100% | 0.00027567 | 0.00060203 | 0.00096903 | 0.0013686 | 0.0017944 | 0.0022413 | 0.002705 | 0.0031825 | 0.0036712 | 0.004169 | 0.0046741 | 0.0051852 | 0.0056967 | 0.0062087 | 0.0065635 | 0.0065635 | 0.0065635 | 0.0065635 | 0.0065635 | 0.0065635
Lost Opportunity | Water Heating | $20.01/MWh to $25/MWh | WHTanks | Commercial | WHTanks-NR-School K-12 | 100% | 0.00066648 | 0.0014552 | 0.0023421 | 0.0033079 | 0.0043373 | 0.0054182 | 0.0065402 | 0.0076954 | 0.0088774 | 0.010081 | 0.011302 | 0.012537 | 0.013773 | 0.01501 | 0.015869 | 0.015869 | 0.015869 | 0.015869 | 0.015869 | 0.015869
Lost Opportunity | Water Heating | $20.01/MWh to $25/MWh | WHTanks | Commercial | WHTanks-NR-University | 100% | 0.00151 | 0.0033017 | 0.0053213 | 0.0075233 | 0.009874 | 0.012346 | 0.014916 | 0.017565 | 0.02028 | 0.023049 | 0.02586 | 0.028708 | 0.03156 | 0.034417 | 0.035952 | 0.035952 | 0.035952 | 0.035952 | 0.035952 | 0.035952
Lost Opportunity | Water Heating | $10.01/MWh to $20/MWh | WHTanks | Commercial | WHTanks-NR-Warehouse | 100% | 0.0016035 | 0.0035051 | 0.0056465 | 0.0079818 | 0.010474 | 0.013093 | 0.015815 | 0.018621 | 0.021493 | 0.024419 | 0.027388 | 0.030392 | 0.0334 | 0.036412 | 0.038178 | 0.038178 | 0.038178 | 0.038178 | 0.038178 | 0.038178
Lost Opportunity | Water Heating | $10.01/MWh to $20/MWh | WHTanks | Commercial | WHTanks-NR-Supermarket | 100% | 0.00062525 | 0.0013664 | 0.0022009 | 0.0031104 | 0.0040803 | 0.0050987 | 0.0061562 | 0.0072451 | 0.0083593 | 0.0094939 | 0.010645 | 0.011809 | 0.012975 | 0.014141 | 0.014887 | 0.014887 | 0.014887 | 0.014887 | 0.014887 | 0.014887
Lost Opportunity | Water Heating | $10.01/MWh to $20/MWh | WHTanks | Commercial | WHTanks-NR-MiniMart | 100% | 0.00011172 | 0.00024397 | 0.00039264 | 0.00055447 | 0.00072685 | 0.00090771 | 0.0010954 | 0.0012887 | 0.0014865 | 0.0016879 | 0.0018924 | 0.0020992 | 0.0023063 | 0.0025135 | 0.00266 | 0.00266 | 0.00266 | 0.00266 | 0.00266 | 0.00266
Lost Opportunity | Water Heating | $25.01/MWh to $30/MWh | WHTanks | Commercial | WHTanks-NR-Restaurant | 100% | 0.00054349 | 0.0011889 | 0.0019165 | 0.0027106 | 0.0035584 | 0.0044494 | 0.0053753 | 0.0063294 | 0.007307 | 0.0083038 | 0.0093164 | 0.010342 | 0.01137 | 0.012399 | 0.01294 | 0.01294 | 0.01294 | 0.01294 | 0.01294 | 0.01294
Lost Opportunity | Water Heating | $20.01/MWh to $25/MWh | WHTanks | Commercial | WHTanks-NR-Lodging | 100% | 0.0027548 | 0.0060172 | 0.0096871 | 0.013684 | 0.017944 | 0.022416 | 0.027057 | 0.031834 | 0.036726 | 0.04171 | 0.046771 | 0.051894 | 0.057024 | 0.062162 | 0.065592 | 0.065592 | 0.065592 | 0.065592 | 0.065592 | 0.065592
Lost Opportunity | Water Heating | $20.01/MWh to $25/MWh | WHTanks | Commercial | WHTanks-NR-Hospital | 100% | 0.0012636 | 0.0027729 | 0.0044811 | 0.0063502 | 0.0083487 | 0.010452 | 0.012642 | 0.014902 | 0.017221 | 0.019591 | 0.022001 | 0.024444 | 0.026895 | 0.029351 | 0.030085 | 0.030085 | 0.030085 | 0.030085 | 0.030085 | 0.030085
Lost Opportunity | Water Heating | $20.01/MWh to $25/MWh | WHTanks | Commercial | WHTanks-NR-Residential Care | 100% | 0.0015243 | 0.0033429 | 0.0054 | 0.0076499 | 0.010055 | 0.012588 | 0.015223 | 0.017944 | 0.020737 | 0.023591 | 0.026493 | 0.029436 | 0.032389 | 0.035349 | 0.036292 | 0.036292 | 0.036292 | 0.036292 | 0.036292 | 0.036292
Lost Opportunity | Water Heating | $20.01/MWh to $25/MWh | WHTanks | Commercial | WHTanks-NR-Assembly | 100% | 0.0036703 | 0.0080193 | 0.012915 | 0.018247 | 0.023931 | 0.029899 | 0.036099 | 0.042488 | 0.049033 | 0.055709 | 0.062494 | 0.069372 | 0.076267 | 0.083179 | 0.087388 | 0.087388 | 0.087388 | 0.087388 | 0.087388 | 0.087388
Lost Opportunity | Water Heating | $10.01/MWh to $20/MWh | WHTanks | Commercial | WHTanks-NR-Other | 100% | 0.001527 | 0.0033508 | 0.0054176 | 0.0076808 | 0.010107 | 0.012667 | 0.015337 | 0.018098 | 0.020935 | 0.023836 | 0.026789 | 0.029787 | 0.032796 | 0.035816 | 0.036357 | 0.036357 | 0.036357 | 0.036357 | 0.036357 | 0.036357
Discretionary | HVAC | Over $100/MWh | Secondary Glazing Systems | Commercial | SGSWindow-Small Office (AC with Gas Furnace)-Portland | 0% | 0 | 0 | 0 | 0 | 0 | 0 | 0 | 0 | 0 | 0 | 0 | 0 | 0 | 0 | 0 | 0 | 0 | 0 | 0 | 0
Discretionary | HVAC | Over $100/MWh | Secondary Glazing Systems | Commercial | SGSWindow-Small Office (AC with Gas Furnace)-Spokane | 0% | 0 | 0 | 0 | 0 | 0 | 0 | 0 | 0 | 0 | 0 | 0 | 0 | 0 | 0 | 0 | 0 | 0 | 0 | 0 | 0
Discretionary | HVAC | Over $100/MWh | Secondary Glazing Systems | Commercial | SGSWindow-Small Office (AC with Gas Furnace)-Missoula | 0% | 0 | 0 | 0 | 0 | 0 | 0 | 0 | 0 | 0 | 0 | 0 | 0 | 0 | 0 | 0 | 0 | 0 | 0 | 0 | 0
Discretionary | HVAC | Over $100/MWh | Secondary Glazing Systems | Commercial | SGSWindow-Small Office (Air-source Heat Pump)-Portland | 0% | 0 | 0 | 0 | 0 | 0 | 0 | 0 | 0 | 0 | 0 | 0 | 0 | 0 | 0 | 0 | 0 | 0 | 0 | 0 | 0
Discretionary | HVAC | Over $100/MWh | Secondary Glazing Systems | Commercial | SGSWindow-Small Office (Air-source Heat Pump)-Spokane | 0% | 0 | 0 | 0 | 0 | 0 | 0 | 0 | 0 | 0 | 0 | 0 | 0 | 0 | 0 | 0 | 0 | 0 | 0 | 0 | 0
Discretionary | HVAC | Over $100/MWh | Secondary Glazing Systems | Commercial | SGSWindow-Small Office (Air-source Heat Pump)-Missoula | 0% | 0 | 0 | 0 | 0 | 0 | 0 | 0 | 0 | 0 | 0 | 0 | 0 | 0 | 0 | 0 | 0 | 0 | 0 | 0 | 0
Discretionary | HVAC | $40.01/MWh to $50/MWh | Secondary Glazing Systems | Commercial | SGSWindow-Mid-rise Office (Apackaged VAV with Electric reheat)-Portland | 0% | 0 | 0 | 0 | 0 | 0 | 0 | 0 | 0 | 0 | 0 | 0 | 0 | 0 | 0 | 0 | 0 | 0 | 0 | 0 | 0
Discretionary | HVAC | $10.01/MWh to $20/MWh | Secondary Glazing Systems | Commercial | SGSWindow-Mid-rise Office (Apackaged VAV with Electric reheat)-Spokane | 100% | 0.0013704 | 0.0041861 | 0.0092326 | 0.017462 | 0.029946 | 0.04779 | 0.071992 | 0.10326 | 0.14179 | 0.18706 | 0.23764 | 0.29124 | 0.34483 | 0.39514 | 0.43917 | 0.47485 | 0.50139 | 0.51933 | 0.5237 | 0.5237
Discretionary | HVAC | $20.01/MWh to $25/MWh | Secondary Glazing Systems | Commercial | SGSWindow-Mid-rise Office (Apackaged VAV with Electric reheat)-Missoula | 100% | 0.00022907 | 0.00069974 | 0.0015433 | 0.0029189 | 0.0050058 | 0.0079885 | 0.012034 | 0.017261 | 0.023702 | 0.031269 | 0.039724 | 0.048683 | 0.057642 | 0.066051 | 0.073411 | 0.079376 | 0.083811 | 0.08681 | 0.087541 | 0.087541
Discretionary | HVAC | Over $100/MWh | Secondary Glazing Systems | Commercial | SGSWindow-Mid-rise Office (Apackaged VAV with Gas)-Portland | 0% | 0 | 0 | 0 | 0 | 0 | 0 | 0 | 0 | 0 | 0 | 0 | 0 | 0 | 0 | 0 | 0 | 0 | 0 | 0 | 0
Discretionary | HVAC | Over $100/MWh | Secondary Glazing Systems | Commercial | SGSWindow-Mid-rise Office (Apackaged VAV with Gas)-Spokane | 0% | 0 | 0 | 0 | 0 | 0 | 0 | 0 | 0 | 0 | 0 | 0 | 0 | 0 | 0 | 0 | 0 | 0 | 0 | 0 | 0
Discretionary | HVAC | Over $100/MWh | Secondary Glazing Systems | Commercial | SGSWindow-Mid-rise Office (Apackaged VAV with Gas)-Missoula | 0% | 0 | 0 | 0 | 0 | 0 | 0 | 0 | 0 | 0 | 0 | 0 | 0 | 0 | 0 | 0 | 0 | 0 | 0 | 0 | 0
Discretionary | HVAC | Over $100/MWh | Secondary Glazing Systems | Commercial | SGSWindow-High-rise Office (VAV with Central Chillers / Gas Boilers)-Portland | 0% | 0 | 0 | 0 | 0 | 0 | 0 | 0 | 0 | 0 | 0 | 0 | 0 | 0 | 0 | 0 | 0 | 0 | 0 | 0 | 0
Discretionary | HVAC | Over $100/MWh | Secondary Glazing Systems | Commercial | SGSWindow-High-rise Office (VAV with Central Chillers / Gas Boilers)-Spokane | 0% | 0 | 0 | 0 | 0 | 0 | 0 | 0 | 0 | 0 | 0 | 0 | 0 | 0 | 0 | 0 | 0 | 0 | 0 | 0 | 0
Discretionary | HVAC | Over $100/MWh | Secondary Glazing Systems | Commercial | SGSWindow-High-rise Office (VAV with Central Chillers / Gas Boilers)-Missoula | 0% | 0 | 0 | 0 | 0 | 0 | 0 | 0 | 0 | 0 | 0 | 0 | 0 | 0 | 0 | 0 | 0 | 0 | 0 | 0 | 0
Discretionary | HVAC | Over $100/MWh | Secondary Glazing Systems | Commercial | SGSWindow-Small Office (AC with Ele Furnace)-Portland | 0% | 0 | 0 | 0 | 0 | 0 | 0 | 0 | 0 | 0 | 0 | 0 | 0 | 0 | 0 | 0 | 0 | 0 | 0 | 0 | 0
Discretionary | HVAC | $60.01/MWh to $80/MWh | Secondary Glazing Systems | Commercial | SGSWindow-Small Office (AC with Ele Furnace)-Spokane | 0% | 0 | 0 | 0 | 0 | 0 | 0 | 0 | 0 | 0 | 0 | 0 | 0 | 0 | 0 | 0 | 0 | 0 | 0 | 0 | 0
Discretionary | HVAC | $80.01/MWh to $100/MWh | Secondary Glazing Systems | Commercial | SGSWindow-Small Office (AC with Ele Furnace)-Missoula | 0% | 0 | 0 | 0 | 0 | 0 | 0 | 0 | 0 | 0 | 0 | 0 | 0 | 0 | 0 | 0 | 0 | 0 | 0 | 0 | 0
Discretionary | HVAC | $40.01/MWh to $50/MWh | Secondary Glazing Systems | Commercial | SGSWindow-High-rise Office (VAV with Central Chillers / Ele Boilers)-Portland | 0% | 0 | 0 | 0 | 0 | 0 | 0 | 0 | 0 | 0 | 0 | 0 | 0 | 0 | 0 | 0 | 0 | 0 | 0 | 0 | 0
Discretionary | HVAC | $25.01/MWh to $30/MWh | Secondary Glazing Systems | Commercial | SGSWindow-High-rise Office (VAV with Central Chillers / Ele Boilers)-Spokane | 100% | 0.00038411 | 0.0011733 | 0.0025878 | 0.0048945 | 0.0083938 | 0.013395 | 0.020179 | 0.028943 | 0.039744 | 0.052432 | 0.06661 | 0.081632 | 0.096654 | 0.11075 | 0.1231 | 0.1331 | 0.14054 | 0.14556 | 0.14679 | 0.14679
Discretionary | HVAC | $25.01/MWh to $30/MWh | Secondary Glazing Systems | Commercial | SGSWindow-High-rise Office (VAV with Central Chillers / Ele Boilers)-Missoula | 100% | 7.0608e-05 | 0.00021568 | 0.0004757 | 0.00089972 | 0.001543 | 0.0024623 | 0.0037093 | 0.0053204 | 0.0073058 | 0.0096381 | 0.012244 | 0.015006 | 0.017767 | 0.020359 | 0.022628 | 0.024466 | 0.025833 | 0.026758 | 0.026983 | 0.026983
Lost Opportunity | Water Heating | $0/MWh and Under | Aerator | Residential | Bathroom Aerator 1.0 GPM AnyWH | 100% | 0.0035969 | 0.010611 | 0.02199 | 0.038684 | 0.060986 | 0.089584 | 0.12386 | 0.1625 | 0.20405 | 0.24858 | 0.29575 | 0.34423 | 0.39226 | 0.44085 | 0.48986 | 0.5394 | 0.58925 | 0.63941 | 0.68988 | 0.74068
Lost Opportunity | Water Heating | $0/MWh and Under | Aerator | Residential | Bathroom Aerator 1.0 GPM HPWH | 100% | 0.00029173 | 0.00085831 | 0.0017743 | 0.0031156 | 0.004903 | 0.0071979 | 0.0099516 | 0.013055 | 0.016381 | 0.019952 | 0.023741 | 0.027641 | 0.031492 | 0.035391 | 0.03933 | 0.043314 | 0.047327 | 0.051368 | 0.055437 | 0.059535
Discretionary | Water Heating | $0/MWh and Under | Aerator | Residential | Bathroom Aerator 1.0 GPM AnyWH | 100% | 0.0079297 | 0.029515 | 0.08867 | 0.20478 | 0.39554 | 0.67092 | 1.0283 | 1.4509 | 1.9103 | 2.3727 | 2.8059 | 3.1854 | 3.4971 | 3.7375 | 3.9068 | 4.0112 | 4.0768 | 4.114 | 4.1316 | 4.1364
Discretionary | Water Heating | $0/MWh and Under | Aerator | Residential | Bathroom Aerator 1.0 GPM HPWH | 100% | 0.00056607 | 0.0021609 | 0.0065868 | 0.015315 | 0.029698 | 0.050508 | 0.077569 | 0.10963 | 0.14454 | 0.17972 | 0.21274 | 0.24171 | 0.26554 | 0.28395 | 0.2973 | 0.30636 | 0.31206 | 0.31528 | 0.31681 | 0.31722
Lost Opportunity | HVAC | $20.01/MWh to $25/MWh | Controls Commissioning and Sizing | Residential | SF CC&S + HZ23 | 100% | 0.084694 | 0.19602 | 0.33657 | 0.50728 | 0.706 | 0.92949 | 1.1718 | 1.4261 | 1.6866 | 1.9505 | 2.2161 | 2.4815 | 2.7451 | 3.0081 | 3.2707 | 3.5716 | 3.8673 | 4.0508 | 4.0929 | 4.1351
Lost Opportunity | HVAC | $35.01/MWh to $40/MWh | Controls Commissioning and Sizing | Residential | SF CC&S + HZ1 | 100% | 0.37689 | 0.87226 | 1.4975 | 2.2567 | 3.14 | 4.1326 | 5.2082 | 6.3368 | 7.4925 | 8.6633 | 9.8411 | 11.0181 | 12.187 | 13.3531 | 14.5169 | 15.8428 | 17.1458 | 17.9207 | 18.0909 | 18.2618
Lost Opportunity | HVAC | Over $100/MWh | Controls Commissioning and Sizing | Residential | MH CC&S + HZ23 | 0% | 0 | 0 | 0 | 0 | 0 | 0 | 0 | 0 | 0 | 0 | 0 | 0 | 0 | 0 | 0 | 0 | 0 | 0 | 0 | 0
Lost Opportunity | HVAC | $60.01/MWh to $80/MWh | Controls Commissioning and Sizing | Residential | MH CC&S + HZ1 | 0% | 0 | 0 | 0 | 0 | 0 | 0 | 0 | 0 | 0 | 0 | 0 | 0 | 0 | 0 | 0 | 0 | 0 | 0 | 0 | 0
Lost Opportunity | Other | Over $100/MWh | Clothes Dryer | Residential | Heat Pump Dryer | 0% | 0 | 0 | 0 | 0 | 0 | 0 | 0 | 0 | 0 | 0 | 0 | 0 | 0 | 0 | 0 | 0 | 0 | 0 | 0 | 0
Lost Opportunity | Water Heating | $0/MWh and Under | Clothes Washer | Residential | Single Family CEE Tier 3 Clothes Washer - Any DHW, Any Dryer - 54% ENERGY STAR Baseline | 100% | 0.12846 | 0.27915 | 0.44747 | 0.63021 | 0.82402 | 1.0273 | 1.2378 | 1.4535 | 1.6724 | 1.8948 | 2.1201 | 2.3473 | 2.5726 | 2.7974 | 3.0383 | 3.1847 | 3.2193 | 3.2541 | 3.289 | 3.324
Lost Opportunity | Water Heating | $0/MWh and Under | Clothes Washer | Residential | Multifamily - Low Rise CEE Tier 3 Clothes Washer - Any DHW, Any Dryer - 54% ENERGY STAR Baseline | 100% | 0.010545 | 0.022956 | 0.036892 | 0.052178 | 0.068564 | 0.085904 | 0.10389 | 0.12241 | 0.14138 | 0.16066 | 0.18015 | 0.19972 | 0.21918 | 0.23854 | 0.26025 | 0.27881 | 0.28385 | 0.28887 | 0.29389 | 0.29889
Lost Opportunity | Water Heating | $0/MWh and Under | Clothes Washer | Residential | Manufactured CEE Tier 3 Clothes Washer - Any DHW, Any Dryer - 54% ENERGY STAR Baseline | 100% | 0.011825 | 0.025685 | 0.04112 | 0.057761 | 0.075311 | 0.093532 | 0.11223 | 0.13127 | 0.15054 | 0.16994 | 0.18941 | 0.20888 | 0.22815 | 0.24722 | 0.25089 | 0.2521 | 0.25331 | 0.25451 | 0.25571 | 0.2569
Lost Opportunity | Water Heating | $0/MWh and Under | Clothes Washer | Residential | Multifamily - High Rise CEE Tier 3 Clothes Washer - Any DHW, Any Dryer - 54% ENERGY STAR Baseline | 100% | 0.0023656 | 0.0051561 | 0.0082907 | 0.011736 | 0.015426 | 0.019332 | 0.023377 | 0.027542 | 0.031803 | 0.036138 | 0.040525 | 0.044927 | 0.049305 | 0.053655 | 0.058545 | 0.063331 | 0.065597 | 0.066752 | 0.067903 | 0.069051
Lost Opportunity | Water Heating | $10.01/MWh to $20/MWh | Clothes Washer | Residential | Single Family CEE Tier 2 Clothes Washer - Any DHW, Any Dryer - 54% ENERGY STAR Baseline | 100% | 0.2413 | 0.52435 | 0.84054 | 1.1838 | 1.5479 | 1.9297 | 2.3253 | 2.7303 | 3.1417 | 3.5594 | 3.9828 | 4.4095 | 4.8328 | 5.2551 | 5.7076 | 5.983 | 6.0482 | 6.1136 | 6.1794 | 6.2454
Lost Opportunity | Water Heating | $0/MWh and Under | Clothes Washer | Residential | Manufactured CEE Tier 2 Clothes Washer - Any DHW, Any Dryer - 54% ENERGY STAR Baseline | 100% | 0.022335 | 0.048512 | 0.077666 | 0.1091 | 0.14225 | 0.17666 | 0.21198 | 0.24794 | 0.28434 | 0.32098 | 0.35775 | 0.39453 | 0.43093 | 0.46696 | 0.4739 | 0.4762 | 0.47848 | 0.48077 | 0.48304 | 0.4853
Lost Opportunity | Water Heating | $0/MWh and Under | Clothes Washer | Residential | Multifamily - Low Rise CEE Tier 2 Clothes Washer - Any DHW, Any Dryer - 54% ENERGY STAR Baseline | 100% | 0.019595 | 0.04266 | 0.068557 | 0.096961 | 0.12741 | 0.15963 | 0.19305 | 0.22747 | 0.26271 | 0.29853 | 0.33475 | 0.3711 | 0.40725 | 0.44322 | 0.48356 | 0.51808 | 0.52744 | 0.53678 | 0.54609 | 0.55539
Lost Opportunity | Water Heating | $0/MWh and Under | Clothes Washer | Residential | Multifamily - High Rise CEE Tier 2 Clothes Washer - Any DHW, Any Dryer - 54% ENERGY STAR Baseline | 100% | 0.004396 | 0.0095815 | 0.015406 | 0.021808 | 0.028665 | 0.035923 | 0.043439 | 0.051179 | 0.059094 | 0.06715 | 0.075299 | 0.083478 | 0.091611 | 0.099694 | 0.10878 | 0.11767 | 0.12189 | 0.12403 | 0.12617 | 0.12831
Lost Opportunity | Water Heating | $50.01/MWh to $60/MWh | Clothes Washer | Residential | Single Family CEE Tier 1 Clothes Washer - Any DHW, Any Dryer - 54% ENERGY STAR Baseline | 0% | 0 | 0 | 0 | 0 | 0 | 0 | 0 | 0 | 0 | 0 | 0 | 0 | 0 | 0 | 0 | 0 | 0 | 0 | 0 | 0
Lost Opportunity | Water Heating | $0/MWh and Under | Clothes Washer | Residential | Manufactured CEE Tier 1 Clothes Washer - Any DHW, Any Dryer - 54% ENERGY STAR Baseline | 100% | 0.033428 | 0.072608 | 0.11624 | 0.16329 | 0.2129 | 0.26441 | 0.31728 | 0.3711 | 0.42557 | 0.48042 | 0.53545 | 0.59051 | 0.64499 | 0.69891 | 0.70931 | 0.71276 | 0.71619 | 0.71961 | 0.72302 | 0.72642
Lost Opportunity | Water Heating | $0/MWh and Under | Clothes Washer | Residential | Multifamily - Low Rise CEE Tier 1 Clothes Washer - Any DHW, Any Dryer - 54% ENERGY STAR Baseline | 100% | 0.029068 | 0.063282 | 0.1017 | 0.14383 | 0.18899 | 0.23678 | 0.28636 | 0.33741 | 0.38968 | 0.44281 | 0.49653 | 0.55045 | 0.60406 | 0.65742 | 0.71726 | 0.76847 | 0.78236 | 0.79621 | 0.81004 | 0.82383
Lost Opportunity | Water Heating | $0/MWh and Under | Clothes Washer | Residential | Multifamily - High Rise CEE Tier 1 Clothes Washer - Any DHW, Any Dryer - 54% ENERGY STAR Baseline | 100% | 0.006521 | 0.014213 | 0.022853 | 0.032349 | 0.04252 | 0.053286 | 0.064435 | 0.075914 | 0.087654 | 0.099603 | 0.11169 | 0.12382 | 0.13589 | 0.14787 | 0.16135 | 0.17454 | 0.1808 | 0.18398 | 0.18715 | 0.19032
Lost Opportunity | Electronics | $10.01/MWh to $20/MWh | Monitor | Residential | ENERGY STAR Monitors | 100% | 0.51118 | 1.0299 | 1.5475 | 2.0071 | 2.0637 | 2.0897 | 2.1155 | 2.1405 | 2.1645 | 2.1882 | 2.2118 | 2.2348 | 2.2566 | 2.278 | 2.2991 | 2.3199 | 2.3406 | 2.3611 | 2.3813 | 2.4014
Lost Opportunity | Electronics | $10.01/MWh to $20/MWh | Computer | Residential | ENERGY STAR Desktops | 100% | 2.2683 | 4.5736 | 6.873 | 8.7271 | 8.9154 | 9.018 | 9.1199 | 9.2194 | 9.3157 | 9.411 | 9.5061 | 9.5993 | 9.6885 | 9.7763 | 9.863 | 9.9489 | 10.034 | 10.1182 | 10.2016 | 10.2853
Lost Opportunity | Electronics | Over $100/MWh | Computer | Residential | ENERGY STAR Laptops | 0% | 0 | 0 | 0 | 0 | 0 | 0 | 0 | 0 | 0 | 0 | 0 | 0 | 0 | 0 | 0 | 0 | 0 | 0 | 0 | 0
Lost Opportunity | Other | $0.01/MWh to $10/MWh | Behavior | Residential | Controled Optimization Program | 100% | 0.056445 | 0.12726 | 0.21412 | 0.31894 | 0.43927 | 0.57573 | 0.72414 | 0.8777 | 1.0312 | 1.1869 | 1.345 | 1.5024 | 1.654 | 1.8049 | 1.9558 | 2.1074 | 2.2597 | 2.4126 | 2.5663 | 2.7206
Discretionary | Other | $0.01/MWh to $10/MWh | Behavior | Residential | Controled Optimization Program | 100% | 0.59823 | 1.3437 | 2.2672 | 3.3496 | 4.5946 | 6.0613 | 7.6805 | 9.343 | 10.9157 | 12.2707 | 13.3194 | 14.0365 | 14.4601 | 14.669 | 14.7488 | 14.7653 | 14.7653 | 14.7653 | 14.7653 | 14.7653
Lost Opportunity | Water Heating | $0/MWh and Under | Dishwasher | Residential | Energy Star Dishwasher - Any DHW | 100% | 0 | 0 | 0 | 0 | 0 | 0 | 0 | 0 | 0 | 0 | 0 | 0 | 0 | 0 | 0 | 0 | 0 | 0 | 0 | 0
Lost Opportunity | HVAC | $50.01/MWh to $60/MWh | Duct Sealing | Residential | New SF Performance-based Duct Sealing - Heat Pump + HZ23 | 0% | 0 | 0 | 0 | 0 | 0 | 0 | 0 | 0 | 0 | 0 | 0 | 0 | 0 | 0 | 0 | 0 | 0 | 0 | 0 | 0
Lost Opportunity | HVAC | $80.01/MWh to $100/MWh | Duct Sealing | Residential | New SF Performance-based Duct Sealing - Heat Pump + HZ1 | 0% | 0 | 0 | 0 | 0 | 0 | 0 | 0 | 0 | 0 | 0 | 0 | 0 | 0 | 0 | 0 | 0 | 0 | 0 | 0 | 0
Lost Opportunity | HVAC | $30.01/MWh to $35/MWh | Duct Sealing | Residential | New MH Performance-based Duct Sealing - Heat Pump + HZ23 | 100% | 0.0014271 | 0.0031349 | 0.0050945 | 0.0072616 | 0.0095955 | 0.01205 | 0.014583 | 0.017184 | 0.019845 | 0.022552 | 0.025291 | 0.028051 | 0.030799 | 0.033538 | 0.036269 | 0.03899 | 0.041702 | 0.044404 | 0.047098 | 0.049783
Lost Opportunity | HVAC | $60.01/MWh to $80/MWh | Duct Sealing | Residential | New MH Performance-based Duct Sealing - Heat Pump + HZ1 | 0% | 0 | 0 | 0 | 0 | 0 | 0 | 0 | 0 | 0 | 0 | 0 | 0 | 0 | 0 | 0 | 0 | 0 | 0 | 0 | 0
Discretionary | HVAC | $25.01/MWh to $30/MWh | Duct Sealing | Residential | SF Performance-based Duct Sealing - Heat Pump + HZ23 | 100% | 0.2425 | 0.48739 | 0.73143 | 0.9747 | 1.2173 | 1.4336 | 1.6034 | 1.7361 | 1.8391 | 1.9185 | 1.9765 | 1.9838 | 1.9838 | 1.9838 | 1.9838 | 1.9838 | 1.9838 | 1.9838 | 1.9838 | 1.9838
Discretionary | HVAC | $50.01/MWh to $60/MWh | Duct Sealing | Residential | SF Performance-based Duct Sealing - Heat Pump + HZ1 | 0% | 0 | 0 | 0 | 0 | 0 | 0 | 0 | 0 | 0 | 0 | 0 | 0 | 0 | 0 | 0 | 0 | 0 | 0 | 0 | 0
Discretionary | HVAC | $10.01/MWh to $20/MWh | Duct Sealing | Residential | MH Performance-based Duct Sealing - Heat Pump + HZ23 | 100% | 0.14417 | 0.28719 | 0.42857 | 0.56835 | 0.70654 | 0.82881 | 0.92409 | 0.98888 | 0.98888 | 0.98888 | 0.98888 | 0.98888 | 0.98888 | 0.98888 | 0.98888 | 0.98888 | 0.98888 | 0.98888 | 0.98888 | 0.98888
Discretionary | HVAC | $40.01/MWh to $50/MWh | Duct Sealing | Residential | MH Performance-based Duct Sealing - Heat Pump + HZ1 | 0% | 0 | 0 | 0 | 0 | 0 | 0 | 0 | 0 | 0 | 0 | 0 | 0 | 0 | 0 | 0 | 0 | 0 | 0 | 0 | 0
Lost Opportunity | Other | Over $100/MWh | EV Supply Equip | Residential | EVSE Level 2 | 0% | 0 | 0 | 0 | 0 | 0 | 0 | 0 | 0 | 0 | 0 | 0 | 0 | 0 | 0 | 0 | 0 | 0 | 0 | 0 | 0
Lost Opportunity | HVAC | $35.01/MWh to $40/MWh | DHP Ducted | Residential | Install Ductless Heat Pump in House with Existing FAF - Single Family Home + HZ1 | 100% | 0.18649 | 0.40649 | 0.65307 | 0.92071 | 1.205 | 1.5024 | 1.8101 | 2.1259 | 2.448 | 2.775 | 3.1056 | 3.4391 | 3.7718 | 4.1038 | 4.4351 | 4.7656 | 4.9157 | 4.9157 | 4.9157 | 4.9157
Lost Opportunity | HVAC | $30.01/MWh to $35/MWh | DHP Ducted | Residential | Install Ductless Heat Pump in House with Existing FAF - Single Family Home + HZ23 | 100% | 0.075578 | 0.16473 | 0.26465 | 0.37311 | 0.48831 | 0.60882 | 0.73352 | 0.86148 | 0.992 | 1.1245 | 1.2585 | 1.3936 | 1.5284 | 1.6629 | 1.7972 | 1.9311 | 1.9919 | 1.9919 | 1.9919 | 1.9919
Lost Opportunity | HVAC | $25.01/MWh to $30/MWh | DHP Ducted | Residential | Install Ductless Heat Pump in House with Existing FAF - Manufactured Home + HZ1 | 100% | 1.026 | 2.2256 | 3.5585 | 4.9929 | 6.5034 | 8.0702 | 9.6775 | 11.313 | 12.9669 | 14.6314 | 16.3006 | 17.9698 | 19.6211 | 21.2547 | 22.8709 | 22.9834 | 22.9834 | 22.9834 | 22.9834 | 22.9834
Lost Opportunity | HVAC | $25.01/MWh to $30/MWh | DHP Ducted | Residential | Install Ductless Heat Pump in House with Existing FAF - Manufactured Home + HZ23 | 100% | 0.57748 | 1.2527 | 2.0028 | 2.8101 | 3.6601 | 4.5418 | 5.4463 | 6.3667 | 7.2973 | 8.234 | 9.1733 | 10.1125 | 11.0417 | 11.9609 | 12.8703 | 12.9329 | 12.9329 | 12.9329 | 12.9329 | 12.9329
Lost Opportunity | Water Heating | $80.01/MWh to $100/MWh | WasteWater Heat Recovery | Residential | Single Family GFHX DHW & Shower Preheat, Electric Resistance | 0% | 0 | 0 | 0 | 0 | 0 | 0 | 0 | 0 | 0 | 0 | 0 | 0 | 0 | 0 | 0 | 0 | 0 | 0 | 0 | 0
Lost Opportunity | Water Heating | $60.01/MWh to $80/MWh | WasteWater Heat Recovery | Residential | Multifamily GFHX DHW & Shower Preheat, Electric Resistance | 0% | 0 | 0 | 0 | 0 | 0 | 0 | 0 | 0 | 0 | 0 | 0 | 0 | 0 | 0 | 0 | 0 | 0 | 0 | 0 | 0
Lost Opportunity | Water Heating | Over $100/MWh | WasteWater Heat Recovery | Residential | Multifamily GFHX DHW & Shower Preheat, Heat Pump | 0% | 0 | 0 | 0 | 0 | 0 | 0 | 0 | 0 | 0 | 0 | 0 | 0 | 0 | 0 | 0 | 0 | 0 | 0 | 0 | 0
Lost Opportunity | Water Heating | Over $100/MWh | WasteWater Heat Recovery | Residential | Single Family GFHX DHW & Shower Preheat, Heat Pump | 0% | 0 | 0 | 0 | 0 | 0 | 0 | 0 | 0 | 0 | 0 | 0 | 0 | 0 | 0 | 0 | 0 | 0 | 0 | 0 | 0
Lost Opportunity | Water Heating | $60.01/MWh to $80/MWh | WasteWater Heat Recovery | Residential | Single Family GFHX DHW Preheat, Electric Resistance | 0% | 0 | 0 | 0 | 0 | 0 | 0 | 0 | 0 | 0 | 0 | 0 | 0 | 0 | 0 | 0 | 0 | 0 | 0 | 0 | 0
Lost Opportunity | Water Heating | $60.01/MWh to $80/MWh | WasteWater Heat Recovery | Residential | Multifamily GFHX DHW Preheat, Electric Resistance | 0% | 0 | 0 | 0 | 0 | 0 | 0 | 0 | 0 | 0 | 0 | 0 | 0 | 0 | 0 | 0 | 0 | 0 | 0 | 0 | 0
Lost Opportunity | Water Heating | Over $100/MWh | WasteWater Heat Recovery | Residential | Single Family GFHX DHW Preheat, Heat Pump | 0% | 0 | 0 | 0 | 0 | 0 | 0 | 0 | 0 | 0 | 0 | 0 | 0 | 0 | 0 | 0 | 0 | 0 | 0 | 0 | 0
Lost Opportunity | Water Heating | Over $100/MWh | WasteWater Heat Recovery | Residential | Multifamily GFHX DHW Preheat, Heat Pump | 0% | 0 | 0 | 0 | 0 | 0 | 0 | 0 | 0 | 0 | 0 | 0 | 0 | 0 | 0 | 0 | 0 | 0 | 0 | 0 | 0
Lost Opportunity | HVAC | Over $100/MWh | GSHP | Residential | Ground Source Heat Pump Upgrade from Air Source Heat Pump - With Desuperheater - New House 4000 square feet or greater | 0% | 0 | 0 | 0 | 0 | 0 | 0 | 0 | 0 | 0 | 0 | 0 | 0 | 0 | 0 | 0 | 0 | 0 | 0 | 0 | 0
Lost Opportunity | HVAC | $80.01/MWh to $100/MWh | GSHP | Residential | Ground Source Heat Pump Upgrade from Air Source Heat Pump - With Desuperheater - New House less than 4000 square feet | 0% | 0 | 0 | 0 | 0 | 0 | 0 | 0 | 0 | 0 | 0 | 0 | 0 | 0 | 0 | 0 | 0 | 0 | 0 | 0 | 0
Lost Opportunity | HVAC | Over $100/MWh | GSHP | Residential | Ground Source Heat Pump Upgrade from Air Source Heat Pump - With Desuperheater - Existing House 4000 square feet or greater | 0% | 0 | 0 | 0 | 0 | 0 | 0 | 0 | 0 | 0 | 0 | 0 | 0 | 0 | 0 | 0 | 0 | 0 | 0 | 0 | 0
Lost Opportunity | HVAC | $80.01/MWh to $100/MWh | GSHP | Residential | Ground Source Heat Pump Upgrade from Air Source Heat Pump - With Desuperheater - Existing House less than 4000 square feet | 0% | 0 | 0 | 0 | 0 | 0 | 0 | 0 | 0 | 0 | 0 | 0 | 0 | 0 | 0 | 0 | 0 | 0 | 0 | 0 | 0
Lost Opportunity | Water Heating | $0/MWh and Under | HPWH | Residential | Manufactured Tier3_buffered | 100% | 0.0034901 | 0.0090319 | 0.017152 | 0.028234 | 0.04245 | 0.059731 | 0.079793 | 0.10222 | 0.1265 | 0.15215 | 0.17872 | 0.20582 | 0.23318 | 0.26194 | 0.29052 | 0.31885 | 0.34664 | 0.34849 | 0.35017 | 0.35185
Lost Opportunity | Water Heating | $0/MWh and Under | HPWH | Residential | Single Family Tier3_buffered | 100% | 0.053689 | 0.13937 | 0.26561 | 0.43914 | 0.66322 | 0.93802 | 1.2598 | 1.622 | 2.0168 | 2.437 | 2.8761 | 3.3276 | 3.786 | 4.3177 | 4.8448 | 5.3664 | 5.8812 | 6.3884 | 6.4351 | 6.4663
Lost Opportunity | Water Heating | $10.01/MWh to $20/MWh | HPWH | Residential | Manufactured Tier3_indor2_gfac | 100% | 0.00017633 | 0.00045642 | 0.0008667 | 0.0014264 | 0.0021441 | 0.0030164 | 0.0040292 | 0.0051609 | 0.0063864 | 0.0076805 | 0.0090203 | 0.010387 | 0.011767 | 0.013224 | 0.014672 | 0.016106 | 0.017517 | 0.017567 | 0.017603 | 0.017639
Lost Opportunity | Water Heating | $10.01/MWh to $20/MWh | HPWH | Residential | Single Family Tier3_indor2_gfac | 100% | 0.003541 | 0.0091711 | 0.017447 | 0.028817 | 0.043482 | 0.061472 | 0.082543 | 0.10623 | 0.132 | 0.15944 | 0.18813 | 0.21761 | 0.24749 | 0.28178 | 0.31581 | 0.34951 | 0.38282 | 0.41567 | 0.42027 | 0.42404
Lost Opportunity | Water Heating | $10.01/MWh to $20/MWh | HPWH | Residential | Manufactured Tier3_indor2_gfnc | 100% | 0.0012758 | 0.0033024 | 0.0062709 | 0.010321 | 0.015514 | 0.021825 | 0.029153 | 0.037341 | 0.046208 | 0.055571 | 0.065265 | 0.075155 | 0.085137 | 0.09568 | 0.10616 | 0.11653 | 0.12674 | 0.1271 | 0.12736 | 0.12762
Lost Opportunity | Water Heating | $10.01/MWh to $20/MWh | HPWH | Residential | Single Family Tier3_indor2_gfnc | 100% | 0.0056959 | 0.014752 | 0.028065 | 0.046353 | 0.069943 | 0.098881 | 0.13277 | 0.17088 | 0.21233 | 0.25647 | 0.30261 | 0.35004 | 0.3981 | 0.45326 | 0.50799 | 0.56221 | 0.61578 | 0.66863 | 0.67603 | 0.68209
Lost Opportunity | Water Heating | $0.01/MWh to $10/MWh | HPWH | Residential | Manufactured Tier3_indor2_hp85 | 100% | 0.0010091 | 0.0026118 | 0.0049594 | 0.0081618 | 0.012268 | 0.017258 | 0.023051 | 0.029524 | 0.036533 | 0.043934 | 0.051595 | 0.059411 | 0.067299 | 0.075596 | 0.083841 | 0.09201 | 0.10002 | 0.10024 | 0.10042 | 0.1006
Lost Opportunity | Water Heating | $0.01/MWh to $10/MWh | HPWH | Residential | Single Family Tier3_indor2_hp85 | 100% | 0.0051284 | 0.013285 | 0.025277 | 0.041756 | 0.063019 | 0.089117 | 0.11969 | 0.15407 | 0.19148 | 0.23131 | 0.27295 | 0.31577 | 0.35914 | 0.40912 | 0.45872 | 0.50787 | 0.55641 | 0.6043 | 0.61165 | 0.61747
Lost Opportunity | Water Heating | $0.01/MWh to $10/MWh | HPWH | Residential | Manufactured Tier3_indor2_zonl | 100% | 0.0012174 | 0.0031512 | 0.0059837 | 0.0098478 | 0.014802 | 0.020824 | 0.027815 | 0.035627 | 0.044086 | 0.053017 | 0.062264 | 0.071698 | 0.081219 | 0.091256 | 0.10123 | 0.11111 | 0.12081 | 0.12112 | 0.12136 | 0.12159
Lost Opportunity | Water Heating | $0.01/MWh to $10/MWh | HPWH | Residential | Single Family Tier3_indor2_zonl | 100% | 0.008151 | 0.021113 | 0.04017 | 0.066354 | 0.10013 | 0.14159 | 0.19015 | 0.24475 | 0.30415 | 0.36739 | 0.43352 | 0.5015 | 0.57037 | 0.64961 | 0.72824 | 0.80615 | 0.88311 | 0.95903 | 0.97027 | 0.97931
Lost Opportunity | Water Heating | $10.01/MWh to $20/MWh | HPWH | Residential | Manufactured Tier3_indor2_efaf | 100% | 0.003266 | 0.0084536 | 0.016052 | 0.026416 | 0.039706 | 0.055856 | 0.074604 | 0.095553 | 0.11824 | 0.14219 | 0.16698 | 0.19227 | 0.2178 | 0.24463 | 0.27129 | 0.2977 | 0.32357 | 0.32426 | 0.32483 | 0.3254
Lost Opportunity | Water Heating | $10.01/MWh to $20/MWh | HPWH | Residential | Single Family Tier3_indor2_efaf | 100% | 0.00079166 | 0.0020507 | 0.0039017 | 0.0064452 | 0.0097269 | 0.013755 | 0.018473 | 0.023778 | 0.02955 | 0.035696 | 0.042122 | 0.048728 | 0.055422 | 0.063129 | 0.070777 | 0.078354 | 0.08584 | 0.093224 | 0.09434 | 0.09523
Lost Opportunity | Water Heating | Over $100/MWh | HPWH | Residential | Manufactured Tier4_buffered | 0% | 0 | 0 | 0 | 0 | 0 | 0 | 0 | 0 | 0 | 0 | 0 | 0 | 0 | 0 | 0 | 0 | 0 | 0 | 0 | 0
Lost Opportunity | Water Heating | Over $100/MWh | HPWH | Residential | Single Family Tier4_buffered | 0% | 0 | 0 | 0 | 0 | 0 | 0 | 0 | 0 | 0 | 0 | 0 | 0 | 0 | 0 | 0 | 0 | 0 | 0 | 0 | 0
Lost Opportunity | Water Heating | Over $100/MWh | HPWH | Residential | Manufactured Tier4_indor2_gfac | 0% | 0 | 0 | 0 | 0 | 0 | 0 | 0 | 0 | 0 | 0 | 0 | 0 | 0 | 0 | 0 | 0 | 0 | 0 | 0 | 0
Lost Opportunity | Water Heating | Over $100/MWh | HPWH | Residential | Single Family Tier4_indor2_gfac | 0% | 0 | 0 | 0 | 0 | 0 | 0 | 0 | 0 | 0 | 0 | 0 | 0 | 0 | 0 | 0 | 0 | 0 | 0 | 0 | 0
Lost Opportunity | Water Heating | Over $100/MWh | HPWH | Residential | Manufactured Tier4_indor2_gfnc | 0% | 0 | 0 | 0 | 0 | 0 | 0 | 0 | 0 | 0 | 0 | 0 | 0 | 0 | 0 | 0 | 0 | 0 | 0 | 0 | 0
Lost Opportunity | Water Heating | Over $100/MWh | HPWH | Residential | Single Family Tier4_indor2_gfnc | 0% | 0 | 0 | 0 | 0 | 0 | 0 | 0 | 0 | 0 | 0 | 0 | 0 | 0 | 0 | 0 | 0 | 0 | 0 | 0 | 0
Lost Opportunity | Water Heating | Over $100/MWh | HPWH | Residential | Manufactured Tier4_indor2_hp85 | 0% | 0 | 0 | 0 | 0 | 0 | 0 | 0 | 0 | 0 | 0 | 0 | 0 | 0 | 0 | 0 | 0 | 0 | 0 | 0 | 0
Lost Opportunity | Water Heating | Over $100/MWh | HPWH | Residential | Single Family Tier4_indor2_hp85 | 0% | 0 | 0 | 0 | 0 | 0 | 0 | 0 | 0 | 0 | 0 | 0 | 0 | 0 | 0 | 0 | 0 | 0 | 0 | 0 | 0
Lost Opportunity | Water Heating | Over $100/MWh | HPWH | Residential | Manufactured Tier4_indor2_zonl | 0% | 0 | 0 | 0 | 0 | 0 | 0 | 0 | 0 | 0 | 0 | 0 | 0 | 0 | 0 | 0 | 0 | 0 | 0 | 0 | 0
Lost Opportunity | Water Heating | Over $100/MWh | HPWH | Residential | Single Family Tier4_indor2_zonl | 0% | 0 | 0 | 0 | 0 | 0 | 0 | 0 | 0 | 0 | 0 | 0 | 0 | 0 | 0 | 0 | 0 | 0 | 0 | 0 | 0
Lost Opportunity | Water Heating | Over $100/MWh | HPWH | Residential | Manufactured Tier4_indor2_efaf | 0% | 0 | 0 | 0 | 0 | 0 | 0 | 0 | 0 | 0 | 0 | 0 | 0 | 0 | 0 | 0 | 0 | 0 | 0 | 0 | 0
Lost Opportunity | Water Heating | Over $100/MWh | HPWH | Residential | Single Family Tier4_indor2_efaf | 0% | 0 | 0 | 0 | 0 | 0 | 0 | 0 | 0 | 0 | 0 | 0 | 0 | 0 | 0 | 0 | 0 | 0 | 0 | 0 | 0
Lost Opportunity | Water Heating | $40.01/MWh to $50/MWh | HPWH | Residential | Manufactured Tier1_indor2_hp85 | 76.63% | 0.010166 | 0.026572 | 0.050803 | 0.084016 | 0.12672 | 0.17872 | 0.23916 | 0.30674 | 0.37995 | 0.45727 | 0.53734 | 0.61902 | 0.70147 | 0.78822 | 0.87442 | 0.95982 | 1.0427 | 1.0446 | 1.0465 | 1.0484
Lost Opportunity | Water Heating | $40.01/MWh to $50/MWh | HPWH | Residential | Single Family Tier1_indor2_hp85 | 76.63% | 0.050512 | 0.13242 | 0.2541 | 0.42231 | 0.64012 | 0.90807 | 1.2224 | 1.5763 | 1.9615 | 2.3718 | 2.801 | 3.2422 | 3.6893 | 4.2049 | 4.7166 | 5.2235 | 5.7242 | 6.2181 | 6.2893 | 6.3493
Lost Opportunity | Water Heating | $40.01/MWh to $50/MWh | HPWH | Residential | Single Family Tier1_buffered | 76.63% | 0.41558 | 1.092 | 2.0992 | 3.492 | 5.2971 | 7.5157 | 10.1176 | 13.049 | 16.2455 | 19.6502 | 23.2083 | 26.8677 | 30.5836 | 34.8967 | 39.1726 | 43.404 | 47.5795 | 51.6938 | 52.0316 | 52.284
Lost Opportunity | Water Heating | $40.01/MWh to $50/MWh | HPWH | Residential | Manufactured Tier1_indor2_gfac | 76.63% | 0.0016958 | 0.0044307 | 0.0084692 | 0.014004 | 0.021121 | 0.029785 | 0.039856 | 0.051118 | 0.06332 | 0.076208 | 0.089553 | 0.10317 | 0.11691 | 0.13144 | 0.14586 | 0.16016 | 0.17414 | 0.1745 | 0.17486 | 0.17522
Lost Opportunity | Water Heating | $40.01/MWh to $50/MWh | HPWH | Residential | Manufactured Tier1_indor2_gfnc | 76.63% | 0.012257 | 0.032023 | 0.06121 | 0.10121 | 0.15265 | 0.21527 | 0.28806 | 0.36945 | 0.45764 | 0.55078 | 0.64724 | 0.74565 | 0.84499 | 0.94993 | 1.0542 | 1.1575 | 1.2586 | 1.2612 | 1.2638 | 1.2664
Lost Opportunity | Water Heating | $40.01/MWh to $50/MWh | HPWH | Residential | Single Family Tier1_indor2_gfac | 76.63% | 0.033245 | 0.087158 | 0.16725 | 0.27794 | 0.42124 | 0.59744 | 0.80412 | 1.0367 | 1.2899 | 1.5595 | 1.8415 | 2.1315 | 2.4253 | 2.7627 | 3.0976 | 3.4293 | 3.757 | 4.0802 | 4.1224 | 4.1595
Lost Opportunity | Water Heating | $40.01/MWh to $50/MWh | HPWH | Residential | Single Family Tier1_indor2_gfnc | 76.63% | 0.053435 | 0.14009 | 0.26883 | 0.44675 | 0.67708 | 0.96029 | 1.2925 | 1.6663 | 2.0733 | 2.5067 | 2.96 | 3.426 | 3.8982 | 4.4406 | 4.9788 | 5.512 | 6.0387 | 6.5583 | 6.6261 | 6.6857
Lost Opportunity | Water Heating | $50.01/MWh to $60/MWh | HPWH | Residential | Manufactured Tier1_buffered | 0% | 0 | 0 | 0 | 0 | 0 | 0 | 0 | 0 | 0 | 0 | 0 | 0 | 0 | 0 | 0 | 0 | 0 | 0 | 0 | 0
Lost Opportunity | Water Heating | $50.01/MWh to $60/MWh | HPWH | Residential | Manufactured Tier1_indor2_zonl | 0% | 0 | 0 | 0 | 0 | 0 | 0 | 0 | 0 | 0 | 0 | 0 | 0 | 0 | 0 | 0 | 0 | 0 | 0 | 0 | 0
Lost Opportunity | Water Heating | $50.01/MWh to $60/MWh | HPWH | Residential | Single Family Tier1_indor2_zonl | 0% | 0 | 0 | 0 | 0 | 0 | 0 | 0 | 0 | 0 | 0 | 0 | 0 | 0 | 0 | 0 | 0 | 0 | 0 | 0 | 0
Lost Opportunity | Water Heating | $60.01/MWh to $80/MWh | HPWH | Residential | Manufactured Tier1_indor2_efaf | 0% | 0 | 0 | 0 | 0 | 0 | 0 | 0 | 0 | 0 | 0 | 0 | 0 | 0 | 0 | 0 | 0 | 0 | 0 | 0 | 0
Lost Opportunity | Water Heating | $60.01/MWh to $80/MWh | HPWH | Residential | Single Family Tier1_indor2_efaf | 0% | 0 | 0 | 0 | 0 | 0 | 0 | 0 | 0 | 0 | 0 | 0 | 0 | 0 | 0 | 0 | 0 | 0 | 0 | 0 | 0
Lost Opportunity | Water Heating | $0/MWh and Under | HPWH | Residential | Manufactured Tier2_buffered | 100% | 0.019805 | 0.051756 | 0.098968 | 0.16371 | 0.24701 | 0.34844 | 0.46634 | 0.59822 | 0.74113 | 0.89211 | 1.0485 | 1.2081 | 1.3692 | 1.5385 | 1.7069 | 1.8737 | 2.036 | 2.0459 | 2.0558 | 2.0656
Lost Opportunity | Water Heating | $0/MWh and Under | HPWH | Residential | Single Family Tier2_buffered | 100% | 0.24453 | 0.64256 | 1.2352 | 2.0547 | 3.1168 | 4.4223 | 5.9533 | 7.6781 | 9.559 | 11.5624 | 13.6559 | 15.8092 | 17.9957 | 20.5335 | 23.0495 | 25.5393 | 27.9961 | 30.417 | 30.6158 | 30.7643
Lost Opportunity | Water Heating | $0.01/MWh to $10/MWh | HPWH | Residential | Manufactured Tier2_indor2_gfac | 100% | 0.00060526 | 0.0015814 | 0.0030227 | 0.0049981 | 0.0075382 | 0.010631 | 0.014225 | 0.018245 | 0.022599 | 0.027199 | 0.031962 | 0.036822 | 0.041728 | 0.04691 | 0.05206 | 0.057161 | 0.062153 | 0.062282 | 0.06241 | 0.062539
Lost Opportunity | Water Heating | $0.01/MWh to $10/MWh | HPWH | Residential | Single Family Tier2_indor2_gfac | 100% | 0.011805 | 0.030949 | 0.059388 | 0.098695 | 0.14958 | 0.21215 | 0.28553 | 0.36812 | 0.45802 | 0.55378 | 0.65391 | 0.75686 | 0.86118 | 0.98101 | 1.0999 | 1.2177 | 1.3341 | 1.4488 | 1.4638 | 1.477
Lost Opportunity | Water Heating | $0.01/MWh to $10/MWh | HPWH | Residential | Manufactured Tier2_indor2_gfnc | 100% | 0.0043237 | 0.011297 | 0.021593 | 0.035704 | 0.053849 | 0.075941 | 0.10162 | 0.13033 | 0.16144 | 0.1943 | 0.22832 | 0.26304 | 0.29808 | 0.33511 | 0.37189 | 0.40833 | 0.444 | 0.44491 | 0.44583 | 0.44675
Lost Opportunity | Water Heating | $0.01/MWh to $10/MWh | HPWH | Residential | Single Family Tier2_indor2_gfnc | 100% | 0.018825 | 0.049355 | 0.094708 | 0.15739 | 0.23854 | 0.33831 | 0.45535 | 0.58705 | 0.73041 | 0.88312 | 1.0428 | 1.207 | 1.3733 | 1.5644 | 1.7541 | 1.9419 | 2.1274 | 2.3105 | 2.3344 | 2.3554
Lost Opportunity | Water Heating | $0.01/MWh to $10/MWh | HPWH | Residential | Manufactured Tier2_indor2_hp85 | 100% | 0.0035395 | 0.009251 | 0.017687 | 0.029251 | 0.04412 | 0.062223 | 0.083263 | 0.10679 | 0.13228 | 0.1592 | 0.18708 | 0.21552 | 0.24422 | 0.27442 | 0.30443 | 0.33416 | 0.36302 | 0.36368 | 0.36434 | 0.36499
Lost Opportunity | Water Heating | $0.01/MWh to $10/MWh | HPWH | Residential | Single Family Tier2_indor2_hp85 | 100% | 0.017492 | 0.045856 | 0.087996 | 0.14625 | 0.22167 | 0.31446 | 0.42333 | 0.54587 | 0.67926 | 0.82135 | 0.96997 | 1.1228 | 1.2776 | 1.4562 | 1.6333 | 1.8089 | 1.9823 | 2.1533 | 2.178 | 2.1988
Lost Opportunity | Water Heating | $0.01/MWh to $10/MWh | HPWH | Residential | Manufactured Tier2_indor2_zonl | 100% | 0.0042726 | 0.011165 | 0.021344 | 0.035295 | 0.053234 | 0.075074 | 0.10046 | 0.12885 | 0.1596 | 0.19208 | 0.22572 | 0.26004 | 0.29467 | 0.3312 | 0.36749 | 0.40344 | 0.43849 | 0.43934 | 0.4402 | 0.44105
Lost Opportunity | Water Heating | $0.01/MWh to $10/MWh | HPWH | Residential | Single Family Tier2_indor2_zonl | 100% | 0.027924 | 0.073205 | 0.14048 | 0.23346 | 0.35385 | 0.50193 | 0.67564 | 0.87115 | 1.084 | 1.3107 | 1.5478 | 1.7916 | 2.0386 | 2.323 | 2.6052 | 2.8848 | 3.1609 | 3.4334 | 3.4712 | 3.5036
Lost Opportunity | Water Heating | $0.01/MWh to $10/MWh | HPWH | Residential | Manufactured Tier2_indor2_efaf | 100% | 0.01152 | 0.030112 | 0.057573 | 0.095216 | 0.14362 | 0.20255 | 0.27105 | 0.34764 | 0.43061 | 0.51825 | 0.60899 | 0.70156 | 0.795 | 0.89323 | 0.99084 | 1.0875 | 1.1812 | 1.1833 | 1.1854 | 1.1875
Lost Opportunity | Water Heating | $0.01/MWh to $10/MWh | HPWH | Residential | Single Family Tier2_indor2_efaf | 100% | 0.0027313 | 0.0071603 | 0.01374 | 0.022835 | 0.034612 | 0.049099 | 0.066094 | 0.085223 | 0.10605 | 0.12823 | 0.15143 | 0.17528 | 0.19945 | 0.2273 | 0.25494 | 0.28233 | 0.30937 | 0.33605 | 0.33984 | 0.34305
Lost Opportunity | HVAC | Over $100/MWh | Heat Recovery Ventilation | Residential | SF RNC HRV ACH3 HZ1CZ1 | 0% | 0 | 0 | 0 | 0 | 0 | 0 | 0 | 0 | 0 | 0 | 0 | 0 | 0 | 0 | 0 | 0 | 0 | 0 | 0 | 0
Lost Opportunity | HVAC | Over $100/MWh | Heat Recovery Ventilation | Residential | SF RNC HRV ACH3 HZ1CZ2 | 0% | 0 | 0 | 0 | 0 | 0 | 0 | 0 | 0 | 0 | 0 | 0 | 0 | 0 | 0 | 0 | 0 | 0 | 0 | 0 | 0
Lost Opportunity | HVAC | $80.01/MWh to $100/MWh | Heat Recovery Ventilation | Residential | SF RNC HRV ACH3 HZ1CZ3 | 0% | 0 | 0 | 0 | 0 | 0 | 0 | 0 | 0 | 0 | 0 | 0 | 0 | 0 | 0 | 0 | 0 | 0 | 0 | 0 | 0
Lost Opportunity | HVAC | $60.01/MWh to $80/MWh | Heat Recovery Ventilation | Residential | SF RNC HRV ACH3 HZ2CZ1 | 0% | 0 | 0 | 0 | 0 | 0 | 0 | 0 | 0 | 0 | 0 | 0 | 0 | 0 | 0 | 0 | 0 | 0 | 0 | 0 | 0
Lost Opportunity | HVAC | $60.01/MWh to $80/MWh | Heat Recovery Ventilation | Residential | SF RNC HRV ACH3 HZ2CZ2 | 0% | 0 | 0 | 0 | 0 | 0 | 0 | 0 | 0 | 0 | 0 | 0 | 0 | 0 | 0 | 0 | 0 | 0 | 0 | 0 | 0
Lost Opportunity | HVAC | $60.01/MWh to $80/MWh | Heat Recovery Ventilation | Residential | SF RNC HRV ACH3 HZ2CZ3 | 0% | 0 | 0 | 0 | 0 | 0 | 0 | 0 | 0 | 0 | 0 | 0 | 0 | 0 | 0 | 0 | 0 | 0 | 0 | 0 | 0
Lost Opportunity | HVAC | $60.01/MWh to $80/MWh | Heat Recovery Ventilation | Residential | SF RNC HRV ACH3 HZ3CZ1 | 0% | 0 | 0 | 0 | 0 | 0 | 0 | 0 | 0 | 0 | 0 | 0 | 0 | 0 | 0 | 0 | 0 | 0 | 0 | 0 | 0
Lost Opportunity | HVAC | $60.01/MWh to $80/MWh | Heat Recovery Ventilation | Residential | SF RNC HRV ACH3 HZ3CZ2 | 0% | 0 | 0 | 0 | 0 | 0 | 0 | 0 | 0 | 0 | 0 | 0 | 0 | 0 | 0 | 0 | 0 | 0 | 0 | 0 | 0
Lost Opportunity | HVAC | $50.01/MWh to $60/MWh | Heat Recovery Ventilation | Residential | SF RNC HRV ACH3 HZ3CZ3 | 0% | 0 | 0 | 0 | 0 | 0 | 0 | 0 | 0 | 0 | 0 | 0 | 0 | 0 | 0 | 0 | 0 | 0 | 0 | 0 | 0
Lost Opportunity | Lighting | Over $100/MWh | LF Lighting | Residential | All_NR_LF_FIX_REPL_from LF2018 to LED_FIX_KIT | 0% | 0 | 0 | 0 | 0 | 0 | 0 | 0 | 0 | 0 | 0 | 0 | 0 | 0 | 0 | 0 | 0 | 0 | 0 | 0 | 0
Lost Opportunity | Lighting | $0/MWh and Under | Lighting | Residential | 2017 - LEDDecorative and Mini-Base250 to 664 lumensANY | 100% | 0.12756 | 0.26903 | 0.42244 | 0.58631 | 0.75868 | 0.93858 | 1.1245 | 1.3087 | 1.4213 | 1.4402 | 1.4595 | 1.4787 | 1.4973 | 1.5159 | 1.5345 | 1.5533 | 1.5722 | 1.5911 | 1.6102 | 1.6293
Lost Opportunity | Lighting | $10.01/MWh to $20/MWh | Lighting | Residential | 2017 - LEDDecorative and Mini-Base665 to 1439 lumensANY | 100% | 0.11242 | 0.2371 | 0.3723 | 0.51672 | 0.66864 | 0.82718 | 0.99102 | 1.1534 | 1.2526 | 1.2692 | 1.2862 | 1.3032 | 1.3196 | 1.336 | 1.3524 | 1.369 | 1.3856 | 1.4023 | 1.4191 | 1.4359
Lost Opportunity | Lighting | $60.01/MWh to $80/MWh | Lighting | Residential | 2017 - LEDDecorative and Mini-Base1440 to 2600 lumensANY | 0% | 0 | 0 | 0 | 0 | 0 | 0 | 0 | 0 | 0 | 0 | 0 | 0 | 0 | 0 | 0 | 0 | 0 | 0 | 0 | 0
Lost Opportunity | Lighting | $0/MWh and Under | Lighting | Residential | 2017 - LEDGeneral Purpose and Dimmable250 to 664 lumensANY | 100% | 0.119 | 0.25096 | 0.39406 | 0.54692 | 0.70772 | 0.87553 | 1.0489 | 1.2208 | 1.3258 | 1.3434 | 1.3614 | 1.3794 | 1.3967 | 1.4141 | 1.4314 | 1.449 | 1.4666 | 1.4843 | 1.502 | 1.5199
Lost Opportunity | Lighting | $0/MWh and Under | Lighting | Residential | 2017 - LEDGeneral Purpose and Dimmable665 to 1439 lumensANY | 100% | 2.956 | 6.234 | 9.789 | 13.5861 | 17.5805 | 21.7492 | 26.0568 | 30.3258 | 32.9354 | 33.3721 | 33.8191 | 34.2659 | 34.6966 | 35.1268 | 35.5586 | 35.994 | 36.4312 | 36.8704 | 37.3116 | 37.7548
Lost Opportunity | Lighting | $0.01/MWh to $10/MWh | Lighting | Residential | 2017 - LEDGeneral Purpose and Dimmable1440 to 2600 lumensANY | 100% | 0.55993 | 1.1809 | 1.8542 | 2.5735 | 3.3301 | 4.1198 | 4.9357 | 5.7444 | 6.2387 | 6.3214 | 6.4061 | 6.4907 | 6.5723 | 6.6538 | 6.7356 | 6.818 | 6.9009 | 6.9841 | 7.0676 | 7.1516
Lost Opportunity | Lighting | $0/MWh and Under | Lighting | Residential | 2017 - LEDGlobe250 to 664 lumensANY | 100% | 0.062625 | 0.13207 | 0.20739 | 0.28783 | 0.37246 | 0.46078 | 0.55204 | 0.64248 | 0.69776 | 0.70701 | 0.71649 | 0.72595 | 0.73508 | 0.74419 | 0.75334 | 0.76256 | 0.77183 | 0.78113 | 0.79048 | 0.79987
Lost Opportunity | Lighting | $0/MWh and Under | Lighting | Residential | 2017 - LEDGlobe665 to 1439 lumensANY | 100% | 0.087495 | 0.18452 | 0.28975 | 0.40214 | 0.52037 | 0.64377 | 0.77127 | 0.89763 | 0.97487 | 0.9878 | 1.001 | 1.0143 | 1.027 | 1.0397 | 1.0525 | 1.0654 | 1.0783 | 1.0913 | 1.1044 | 1.1175
Lost Opportunity | Lighting | $0/MWh and Under | Lighting | Residential | 2017 - LEDGlobe1440 to 2600 lumensANY | 100% | 0.021896 | 0.046178 | 0.072511 | 0.10064 | 0.13023 | 0.16111 | 0.19301 | 0.22464 | 0.24397 | 0.2472 | 0.25051 | 0.25382 | 0.25701 | 0.2602 | 0.2634 | 0.26662 | 0.26986 | 0.27312 | 0.27638 | 0.27967
Lost Opportunity | Lighting | $10.01/MWh to $20/MWh | Lighting | Residential | 2017 - LEDReflectors and Outdoor250 to 664 lumensANY | 100% | 0.023197 | 0.048921 | 0.076817 | 0.10661 | 0.13796 | 0.17067 | 0.20448 | 0.23798 | 0.25845 | 0.26188 | 0.26539 | 0.2689 | 0.27228 | 0.27565 | 0.27904 | 0.28246 | 0.28589 | 0.28933 | 0.2928 | 0.29627
Lost Opportunity | Lighting | $0/MWh and Under | Lighting | Residential | 2017 - LEDReflectors and Outdoor665 to 1439 lumensANY | 100% | 0.73691 | 1.5541 | 2.4403 | 3.3869 | 4.3827 | 5.4219 | 6.4958 | 7.56 | 8.2106 | 8.3194 | 8.4309 | 8.5422 | 8.6496 | 8.7569 | 8.8645 | 8.973 | 9.0821 | 9.1915 | 9.3015 | 9.412
Lost Opportunity | Lighting | $10.01/MWh to $20/MWh | Lighting | Residential | 2017 - LEDReflectors and Outdoor1440 to 2600 lumensANY | 100% | 0.18262 | 0.38513 | 0.60475 | 0.83934 | 1.0861 | 1.3436 | 1.6098 | 1.8735 | 2.0347 | 2.0617 | 2.0893 | 2.1169 | 2.1435 | 2.1701 | 2.1968 | 2.2237 | 2.2507 | 2.2778 | 2.3051 | 2.3325
Lost Opportunity | Lighting | Over $100/MWh | Lighting | Residential | 2017 - LEDThree-Way250 to 664 lumensANY | 0% | 0 | 0 | 0 | 0 | 0 | 0 | 0 | 0 | 0 | 0 | 0 | 0 | 0 | 0 | 0 | 0 | 0 | 0 | 0 | 0
Lost Opportunity | Lighting | $10.01/MWh to $20/MWh | Lighting | Residential | 2017 - LEDThree-Way665 to 1439 lumensANY | 100% | 0.015058 | 0.031757 | 0.049867 | 0.06921 | 0.089559 | 0.11079 | 0.13274 | 0.15449 | 0.16778 | 0.17 | 0.17228 | 0.17456 | 0.17675 | 0.17894 | 0.18114 | 0.18336 | 0.18559 | 0.18783 | 0.19007 | 0.19233
Lost Opportunity | Lighting | $30.01/MWh to $35/MWh | Lighting | Residential | 2017 - LEDThree-Way1440 to 2600 lumensANY | 100% | 0.10132 | 0.21368 | 0.33551 | 0.46559 | 0.60237 | 0.74506 | 0.89248 | 1.0385 | 1.1273 | 1.1411 | 1.1552 | 1.1694 | 1.183 | 1.1966 | 1.2103 | 1.2241 | 1.238 | 1.2519 | 1.2659 | 1.28
Discretionary | HVAC | $0.01/MWh to $10/MWh | ResWx | Residential | WALL R0 - R11_Electric Zonal | 100% | 0.2469 | 0.49322 | 0.73899 | 0.98419 | 1.2288 | 1.4479 | 1.6213 | 1.7585 | 1.8667 | 1.9516 | 2.0182 | 2.0699 | 2.0896 | 2.0896 | 2.0896 | 2.0896 | 2.0896 | 2.0896 | 2.0896 | 2.0896
Discretionary | HVAC | $10.01/MWh to $20/MWh | ResWx | Residential | FLOOR R0 - R19_Electric Zonal | 100% | 0.027467 | 0.05487 | 0.082211 | 0.10949 | 0.13671 | 0.16107 | 0.18037 | 0.19563 | 0.20766 | 0.21712 | 0.22452 | 0.23027 | 0.23246 | 0.23246 | 0.23246 | 0.23246 | 0.23246 | 0.23246 | 0.23246 | 0.23246
Discretionary | HVAC | $10.01/MWh to $20/MWh | ResWx | Residential | FLOOR R0 - R30_Electric Zonal | 100% | 0.40657 | 0.8122 | 1.2169 | 1.6207 | 2.0235 | 2.3842 | 2.6699 | 2.8958 | 3.0739 | 3.2138 | 3.3233 | 3.4086 | 3.4409 | 3.4409 | 3.4409 | 3.4409 | 3.4409 | 3.4409 | 3.4409 | 3.4409
Discretionary | HVAC | $10.01/MWh to $20/MWh | ResWx | Residential | ATTIC R0 - R19_Electric Zonal | 100% | 0.043001 | 0.085903 | 0.12871 | 0.17141 | 0.21402 | 0.25217 | 0.28239 | 0.30627 | 0.32511 | 0.33991 | 0.3515 | 0.36051 | 0.36393 | 0.36393 | 0.36393 | 0.36393 | 0.36393 | 0.36393 | 0.36393 | 0.36393
Discretionary | HVAC | $10.01/MWh to $20/MWh | ResWx | Residential | ATTIC R0 - R38_Electric Zonal | 100% | 0.010983 | 0.021941 | 0.032874 | 0.043782 | 0.054665 | 0.064409 | 0.072127 | 0.078228 | 0.083039 | 0.08682 | 0.089779 | 0.092082 | 0.092955 | 0.092955 | 0.092955 | 0.092955 | 0.092955 | 0.092955 | 0.092955 | 0.092955
Discretionary | HVAC | $20.01/MWh to $25/MWh | ResWx | Residential | ATTIC R0 - R49_Electric Zonal | 100% | 0.068952 | 0.13775 | 0.20638 | 0.27486 | 0.34319 | 0.40435 | 0.45281 | 0.49111 | 0.52131 | 0.54505 | 0.56363 | 0.57808 | 0.58357 | 0.58357 | 0.58357 | 0.58357 | 0.58357 | 0.58357 | 0.58357 | 0.58357
Discretionary | HVAC | $80.01/MWh to $100/MWh | ResWx | Residential | ATTIC R19 - R30_Electric Zonal | 0% | 0 | 0 | 0 | 0 | 0 | 0 | 0 | 0 | 0 | 0 | 0 | 0 | 0 | 0 | 0 | 0 | 0 | 0 | 0 | 0
Discretionary | HVAC | $60.01/MWh to $80/MWh | ResWx | Residential | ATTIC R19 - R38_Electric Zonal | 0% | 0 | 0 | 0 | 0 | 0 | 0 | 0 | 0 | 0 | 0 | 0 | 0 | 0 | 0 | 0 | 0 | 0 | 0 | 0 | 0
Discretionary | HVAC | $60.01/MWh to $80/MWh | ResWx | Residential | ATTIC R19 - R49_Electric Zonal | 0% | 0 | 0 | 0 | 0 | 0 | 0 | 0 | 0 | 0 | 0 | 0 | 0 | 0 | 0 | 0 | 0 | 0 | 0 | 0 | 0
Discretionary | HVAC | $10.01/MWh to $20/MWh | ResWx | Residential | WINDOW CL22 Prime Window Replacement of Single Pane Base_Electric Zonal | 100% | 0.41946 | 0.83796 | 1.2555 | 1.6721 | 2.0877 | 2.4598 | 2.7546 | 2.9876 | 3.1713 | 3.3157 | 3.4287 | 3.5167 | 3.55 | 3.55 | 3.55 | 3.55 | 3.55 | 3.55 | 3.55 | 3.55
Discretionary | HVAC | $30.01/MWh to $35/MWh | ResWx | Residential | WINDOW CL22 Prime Window Replacement of Double Pane Base_Electric Zonal | 100% | 1.2775 | 2.5521 | 3.8238 | 5.0925 | 6.3584 | 7.4917 | 8.3894 | 9.0991 | 9.6587 | 10.0985 | 10.4427 | 10.7105 | 10.8121 | 10.8121 | 10.8121 | 10.8121 | 10.8121 | 10.8121 | 10.8121 | 10.8121
Discretionary | HVAC | $10.01/MWh to $20/MWh | ResWx | Residential | WINDOW CL30 Prime Window Replacement of Single Pane Base_Electric Zonal | 100% | 1.5017 | 3 | 4.4948 | 5.9863 | 7.4743 | 8.8065 | 9.8617 | 10.696 | 11.3538 | 11.8707 | 12.2753 | 12.5901 | 12.7096 | 12.7096 | 12.7096 | 12.7096 | 12.7096 | 12.7096 | 12.7096 | 12.7096
Discretionary | HVAC | $35.01/MWh to $40/MWh | ResWx | Residential | WINDOW CL30 Prime Window Replacement of Double Pane Base_Electric Zonal | 100% | 4.1573 | 8.305 | 12.4432 | 16.572 | 20.6913 | 24.3792 | 27.3005 | 29.61 | 31.431 | 32.8622 | 33.9821 | 34.8537 | 35.1843 | 35.1843 | 35.1843 | 35.1843 | 35.1843 | 35.1843 | 35.1843 | 35.1843
Discretionary | HVAC | $0.01/MWh to $10/MWh | ResWx | Residential | WALL R0 - R11_Electric FAF | 100% | 0.071316 | 0.14247 | 0.21345 | 0.28427 | 0.35493 | 0.41819 | 0.46831 | 0.50793 | 0.53919 | 0.56376 | 0.58299 | 0.59797 | 0.60371 | 0.60371 | 0.60371 | 0.60371 | 0.60371 | 0.60371 | 0.60371 | 0.60371
Discretionary | HVAC | $10.01/MWh to $20/MWh | ResWx | Residential | FLOOR R0 - R19_Electric FAF | 100% | 0.00023448 | 0.00046842 | 0.00070183 | 0.0009347 | 0.001167 | 0.001375 | 0.0015398 | 0.0016701 | 0.0017728 | 0.0018535 | 0.0019167 | 0.0019658 | 0.0019845 | 0.0019845 | 0.0019845 | 0.0019845 | 0.0019845 | 0.0019845 | 0.0019845 | 0.0019845
Discretionary | HVAC | $10.01/MWh to $20/MWh | ResWx | Residential | FLOOR R0 - R30_Electric FAF | 100% | 0.003475 | 0.006942 | 0.010401 | 0.013852 | 0.017296 | 0.020378 | 0.02282 | 0.024751 | 0.026273 | 0.027469 | 0.028405 | 0.029134 | 0.02941 | 0.02941 | 0.02941 | 0.02941 | 0.02941 | 0.02941 | 0.02941 | 0.02941
Discretionary | HVAC | $10.01/MWh to $20/MWh | ResWx | Residential | ATTIC R0 - R19_Electric FAF | 100% | 0.00041825 | 0.00083554 | 0.0012519 | 0.0016673 | 0.0020817 | 0.0024527 | 0.0027466 | 0.002979 | 0.0031622 | 0.0033062 | 0.0034188 | 0.0035065 | 0.0035398 | 0.0035398 | 0.0035398 | 0.0035398 | 0.0035398 | 0.0035398 | 0.0035398 | 0.0035398
Discretionary | HVAC | $10.01/MWh to $20/MWh | ResWx | Residential | ATTIC R0 - R38_Electric FAF | 100% | 0.00010687 | 0.00021349 | 0.00031987 | 0.00042601 | 0.0005319 | 0.00062671 | 0.00070181 | 0.00076117 | 0.00080799 | 0.00084478 | 0.00087357 | 0.00089597 | 0.00090447 | 0.00090447 | 0.00090447 | 0.00090447 | 0.00090447 | 0.00090447 | 0.00090447 | 0.00090447
Discretionary | HVAC | $10.01/MWh to $20/MWh | ResWx | Residential | ATTIC R0 - R49_Electric FAF | 100% | 0.00067097 | 0.0013404 | 0.0020083 | 0.0026747 | 0.0033395 | 0.0039347 | 0.0044062 | 0.004779 | 0.0050729 | 0.0053038 | 0.0054846 | 0.0056253 | 0.0056786 | 0.0056786 | 0.0056786 | 0.0056786 | 0.0056786 | 0.0056786 | 0.0056786 | 0.0056786
Discretionary | HVAC | $60.01/MWh to $80/MWh | ResWx | Residential | ATTIC R19 - R30_Electric FAF | 0% | 0 | 0 | 0 | 0 | 0 | 0 | 0 | 0 | 0 | 0 | 0 | 0 | 0 | 0 | 0 | 0 | 0 | 0 | 0 | 0
Discretionary | HVAC | $60.01/MWh to $80/MWh | ResWx | Residential | ATTIC R19 - R38_Electric FAF | 0% | 0 | 0 | 0 | 0 | 0 | 0 | 0 | 0 | 0 | 0 | 0 | 0 | 0 | 0 | 0 | 0 | 0 | 0 | 0 | 0
Discretionary | HVAC | $60.01/MWh to $80/MWh | ResWx | Residential | ATTIC R19 - R49_Electric FAF | 0% | 0 | 0 | 0 | 0 | 0 | 0 | 0 | 0 | 0 | 0 | 0 | 0 | 0 | 0 | 0 | 0 | 0 | 0 | 0 | 0
Discretionary | HVAC | $10.01/MWh to $20/MWh | ResWx | Residential | WINDOW CL22 Prime Window Replacement of Single Pane Base_Electric FAF | 100% | 0.0039258 | 0.0078426 | 0.01175 | 0.015649 | 0.019539 | 0.023022 | 0.02578 | 0.027961 | 0.029681 | 0.031032 | 0.03209 | 0.032913 | 0.033225 | 0.033225 | 0.033225 | 0.033225 | 0.033225 | 0.033225 | 0.033225 | 0.033225
Discretionary | HVAC | $30.01/MWh to $35/MWh | ResWx | Residential | WINDOW CL22 Prime Window Replacement of Double Pane Base_Electric FAF | 100% | 0.011879 | 0.02373 | 0.035555 | 0.047352 | 0.059122 | 0.06966 | 0.078007 | 0.084606 | 0.089809 | 0.093899 | 0.097099 | 0.099589 | 0.10053 | 0.10053 | 0.10053 | 0.10053 | 0.10053 | 0.10053 | 0.10053 | 0.10053
Discretionary | HVAC | $10.01/MWh to $20/MWh | ResWx | Residential | WINDOW CL30 Prime Window Replacement of Single Pane Base_Electric FAF | 100% | 0.014045 | 0.028058 | 0.042038 | 0.055987 | 0.069904 | 0.082363 | 0.092232 | 0.10003 | 0.10619 | 0.11102 | 0.11481 | 0.11775 | 0.11887 | 0.11887 | 0.11887 | 0.11887 | 0.11887 | 0.11887 | 0.11887 | 0.11887
Discretionary | HVAC | $35.01/MWh to $40/MWh | ResWx | Residential | WINDOW CL30 Prime Window Replacement of Double Pane Base_Electric FAF | 100% | 0.038544 | 0.076999 | 0.11537 | 0.15365 | 0.19184 | 0.22603 | 0.25311 | 0.27453 | 0.29141 | 0.30468 | 0.31506 | 0.32314 | 0.32621 | 0.32621 | 0.32621 | 0.32621 | 0.32621 | 0.32621 | 0.32621 | 0.32621
Discretionary | HVAC | $25.01/MWh to $30/MWh | ResWx | Residential | WALL R0 - R11_Heat Pump | 100% | 0.00018379 | 0.00036716 | 0.00055011 | 0.00073265 | 0.00091476 | 0.0010778 | 0.001207 | 0.0013091 | 0.0013896 | 0.0014528 | 0.0015023 | 0.0015409 | 0.0015555 | 0.0015555 | 0.0015555 | 0.0015555 | 0.0015555 | 0.0015555 | 0.0015555 | 0.0015555
Discretionary | HVAC | $60.01/MWh to $80/MWh | ResWx | Residential | FLOOR R0 - R19_Heat Pump | 0% | 0 | 0 | 0 | 0 | 0 | 0 | 0 | 0 | 0 | 0 | 0 | 0 | 0 | 0 | 0 | 0 | 0 | 0 | 0 | 0
Discretionary | HVAC | $50.01/MWh to $60/MWh | ResWx | Residential | FLOOR R0 - R30_Heat Pump | 0% | 0 | 0 | 0 | 0 | 0 | 0 | 0 | 0 | 0 | 0 | 0 | 0 | 0 | 0 | 0 | 0 | 0 | 0 | 0 | 0
Discretionary | HVAC | $50.01/MWh to $60/MWh | ResWx | Residential | ATTIC R0 - R19_Heat Pump | 0% | 0 | 0 | 0 | 0 | 0 | 0 | 0 | 0 | 0 | 0 | 0 | 0 | 0 | 0 | 0 | 0 | 0 | 0 | 0 | 0
Discretionary | HVAC | $50.01/MWh to $60/MWh | ResWx | Residential | ATTIC R0 - R38_Heat Pump | 0% | 0 | 0 | 0 | 0 | 0 | 0 | 0 | 0 | 0 | 0 | 0 | 0 | 0 | 0 | 0 | 0 | 0 | 0 | 0 | 0
Discretionary | HVAC | $60.01/MWh to $80/MWh | ResWx | Residential | ATTIC R0 - R49_Heat Pump | 0% | 0 | 0 | 0 | 0 | 0 | 0 | 0 | 0 | 0 | 0 | 0 | 0 | 0 | 0 | 0 | 0 | 0 | 0 | 0 | 0
Discretionary | HVAC | Over $100/MWh | ResWx | Residential | ATTIC R19 - R30_Heat Pump | 0% | 0 | 0 | 0 | 0 | 0 | 0 | 0 | 0 | 0 | 0 | 0 | 0 | 0 | 0 | 0 | 0 | 0 | 0 | 0 | 0
Discretionary | HVAC | Over $100/MWh | ResWx | Residential | ATTIC R19 - R38_Heat Pump | 0% | 0 | 0 | 0 | 0 | 0 | 0 | 0 | 0 | 0 | 0 | 0 | 0 | 0 | 0 | 0 | 0 | 0 | 0 | 0 | 0
Discretionary | HVAC | Over $100/MWh | ResWx | Residential | ATTIC R19 - R49_Heat Pump | 0% | 0 | 0 | 0 | 0 | 0 | 0 | 0 | 0 | 0 | 0 | 0 | 0 | 0 | 0 | 0 | 0 | 0 | 0 | 0 | 0
Discretionary | HVAC | $40.01/MWh to $50/MWh | ResWx | Residential | WINDOW CL22 Prime Window Replacement of Single Pane Base_Heat Pump | 0% | 0 | 0 | 0 | 0 | 0 | 0 | 0 | 0 | 0 | 0 | 0 | 0 | 0 | 0 | 0 | 0 | 0 | 0 | 0 | 0
Discretionary | HVAC | $80.01/MWh to $100/MWh | ResWx | Residential | WINDOW CL22 Prime Window Replacement of Double Pane Base_Heat Pump | 0% | 0 | 0 | 0 | 0 | 0 | 0 | 0 | 0 | 0 | 0 | 0 | 0 | 0 | 0 | 0 | 0 | 0 | 0 | 0 | 0
Discretionary | HVAC | $40.01/MWh to $50/MWh | ResWx | Residential | WINDOW CL30 Prime Window Replacement of Single Pane Base_Heat Pump | 0% | 0 | 0 | 0 | 0 | 0 | 0 | 0 | 0 | 0 | 0 | 0 | 0 | 0 | 0 | 0 | 0 | 0 | 0 | 0 | 0
Discretionary | HVAC | $80.01/MWh to $100/MWh | ResWx | Residential | WINDOW CL30 Prime Window Replacement of Double Pane Base_Heat Pump | 0% | 0 | 0 | 0 | 0 | 0 | 0 | 0 | 0 | 0 | 0 | 0 | 0 | 0 | 0 | 0 | 0 | 0 | 0 | 0 | 0
Lost Opportunity | HVAC | $60.01/MWh to $80/MWh | ASHP | Residential | HVAC Conversion - FAF w/CAC to ASHP 8.5 HSPF/14SEER + HZ23 | 0% | 0 | 0 | 0 | 0 | 0 | 0 | 0 | 0 | 0 | 0 | 0 | 0 | 0 | 0 | 0 | 0 | 0 | 0 | 0 | 0
Lost Opportunity | HVAC | $60.01/MWh to $80/MWh | ASHP | Residential | HVAC Conversion - FAF to ASHP 8.5 HSPF/14SEER + HZ23CZ23 | 0% | 0 | 0 | 0 | 0 | 0 | 0 | 0 | 0 | 0 | 0 | 0 | 0 | 0 | 0 | 0 | 0 | 0 | 0 | 0 | 0
Lost Opportunity | HVAC | $60.01/MWh to $80/MWh | ASHP | Residential | HVAC Conversion - FAF to ASHP 8.5 HSPF/14SEER + HZ23CZ1 | 0% | 0 | 0 | 0 | 0 | 0 | 0 | 0 | 0 | 0 | 0 | 0 | 0 | 0 | 0 | 0 | 0 | 0 | 0 | 0 | 0
Lost Opportunity | HVAC | $60.01/MWh to $80/MWh | ASHP | Residential | HVAC Conversion - FAF w/CAC to ASHP 8.5 HSPF/14SEER + HZ1 | 0% | 0 | 0 | 0 | 0 | 0 | 0 | 0 | 0 | 0 | 0 | 0 | 0 | 0 | 0 | 0 | 0 | 0 | 0 | 0 | 0
Lost Opportunity | HVAC | $80.01/MWh to $100/MWh | ASHP | Residential | HVAC Conversion - FAF to ASHP 8.5 HSPF/14SEER + HZ1CZ23 | 0% | 0 | 0 | 0 | 0 | 0 | 0 | 0 | 0 | 0 | 0 | 0 | 0 | 0 | 0 | 0 | 0 | 0 | 0 | 0 | 0
Lost Opportunity | HVAC | $80.01/MWh to $100/MWh | ASHP | Residential | HVAC Conversion - FAF to ASHP 8.5 HSPF/14SEER + HZ1CZ1 | 0% | 0 | 0 | 0 | 0 | 0 | 0 | 0 | 0 | 0 | 0 | 0 | 0 | 0 | 0 | 0 | 0 | 0 | 0 | 0 | 0
Lost Opportunity | HVAC | Over $100/MWh | ASHP | Residential | HVAC Upgrade - Heat Pump Upgrade to 9.0 HSPF/14 SEER + HZ23CZ1 | 0% | 0 | 0 | 0 | 0 | 0 | 0 | 0 | 0 | 0 | 0 | 0 | 0 | 0 | 0 | 0 | 0 | 0 | 0 | 0 | 0
Lost Opportunity | HVAC | Over $100/MWh | ASHP | Residential | HVAC Upgrade - Heat Pump Upgrade to 9.0 HSPF/14 SEER + HZ23CZ23 | 0% | 0 | 0 | 0 | 0 | 0 | 0 | 0 | 0 | 0 | 0 | 0 | 0 | 0 | 0 | 0 | 0 | 0 | 0 | 0 | 0
Lost Opportunity | HVAC | $60.01/MWh to $80/MWh | ASHP | Residential | HVAC Upgrade - Heat Pump Upgrade to 9.0 HSPF/14 SEER + HZ1CZ23 | 0% | 0 | 0 | 0 | 0 | 0 | 0 | 0 | 0 | 0 | 0 | 0 | 0 | 0 | 0 | 0 | 0 | 0 | 0 | 0 | 0
Lost Opportunity | HVAC | $60.01/MWh to $80/MWh | ASHP | Residential | HVAC Upgrade - Heat Pump Upgrade to 9.0 HSPF/14 SEER + HZ1CZ1 | 0% | 0 | 0 | 0 | 0 | 0 | 0 | 0 | 0 | 0 | 0 | 0 | 0 | 0 | 0 | 0 | 0 | 0 | 0 | 0 | 0
Discretionary | HVAC | $10.01/MWh to $20/MWh | ResWx | Residential | Attic R0 - R22_Electric FAF | 100% | 0.010098 | 0.020086 | 0.029965 | 0.039736 | 0.049401 | 0.057984 | 0.064735 | 0.070035 | 0.072728 | 0.072728 | 0.072728 | 0.072728 | 0.072728 | 0.072728 | 0.072728 | 0.072728 | 0.072728 | 0.072728 | 0.072728 | 0.072728
Discretionary | HVAC | $25.01/MWh to $30/MWh | ResWx | Residential | Attic R0 - R30_Electric FAF | 100% | 0.0226 | 0.044954 | 0.067063 | 0.088932 | 0.11056 | 0.12977 | 0.14488 | 0.15674 | 0.16277 | 0.16277 | 0.16277 | 0.16277 | 0.16277 | 0.16277 | 0.16277 | 0.16277 | 0.16277 | 0.16277 | 0.16277 | 0.16277
Discretionary | HVAC | $25.01/MWh to $30/MWh | ResWx | Residential | Attic R0 - R22_Heat Pump | 100% | 0.0025202 | 0.0050129 | 0.0074785 | 0.0099171 | 0.012329 | 0.014471 | 0.016156 | 0.017479 | 0.018151 | 0.018151 | 0.018151 | 0.018151 | 0.018151 | 0.018151 | 0.018151 | 0.018151 | 0.018151 | 0.018151 | 0.018151 | 0.018151
Discretionary | HVAC | $50.01/MWh to $60/MWh | ResWx | Residential | Attic R0 - R30_Heat Pump | 0% | 0 | 0 | 0 | 0 | 0 | 0 | 0 | 0 | 0 | 0 | 0 | 0 | 0 | 0 | 0 | 0 | 0 | 0 | 0 | 0
Discretionary | HVAC | Over $100/MWh | ResWx | Residential | Floor R11 - R22_Electric FAF | 0% | 0 | 0 | 0 | 0 | 0 | 0 | 0 | 0 | 0 | 0 | 0 | 0 | 0 | 0 | 0 | 0 | 0 | 0 | 0 | 0
Discretionary | HVAC | $60.01/MWh to $80/MWh | ResWx | Residential | Floor R0 - R22_Electric FAF | 0% | 0 | 0 | 0 | 0 | 0 | 0 | 0 | 0 | 0 | 0 | 0 | 0 | 0 | 0 | 0 | 0 | 0 | 0 | 0 | 0
Discretionary | HVAC | $80.01/MWh to $100/MWh | ResWx | Residential | CFM50 Infiltration Reduction_Electric FAF | 0% | 0 | 0 | 0 | 0 | 0 | 0 | 0 | 0 | 0 | 0 | 0 | 0 | 0 | 0 | 0 | 0 | 0 | 0 | 0 | 0
Discretionary | HVAC | Over $100/MWh | ResWx | Residential | Attic R11 - R30_Electric FAF | 0% | 0 | 0 | 0 | 0 | 0 | 0 | 0 | 0 | 0 | 0 | 0 | 0 | 0 | 0 | 0 | 0 | 0 | 0 | 0 | 0
Discretionary | HVAC | $40.01/MWh to $50/MWh | ResWx | Residential | WINDOW CL30 Prime Window Replacement of Single Pane Base_Electric FAF | 0% | 0 | 0 | 0 | 0 | 0 | 0 | 0 | 0 | 0 | 0 | 0 | 0 | 0 | 0 | 0 | 0 | 0 | 0 | 0 | 0
Discretionary | HVAC | $60.01/MWh to $80/MWh | ResWx | Residential | WINDOW CL22 Prime Window Replacement of Single Pane Base_Electric FAF | 0% | 0 | 0 | 0 | 0 | 0 | 0 | 0 | 0 | 0 | 0 | 0 | 0 | 0 | 0 | 0 | 0 | 0 | 0 | 0 | 0
Discretionary | HVAC | Over $100/MWh | ResWx | Residential | WINDOW CL22 Prime Window Replacement of Double Pane Base_Electric FAF | 0% | 0 | 0 | 0 | 0 | 0 | 0 | 0 | 0 | 0 | 0 | 0 | 0 | 0 | 0 | 0 | 0 | 0 | 0 | 0 | 0
Discretionary | HVAC | $80.01/MWh to $100/MWh | ResWx | Residential | WINDOW CL30 Prime Window Replacement of Double Pane Base_Electric FAF | 0% | 0 | 0 | 0 | 0 | 0 | 0 | 0 | 0 | 0 | 0 | 0 | 0 | 0 | 0 | 0 | 0 | 0 | 0 | 0 | 0
Discretionary | HVAC | Over $100/MWh | ResWx | Residential | CFM50 Infiltration Reduction_Heat Pump | 0% | 0 | 0 | 0 | 0 | 0 | 0 | 0 | 0 | 0 | 0 | 0 | 0 | 0 | 0 | 0 | 0 | 0 | 0 | 0 | 0
Discretionary | HVAC | $80.01/MWh to $100/MWh | ResWx | Residential | WINDOW CL22 Prime Window Replacement of Single Pane Base_Heat Pump | 0% | 0 | 0 | 0 | 0 | 0 | 0 | 0 | 0 | 0 | 0 | 0 | 0 | 0 | 0 | 0 | 0 | 0 | 0 | 0 | 0
Discretionary | HVAC | $60.01/MWh to $80/MWh | ResWx | Residential | WINDOW CL30 Prime Window Replacement of Single Pane Base_Heat Pump | 0% | 0 | 0 | 0 | 0 | 0 | 0 | 0 | 0 | 0 | 0 | 0 | 0 | 0 | 0 | 0 | 0 | 0 | 0 | 0 | 0
Discretionary | HVAC | $80.01/MWh to $100/MWh | ResWx | Residential | Floor R0 - R22_Heat Pump | 0% | 0 | 0 | 0 | 0 | 0 | 0 | 0 | 0 | 0 | 0 | 0 | 0 | 0 | 0 | 0 | 0 | 0 | 0 | 0 | 0
Discretionary | HVAC | Over $100/MWh | ResWx | Residential | WINDOW CL22 Prime Window Replacement of Double Pane Base_Heat Pump | 0% | 0 | 0 | 0 | 0 | 0 | 0 | 0 | 0 | 0 | 0 | 0 | 0 | 0 | 0 | 0 | 0 | 0 | 0 | 0 | 0
Discretionary | HVAC | Over $100/MWh | ResWx | Residential | WINDOW CL30 Prime Window Replacement of Double Pane Base_Heat Pump | 0% | 0 | 0 | 0 | 0 | 0 | 0 | 0 | 0 | 0 | 0 | 0 | 0 | 0 | 0 | 0 | 0 | 0 | 0 | 0 | 0
Discretionary | HVAC | Over $100/MWh | ResWx | Residential | Floor R11 - R22_Heat Pump | 0% | 0 | 0 | 0 | 0 | 0 | 0 | 0 | 0 | 0 | 0 | 0 | 0 | 0 | 0 | 0 | 0 | 0 | 0 | 0 | 0
Discretionary | HVAC | Over $100/MWh | ResWx | Residential | Attic R11 - R30_Heat Pump | 0% | 0 | 0 | 0 | 0 | 0 | 0 | 0 | 0 | 0 | 0 | 0 | 0 | 0 | 0 | 0 | 0 | 0 | 0 | 0 | 0
Lost Opportunity | Other | $20.01/MWh to $25/MWh | Microwave | Residential | Microwave Top Tier | 100% | 0.10784 | 0.23778 | 0.38527 | 0.54703 | 0.72114 | 0.90508 | 1.0961 | 1.2923 | 1.4924 | 1.7004 | 1.7824 | 1.8028 | 1.8226 | 1.8421 | 1.8616 | 1.8811 | 1.9009 | 1.9208 | 1.9409 | 1.9611
Lost Opportunity | Other | Over $100/MWh | Electric Oven | Residential | Self-Cleaning Oven | 0% | 0 | 0 | 0 | 0 | 0 | 0 | 0 | 0 | 0 | 0 | 0 | 0 | 0 | 0 | 0 | 0 | 0 | 0 | 0 | 0
Lost Opportunity | Other | Over $100/MWh | Electric Oven | Residential | Non self-cleaning oven | 0% | 0 | 0 | 0 | 0 | 0 | 0 | 0 | 0 | 0 | 0 | 0 | 0 | 0 | 0 | 0 | 0 | 0 | 0 | 0 | 0
Lost Opportunity | Electronics | $10.01/MWh to $20/MWh | Advanced Power Strips | Residential | Occupancy sensing advanced power strip | 100% | 0.0021186 | 0.0060112 | 0.01211 | 0.02088 | 0.032353 | 0.046791 | 0.063831 | 0.082757 | 0.10285 | 0.12416 | 0.14646 | 0.16907 | 0.1911 | 0.21307 | 0.23496 | 0.25674 | 0.27832 | 0.29969 | 0.32085 | 0.3421
Lost Opportunity | Electronics | $0.01/MWh to $10/MWh | Advanced Power Strips | Residential | Infrared sensing advanced power strip | 100% | 0.025064 | 0.088717 | 0.20266 | 0.37966 | 0.65815 | 1.0153 | 1.4436 | 1.9274 | 2.45 | 3.0123 | 3.6094 | 4.2229 | 4.8304 | 5.4445 | 6.0652 | 6.6923 | 7.323 | 7.9572 | 8.595 | 9.2365
Lost Opportunity | Electronics | $50.01/MWh to $60/MWh | Advanced Power Strips | Residential | Load sensing advanced power strip | 0% | 0 | 0 | 0 | 0 | 0 | 0 | 0 | 0 | 0 | 0 | 0 | 0 | 0 | 0 | 0 | 0 | 0 | 0 | 0 | 0
Lost Opportunity | Electronics | $0.01/MWh to $10/MWh | Advanced Power Strips | Residential | PC-interaction-sensing Home Office APS | 100% | 0.0088979 | 0.025247 | 0.050862 | 0.087695 | 0.13588 | 0.19652 | 0.26809 | 0.34758 | 0.43199 | 0.52147 | 0.61515 | 0.71008 | 0.80264 | 0.89488 | 0.98682 | 1.0783 | 1.1689 | 1.2587 | 1.3476 | 1.4368
Discretionary | Electronics | $10.01/MWh to $20/MWh | Advanced Power Strips | Residential | Occupancy sensing advanced power strip | 100% | 0.006258 | 0.020249 | 0.054928 | 0.1201 | 0.22406 | 0.37062 | 0.55681 | 0.77251 | 1.0024 | 1.2294 | 1.4381 | 1.6175 | 1.7565 | 1.8063 | 1.8063 | 1.8063 | 1.8063 | 1.8063 | 1.8063 | 1.8063
Discretionary | Electronics | $0.01/MWh to $10/MWh | Advanced Power Strips | Residential | Infrared sensing advanced power strip | 100% | 0.024449 | 0.18932 | 0.72577 | 1.8343 | 3.9516 | 6.9915 | 10.9156 | 15.5312 | 20.5232 | 25.5214 | 30.1811 | 34.2421 | 37.5588 | 40.101 | 41.9106 | 43.0703 | 43.7873 | 44.1821 | 44.3563 | 44.3874
Discretionary | Electronics | $50.01/MWh to $60/MWh | Advanced Power Strips | Residential | Load sensing advanced power strip | 0% | 0 | 0 | 0 | 0 | 0 | 0 | 0 | 0 | 0 | 0 | 0 | 0 | 0 | 0 | 0 | 0 | 0 | 0 | 0 | 0
Discretionary | Electronics | $0.01/MWh to $10/MWh | Advanced Power Strips | Residential | PC-interaction-sensing Home Office APS | 100% | 0.026283 | 0.085047 | 0.2307 | 0.50441 | 0.94104 | 1.5566 | 2.3386 | 3.2446 | 4.2102 | 5.1635 | 6.0401 | 6.7936 | 7.3772 | 7.5864 | 7.5864 | 7.5864 | 7.5864 | 7.5864 | 7.5864 | 7.5864
Lost Opportunity | Other | Over $100/MWh | Refrigerator | Residential | Std Size Refrig and Refrig-Freezer - CEE Tier 1 | 0% | 0 | 0 | 0 | 0 | 0 | 0 | 0 | 0 | 0 | 0 | 0 | 0 | 0 | 0 | 0 | 0 | 0 | 0 | 0 | 0
Lost Opportunity | Other | Over $100/MWh | Refrigerator | Residential | Std Size Refrig and Refrig-Freezer - CEE Tier 2 | 0% | 0 | 0 | 0 | 0 | 0 | 0 | 0 | 0 | 0 | 0 | 0 | 0 | 0 | 0 | 0 | 0 | 0 | 0 | 0 | 0
Lost Opportunity | Other | Over $100/MWh | Refrigerator | Residential | Std Size Refrig and Refrig-Freezer - CEE Tier 3 | 0% | 0 | 0 | 0 | 0 | 0 | 0 | 0 | 0 | 0 | 0 | 0 | 0 | 0 | 0 | 0 | 0 | 0 | 0 | 0 | 0
Lost Opportunity | Other | Over $100/MWh | Freezer | Residential | Std Size Freezer - ENERGY STAR | 0% | 0 | 0 | 0 | 0 | 0 | 0 | 0 | 0 | 0 | 0 | 0 | 0 | 0 | 0 | 0 | 0 | 0 | 0 | 0 | 0
Lost Opportunity | HVAC | $0.01/MWh to $10/MWh | ASHP | Residential | New SF HVAC Conversion - Convert FAF w/CAC to Heat Pump - House with "Good Insulation" + HZ1 | 100% | 0 | 0 | 0 | 0 | 0 | 0 | 0 | 0 | 0 | 0 | 0 | 0 | 0 | 0 | 0 | 0 | 0 | 0 | 0 | 0
Lost Opportunity | HVAC | Over $100/MWh | ASHP | Residential | New SF HVAC Upgrade - Central Heat Pump Upgrade to Variable Capacity Central Heat Pump | 0% | 0 | 0 | 0 | 0 | 0 | 0 | 0 | 0 | 0 | 0 | 0 | 0 | 0 | 0 | 0 | 0 | 0 | 0 | 0 | 0
Lost Opportunity | HVAC | $20.01/MWh to $25/MWh | ASHP | Residential | New SF HVAC Upgrade - Heat Pump Upgrade to 9.0 HSPF/14 SEER | 100% | 0.0084383 | 0.019507 | 0.033514 | 0.050809 | 0.070945 | 0.094033 | 0.11931 | 0.14553 | 0.17174 | 0.19834 | 0.2254 | 0.25233 | 0.27819 | 0.30391 | 0.32965 | 0.35551 | 0.38149 | 0.40759 | 0.43383 | 0.46018
Lost Opportunity | HVAC | $50.01/MWh to $60/MWh | DHP | Residential | New SF Zonal to DHP | 0% | 0 | 0 | 0 | 0 | 0 | 0 | 0 | 0 | 0 | 0 | 0 | 0 | 0 | 0 | 0 | 0 | 0 | 0 | 0 | 0
Lost Opportunity | HVAC | $35.01/MWh to $40/MWh | ASHP | Residential | Existing Single Family Home HVAC Conversion - Convert FAF w/CAC to Heat Pump - House with "Good Insulation" + HZ1 | 100% | 0.012845 | 0.030901 | 0.054653 | 0.084199 | 0.11918 | 0.15879 | 0.20195 | 0.2475 | 0.29443 | 0.34201 | 0.3898 | 0.43758 | 0.48528 | 0.53288 | 0.58035 | 0.63501 | 0.68843 | 0.70172 | 0.70172 | 0.70172
Lost Opportunity | HVAC | $40.01/MWh to $50/MWh | ASHP | Residential | Existing Single Family Home HVAC Conversion - Convert FAF w/CAC to Heat Pump - House with "Good Insulation" + HZ23 | 0% | 0 | 0 | 0 | 0 | 0 | 0 | 0 | 0 | 0 | 0 | 0 | 0 | 0 | 0 | 0 | 0 | 0 | 0 | 0 | 0
Lost Opportunity | HVAC | $40.01/MWh to $50/MWh | ASHP | Residential | Existing Single Family Home HVAC Conversion - Convert FAF w/o CAC to Heat Pump - House with "Good Insulation" + HZ1CZ23 | 0% | 0 | 0 | 0 | 0 | 0 | 0 | 0 | 0 | 0 | 0 | 0 | 0 | 0 | 0 | 0 | 0 | 0 | 0 | 0 | 0
Lost Opportunity | HVAC | $50.01/MWh to $60/MWh | ASHP | Residential | Existing Single Family Home HVAC Conversion - Convert FAF w/o CAC to Heat Pump - House with "Good Insulation" + HZ23CZ23 | 0% | 0 | 0 | 0 | 0 | 0 | 0 | 0 | 0 | 0 | 0 | 0 | 0 | 0 | 0 | 0 | 0 | 0 | 0 | 0 | 0
Lost Opportunity | HVAC | $60.01/MWh to $80/MWh | ASHP | Residential | Existing Single Family Home HVAC Conversion - Convert FAF w/o CAC to Heat Pump - House with "Good Insulation" + HZ1CZ1 | 0% | 0 | 0 | 0 | 0 | 0 | 0 | 0 | 0 | 0 | 0 | 0 | 0 | 0 | 0 | 0 | 0 | 0 | 0 | 0 | 0
Lost Opportunity | HVAC | $60.01/MWh to $80/MWh | ASHP | Residential | Existing Single Family Home HVAC Conversion - Convert FAF w/o CAC to Heat Pump - House with "Good Insulation" + HZ23CZ1 | 0% | 0 | 0 | 0 | 0 | 0 | 0 | 0 | 0 | 0 | 0 | 0 | 0 | 0 | 0 | 0 | 0 | 0 | 0 | 0 | 0
Lost Opportunity | HVAC | $30.01/MWh to $35/MWh | ASHP | Residential | Existing Single Family Home HVAC Upgrade + HZ1 | 100% | 0.042979 | 0.10315 | 0.18212 | 0.2802 | 0.39621 | 0.5275 | 0.6705 | 0.82139 | 0.97682 | 1.1344 | 1.2926 | 1.4509 | 1.6089 | 1.7665 | 1.9237 | 2.1068 | 2.2856 | 2.3359 | 2.3359 | 2.3359
Lost Opportunity | HVAC | $50.01/MWh to $60/MWh | ASHP | Residential | Existing Single Family Home HVAC Upgrade + HZ23 | 0% | 0 | 0 | 0 | 0 | 0 | 0 | 0 | 0 | 0 | 0 | 0 | 0 | 0 | 0 | 0 | 0 | 0 | 0 | 0 | 0
Lost Opportunity | HVAC | Over $100/MWh | ASHP | Residential | Existing Single Family Home HVAC Upgrade - Central Heat Pump Upgrade to Variable Capacity Central Heat Pump + HZ23CZ1 | 0% | 0 | 0 | 0 | 0 | 0 | 0 | 0 | 0 | 0 | 0 | 0 | 0 | 0 | 0 | 0 | 0 | 0 | 0 | 0 | 0
Lost Opportunity | HVAC | Over $100/MWh | ASHP | Residential | Existing Single Family Home HVAC Upgrade - Central Heat Pump Upgrade to Variable Capacity Central Heat Pump + HZ23CZ23 | 0% | 0 | 0 | 0 | 0 | 0 | 0 | 0 | 0 | 0 | 0 | 0 | 0 | 0 | 0 | 0 | 0 | 0 | 0 | 0 | 0
Lost Opportunity | HVAC | Over $100/MWh | ASHP | Residential | Existing Single Family Home HVAC Upgrade - Central Heat Pump Upgrade to Variable Capacity Central Heat Pump + HZ1CZ23 | 0% | 0 | 0 | 0 | 0 | 0 | 0 | 0 | 0 | 0 | 0 | 0 | 0 | 0 | 0 | 0 | 0 | 0 | 0 | 0 | 0
Lost Opportunity | HVAC | Over $100/MWh | ASHP | Residential | Existing Single Family Home HVAC Upgrade - Central Heat Pump Upgrade to Variable Capacity Central Heat Pump + HZ1CZ1 | 0% | 0 | 0 | 0 | 0 | 0 | 0 | 0 | 0 | 0 | 0 | 0 | 0 | 0 | 0 | 0 | 0 | 0 | 0 | 0 | 0
Lost Opportunity | HVAC | $60.01/MWh to $80/MWh | DHP | Residential | Zonal to DHP No Screen + HZ23CZ23 | 0% | 0 | 0 | 0 | 0 | 0 | 0 | 0 | 0 | 0 | 0 | 0 | 0 | 0 | 0 | 0 | 0 | 0 | 0 | 0 | 0
Lost Opportunity | HVAC | $60.01/MWh to $80/MWh | DHP | Residential | Zonal to DHP No Screen + HZ1CZ23 | 0% | 0 | 0 | 0 | 0 | 0 | 0 | 0 | 0 | 0 | 0 | 0 | 0 | 0 | 0 | 0 | 0 | 0 | 0 | 0 | 0
Lost Opportunity | HVAC | $80.01/MWh to $100/MWh | DHP | Residential | Zonal to DHP No Screen + HZ23CZ1 | 0% | 0 | 0 | 0 | 0 | 0 | 0 | 0 | 0 | 0 | 0 | 0 | 0 | 0 | 0 | 0 | 0 | 0 | 0 | 0 | 0
Lost Opportunity | HVAC | $80.01/MWh to $100/MWh | DHP | Residential | Zonal to DHP No Screen + HZ1CZ1 | 0% | 0 | 0 | 0 | 0 | 0 | 0 | 0 | 0 | 0 | 0 | 0 | 0 | 0 | 0 | 0 | 0 | 0 | 0 | 0 | 0
Discretionary | HVAC | $0/MWh and Under | ResWx | Residential | ATTIC R0 - R38_Electric FAF | 100% | 0.015048 | 0.030062 | 0.045041 | 0.059985 | 0.074894 | 0.088242 | 0.098818 | 0.10718 | 0.11378 | 0.11896 | 0.12302 | 0.12618 | 0.1274 | 0.1274 | 0.1274 | 0.1274 | 0.1274 | 0.1274 | 0.1274 | 0.1274
Discretionary | HVAC | $0/MWh and Under | ResWx | Residential | ATTIC R0 - R49_Electric FAF | 100% | 0.0081333 | 0.016248 | 0.024343 | 0.03242 | 0.040478 | 0.047693 | 0.053408 | 0.057928 | 0.061492 | 0.064295 | 0.066489 | 0.068198 | 0.068855 | 0.068855 | 0.068855 | 0.068855 | 0.068855 | 0.068855 | 0.068855 | 0.068855
Discretionary | HVAC | $0/MWh and Under | ResWx | Residential | ATTIC R0 - R38_Electric Zonal | 100% | 0.10136 | 0.20248 | 0.30336 | 0.40402 | 0.50444 | 0.59434 | 0.66557 | 0.72189 | 0.7663 | 0.80122 | 0.82856 | 0.84985 | 0.85797 | 0.85797 | 0.85797 | 0.85797 | 0.85797 | 0.85797 | 0.85797 | 0.85797
Discretionary | HVAC | $0/MWh and Under | ResWx | Residential | ATTIC R0 - R38_DHP | 100% | 0.030526 | 0.060981 | 0.091365 | 0.12168 | 0.15192 | 0.179 | 0.20045 | 0.21741 | 0.23079 | 0.24131 | 0.24954 | 0.25595 | 0.25841 | 0.25841 | 0.25841 | 0.25841 | 0.25841 | 0.25841 | 0.25841 | 0.25841
Discretionary | HVAC | $0/MWh and Under | ResWx | Residential | ATTIC R0 - R49_Electric Zonal | 100% | 0.054766 | 0.10941 | 0.16392 | 0.2183 | 0.27257 | 0.32114 | 0.35963 | 0.39006 | 0.41406 | 0.43293 | 0.4477 | 0.4592 | 0.46359 | 0.46359 | 0.46359 | 0.46359 | 0.46359 | 0.46359 | 0.46359 | 0.46359
Discretionary | HVAC | $0/MWh and Under | ResWx | Residential | ATTIC R0 - R49_DHP | 100% | 0.016494 | 0.03295 | 0.049367 | 0.065747 | 0.082089 | 0.096719 | 0.10831 | 0.11748 | 0.1247 | 0.13039 | 0.13484 | 0.1383 | 0.13963 | 0.13963 | 0.13963 | 0.13963 | 0.13963 | 0.13963 | 0.13963 | 0.13963
Discretionary | HVAC | $10.01/MWh to $20/MWh | ResWx | Residential | ATTIC R0 - R38_Heat Pump | 100% | 0.041704 | 0.083311 | 0.12482 | 0.16624 | 0.20755 | 0.24455 | 0.27386 | 0.29703 | 0.31532 | 0.32969 | 0.34095 | 0.34971 | 0.35313 | 0.35313 | 0.35313 | 0.35313 | 0.35313 | 0.35313 | 0.35313 | 0.35313
Discretionary | HVAC | $10.01/MWh to $20/MWh | ResWx | Residential | ATTIC R0 - R49_Heat Pump | 100% | 0.022507 | 0.044962 | 0.067364 | 0.089715 | 0.11201 | 0.13198 | 0.1478 | 0.16031 | 0.17017 | 0.17793 | 0.184 | 0.18874 | 0.19058 | 0.19058 | 0.19058 | 0.19058 | 0.19058 | 0.19058 | 0.19058 | 0.19058
Discretionary | HVAC | $25.01/MWh to $30/MWh | ResWx | Residential | FLOOR R0 - R30_Electric FAF | 100% | 0.029006 | 0.057946 | 0.086818 | 0.11562 | 0.14436 | 0.17009 | 0.19048 | 0.2066 | 0.21931 | 0.22931 | 0.23713 | 0.24323 | 0.24559 | 0.24559 | 0.24559 | 0.24559 | 0.24559 | 0.24559 | 0.24559 | 0.24559
Discretionary | HVAC | $25.01/MWh to $30/MWh | ResWx | Residential | FLOOR R0 - R25_Electric FAF | 100% | 0.012049 | 0.02407 | 0.036064 | 0.048029 | 0.059967 | 0.070655 | 0.079123 | 0.085819 | 0.0911 | 0.095253 | 0.098504 | 0.10104 | 0.10202 | 0.10202 | 0.10202 | 0.10202 | 0.10202 | 0.10202 | 0.10202 | 0.10202
Discretionary | HVAC | $25.01/MWh to $30/MWh | ResWx | Residential | FLOOR R0 - R19_Electric FAF | 100% | 0.0068907 | 0.013765 | 0.020624 | 0.027467 | 0.034294 | 0.040407 | 0.045254 | 0.049089 | 0.052118 | 0.054502 | 0.056372 | 0.057832 | 0.0585 | 0.0585 | 0.0585 | 0.0585 | 0.0585 | 0.0585 | 0.0585 | 0.0585
Discretionary | HVAC | $10.01/MWh to $20/MWh | ResWx | Residential | WALL R0 - R11_Electric Zonal | 100% | 0.37438 | 0.74789 | 1.1205 | 1.4923 | 1.8632 | 2.1953 | 2.4584 | 2.6664 | 2.8305 | 2.9594 | 3.0604 | 3.139 | 3.1689 | 3.1689 | 3.1689 | 3.1689 | 3.1689 | 3.1689 | 3.1689 | 3.1689
Discretionary | HVAC | $35.01/MWh to $40/MWh | ResWx | Residential | ATTIC R11 - R38_Electric FAF | 100% | 0.0028786 | 0.0057506 | 0.0086159 | 0.011475 | 0.014327 | 0.01688 | 0.018903 | 0.020503 | 0.021764 | 0.022756 | 0.023533 | 0.024137 | 0.02437 | 0.02437 | 0.02437 | 0.02437 | 0.02437 | 0.02437 | 0.02437 | 0.02437
Discretionary | HVAC | $10.01/MWh to $20/MWh | ResWx | Residential | WALL R0 - R11_DHP | 100% | 0.1127 | 0.22515 | 0.33733 | 0.44925 | 0.56092 | 0.66088 | 0.74008 | 0.80271 | 0.85209 | 0.89092 | 0.92132 | 0.94498 | 0.95399 | 0.95399 | 0.95399 | 0.95399 | 0.95399 | 0.95399 | 0.95399 | 0.95399
Discretionary | HVAC | $20.01/MWh to $25/MWh | ResWx | Residential | WINDOW CL30 Prime Window Replacement of Single Pane Base_Electric FAF | 100% | 0.01491 | 0.029785 | 0.044626 | 0.059432 | 0.074204 | 0.087429 | 0.097907 | 0.10619 | 0.11273 | 0.11786 | 0.12189 | 0.12502 | 0.12622 | 0.12622 | 0.12622 | 0.12622 | 0.12622 | 0.12622 | 0.12622 | 0.12622
Discretionary | HVAC | $25.01/MWh to $30/MWh | ResWx | Residential | FLOOR R0 - R30_Electric Zonal | 100% | 0.23305 | 0.46557 | 0.69755 | 0.92899 | 1.1599 | 1.3666 | 1.5304 | 1.6599 | 1.762 | 1.8423 | 1.9052 | 1.9542 | 1.9729 | 1.9729 | 1.9729 | 1.9729 | 1.9729 | 1.9729 | 1.9729 | 1.9729
Discretionary | HVAC | $25.01/MWh to $30/MWh | ResWx | Residential | FLOOR R0 - R25_Electric Zonal | 100% | 0.097021 | 0.19382 | 0.29039 | 0.38674 | 0.48286 | 0.56892 | 0.6371 | 0.69101 | 0.73353 | 0.76696 | 0.79314 | 0.81352 | 0.82134 | 0.82134 | 0.82134 | 0.82134 | 0.82134 | 0.82134 | 0.82134 | 0.82134
Discretionary | HVAC | $25.01/MWh to $30/MWh | ResWx | Residential | FLOOR R0 - R30_DHP | 100% | 0.069994 | 0.13983 | 0.2095 | 0.27901 | 0.34835 | 0.41044 | 0.45963 | 0.49852 | 0.5292 | 0.55332 | 0.5722 | 0.5869 | 0.59255 | 0.59255 | 0.59255 | 0.59255 | 0.59255 | 0.59255 | 0.59255 | 0.59255
Discretionary | HVAC | $40.01/MWh to $50/MWh | ResWx | Residential | ATTIC R11 - R49_Electric FAF | 0% | 0 | 0 | 0 | 0 | 0 | 0 | 0 | 0 | 0 | 0 | 0 | 0 | 0 | 0 | 0 | 0 | 0 | 0 | 0 | 0
Discretionary | HVAC | $25.01/MWh to $30/MWh | ResWx | Residential | FLOOR R0 - R25_DHP | 100% | 0.029139 | 0.05821 | 0.087214 | 0.11615 | 0.14502 | 0.17087 | 0.19135 | 0.20754 | 0.22031 | 0.23035 | 0.23821 | 0.24433 | 0.24668 | 0.24668 | 0.24668 | 0.24668 | 0.24668 | 0.24668 | 0.24668 | 0.24668
Discretionary | HVAC | $25.01/MWh to $30/MWh | ResWx | Residential | FLOOR R0 - R19_Electric Zonal | 100% | 0.050505 | 0.10089 | 0.15116 | 0.20131 | 0.25135 | 0.29616 | 0.33168 | 0.3598 | 0.38199 | 0.39947 | 0.41318 | 0.42388 | 0.42877 | 0.42877 | 0.42877 | 0.42877 | 0.42877 | 0.42877 | 0.42877 | 0.42877
Discretionary | HVAC | $25.01/MWh to $30/MWh | ResWx | Residential | WINDOW CL22 Prime Window Replacement of Single Pane Base_Electric FAF | 100% | 0.0040661 | 0.0081227 | 0.01217 | 0.016208 | 0.020236 | 0.023843 | 0.0267 | 0.02896 | 0.030742 | 0.032143 | 0.033239 | 0.034094 | 0.034421 | 0.034421 | 0.034421 | 0.034421 | 0.034421 | 0.034421 | 0.034421 | 0.034421
Discretionary | HVAC | $25.01/MWh to $30/MWh | ResWx | Residential | FLOOR R0 - R19_DHP | 100% | 0.015276 | 0.030517 | 0.045722 | 0.060892 | 0.076027 | 0.08958 | 0.10033 | 0.10883 | 0.11554 | 0.12083 | 0.12497 | 0.12821 | 0.12969 | 0.12969 | 0.12969 | 0.12969 | 0.12969 | 0.12969 | 0.12969 | 0.12969
Discretionary | HVAC | $30.01/MWh to $35/MWh | ResWx | Residential | WALL R0 - R11_Heat Pump | 100% | 0.056293 | 0.11245 | 0.16849 | 0.22439 | 0.28016 | 0.3301 | 0.3697 | 0.40103 | 0.42577 | 0.44525 | 0.46053 | 0.47245 | 0.47791 | 0.47791 | 0.47791 | 0.47791 | 0.47791 | 0.47791 | 0.47791 | 0.47791
Discretionary | HVAC | $50.01/MWh to $60/MWh | ResWx | Residential | CFM50 Infiltration Reduction_Electric FAF | 0% | 0 | 0 | 0 | 0 | 0 | 0 | 0 | 0 | 0 | 0 | 0 | 0 | 0 | 0 | 0 | 0 | 0 | 0 | 0 | 0
Discretionary | HVAC | $60.01/MWh to $80/MWh | ResWx | Residential | ATTIC R11 - R38_Electric Zonal | 0% | 0 | 0 | 0 | 0 | 0 | 0 | 0 | 0 | 0 | 0 | 0 | 0 | 0 | 0 | 0 | 0 | 0 | 0 | 0 | 0
Discretionary | HVAC | $60.01/MWh to $80/MWh | ResWx | Residential | ATTIC R11 - R38_DHP | 0% | 0 | 0 | 0 | 0 | 0 | 0 | 0 | 0 | 0 | 0 | 0 | 0 | 0 | 0 | 0 | 0 | 0 | 0 | 0 | 0
Discretionary | HVAC | $60.01/MWh to $80/MWh | ResWx | Residential | CFM50 Infiltration Reduction_Electric Zonal | 0% | 0 | 0 | 0 | 0 | 0 | 0 | 0 | 0 | 0 | 0 | 0 | 0 | 0 | 0 | 0 | 0 | 0 | 0 | 0 | 0
Discretionary | HVAC | $60.01/MWh to $80/MWh | ResWx | Residential | CFM50 Infiltration Reduction_DHP | 0% | 0 | 0 | 0 | 0 | 0 | 0 | 0 | 0 | 0 | 0 | 0 | 0 | 0 | 0 | 0 | 0 | 0 | 0 | 0 | 0
Discretionary | HVAC | $60.01/MWh to $80/MWh | ResWx | Residential | ATTIC R11 - R49_Electric Zonal | 0% | 0 | 0 | 0 | 0 | 0 | 0 | 0 | 0 | 0 | 0 | 0 | 0 | 0 | 0 | 0 | 0 | 0 | 0 | 0 | 0
Discretionary | HVAC | $60.01/MWh to $80/MWh | ResWx | Residential | ATTIC R11 - R49_DHP | 0% | 0 | 0 | 0 | 0 | 0 | 0 | 0 | 0 | 0 | 0 | 0 | 0 | 0 | 0 | 0 | 0 | 0 | 0 | 0 | 0
Discretionary | HVAC | $60.01/MWh to $80/MWh | ResWx | Residential | WINDOW CL30 Prime Window Replacement of Single Pane Base_Electric Zonal | 0% | 0 | 0 | 0 | 0 | 0 | 0 | 0 | 0 | 0 | 0 | 0 | 0 | 0 | 0 | 0 | 0 | 0 | 0 | 0 | 0
Discretionary | HVAC | Over $100/MWh | ResWx | Residential | ATTIC R19 - R49_Electric FAF | 0% | 0 | 0 | 0 | 0 | 0 | 0 | 0 | 0 | 0 | 0 | 0 | 0 | 0 | 0 | 0 | 0 | 0 | 0 | 0 | 0
Discretionary | HVAC | Over $100/MWh | ResWx | Residential | ATTIC R19 - R38_Electric FAF | 0% | 0 | 0 | 0 | 0 | 0 | 0 | 0 | 0 | 0 | 0 | 0 | 0 | 0 | 0 | 0 | 0 | 0 | 0 | 0 | 0
Discretionary | HVAC | $50.01/MWh to $60/MWh | ResWx | Residential | WINDOW CL30 Prime Window Replacement of Single Pane Base_DHP | 0% | 0 | 0 | 0 | 0 | 0 | 0 | 0 | 0 | 0 | 0 | 0 | 0 | 0 | 0 | 0 | 0 | 0 | 0 | 0 | 0
Discretionary | HVAC | $60.01/MWh to $80/MWh | ResWx | Residential | WINDOW CL22 Prime Window Replacement of Single Pane Base_Electric Zonal | 0% | 0 | 0 | 0 | 0 | 0 | 0 | 0 | 0 | 0 | 0 | 0 | 0 | 0 | 0 | 0 | 0 | 0 | 0 | 0 | 0
Discretionary | HVAC | $80.01/MWh to $100/MWh | ResWx | Residential | WINDOW CL30 Prime Window Replacement of Single Pane Base_Heat Pump | 0% | 0 | 0 | 0 | 0 | 0 | 0 | 0 | 0 | 0 | 0 | 0 | 0 | 0 | 0 | 0 | 0 | 0 | 0 | 0 | 0
Discretionary | HVAC | $60.01/MWh to $80/MWh | ResWx | Residential | WINDOW CL22 Prime Window Replacement of Single Pane Base_DHP | 0% | 0 | 0 | 0 | 0 | 0 | 0 | 0 | 0 | 0 | 0 | 0 | 0 | 0 | 0 | 0 | 0 | 0 | 0 | 0 | 0
Discretionary | HVAC | Over $100/MWh | ResWx | Residential | ATTIC R11 - R38_Heat Pump | 0% | 0 | 0 | 0 | 0 | 0 | 0 | 0 | 0 | 0 | 0 | 0 | 0 | 0 | 0 | 0 | 0 | 0 | 0 | 0 | 0
Discretionary | HVAC | Over $100/MWh | ResWx | Residential | WINDOW CL30 Prime Window Replacement of Double Pane Base_Electric FAF | 0% | 0 | 0 | 0 | 0 | 0 | 0 | 0 | 0 | 0 | 0 | 0 | 0 | 0 | 0 | 0 | 0 | 0 | 0 | 0 | 0
Discretionary | HVAC | Over $100/MWh | ResWx | Residential | ATTIC R11 - R49_Heat Pump | 0% | 0 | 0 | 0 | 0 | 0 | 0 | 0 | 0 | 0 | 0 | 0 | 0 | 0 | 0 | 0 | 0 | 0 | 0 | 0 | 0
Discretionary | HVAC | Over $100/MWh | ResWx | Residential | ATTIC R19 - R49_DHP | 0% | 0 | 0 | 0 | 0 | 0 | 0 | 0 | 0 | 0 | 0 | 0 | 0 | 0 | 0 | 0 | 0 | 0 | 0 | 0 | 0
Discretionary | HVAC | Over $100/MWh | ResWx | Residential | ATTIC R19 - R49_Electric Zonal | 0% | 0 | 0 | 0 | 0 | 0 | 0 | 0 | 0 | 0 | 0 | 0 | 0 | 0 | 0 | 0 | 0 | 0 | 0 | 0 | 0
Discretionary | HVAC | Over $100/MWh | ResWx | Residential | ATTIC R19 - R38_DHP | 0% | 0 | 0 | 0 | 0 | 0 | 0 | 0 | 0 | 0 | 0 | 0 | 0 | 0 | 0 | 0 | 0 | 0 | 0 | 0 | 0
Discretionary | HVAC | Over $100/MWh | ResWx | Residential | ATTIC R19 - R38_Electric Zonal | 0% | 0 | 0 | 0 | 0 | 0 | 0 | 0 | 0 | 0 | 0 | 0 | 0 | 0 | 0 | 0 | 0 | 0 | 0 | 0 | 0
Discretionary | HVAC | Over $100/MWh | ResWx | Residential | WINDOW CL30 Prime Window Replacement of Double Pane Base_Electric Zonal | 0% | 0 | 0 | 0 | 0 | 0 | 0 | 0 | 0 | 0 | 0 | 0 | 0 | 0 | 0 | 0 | 0 | 0 | 0 | 0 | 0
Discretionary | HVAC | Over $100/MWh | ResWx | Residential | WINDOW CL22 Prime Window Replacement of Double Pane Base_Electric Zonal | 0% | 0 | 0 | 0 | 0 | 0 | 0 | 0 | 0 | 0 | 0 | 0 | 0 | 0 | 0 | 0 | 0 | 0 | 0 | 0 | 0
Discretionary | HVAC | Over $100/MWh | ResWx | Residential | WINDOW CL30 Prime Window Replacement of Double Pane Base_DHP | 0% | 0 | 0 | 0 | 0 | 0 | 0 | 0 | 0 | 0 | 0 | 0 | 0 | 0 | 0 | 0 | 0 | 0 | 0 | 0 | 0
Discretionary | HVAC | Over $100/MWh | ResWx | Residential | WINDOW CL22 Prime Window Replacement of Double Pane Base_DHP | 0% | 0 | 0 | 0 | 0 | 0 | 0 | 0 | 0 | 0 | 0 | 0 | 0 | 0 | 0 | 0 | 0 | 0 | 0 | 0 | 0
Discretionary | HVAC | Over $100/MWh | ResWx | Residential | FLOOR R0 - R30_Heat Pump | 0% | 0 | 0 | 0 | 0 | 0 | 0 | 0 | 0 | 0 | 0 | 0 | 0 | 0 | 0 | 0 | 0 | 0 | 0 | 0 | 0
Discretionary | HVAC | Over $100/MWh | ResWx | Residential | FLOOR R0 - R25_Heat Pump | 0% | 0 | 0 | 0 | 0 | 0 | 0 | 0 | 0 | 0 | 0 | 0 | 0 | 0 | 0 | 0 | 0 | 0 | 0 | 0 | 0
Discretionary | HVAC | Over $100/MWh | ResWx | Residential | FLOOR R0 - R19_Heat Pump | 0% | 0 | 0 | 0 | 0 | 0 | 0 | 0 | 0 | 0 | 0 | 0 | 0 | 0 | 0 | 0 | 0 | 0 | 0 | 0 | 0
Lost Opportunity | Water Heating | $0/MWh and Under | Showerheads | Residential | SF Showerhead Replace_2_00gpm_Any Shower_ AnyWH | 100% | 0.033414 | 0.074907 | 0.12287 | 0.17725 | 0.23578 | 0.29977 | 0.36765 | 0.43663 | 0.50482 | 0.57471 | 0.64704 | 0.71983 | 0.78872 | 0.85717 | 0.92567 | 0.99465 | 1.0641 | 1.1341 | 1.2045 | 1.2755
Lost Opportunity | Water Heating | $0/MWh and Under | Showerheads | Residential | MF Showerhead Replace_2_00gpm_Any Shower_ AnyWH | 100% | 0.0094348 | 0.022792 | 0.039639 | 0.060647 | 0.085199 | 0.11338 | 0.1434 | 0.17516 | 0.20848 | 0.24282 | 0.27765 | 0.31201 | 0.34563 | 0.37862 | 0.41119 | 0.44363 | 0.47593 | 0.50811 | 0.54017 | 0.57213
Lost Opportunity | Water Heating | $0/MWh and Under | Showerheads | Residential | MH Showerhead Replace_2_00gpm_Any Shower_ AnyWH | 100% | 0.00090224 | 0.0021212 | 0.0036241 | 0.0053608 | 0.0072848 | 0.0093437 | 0.011487 | 0.013707 | 0.015991 | 0.018325 | 0.020692 | 0.023081 | 0.025455 | 0.027815 | 0.030163 | 0.032498 | 0.03482 | 0.03713 | 0.039427 | 0.041712
Lost Opportunity | Water Heating | $0/MWh and Under | Showerheads | Residential | SF Showerhead Replace_1_75gpm_Any Shower_ AnyWH | 100% | 0.017242 | 0.038653 | 0.063402 | 0.091462 | 0.12167 | 0.15469 | 0.18971 | 0.22531 | 0.2605 | 0.29656 | 0.33389 | 0.37145 | 0.407 | 0.44232 | 0.47767 | 0.51327 | 0.54911 | 0.58521 | 0.62156 | 0.65817
Lost Opportunity | Water Heating | $0/MWh and Under | Showerheads | Residential | MF Showerhead Replace_1_75gpm_Any Shower_ AnyWH | 100% | 0.0048947 | 0.011824 | 0.020564 | 0.031463 | 0.044201 | 0.058823 | 0.074396 | 0.090871 | 0.10816 | 0.12597 | 0.14404 | 0.16187 | 0.17931 | 0.19643 | 0.21333 | 0.23015 | 0.24691 | 0.2636 | 0.28024 | 0.29682
Lost Opportunity | Water Heating | $0/MWh and Under | Showerheads | Residential | MH Showerhead Replace_1_75gpm_Any Shower_ AnyWH | 100% | 0.0004683 | 0.001101 | 0.0018811 | 0.0027825 | 0.0037811 | 0.0048498 | 0.0059624 | 0.0071144 | 0.0083001 | 0.0095113 | 0.01074 | 0.01198 | 0.013212 | 0.014437 | 0.015656 | 0.016868 | 0.018073 | 0.019272 | 0.020464 | 0.02165
Lost Opportunity | Water Heating | $0/MWh and Under | Showerheads | Residential | SF Showerhead Replace_1_50gpm_Any Shower_ AnyWH | 100% | 0.018075 | 0.04052 | 0.066464 | 0.09588 | 0.12754 | 0.16216 | 0.19888 | 0.2362 | 0.27309 | 0.31089 | 0.35002 | 0.38939 | 0.42667 | 0.46369 | 0.50075 | 0.53807 | 0.57565 | 0.61349 | 0.6516 | 0.68997
Lost Opportunity | Water Heating | $0/MWh and Under | Showerheads | Residential | MF Showerhead Replace_1_50gpm_Any Shower_ AnyWH | 100% | 0.0050824 | 0.012278 | 0.021353 | 0.03267 | 0.045896 | 0.061079 | 0.077249 | 0.094356 | 0.11231 | 0.1308 | 0.14957 | 0.16808 | 0.18619 | 0.20396 | 0.22151 | 0.23898 | 0.25638 | 0.27372 | 0.29099 | 0.3082
Lost Opportunity | Water Heating | $0/MWh and Under | Showerheads | Residential | MH Showerhead Replace_1_50gpm_Any Shower_ AnyWH | 100% | 0.0004865 | 0.0011438 | 0.0019542 | 0.0028906 | 0.003928 | 0.0050382 | 0.0061941 | 0.0073908 | 0.0086226 | 0.0098808 | 0.011157 | 0.012446 | 0.013725 | 0.014998 | 0.016264 | 0.017523 | 0.018775 | 0.020021 | 0.021259 | 0.022491
Lost Opportunity | Water Heating | $0/MWh and Under | Showerheads | Residential | SF Showerhead Replace_1_50GPM_any shower_HPWH | 100% | 0.0067656 | 0.015149 | 0.024821 | 0.035776 | 0.047549 | 0.060395 | 0.074011 | 0.08783 | 0.10148 | 0.11546 | 0.12993 | 0.14448 | 0.15823 | 0.17188 | 0.18554 | 0.1993 | 0.21314 | 0.22707 | 0.2411 | 0.25521
Lost Opportunity | Water Heating | $0/MWh and Under | Showerheads | Residential | MH Showerhead Replace_1_50GPM_any shower_HPWH | 100% | 9.7709e-05 | 0.0002297 | 0.00039242 | 0.00058044 | 0.00078872 | 0.0010116 | 0.0012436 | 0.0014838 | 0.001731 | 0.0019834 | 0.0022395 | 0.002498 | 0.0027547 | 0.0030099 | 0.0032638 | 0.0035162 | 0.0037673 | 0.0040169 | 0.0042652 | 0.0045121
Discretionary | Water Heating | $0/MWh and Under | Showerheads | Residential | SF Showerhead Replace_2_00gpm_Any Shower_ AnyWH | 100% | 0.74284 | 1.4941 | 2.2527 | 3.0179 | 3.7892 | 4.4733 | 4.9943 | 5.3839 | 5.6676 | 5.8633 | 5.921 | 5.9566 | 5.9742 | 5.9774 | 5.9774 | 5.9774 | 5.9774 | 5.9774 | 5.9774 | 5.9774
Discretionary | Water Heating | $0/MWh and Under | Showerheads | Residential | MF Showerhead Replace_2_00gpm_Any Shower_ AnyWH | 100% | 0.20488 | 0.41306 | 0.62417 | 0.83802 | 1.0545 | 1.2473 | 1.3945 | 1.5048 | 1.5854 | 1.6418 | 1.6787 | 1.6999 | 1.7084 | 1.7089 | 1.7089 | 1.7089 | 1.7089 | 1.7089 | 1.7089 | 1.7089
Discretionary | Water Heating | $0/MWh and Under | Showerheads | Residential | MH Showerhead Replace_2_00gpm_Any Shower_ AnyWH | 100% | 0.08058 | 0.16046 | 0.23963 | 0.31811 | 0.39588 | 0.46283 | 0.48019 | 0.48019 | 0.48019 | 0.48019 | 0.48019 | 0.48019 | 0.48019 | 0.48019 | 0.48019 | 0.48019 | 0.48019 | 0.48019 | 0.48019 | 0.48019
Discretionary | Water Heating | $0/MWh and Under | Showerheads | Residential | SF Showerhead Replace_1_75gpm_Any Shower_ AnyWH | 100% | 0.38331 | 0.77096 | 1.1624 | 1.5572 | 1.9552 | 2.3083 | 2.5771 | 2.7781 | 2.9245 | 3.0255 | 3.0553 | 3.0736 | 3.0827 | 3.0844 | 3.0844 | 3.0844 | 3.0844 | 3.0844 | 3.0844 | 3.0844
Discretionary | Water Heating | $0/MWh and Under | Showerheads | Residential | MF Showerhead Replace_1_75gpm_Any Shower_ AnyWH | 100% | 0.10629 | 0.21429 | 0.32382 | 0.43476 | 0.54709 | 0.6471 | 0.72348 | 0.78071 | 0.82248 | 0.85174 | 0.8709 | 0.8819 | 0.8863 | 0.88656 | 0.88656 | 0.88656 | 0.88656 | 0.88656 | 0.88656 | 0.88656
Discretionary | Water Heating | $0/MWh and Under | Showerheads | Residential | MH Showerhead Replace_1_75gpm_Any Shower_ AnyWH | 100% | 0.041825 | 0.083287 | 0.12438 | 0.16511 | 0.20548 | 0.24023 | 0.24924 | 0.24924 | 0.24924 | 0.24924 | 0.24924 | 0.24924 | 0.24924 | 0.24924 | 0.24924 | 0.24924 | 0.24924 | 0.24924 | 0.24924 | 0.24924
Discretionary | Water Heating | $0/MWh and Under | Showerheads | Residential | SF Showerhead Replace_1_50gpm_Any Shower_ AnyWH | 100% | 0.4018 | 0.80817 | 1.2185 | 1.6324 | 2.0496 | 2.4197 | 2.7015 | 2.9122 | 3.0656 | 3.1715 | 3.2028 | 3.222 | 3.2315 | 3.2333 | 3.2333 | 3.2333 | 3.2333 | 3.2333 | 3.2333 | 3.2333
Discretionary | Water Heating | $0/MWh and Under | Showerheads | Residential | MF Showerhead Replace_1_50gpm_Any Shower_ AnyWH | 100% | 0.11037 | 0.22251 | 0.33624 | 0.45144 | 0.56808 | 0.67193 | 0.75123 | 0.81066 | 0.85403 | 0.88442 | 0.90431 | 0.91573 | 0.9203 | 0.92058 | 0.92058 | 0.92058 | 0.92058 | 0.92058 | 0.92058 | 0.92058
Discretionary | Water Heating | $0/MWh and Under | Showerheads | Residential | MH Showerhead Replace_1_50gpm_Any Shower_ AnyWH | 100% | 0.043451 | 0.086524 | 0.12922 | 0.17153 | 0.21347 | 0.24957 | 0.25893 | 0.25893 | 0.25893 | 0.25893 | 0.25893 | 0.25893 | 0.25893 | 0.25893 | 0.25893 | 0.25893 | 0.25893 | 0.25893 | 0.25893 | 0.25893
Discretionary | Water Heating | $0/MWh and Under | Showerheads | Residential | SF Showerhead Replace_1_50GPM_any shower_HPWH | 100% | 0.15256 | 0.30683 | 0.46257 | 0.61963 | 0.77794 | 0.9183 | 1.0251 | 1.1049 | 1.1629 | 1.2027 | 1.2126 | 1.2187 | 1.2217 | 1.2223 | 1.2223 | 1.2223 | 1.2223 | 1.2223 | 1.2223 | 1.2223
Discretionary | Water Heating | $0/MWh and Under | Showerheads | Residential | MH Showerhead Replace_1_50GPM_any shower_HPWH | 100% | 0.0099385 | 0.01979 | 0.029555 | 0.039234 | 0.048825 | 0.057079 | 0.059189 | 0.059189 | 0.059189 | 0.059189 | 0.059189 | 0.059189 | 0.059189 | 0.059189 | 0.059189 | 0.059189 | 0.059189 | 0.059189 | 0.059189 | 0.059189
Lost Opportunity | Water Heating | Over $100/MWh | Solar Water Heater | Residential | SHW Solar Zone 1 | 0% | 0 | 0 | 0 | 0 | 0 | 0 | 0 | 0 | 0 | 0 | 0 | 0 | 0 | 0 | 0 | 0 | 0 | 0 | 0 | 0
Lost Opportunity | Water Heating | Over $100/MWh | Solar Water Heater | Residential | SHW Solar Zone 2 | 0% | 0 | 0 | 0 | 0 | 0 | 0 | 0 | 0 | 0 | 0 | 0 | 0 | 0 | 0 | 0 | 0 | 0 | 0 | 0 | 0
Lost Opportunity | Water Heating | Over $100/MWh | Solar Water Heater | Residential | SHW Solar Zone 3 | 0% | 0 | 0 | 0 | 0 | 0 | 0 | 0 | 0 | 0 | 0 | 0 | 0 | 0 | 0 | 0 | 0 | 0 | 0 | 0 | 0
Lost Opportunity | Water Heating | Over $100/MWh | Solar Water Heater | Residential | SHW Solar Zone 4 | 0% | 0 | 0 | 0 | 0 | 0 | 0 | 0 | 0 | 0 | 0 | 0 | 0 | 0 | 0 | 0 | 0 | 0 | 0 | 0 | 0
Discretionary | Water Heating | Over $100/MWh | Solar Water Heater | Residential | SHW Solar Zone 1 | 0% | 0 | 0 | 0 | 0 | 0 | 0 | 0 | 0 | 0 | 0 | 0 | 0 | 0 | 0 | 0 | 0 | 0 | 0 | 0 | 0
Discretionary | Water Heating | Over $100/MWh | Solar Water Heater | Residential | SHW Solar Zone 2 | 0% | 0 | 0 | 0 | 0 | 0 | 0 | 0 | 0 | 0 | 0 | 0 | 0 | 0 | 0 | 0 | 0 | 0 | 0 | 0 | 0
Discretionary | Water Heating | Over $100/MWh | Solar Water Heater | Residential | SHW Solar Zone 3 | 0% | 0 | 0 | 0 | 0 | 0 | 0 | 0 | 0 | 0 | 0 | 0 | 0 | 0 | 0 | 0 | 0 | 0 | 0 | 0 | 0
Discretionary | Water Heating | Over $100/MWh | Solar Water Heater | Residential | SHW Solar Zone 4 | 0% | 0 | 0 | 0 | 0 | 0 | 0 | 0 | 0 | 0 | 0 | 0 | 0 | 0 | 0 | 0 | 0 | 0 | 0 | 0 | 0
Lost Opportunity | HVAC | $25.01/MWh to $30/MWh | WIFI enabled tstats | Residential | WIFI Enabled Thermostat HZ3 | 100% | 0.00017041 | 0.00041687 | 0.00074828 | 0.0011747 | 0.0016833 | 0.0022773 | 0.0029345 | 0.0036189 | 0.0043032 | 0.0049987 | 0.0057075 | 0.0064124 | 0.0070865 | 0.0077567 | 0.0084272 | 0.0091012 | 0.0097789 | 0.01046 | 0.011145 | 0.011833
Lost Opportunity | HVAC | $20.01/MWh to $25/MWh | WIFI enabled tstats | Residential | WIFI Enabled Thermostat HZ2 | 100% | 0.00066188 | 0.0016191 | 0.0029064 | 0.0045627 | 0.0065382 | 0.0088451 | 0.011398 | 0.014056 | 0.016714 | 0.019415 | 0.022168 | 0.024906 | 0.027524 | 0.030127 | 0.032732 | 0.03535 | 0.037982 | 0.040628 | 0.043287 | 0.045961
Lost Opportunity | HVAC | $20.01/MWh to $25/MWh | WIFI enabled tstats | Residential | WIFI Enabled Thermostat HZ1 | 100% | 0.0038012 | 0.0092988 | 0.016691 | 0.026204 | 0.037549 | 0.050798 | 0.065457 | 0.080725 | 0.095987 | 0.1115 | 0.12731 | 0.14304 | 0.15807 | 0.17302 | 0.18798 | 0.20301 | 0.21813 | 0.23332 | 0.2486 | 0.26396
Discretionary | HVAC | $25.01/MWh to $30/MWh | WIFI enabled tstats | Residential | WIFI Enabled Thermostat HZ3 | 100% | 0.0057373 | 0.013212 | 0.022784 | 0.034211 | 0.047525 | 0.063426 | 0.081078 | 0.099187 | 0.11618 | 0.13057 | 0.14133 | 0.14533 | 0.14533 | 0.14533 | 0.14533 | 0.14533 | 0.14533 | 0.14533 | 0.14533 | 0.14533
Discretionary | HVAC | $20.01/MWh to $25/MWh | WIFI enabled tstats | Residential | WIFI Enabled Thermostat HZ2 | 100% | 0.022284 | 0.051317 | 0.088495 | 0.13288 | 0.18459 | 0.24635 | 0.31491 | 0.38525 | 0.45126 | 0.50715 | 0.54892 | 0.56448 | 0.56448 | 0.56448 | 0.56448 | 0.56448 | 0.56448 | 0.56448 | 0.56448 | 0.56448
Discretionary | HVAC | $20.01/MWh to $25/MWh | WIFI enabled tstats | Residential | WIFI Enabled Thermostat HZ1 | 100% | 0.12798 | 0.29471 | 0.50823 | 0.76311 | 1.0601 | 1.4148 | 1.8086 | 2.2125 | 2.5916 | 2.9126 | 3.1525 | 3.2418 | 3.2418 | 3.2418 | 3.2418 | 3.2418 | 3.2418 | 3.2418 | 3.2418 | 3.2418
Lost Opportunity | Lighting | $10.01/MWh to $20/MWh | Low Power LF Lamps | Commercial | Market Average HP Low Power T8 Shift | 100% | 0.49017 | 1.0728 | 1.7282 | 2.4408 | 3.1982 | 3.9905 | 4.8076 | 5.1973 | 5.1973 | 5.1973 | 5.1973 | 5.1973 | 5.1973 | 5.1973 | 5.1973 | 5.1973 | 5.1973 | 5.1973 | 5.1973 | 5.1973
Lost Opportunity | Lighting | Over $100/MWh | Exterior Building Lighting | Commercial | TLED Over Ballast on SP32WT8 | 0% | 0 | 0 | 0 | 0 | 0 | 0 | 0 | 0 | 0 | 0 | 0 | 0 | 0 | 0 | 0 | 0 | 0 | 0 | 0 | 0
Lost Opportunity | Lighting | $60.01/MWh to $80/MWh | Lighting Controls Interior | Commercial | Lighting Controls Interior-New-Xlarge Ret-Unitary | 0% | 0 | 0 | 0 | 0 | 0 | 0 | 0 | 0 | 0 | 0 | 0 | 0 | 0 | 0 | 0 | 0 | 0 | 0 | 0 | 0
Lost Opportunity | Lighting | Over $100/MWh | Lighting Controls Interior | Commercial | Lighting Controls Interior-New-Large Ret-Unitary | 0% | 0 | 0 | 0 | 0 | 0 | 0 | 0 | 0 | 0 | 0 | 0 | 0 | 0 | 0 | 0 | 0 | 0 | 0 | 0 | 0
Lost Opportunity | Lighting | Over $100/MWh | Lighting Controls Interior | Commercial | Lighting Controls Interior-New-Medium Ret-Unitary | 0% | 0 | 0 | 0 | 0 | 0 | 0 | 0 | 0 | 0 | 0 | 0 | 0 | 0 | 0 | 0 | 0 | 0 | 0 | 0 | 0
Lost Opportunity | Lighting | Over $100/MWh | Lighting Controls Interior | Commercial | Lighting Controls Interior-New-Small Ret-Unitary | 0% | 0 | 0 | 0 | 0 | 0 | 0 | 0 | 0 | 0 | 0 | 0 | 0 | 0 | 0 | 0 | 0 | 0 | 0 | 0 | 0
Lost Opportunity | Lighting | Over $100/MWh | Lighting Controls Interior | Commercial | Lighting Controls Interior-New-School K-12-Unitary | 0% | 0 | 0 | 0 | 0 | 0 | 0 | 0 | 0 | 0 | 0 | 0 | 0 | 0 | 0 | 0 | 0 | 0 | 0 | 0 | 0
Lost Opportunity | Lighting | Over $100/MWh | Lighting Controls Interior | Commercial | Lighting Controls Interior-New-University-Unitary | 0% | 0 | 0 | 0 | 0 | 0 | 0 | 0 | 0 | 0 | 0 | 0 | 0 | 0 | 0 | 0 | 0 | 0 | 0 | 0 | 0
Lost Opportunity | Lighting | Over $100/MWh | Lighting Controls Interior | Commercial | Lighting Controls Interior-New-Warehouse-Unitary | 0% | 0 | 0 | 0 | 0 | 0 | 0 | 0 | 0 | 0 | 0 | 0 | 0 | 0 | 0 | 0 | 0 | 0 | 0 | 0 | 0
Lost Opportunity | Lighting | $80.01/MWh to $100/MWh | Lighting Controls Interior | Commercial | Lighting Controls Interior-New-Other-Unitary | 0% | 0 | 0 | 0 | 0 | 0 | 0 | 0 | 0 | 0 | 0 | 0 | 0 | 0 | 0 | 0 | 0 | 0 | 0 | 0 | 0
Lost Opportunity | Lighting | Over $100/MWh | Lighting Controls Interior | Commercial | Lighting Controls Interior-New-Xlarge Ret-Integrated | 0% | 0 | 0 | 0 | 0 | 0 | 0 | 0 | 0 | 0 | 0 | 0 | 0 | 0 | 0 | 0 | 0 | 0 | 0 | 0 | 0
Lost Opportunity | Lighting | Over $100/MWh | Lighting Controls Interior | Commercial | Lighting Controls Interior-New-Large Ret-Integrated | 0% | 0 | 0 | 0 | 0 | 0 | 0 | 0 | 0 | 0 | 0 | 0 | 0 | 0 | 0 | 0 | 0 | 0 | 0 | 0 | 0
Lost Opportunity | Lighting | Over $100/MWh | Lighting Controls Interior | Commercial | Lighting Controls Interior-New-Medium Ret-Integrated | 0% | 0 | 0 | 0 | 0 | 0 | 0 | 0 | 0 | 0 | 0 | 0 | 0 | 0 | 0 | 0 | 0 | 0 | 0 | 0 | 0
Lost Opportunity | Lighting | Over $100/MWh | Lighting Controls Interior | Commercial | Lighting Controls Interior-New-Other-Integrated | 0% | 0 | 0 | 0 | 0 | 0 | 0 | 0 | 0 | 0 | 0 | 0 | 0 | 0 | 0 | 0 | 0 | 0 | 0 | 0 | 0
Lost Opportunity | Water Heating | $0/MWh and Under | Aerator | Residential | Single Family Bathroom Aerator 1.0 GPM AnyWH | 100% | 0.006834 | 0.017139 | 0.031759 | 0.051623 | 0.076734 | 0.10759 | 0.1437 | 0.18354 | 0.22571 | 0.27055 | 0.31785 | 0.36617 | 0.41345 | 0.46096 | 0.50877 | 0.55692 | 0.6052 | 0.65361 | 0.70215 | 0.75083
Lost Opportunity | Water Heating | $0/MWh and Under | Aerator | Residential | Multifamily - Low Rise Bathroom Aerator 1.0 GPM AnyWH | 100% | 0.001625 | 0.0041712 | 0.0079181 | 0.013274 | 0.020424 | 0.029574 | 0.040367 | 0.0527 | 0.066378 | 0.081056 | 0.096375 | 0.11185 | 0.1274 | 0.14295 | 0.15849 | 0.17406 | 0.18958 | 0.20505 | 0.22047 | 0.23586
Lost Opportunity | Water Heating | $0/MWh and Under | Aerator | Residential | Multifamily - High Rise Bathroom Aerator 1.0 GPM AnyWH | 100% | 0.00036668 | 0.00094394 | 0.0017942 | 0.0030154 | 0.0046419 | 0.0067232 | 0.0091692 | 0.011961 | 0.015048 | 0.018369 | 0.021841 | 0.025348 | 0.028873 | 0.032387 | 0.035919 | 0.039453 | 0.042976 | 0.046488 | 0.049989 | 0.05348
Lost Opportunity | Water Heating | $0/MWh and Under | Aerator | Residential | Manufactured Bathroom Aerator 1.0 GPM AnyWH | 100% | 0.00018096 | 0.0004634 | 0.00087861 | 0.0014491 | 0.0021856 | 0.0030812 | 0.0041133 | 0.0052653 | 0.0065147 | 0.0078355 | 0.0092034 | 0.010598 | 0.012004 | 0.013412 | 0.014817 | 0.016212 | 0.017594 | 0.01896 | 0.020313 | 0.021651
Lost Opportunity | Water Heating | $0/MWh and Under | Aerator | Residential | Single Family Bathroom Aerator 1.0 GPM HPWH | 100% | 0.000824 | 0.0020665 | 0.0038292 | 0.0062243 | 0.009252 | 0.012972 | 0.017327 | 0.02213 | 0.027214 | 0.032621 | 0.038324 | 0.04415 | 0.049851 | 0.055579 | 0.061344 | 0.067149 | 0.072971 | 0.078808 | 0.08466 | 0.090529
Discretionary | Water Heating | $0/MWh and Under | Aerator | Residential | Single Family Bathroom Aerator 1.0 GPM AnyWH | 100% | 0.028681 | 0.074192 | 0.16598 | 0.32785 | 0.58148 | 0.93892 | 1.3967 | 1.9341 | 2.516 | 3.1009 | 3.6496 | 4.132 | 4.5311 | 4.843 | 5.0737 | 5.2359 | 5.3445 | 5.4139 | 5.4564 | 5.4812
Discretionary | Water Heating | $0/MWh and Under | Aerator | Residential | Multifamily - Low Rise Bathroom Aerator 1.0 GPM AnyWH | 100% | 0.0040643 | 0.010564 | 0.023775 | 0.047254 | 0.084339 | 0.13705 | 0.20514 | 0.28572 | 0.37372 | 0.46291 | 0.54725 | 0.62199 | 0.68429 | 0.73331 | 0.76985 | 0.79571 | 0.81313 | 0.82434 | 0.83124 | 0.8353
Discretionary | Water Heating | $0/MWh and Under | Aerator | Residential | Multifamily - High Rise Bathroom Aerator 1.0 GPM AnyWH | 100% | 0.00092663 | 0.0024083 | 0.0054195 | 0.010771 | 0.019223 | 0.031235 | 0.046753 | 0.065116 | 0.085166 | 0.10548 | 0.1247 | 0.14172 | 0.15591 | 0.16708 | 0.1754 | 0.18128 | 0.18525 | 0.18781 | 0.18938 | 0.1903
Discretionary | Water Heating | $0/MWh and Under | Aerator | Residential | Manufactured Bathroom Aerator 1.0 GPM AnyWH | 100% | 0.0028003 | 0.0071692 | 0.015841 | 0.030901 | 0.054148 | 0.086445 | 0.12723 | 0.17444 | 0.22488 | 0.27492 | 0.32126 | 0.36148 | 0.39433 | 0.41969 | 0.43605 | 0.43605 | 0.43605 | 0.43605 | 0.43605 | 0.43605
Discretionary | Water Heating | $0/MWh and Under | Aerator | Residential | Single Family Bathroom Aerator 1.0 GPM HPWH | 100% | 0.0034582 | 0.0089455 | 0.020013 | 0.03953 | 0.07011 | 0.11321 | 0.16841 | 0.2332 | 0.30336 | 0.37389 | 0.44004 | 0.4982 | 0.54633 | 0.58393 | 0.61175 | 0.63131 | 0.6444 | 0.65277 | 0.65789 | 0.66089
Lost Opportunity | Water Heating | $60.01/MWh to $80/MWh | Clothes Washer | Residential | Single Family CEE Tier 1 Clothes Washer - Any DHW, Any Dryer - 54% ENERGY STAR Baseline | 0% | 0 | 0 | 0 | 0 | 0 | 0 | 0 | 0 | 0 | 0 | 0 | 0 | 0 | 0 | 0 | 0 | 0 | 0 | 0 | 0
Discretionary | HVAC | $20.01/MWh to $25/MWh | ResWx | Residential | Attic R0 - R22_Electric FAF | 100% | 0.009229 | 0.018357 | 0.027386 | 0.036317 | 0.04515 | 0.052992 | 0.059154 | 0.063987 | 0.066181 | 0.066181 | 0.066181 | 0.066181 | 0.066181 | 0.066181 | 0.066181 | 0.066181 | 0.066181 | 0.066181 | 0.066181 | 0.066181
Discretionary | HVAC | $40.01/MWh to $50/MWh | ResWx | Residential | Attic R0 - R30_Electric FAF | 0% | 0 | 0 | 0 | 0 | 0 | 0 | 0 | 0 | 0 | 0 | 0 | 0 | 0 | 0 | 0 | 0 | 0 | 0 | 0 | 0
Discretionary | HVAC | $30.01/MWh to $35/MWh | ResWx | Residential | Attic R0 - R22_Heat Pump | 100% | 0.0019745 | 0.0039275 | 0.0058593 | 0.0077699 | 0.0096598 | 0.011338 | 0.012656 | 0.01369 | 0.014159 | 0.014159 | 0.014159 | 0.014159 | 0.014159 | 0.014159 | 0.014159 | 0.014159 | 0.014159 | 0.014159 | 0.014159 | 0.014159
Discretionary | HVAC | $80.01/MWh to $100/MWh | ResWx | Residential | Floor R0 - R22_Electric FAF | 0% | 0 | 0 | 0 | 0 | 0 | 0 | 0 | 0 | 0 | 0 | 0 | 0 | 0 | 0 | 0 | 0 | 0 | 0 | 0 | 0
Discretionary | HVAC | Over $100/MWh | ResWx | Residential | CFM50 Infiltration Reduction_Electric FAF | 0% | 0 | 0 | 0 | 0 | 0 | 0 | 0 | 0 | 0 | 0 | 0 | 0 | 0 | 0 | 0 | 0 | 0 | 0 | 0 | 0
Discretionary | HVAC | $60.01/MWh to $80/MWh | ResWx | Residential | WINDOW CL30 Prime Window Replacement of Single Pane Base_Electric FAF | 0% | 0 | 0 | 0 | 0 | 0 | 0 | 0 | 0 | 0 | 0 | 0 | 0 | 0 | 0 | 0 | 0 | 0 | 0 | 0 | 0
Discretionary | HVAC | $80.01/MWh to $100/MWh | ResWx | Residential | WINDOW CL22 Prime Window Replacement of Single Pane Base_Electric FAF | 0% | 0 | 0 | 0 | 0 | 0 | 0 | 0 | 0 | 0 | 0 | 0 | 0 | 0 | 0 | 0 | 0 | 0 | 0 | 0 | 0
Discretionary | HVAC | $30.01/MWh to $35/MWh | ResWx | Residential | FLOOR R0 - R19_Electric FAF | 100% | 0.012513 | 0.024997 | 0.037452 | 0.049878 | 0.062276 | 0.073374 | 0.082164 | 0.089111 | 0.094588 | 0.098891 | 0.10226 | 0.10487 | 0.10579 | 0.10579 | 0.10579 | 0.10579 | 0.10579 | 0.10579 | 0.10579 | 0.10579
Discretionary | HVAC | $30.01/MWh to $35/MWh | ResWx | Residential | FLOOR R0 - R19_Electric Zonal | 100% | 0.10627 | 0.2123 | 0.31809 | 0.42363 | 0.52892 | 0.62318 | 0.69783 | 0.75684 | 0.80335 | 0.83989 | 0.86848 | 0.89071 | 0.89846 | 0.89846 | 0.89846 | 0.89846 | 0.89846 | 0.89846 | 0.89846 | 0.89846
Discretionary | HVAC | $30.01/MWh to $35/MWh | ResWx | Residential | FLOOR R0 - R19_DHP | 100% | 0.031811 | 0.063549 | 0.095213 | 0.1268 | 0.15832 | 0.18654 | 0.20888 | 0.22654 | 0.24047 | 0.25141 | 0.25996 | 0.26662 | 0.26894 | 0.26894 | 0.26894 | 0.26894 | 0.26894 | 0.26894 | 0.26894 | 0.26894
Discretionary | HVAC | $35.01/MWh to $40/MWh | ResWx | Residential | WALL R0 - R11_Heat Pump | 100% | 0.099248 | 0.19827 | 0.29706 | 0.39562 | 0.49395 | 0.58198 | 0.65169 | 0.7068 | 0.75024 | 0.78436 | 0.81106 | 0.83182 | 0.83906 | 0.83906 | 0.83906 | 0.83906 | 0.83906 | 0.83906 | 0.83906 | 0.83906
Discretionary | HVAC | $60.01/MWh to $80/MWh | ResWx | Residential | WINDOW CL30 Prime Window Replacement of Single Pane Base_DHP | 0% | 0 | 0 | 0 | 0 | 0 | 0 | 0 | 0 | 0 | 0 | 0 | 0 | 0 | 0 | 0 | 0 | 0 | 0 | 0 | 0