## T-1
Table 1
Transmission Revenue Requirements
($000/yr)
| (A) | (B) | (C) | (D) | (E) | (F) | (G) | (H) | (I)
|  |  | Generation |  | Intertie |  | Delivery |  | Ancillary
|  | Total | Integration | Network | Southern | Eastern | Utility | Industry | Services/1
1 | FY 2018:
2 | FCRTS Investment Base (Net Plant) | 5802497.4564 | 85596.1128 | 4721525.1081 | 731887.3163 | 88058.7689 | 10704.7594 | 6504.6181 | 158220.7728
3 | Percent of Total |  | 1.475% | 81.37% | 12.61% | 1.518% | 0.1845% | 0.1121% | 2.727%
4 | Operations & Maintenance | 486372.871 | 7003.3684 | 303090.5017 | 39238.9793 | 5425.8254 | 1695.8642 | 1046.1489 | 128872.183
5 | Transmission Acquisition & Ancillary Services | 119460.1158 | 49.7003 | 17167.572 | 1347.2625 | 11.6069 | 205.3627 | 8.5152 | 100670.0962
6 | Depreciation | 273163.9185 | 3538.232 | 202895.4332 | 29695.1097 | 3599.6246 | 565.1788 | 345.201 | 32525.1392
7 | Net Interest Expense | 148225.4823 | 2122.7678 | 121401.0461 | 18167.1917 | 2183.8413 | 265.4761 | 161.3133 | 3923.8461
8 | Planned Net Revenues | 8626.2554 | 56.7233 | 5854.2916 | 2540.6302 | 58.3553 | 7.0939 | 4.3105 | 104.8506
9 | Total Transmission Revenue Requirement | 1035848.643 | 12770.7919 | 650408.8446 | 90989.1735 | 11279.2535 | 2738.9757 | 1565.489 | 266096.115
10 | FY 2019:
11 | FCRTS Investment Base (Net Plant) | 5945000.2669 | 83207.088 | 4853916.9786 | 728375.1023 | 85421.0131 | 10412.9504 | 6328.0944 | 177339.0401
12 | Percent of Total |  | 1.4% | 81.65% | 12.25% | 1.437% | 0.1752% | 0.1064% | 2.983%
13 | Operations & Maintenance | 490917.727 | 7046.8665 | 304952.2096 | 39482.6936 | 5459.5254 | 1706.3973 | 1052.6466 | 131217.3882
14 | Transmission Acquisition & Ancillary Services | 111982.9351 | 49.6273 | 16600.8394 | 1346.913 | 11.5288 | 205.3537 | 8.5097 | 93760.1633
15 | Depreciation | 284421.9655 | 3606.3658 | 211487.9565 | 30373.8548 | 3654.4109 | 581.6774 | 355.3787 | 34362.3213
16 | Net Interest Expense | 164167.1123 | 2240.1719 | 134792.0416 | 19609.933 | 2299.777 | 280.3463 | 170.3703 | 4774.4722
17 | Planned Net Revenues | 347.6036 | -27.136 | 983.687 | -517.795 | -27.858 | -3.3959 | -2.0638 | -57.8348
18 | Total Transmission Revenue Requirement | 1051837.3435 | 12915.8955 | 668816.734 | 90295.5993 | 11397.3842 | 2770.3787 | 1584.8416 | 264056.5102
19 | Annual Average for Rate Period
20 | FCRTS Investment Base (Net Plant) | 5873748.8616 | 84401.6004 | 4787721.0434 | 730131.2093 | 86739.891 | 10558.8549 | 6416.3562 | 167779.9064
21 | Percent of Total |  | 1.437% | 81.51% | 12.43% | 1.477% | 0.1798% | 0.1092% | 2.856%
22 | Operations & Maintenance | 488645.299 | 7025.1174 | 304021.3556 | 39360.8364 | 5442.6754 | 1701.1307 | 1049.3977 | 130044.7856
23 | Transmission Acquisition & Ancillary Services | 115721.5255 | 49.6638 | 16884.2057 | 1347.0878 | 11.5679 | 205.3582 | 8.5124 | 97215.1297
24 | Depreciation | 278792.942 | 3572.2989 | 207191.6948 | 30034.4823 | 3627.0178 | 573.4281 | 350.2899 | 33443.7302
25 | Net Interest Expense | 156196.2973 | 2181.4699 | 128096.5438 | 18888.5623 | 2241.8092 | 272.9112 | 165.8418 | 4349.1591
26 | Planned Net Revenues | 4486.9295 | 14.7937 | 3418.9893 | 1011.4176 | 15.2486 | 1.849 | 1.1234 | 23.5079
27 | Total Transmission Revenue Requirement | 1043842.9933 | 12843.3437 | 659612.7893 | 90642.3864 | 11338.3188 | 2754.6772 | 1575.1653 | 265076.3126
/1 Ancillary Service costs include Scheduling, System Control, and Dispatch (SCD) and Gen Inputs costs.

## T-2
Table 2
Revenue Credits
| (A) | (B) | (C) | (D) | (E) | (F)
| Transmission Revenue Credit | FY 2017 | FY 2018 | FY 2019 | Avg 18/19 | Growth
|  | ($000) | ($000) | ($000) | ($000/yr)
1 | IS Reservation Fee | 0 | 0 | 0 | 0 | -
2 | UFT Fixed Dollar Amount | 4848 | 4841 | 4682 | 4761.5 | -1.784%
3 | UFT Variable Service Amt | 259 | 242 | 242 | 242 | -6.564%
4 | O&M Non-Federal Facility | 426 | 416 | 416 | 416 | -2.347%
5 | O&M Federal Facility | 304 | 303 | 303 | 303 | -0.3289%
6 | PTP Reservation Fee | 2114 | 1861 | 1340 | 1600.5 | -24.29%
7 | CF Reservation Fee | 0 | 0 | 0 | 0 | N/A
8 | Failure to Comply Penalty | 0 | 0 | 0 | 0 | N/A
9 | SINT AC Non Federal O&M | 1905 | 1905 | 1905 | 1905 | 0%
10 | SINT AC Non Fed Replacements | 0 | 0 | 0 | 0 | N/A
11 | TOP Service Charge | 1100 | 1100 | 1100 | 1100 | 0%
12 | DSI Delivery Charge | 1915 | 1915 | 1915 | 1915 | 0%
13 | PCS Wireless Leases | 4228 | 5022 | 5042 | 5032 | 19.02%
14 | PCS Construction | 3015 | 3720 | 3720 | 3720 | 23.38%
15 | PCS Operations & Maintenance | 435 | 312 | 312 | 312 | -28.28%
16 | Fiber Leases | 8103 | 7733 | 7379 | 7556 | -6.751%
17 | Fiber Operations & Maintenance | 1484 | 1550 | 1550 | 1550 | 4.447%
18 | Land Use/Lease/Sale | 208 | 216 | 216 | 216 | 3.846%
19 | Misc Leases | 73 | 105 | 105 | 105 | 43.84%
20 | Right-Of-Way Lease | 79 | 79 | 79 | 79 | 0%
21 | COE/BOR Project Revenue | 0 | 0 | 0 | 0 | N/A
21 | 3rd AC RAS Generation Dropping | 27 | 27 | 27 | 27 | 0%
22 | AC RAS Load Tripping | 0 | 0 | 0 | 0 | N/A
23 | Transmission Share of IPP | 246 | 246 | 246 | 246 | 0%
24 | Use of Communication Equipmt | 179 | 179 | 177 | 178 | -0.5587%
25 | FPS Real Power Losses | 0 | 0 | 0 | 0 | N/A
26 | Amort NonFed PNW AC Intertie | 3408 | 3409 | 3409 | 3409 | 0.02934%
27 | Transmission Processing Fee | 41 | 43 | 43 | 43 | 4.878%
28 | Total | 34397 | 35224 | 34208 | 34716 | 0.9274%
| (A) | (B) | (C) | (D) | (E) | (F) | (G) | (H) | (I) | (J)
| Credit Segmentation Factors |  |  | Generation |  | Delivery |  | Intertie |  | Ancillary
|  | Basis | Total | Integration | Network | Utility | Industrial | Southern | Eastern | Services
29 | IS Reservation Fee | direct | 100% | 0% | 0% | 0% | 0% | 100% | 0% | 0%
30 | UFT Fixed Dollar Amount | direct | 100% | 0.2987% | 51.18% | 3.151% | 0% | 36.92% | 8.454% | 0%
31 | UFT Variable Service Amt | direct | 100% | 0.2987% | 51.18% | 3.151% | 0% | 36.92% | 8.454% | 0%
32 | O&M Non-Federal Facility | direct | 100% | 0% | 93.04% | 0% | 1.318% | 2.885% | 2.012% | 0.7452%
33 | O&M Federal Facility | direct | 100% | 0% | 93.04% | 0% | 1.318% | 2.885% | 2.012% | 0.7452%
34 | PTP Reservation Fee | network | 100% | 0% | 100% | 0% | 0% | 0% | 0% | 0%
35 | CF Reservation Fee | network | 100% | 0% | 100% | 0% | 0% | 0% | 0% | 0%
36 | Failure to Comply Penalty | network | 100% | 0% | 100% | 0% | 0% | 0% | 0% | 0%
37 | SINT AC Non Federal O&M | southern | 100% | 0% | 0% | 0% | 0% | 100% | 0% | 0%
38 | SINT AC Non Fed Replacements | southern | 100% | 0% | 0% | 0% | 0% | 100% | 0% | 0%
39 | TOP Service Charge | network | 100% | 0% | 100% | 0% | 0% | 0% | 0% | 0%
40 | DSI Delivery Charge | industry | 100% | 0% | 0% | 0% | 100% | 0% | 0% | 0%
41 | PCS Wireless Leases | net plant | 100% | 1.234% | 70% | 0.1544% | 0.09381% | 10.67% | 1.268% | 16.58%
42 | PCS Construction | net plant | 100% | 1.234% | 70% | 0.1544% | 0.09381% | 10.67% | 1.268% | 16.58%
43 | PCS Operations & Maintenance | net plant | 100% | 1.234% | 70% | 0.1544% | 0.09381% | 10.67% | 1.268% | 16.58%
44 | Fiber Leases | net plant | 100% | 1.234% | 70% | 0.1544% | 0.09381% | 10.67% | 1.268% | 16.58%
45 | Fiber Operations & Maintenance | net plant | 100% | 1.234% | 70% | 0.1544% | 0.09381% | 10.67% | 1.268% | 16.58%
46 | Land Use/Lease/Sale | net plant | 100% | 1.234% | 70% | 0.1544% | 0.09381% | 10.67% | 1.268% | 16.58%
47 | Misc Leases | net plant | 100% | 1.234% | 70% | 0.1544% | 0.09381% | 10.67% | 1.268% | 16.58%
48 | Right-Of-Way Lease | net plant | 100% | 1.234% | 70% | 0.1544% | 0.09381% | 10.67% | 1.268% | 16.58%
49 | COE/BOR Project Revenue | direct | 100% | 0% | 97.85% | 0% | 0% | 2.151% | 0% | 0%
50 | 3rd AC RAS Generation Dropping | southern | 100% | 0% | 0% | 0% | 0% | 100% | 0% | 0%
51 | AC RAS Load Tripping | southern | 100% | 0% | 0% | 0% | 0% | 100% | 0% | 0%
52 | Transmission Share of IPP | network | 100% | 0% | 100% | 0% | 0% | 0% | 0% | 0%
53 | Use of Communication Equipmt | net plant | 100% | 1.234% | 70% | 0.1544% | 0.09381% | 10.67% | 1.268% | 16.58%
54 | FPS Real Power Losses | network | 100% | 0% | 100% | 0% | 0% | 0% | 0% | 0%
55 | Amort NonFed PNW AC Intertie | southern | 100% | 0% | 0% | 0% | 0% | 100% | 0% | 0%
56 | Transmission Processing Fee | network | 100% | 0% | 100% | 0% | 0% | 0% | 0% | 0%
| (A) | (B) | (C) | (D) | (E) | (F) | (G) | (H)
| FY 2018 Revenue | Generation |  | Delivery |  | Intertie |  | Ancillary
|  | Integration | Network | Utility | Industrial | Southern | Eastern | Services
|  | ($000) | ($000) | ($000) | ($000) | ($000) | ($000) | ($000)
57 | IS Reservation Fee | 0 | 0 | 0 | 0 | 0 | 0 | 0
58 | UFT Fixed Dollar Amount | 14.4601 | 2477.396 | 152.5296 | 0 | 1787.3331 | 409.2811 | 0
59 | UFT Variable Service Amt | 0.72286 | 123.8442 | 7.6249 | 0 | 89.3482 | 20.4598 | 0
60 | O&M Non-Federal Facility | 0 | 387.0482 | 0 | 5.4843 | 11.9996 | 8.3681 | 3.0998
61 | O&M Federal Facility | 0 | 281.9125 | 0 | 3.9946 | 8.7401 | 6.095 | 2.2578
62 | PTP Reservation Fee | 0 | 1861 | 0 | 0 | 0 | 0 | 0
63 | CF Reservation Fee | 0 | 0 | 0 | 0 | 0 | 0 | 0
64 | Failure to Comply Penalty | 0 | 0 | 0 | 0 | 0 | 0 | 0
65 | SINT AC Non Federal O&M | 0 | 0 | 0 | 0 | 1905 | 0 | 0
66 | SINT AC Non Fed Replacements | 0 | 0 | 0 | 0 | 0 | 0 | 0
67 | TOP Service Charge | 0 | 1100 | 0 | 0 | 0 | 0 | 0
68 | DSI Delivery Charge | 0 | 0 | 0 | 1915 | 0 | 0 | 0
69 | PCS Wireless Leases | 61.9693 | 3515.2403 | 7.7525 | 4.711 | 536.0769 | 63.6862 | 832.5637
70 | PCS Construction | 45.9032 | 2603.8817 | 5.7426 | 3.4896 | 397.094 | 47.1749 | 616.7139
71 | PCS Operations & Maintenance | 3.8499 | 218.3901 | 0.48164 | 0.29268 | 33.3047 | 3.9566 | 51.7244
72 | Fiber Leases | 95.4219 | 5412.8541 | 11.9375 | 7.2541 | 825.4645 | 98.0655 | 1282.0023
73 | Fiber Operations & Maintenance | 19.1263 | 1084.9507 | 2.3928 | 1.454 | 165.4558 | 19.6562 | 256.9641
74 | Land Use/Lease/Sale | 2.6653 | 151.1931 | 0.33344 | 0.20262 | 23.0571 | 2.7392 | 35.8092
75 | Misc Leases | 1.2957 | 73.4967 | 0.16209 | 0.098498 | 11.2083 | 1.3316 | 17.4072
76 | Right-Of-Way Lease | 0.97483 | 55.2975 | 0.12195 | 0.074108 | 8.4329 | 1.0018 | 13.0969
77 | COE/BOR Project Revenue | 0 | 0 | 0 | 0 | 0 | 0 | 0
78 | 3rd AC RAS Generation Dropping | 0 | 0 | 0 | 0 | 27 | 0 | 0
79 | AC RAS Load Tripping | 0 | 0 | 0 | 0 | 0 | 0 | 0
80 | Transmission Share of IPP | 0 | 246 | 0 | 0 | 0 | 0 | 0
81 | Use of Communication Equipmt | 2.2088 | 125.2943 | 0.27632 | 0.16792 | 19.1075 | 2.27 | 29.6752
82 | FPS Real Power Losses | 0 | 0 | 0 | 0 | 0 | 0 | 0
83 | Amort NonFed PNW AC Intertie | 0 | 0 | 0 | 0 | 3409 | 0 | 0
84 | Transmission Processing Fee | 0 | 43 | 0 | 0 | 0 | 0 | 0
85 | Subtotal FY 2018 | 248.5984 | 19760.7995 | 189.3554 | 1942.2235 | 9257.6226 | 684.086 | 3141.3146
| (A) | (B) | (C) | (D) | (E) | (F) | (G) | (H)
| FY 2019 Revenue | Generation |  | Delivery |  | Intertie |  | Ancillary
|  | Integration | Network | Utility | Industrial | Southern | Eastern | Services
|  | ($000) | ($000) | ($000) | ($000) | ($000) | ($000) | ($000)
86 | IS Reservation Fee | 0 | 0 | 0 | 0 | 0 | 0 | 0
87 | UFT Fixed Dollar Amount | 13.9852 | 2396.0273 | 147.5199 | 0 | 1728.6292 | 395.8385 | 0
88 | UFT Variable Service Amt | 0.72286 | 123.8442 | 7.6249 | 0 | 89.3482 | 20.4598 | 0
89 | O&M Non-Federal Facility | 0 | 387.0482 | 0 | 5.4843 | 11.9996 | 8.3681 | 3.0998
90 | O&M Federal Facility | 0 | 281.9125 | 0 | 3.9946 | 8.7401 | 6.095 | 2.2578
91 | PTP Reservation Fee | 0 | 1340 | 0 | 0 | 0 | 0 | 0
92 | CF Reservation Fee | 0 | 0 | 0 | 0 | 0 | 0 | 0
93 | Failure to Comply Penalty | 0 | 0 | 0 | 0 | 0 | 0 | 0
94 | SINT AC Non Federal O&M | 0 | 0 | 0 | 0 | 1905 | 0 | 0
95 | SINT AC Non Fed Replacements | 0 | 0 | 0 | 0 | 0 | 0 | 0
96 | TOP Service Charge | 0 | 1100 | 0 | 0 | 0 | 0 | 0
97 | DSI Delivery Charge | 0 | 0 | 0 | 1915 | 0 | 0 | 0
98 | PCS Wireless Leases | 62.2161 | 3529.2397 | 7.7834 | 4.7298 | 538.2118 | 63.9398 | 835.8794
99 | PCS Construction | 45.9032 | 2603.8817 | 5.7426 | 3.4896 | 397.094 | 47.1749 | 616.7139
100 | PCS Operations & Maintenance | 3.8499 | 218.3901 | 0.48164 | 0.29268 | 33.3047 | 3.9566 | 51.7244
101 | Fiber Leases | 91.0537 | 5165.0654 | 11.3911 | 6.9221 | 787.6765 | 93.5763 | 1223.315
102 | Fiber Operations & Maintenance | 19.1263 | 1084.9507 | 2.3928 | 1.454 | 165.4558 | 19.6562 | 256.9641
103 | Land Use/Lease/Sale | 2.6653 | 151.1931 | 0.33344 | 0.20262 | 23.0571 | 2.7392 | 35.8092
104 | Misc Leases | 1.2957 | 73.4967 | 0.16209 | 0.098498 | 11.2083 | 1.3316 | 17.4072
105 | Right-Of-Way Lease | 0.97483 | 55.2975 | 0.12195 | 0.074108 | 8.4329 | 1.0018 | 13.0969
106 | COE/BOR Project Revenue | 0 | 0 | 0 | 0 | 0 | 0 | 0
107 | 3rd AC RAS Generation Dropping | 0 | 0 | 0 | 0 | 27 | 0 | 0
108 | AC RAS Load Tripping | 0 | 0 | 0 | 0 | 0 | 0 | 0
109 | Transmission Share of IPP | 0 | 246 | 0 | 0 | 0 | 0 | 0
110 | Use of Communication Equipmt | 2.1841 | 123.8944 | 0.27324 | 0.16604 | 18.894 | 2.2446 | 29.3436
111 | FPS Real Power Losses | 0 | 0 | 0 | 0 | 0 | 0 | 0
112 | Amort NonFed PNW AC Intertie | 0 | 0 | 0 | 0 | 3409 | 0 | 0
113 | Transmission Processing Fee | 0 | 43 | 0 | 0 | 0 | 0 | 0
114 | Subtotal FY 2019 | 243.9773 | 18923.2415 | 183.827 | 1941.9084 | 9163.0521 | 666.3824 | 3085.6114
Allocation calculations:
#REF! | Townsend Garrison Transmision is assigned 100% to the Eastern Intertie
For an explanation of this change, see memo to the record at http://internal.bpa.gov/sites/BPARateCase/transmission/Shared%20Documents/Memos%20To%20The%20Record/TGT%20Revenues%20Allocation%20Memo.doc
2.B | Allocation for Fiber, Land/ROW, Misc Leases based on Net Plant
|  | Total | SCD | GSR | RFR | WI | OR-Spin | OR-Supp | EI
| Average Ancillary Rev Reqmt (T10) | 173051.7371 | 173051.7371 | 0 | 0 | 0 | 0 | 0 | 0
| Total Average Rev Rqmt (T1) | 1043842.9933
| Ancillary Percent of Total Reqmt | 16.58% | 16.58% | 0% | 0% | 0% | 0% | 0% | 0%
*** only SCD/GSR apply for Net Plant
| Net Plant | Total | GenInteg | Network | Util Del | DSI Del | IS | IE | AS
| Average FY16-17 | 5873748.8616 | 84401.6004 | 4787721.0434 | 10558.8549 | 6416.3562 | 730131.2093 | 86739.891 | 167779.9064
| Percent of total excluding AS | 100% | 1.479% | 83.91% | 0.185% | 0.1124% | 12.8% | 1.52%
| Allocation (SCD and GSR only) |  | 0.01234 | 0.69997 | 0.0015437 | 0.00093808 | 0.10675 | 0.012681 | 0.16578
2.B1-2 | UFT
2.B4-5 | O&M and COE/BOR
|  | Total | GI | Network | UtilDeliv | DSI | Southern | Eastern | AS
| UFT (per study document) | 4866397.2773 | 14536 | 2490393.1564 | 153329.8409 | 0 | 1796710 | 411428.28 | 0
| Percent of total | 100% | 0.2987% | 51.18% | 3.151% | 0% | 36.92% | 8.454% | 0%
| O&M (per study document) | 711801 | 0 | 662262.76 | 0 | 9384 | 20531.96 | 14318.28 | 5304
| Percent of total | 100% | 0% | 93.04% | 0% | 1.318% | 2.885% | 2.012% | 0.7452%
|  | Total | GI | Network | Southern | Eastern | UtilDeliv | DSI | AS
2.B | Allocation for Fiber, Land/ROW, Misc Leases based on Net Plant
| Average FY14-15 | 5873748.8616 | 84401.6004 | 4787721.0434 | 730131.2093 | 86739.891 | 10558.8549 | 6416.3562 | 167779.9064
| Percent of total | 100% | 1.437% | 81.51% | 12.43% | 1.477% | 0.1798% | 0.1092% | 2.856%
2.B1-2 | UFT
| UFT (per study document) | 4866397.2773 | 14536 | 2490393.1564 | 153329.8409 | 0 | 1796710 | 411428.28 | 0
| Percent of total | 100% | 0.2987% | 51.18% | 3.151% | 0% | 36.92% | 8.454% | 0%
2.B4-5 | O&M
| O&M (per study document) | 711801 | 0 | 662262.76 | 0 | 9384 | 20531.96 | 14318.28 | 5304
| Percent of total | 100% | 0% | 93.04% | 0% | 1.318% | 2.885% | 2.012% | 0.7452%
2.B57 | COE/BOR
| COE/BOR | 93134.0161 | 0 | 91130.757 | 0 | 0 | 2003.2591
| Percent of total | 100% | 0% | 97.85% | 0% | 0% | 2.151% | 0%

## T-3
Table 3
Segmented Revenue Requirement Adjustments
($000/yr)
| (A) | (B) | (C) | (D) | (E) | (F) | (G) | (H)
|  | Generation |  | Intertie |  | Delivery |  | Ancillary
|  | Integration | Network | Southern | Eastern | Utility | Industry | Services
1 | FY 2018
2 | Unadjusted Costs (Table 1) | 12770.7919 | 650408.8446 | 90989.1735 | 11279.2535 | 2738.9757 | 1565.489 | 266096.115
3 | Revenue Credits (Table 2) | -248.5984 | -19760.7995 | -9257.6226 | -684.086 | -189.3554 | -1942.2235 | -3141.3146
4 | WECC Costs 1/………………….. | 0 | 0 | 0 | 0 | 0 | 0 | -2649.996
5 | Peak Costs 1/ ……………………… | 0 | 0 | 0 | 0 | 0 | 0 | -2550
6 | IM Tx Revenues | 0 | 0 | 0 | -97.7144 | 0 | 0 | 0
7 | TGT Revenues | 0 | 0 | 0 | -12414.48 | 0 | 0 | 0
8 | NT Federal Redispatch Credit 1/ | 0 | -160 | 0 | 0 | 0 | 0 | 0
9 | NT Nonfederal Redispatch Credit 1/ | 0 | 0 | 0 | 0 | 0 | 0 | 0
10 | Eastern Intertie Adjustment 2/ | -28.715 | -1583.9335 | -245.5268 | 1917.0269 | -3.5911 | -2.1821 | -53.0784
11 | Industry Delivery Adjustment 2/ | -5.6822 | -313.4347 | -48.5858 | 0 | -0.71063 | 378.9167 | -10.5034
12 | Total | 12487.7963 | 628590.6769 | 81437.4384 | 0 | 2545.3185 | 0 | 257691.2226
13 | FY 2019
14 | Unadjusted Costs (Table 1) | 12915.8955 | 668816.734 | 90295.5993 | 11397.3842 | 2770.3787 | 1584.8416 | 264056.5102
15 | Revenue Credits (Table 2) | -243.9773 | -18923.2415 | -9163.0521 | -666.3824 | -183.827 | -1941.9084 | -3085.6114
16 | WECC Costs 1/………………….. | 0 | 0 | 0 | 0 | 0 | 0 | -2679.996
17 | Peak Costs 1/ ……………………… | 0 | 0 | 0 | 0 | 0 | 0 | -2580
18 | IM Tx Revenues | 0 | 0 | 0 | -97.7144 | 0 | 0 | 0
19 | TGT Revenues | 0 | 0 | 0 | -12414.48 | 0 | 0 | 0
20 | NT Firm Redispatch Credit 1/ | 0 | -160 | 0 | 0 | 0 | 0 | 0
21 | NT Nonfederal Redispatch Credit 1/ | 0 | 0 | 0 | 0 | 0 | 0 | 0
22 | Eastern Intertie Adjustment 2/ | -25.2933 | -1475.4918 | -221.4112 | 1781.1926 | -3.1653 | -1.9236 | -53.9075
23 | Industry Delivery Adjustment 2/ | -5.1032 | -297.6994 | -44.6726 | 0 | -0.63864 | 358.9904 | -10.8765
24 | Total | 12641.5216 | 647960.3013 | 80866.4635 | 0 | 2582.7478 | 0 | 255646.1189
25 | Average FY 2018 and FY 2019
26 | Unadjusted Costs (Table 1) | 12843.3437 | 659612.7893 | 90642.3864 | 11338.3188 | 2754.6772 | 1575.1653 | 265076.3126
27 | Revenue Credits (Table 2) | -246.2879 | -19342.0205 | -9210.3373 | -675.2342 | -186.5912 | -1942.066 | -3113.463
28 | WECC Costs 1/………………….. | 0 | 0 | 0 | 0 | 0 | 0 | -2664.996
29 | Peak Costs 1/ ……………………… | 0 | 0 | 0 | 0 | 0 | 0 | -2565
30 | IM Tx Revenues | 0 | 0 | 0 | -97.7144 | 0 | 0 | 0
31 | TGT Revenues | 0 | 0 | 0 | -12414.48 | 0 | 0 | 0
32 | NT Firm Redispatch Credit 1/ | 0 | -160 | 0 | 0 | 0 | 0 | 0
33 | NT Nonfederal Redispatch Credit 1/ | 0 | 0 | 0 | 0 | 0 | 0 | 0
34 | Eastern Intertie Adjustment 2/ | -27.0041 | -1529.7126 | -233.469 | 1849.1098 | -3.3782 | -2.0529 | -53.4929
35 | Industry Delivery Adjustment 2/ | -5.3927 | -305.5671 | -46.6292 | 0 | -0.67464 | 368.9535 | -10.6899
36 | Total | 12564.6589 | 638275.4891 | 81151.9509 | -9.0949e-13 | 2564.0331 | 0 | 256668.6707
1/ | NT Redispatch Credit adjustments are for NT Redispatch costs that are 100% assignable to NT Service.
2/ | Eastern Intertie, Industry Delivery, and Utility Delivery adjustments (cost - revenue) segmented on Table 1 net plant percentages.
Eastern Intertie adjustment
| Net plant from Table 1 | Integration | Network | Southern | Eastern | Utility | Industry | Ancillary | Total
| FY 2018 except Eastern Intertie | 85596.1128 | 4721525.1081 | 731887.3163 |  | 10704.7594 | 6504.6181 | 158220.7728 | 5714438.6874
|  | 1.498% | 82.62% | 12.81% | 0% | 0.1873% | 0.1138% | 2.769%
| FY 2019 except Eastern Intertie | 83207.088 | 4853916.9786 | 728375.1023 |  | 10412.9504 | 6328.0944 | 177339.0401 | 5859579.2538
|  | 1.42% | 82.84% | 12.43% | 0% | 0.1777% | 0.108% | 3.026%
Industry Delivery Adjustment
| FY 2018 except EI and Industry | 85596.1128 | 4721525.1081 | 731887.3163 |  | 10704.7594 |  | 158220.7728 | 5707934.0694
|  | 1.5% | 82.72% | 12.82% | 0% | 0.1875% | 0% | 2.772%
| FY 2019 except EI and Industry | 83207.088 | 4853916.9786 | 728375.1023 |  | 10412.9504 |  | 177339.0401 | 5853251.1594
|  | 1.422% | 82.93% | 12.44% | 0% | 0.1779% | 0% | 3.03%

## T-4
Table 4
Long-term Transmission Sales
(MegaWatts)
| (A) | (B) | (C) | (D) | (E) | (F) | (G) | (H) | (I) | (J) | (K) | (L) | (M) | (N) | (O)
| Transmission Rate Schedule | MWs | Oct | Nov | Dec | Jan | Feb | Mar | Apr | May | Jun | Jul | Aug | Sep | Annual
1 | Network
2 | FY 2018
3 | Formula Power Transmission -- 1 Year | m_cd | 884.545 | 884.545 | 884.545 | 884.545 | 884.545 | 884.545 | 884.545 | 884.545 | 884.545 | 884.545 | 884.545 | 884.545 | 884.545
4 | Formula Power Transmission -- 3 Year |  | 58 | 68 | 77 | 73 | 66 | 66 | 60 | 56 | 50 | 56 | 56 | 55 | 61.75
5 | Integration of Resources (IR) | m_cd | 266 | 266 | 266 | 266 | 266 | 266 | 266 | 266 | 266 | 266 | 266 | 0 | 243.8333
6 | PTP | m_cd | 25796.2476 | 25684.2476 | 25696.4476 | 25796.4476 | 25816.4476 | 25816.4476 | 25816.4476 | 25916.4476 | 25916.4476 | 25916.4476 | 26116.4476 | 26116.4476 | 25867.0809
7 | PTP SDD | m_cd | -259.9524 | -259.9524 | -259.9524 | -259.9524 | -259.9524 | -259.9524 | -259.9524 | -259.9524 | -259.9524 | -259.9524 | -259.9524 | -259.9524 | -259.9524
8 | Point to Point (PTP) | m_cd | 25536.2951 | 25424.2951 | 25436.4951 | 25536.4951 | 25556.4951 | 25556.4951 | 25556.4951 | 25656.4951 | 25656.4951 | 25656.4951 | 25856.4951 | 25856.4951 | 25607.1285
9 | Point to Point (PTP) w/o SDD | m_cd | 25796.2476 | 25684.2476 | 25696.4476 | 25796.4476 | 25816.4476 | 25816.4476 | 25816.4476 | 25916.4476 | 25916.4476 | 25916.4476 | 26116.4476 | 26116.4476 | 25867.0809
10 | PTP to Which SCD Charges Do Not Apply | m_cd | -73 | -73 | -73 | -73 | -73 | -73 | -73 | -73 | -73 | -73 | -73 | -73 | -73
11 | NT SDD EXPECTATION | m_cp | -132.0878 | -144.3193 | -144.4349 | -146.4564 | -114.3467 | -101.8647 | -151.4778 | -63.989 | -87.7525 | -121.9724 | -125.9203 | -132.748 | -122.2808
12 | NT Coincident with Transmission Peak (CP):
13 | Network Load Service | m_cp | 5755.4067 | 6964.0517 | 7866.8996 | 7590.2982 | 7226.0679 | 6529.3833 | 5935.4765 | 5520.8199 | 5903.6534 | 6362.5833 | 6316.8861 | 5702.1441 | 6472.8059
14 | Network Transmission (NT) (Including SDD) | m_cp | 5623.319 | 6819.7324 | 7722.4647 | 7443.8418 | 7111.7212 | 6427.5186 | 5783.9987 | 5456.8308 | 5815.9009 | 6240.6109 | 6190.9658 | 5569.3961 | 6350.5251
15 | Annual peak | a_cp | [12 empty] | 7722.4647
16 | NT Coincident with Customer Peak (NCP):
17 | Network Load Service | m_ncp | 7019.473 | 8061.952 | 9000.854 | 8971.112 | 8584.098 | 7868.915 | 7447.993 | 6730.75 | 6638.719 | 7113.035 | 7012.598 | 6611.65 | 7588.4291
18 | Network Transmission (NT) (Including SDD) | m_ncp | 6887.3852 | 7917.6327 | 8856.4191 | 8824.6556 | 8469.7513 | 7767.0503 | 7296.5152 | 6666.761 | 6550.9665 | 6991.0626 | 6886.6777 | 6478.902 | 7466.1483
19 | Annual peak | a_ncp | [12 empty] | 8856.4191
20 | Subtotal FY 2018 |  | 32500.2469 | 33606.8918 | 34530.9398 | 34350.3383 | 33999.108 | 33302.4234 | 32702.5166 | 32383.86 | 32760.6936 | 33225.6234 | 33379.9262 | 32498.1842 | 33270.0627
21 | FY 2019
22 | Formula Power Transmission -- 1 Year | m_cd | 884.545 | 884.545 | 884.545 | 834.545 | 834.545 | 834.545 | 834.545 | 834.545 | 834.545 | 802.325 | 802.325 | 802.325 | 838.99
23 | Formula Power Transmission -- 3 Year |  | 58 | 68 | 77 | 73 | 66 | 66 | 60 | 56 | 50 | 56 | 56 | 55 | 61.75
24 | Integration of Resources (IR) | m_cd | 0 | 0 | 0 | 0 | 0 | 0 | 0 | 0 | 0 | 0 | 0 | 0 | 0
25 | PTP | m_cd | 26116 | 26116 | 26127 | 26527 | 26557 | 26557 | 26557 | 26567 | 26627 | 26627 | 26727 | 26727 | 26486
26 | PTP SDD | m_cd | -259.9524 | -259.9524 | -259.9524 | -259.9524 | -259.9524 | -259.9524 | -259.9524 | -259.9524 | -259.9524 | -259.9524 | -259.9524 | -259.9524 | -259.9524
27 | Point to Point (PTP) | m_cd | 25856.0476 | 25856.0476 | 25867.0476 | 26267.0476 | 26297.0476 | 26297.0476 | 26297.0476 | 26307.0476 | 26367.0476 | 26367.0476 | 26467.0476 | 26467.0476 | 26226.0476
28 | Point to Point (PTP) w/o SDD | m_cd | 26116 | 26116 | 26127 | 26527 | 26557 | 26557 | 26557 | 26567 | 26627 | 26627 | 26727 | 26727 | 26486
29 | PTP to Which SCD Charges Do Not Apply | m_cd | -73 | -73 | -73 | -73 | -73 | -73 | -73 | -73 | -73 | -73 | -73 | -73 | -73
30 | NT SDD EXPECTATION | m_cp | -132.0878 | -144.3193 | -144.4349 | -146.4564 | -114.3467 | -101.8647 | -151.4778 | -63.989 | -87.7525 | -121.9724 | -125.9203 | -132.748 | -122.2808
31 | NT Coincident with Transmission Peak (CP):
32 | Network Load Service | m_cp | 5860.7397 | 7091.5757 | 8010.5908 | 7673.1488 | 7320.9801 | 6612.0709 | 5986.5371 | 5576.0489 | 5993.9581 | 6459.174 | 6399.6428 | 5768.4966 | 6562.747
33 | Network Transmission (NT) (Including SDD) | m_cp | 5728.6519 | 6947.2564 | 7866.1559 | 7526.6924 | 7206.6334 | 6510.2061 | 5835.0593 | 5512.0599 | 5906.2056 | 6337.2016 | 6273.7225 | 5635.7486 | 6440.4661
34 | Annual peak | a_cp | [12 empty] | 7866.1559
35 | NT Coincident with Customer Peak (NCP):
36 | Network Load Service | m_ncp | 7138.074 | 8189.717 | 9126.959 | 9010.521 | 8627.358 | 7897.936 | 7483.536 | 6780.992 | 6700.716 | 7158.888 | 7059.242 | 6646.573 | 7651.7093
37 | Network Transmission (NT) (Including SDD) | m_ncp | 7005.9862 | 8045.3977 | 8982.5241 | 8864.0646 | 8513.0113 | 7796.0713 | 7332.0582 | 6717.003 | 6612.9635 | 7036.9156 | 6933.3217 | 6513.825 | 7529.4285
38 | Annual peak | a_ncp | [12 empty] | 8982.5241
39 | Subtotal FY 2018 |  | 32659.3323 | 33900.1683 | 34839.1833 | 34847.7414 | 34518.5727 | 33809.6634 | 33178.1297 | 32773.6415 | 33245.5507 | 33684.5466 | 33725.0153 | 33092.8691 | 33689.5345
40 | Network Average for Rate Period
41 | Formula Power Transmission -- 1 Year | m_cd | 884.545 | 884.545 | 884.545 | 859.545 | 859.545 | 859.545 | 859.545 | 859.545 | 859.545 | 843.435 | 843.435 | 843.435 | 861.7675
42 | Formula Power Transmission -- 3 Year |  | 58 | 68 | 77 | 73 | 66 | 66 | 60 | 56 | 50 | 56 | 56 | 55 | 61.75
43 | Integration of Resources (IR) | m_cd | 133 | 133 | 133 | 133 | 133 | 133 | 133 | 133 | 133 | 133 | 133 | 0 | 121.9167
44 | Point to Point (PTP) with SDD | m_cd | 25696.1713 | 25640.1713 | 25651.7713 | 25901.7713 | 25926.7713 | 25926.7713 | 25926.7713 | 25981.7713 | 26011.7713 | 26011.7713 | 26161.7713 | 26161.7713 | 25916.588
45 | Point to Point (PTP) w/o SDD | m_cd | 25956.1238 | 25900.1238 | 25911.7238 | 26161.7238 | 26186.7238 | 26186.7238 | 26186.7238 | 26241.7238 | 26271.7238 | 26271.7238 | 26421.7238 | 26421.7238 | 26176.5404
46 | PTP to Which SCD Charges Do Not Apply | m_cd | -73 | -73 | -73 | -73 | -73 | -73 | -73 | -73 | -73 | -73 | -73 | -73 | -73
47 | NT Coincident with Transmission Peak (CP):
48 | Network Load Service | m_cp | 5808.0732 | 7027.8137 | 7938.7452 | 7631.7235 | 7273.524 | 6570.7271 | 5961.0068 | 5548.4344 | 5948.8058 | 6410.8786 | 6358.2644 | 5735.3203 | 6517.7764
49 | Network Transmission (NT) (Including SDD) | m_cp | 5682.1343 | 6883.4944 | 7794.3103 | 7485.2671 | 7159.1773 | 6468.8624 | 5809.529 | 5484.4454 | 5861.0533 | 6288.9063 | 6232.3441 | 5602.5723 | 6395.4956
50 | Annual peak | [13 empty] | 7794.3103
51 | NT Coincident with Customer Peak (NCP):
52 | Network Load Service | m_ncp | 7078.7735 | 8125.8345 | 9063.9065 | 8990.8165 | 8605.728 | 7883.4255 | 7465.7645 | 6755.871 | 6669.7175 | 7135.9615 | 7035.92 | 6629.1115 | 7620.0692
53 | Network Transmission (NT) (Including SDD) | m_ncp | 6952.8346 | 7981.5152 | 8919.4716 | 8844.3601 | 8491.3813 | 7781.5608 | 7314.2867 | 6691.882 | 6581.965 | 7013.9891 | 6909.9997 | 6496.3635 | 7497.7884
54 | Annual peak | a_ncp | [12 empty] | 8919.4716
55 | Subtotal Network |  | 32579.7896 | 33753.53 | 34685.0615 | 34599.0399 | 34258.8404 | 33556.0434 | 32940.3231 | 32578.7508 | 33003.1221 | 33455.085 | 33552.4708 | 32795.5267 | 33479.7986
56 | Southern Intertie
57 | FY 2018
58 | IS CONFIRMED | m_cd | 6022 | 6022 | 6022 | 6002 | 6002 | 6002 | 6002 | 6002 | 6002 | 6002 | 6002 | 6002 | 6007
59 | IS EXPECTATION | m_cd | 0 | 0 | 0 | 0 | 0 | 0 | 0 | 0 | 0 | 0 | 0 | 0 | 0
60 | Subtotal FY 2018 | m_cd | 6022 | 6022 | 6022 | 6002 | 6002 | 6002 | 6002 | 6002 | 6002 | 6002 | 6002 | 6002 | 6007
61 | FY 2019
62 | IS CONFIRMED | m_cd | 6002 | 6002 | 6002 | 6002 | 6002 | 6002 | 6002 | 6002 | 6002 | 6002 | 6002 | 6002 | 6002
63 | IS EXPECTATION | m_cd | 0 | 0 | 0 | 0 | 0 | 0 | 0 | 0 | 0 | 0 | 0 | 0 | 0
64 | Subtotal FY 2019 | m_cd | 6002 | 6002 | 6002 | 6002 | 6002 | 6002 | 6002 | 6002 | 6002 | 6002 | 6002 | 6002 | 6002
65 | Southern Intertie Average for Rate Period
66 | Subtotal Southern Intertie (IS) | m_cd | 6012 | 6012 | 6012 | 6002 | 6002 | 6002 | 6002 | 6002 | 6002 | 6002 | 6002 | 6002 | 6004.5
67 | Montana Intertie
68 | FY 2018
69 | Montana Intertie (IM) | m_cd | 16 | 16 | 16 | 16 | 16 | 16 | 16 | 16 | 16 | 16 | 16 | 16 | 16
70 | FY 2019
71 | Montana Intertie (IM) | m_cd | 16 | 16 | 16 | 16 | 16 | 16 | 16 | 16 | 16 | 16 | 16 | 16 | 16
72 | Montana Intertie Average for Rate Period | m_cd | 16 | 16 | 16 | 16 | 16 | 16 | 16 | 16 | 16 | 16 | 16 | 16 | 16
m_cd = Monthly Contract Demand; m_cp = Monthly Coincidental Peak; a_cp = Annual Coincidental Peak; m_ncp = Monthly Non-Coincidental Peak; a_ncp = Annual Non-Coincidental Peak

## T-5
Table 5
Short-term Transmission Sales
| (A) | (B) | (C) | (D) | (E) | (F) | (G) | (H) | (I) | (J) | (K) | (L) | (M) | (N) | (O)
| Short-term Product | Units | Oct. | Nov. | Dec. | Jan. | Feb. | Mar. | Apr. | May | Jun. | Jul. | Aug. | Sep. | Annual
1 | Days in Month |  | 31 | 30 | 31 | 31 | 28 | 31 | 30 | 31 | 30 | 31 | 31 | 30
2 | Network (PTP only short-term)
3 | FY 2018 1/
4 | Monthly/Weekly/Daily Block1 | MW-days | 240 | 250 | 3020 | 4235 | 5490 | 7430 | 11380 | 18470 | 25830 | 17185 | 2120 | 305 | 95955
5 | Monthly/Weekly/Daily Block2 | MW-days | 2640 | 2435 | 7105 | 10195 | 10950 | 13565 | 25175 | 52875 | 55050 | 26725 | 11820 | 2695 | 221230
6 | Hourly | MWh | 111384 | 167520 | 221352 | 248856 | 172344 | 257952 | 332688 | 451896 | 483384 | 594216 | 195912 | 135240 | 3372744
7 | Monthly/Weekly/Daily Block1 | m_cd | 7.7419 | 8.3333 | 97.4194 | 136.6129 | 196.0714 | 239.6774 | 379.3333 | 595.8065 | 861 | 554.3548 | 68.3871 | 10.1667 | 262.9087
8 | Monthly/Weekly/Daily Block2 | m_cd | 85.1613 | 81.1667 | 229.1935 | 328.871 | 391.0714 | 437.5806 | 839.1667 | 1705.6452 | 1835 | 862.0968 | 381.2903 | 89.8333 | 605.5064
9 | Hourly | m_cd | 149.7097 | 232.6667 | 297.5161 | 334.4839 | 256.4643 | 346.7097 | 462.0667 | 607.3871 | 671.3667 | 798.6774 | 263.3226 | 187.8333 | 384.017
10 | Subtotal FY 2018 | m_cd | 242.6129 | 322.1667 | 624.129 | 799.9677 | 843.6071 | 1023.9677 | 1680.5667 | 2908.8387 | 3367.3667 | 2215.129 | 713 | 287.8333 | 1252.4321
11 | FY 2019 1/
12 | Monthly/Weekly/Daily Block1 | MW-days | 235 | 245 | 2965 | 4190 | 5455 | 7370 | 11325 | 18215 | 24940 | 17185 | 2105 | 300 | 94530
13 | Monthly/Weekly/Daily Block2 | MW-days | 2585 | 2400 | 6975 | 10065 | 10800 | 13435 | 25040 | 52485 | 54080 | 26715 | 11750 | 2690 | 219020
14 | Hourly | MWh | 109536 | 165576 | 216336 | 243984 | 167784 | 253680 | 327864 | 434328 | 455280 | 594168 | 194064 | 134520 | 3297120
15 | Monthly/Weekly/Daily Block1 | m_cd | 7.5806 | 8.1667 | 95.6452 | 135.1613 | 194.8214 | 237.7419 | 377.5 | 587.5806 | 831.3333 | 554.3548 | 67.9032 | 10 | 258.9824
16 | Monthly/Weekly/Daily Block2 | m_cd | 83.3871 | 80 | 225 | 324.6774 | 385.7143 | 433.3871 | 834.6667 | 1693.0645 | 1802.6667 | 861.7742 | 379.0323 | 89.6667 | 599.4197
17 | Hourly | m_cd | 147.2258 | 229.9667 | 290.7742 | 327.9355 | 249.6786 | 340.9677 | 455.3667 | 583.7742 | 632.3333 | 798.6129 | 260.8387 | 186.8333 | 375.359
18 | Subtotal FY 2019 | m_cd | 238.1935 | 318.1333 | 611.4194 | 787.7742 | 830.2143 | 1012.0968 | 1667.5333 | 2864.4194 | 3266.3333 | 2214.7419 | 707.7742 | 286.5 | 1233.7611
19 | Rate Period
20 | Monthly/Weekly/Daily Block1 | m_cd | 7.6613 | 8.25 | 96.5323 | 135.8871 | 195.4464 | 238.7097 | 378.4167 | 591.6935 | 846.1667 | 554.3548 | 68.1452 | 10.0833 | 260.9456
21 | Monthly/Weekly/Daily Block2 | m_cd | 84.2742 | 80.5833 | 227.0968 | 326.7742 | 388.3929 | 435.4839 | 836.9167 | 1699.3548 | 1818.8333 | 861.9355 | 380.1613 | 89.75 | 602.4631
22 | Hourly | m_cd | 148.4677 | 231.3167 | 294.1452 | 331.2097 | 253.0714 | 343.8387 | 458.7167 | 595.5806 | 651.85 | 798.6452 | 262.0806 | 187.3333 | 379.688
23 | Subtotal Rate Period | m_cd | 240.4032 | 320.15 | 617.7742 | 793.871 | 836.9107 | 1018.0323 | 1674.05 | 2886.629 | 3316.85 | 2214.9355 | 710.3871 | 287.1667 | 1243.0966
24 | Southern Intertie
25 | FY 2018 1/
26 | Monthly/Weekly/Daily Block1 | MW-days | 0 | 0 | 205 | 375 | 480 | 375 | 0 | 0 | 305 | 160 | 0 | 0 | 1900
27 | Monthly/Weekly/Daily Block2 | MW-days | 0 | 0 | 245 | 460 | 590 | 455 | 0 | 0 | 375 | 195 | 0 | 0 | 2320
28 | Hourly | MWh | 37593.2041 | 34668.2227 | 38576.1897 | 46152.3711 | 36442.3918 | 45984.5443 | 51474.8784 | 91321.7567 | 113307.068 | 76960.5773 | 58451.6784 | 41573.0969 | 672505.9794
29 | Monthly/Weekly/Daily Block1 | m_cd | 0 | 0 | 6.6129 | 12.0968 | 17.1429 | 12.0968 | 0 | 0 | 10.1667 | 5.1613 | 0 | 0 | 5.2731
30 | Monthly/Weekly/Daily Block2 | m_cd | 0 | 0 | 7.9032 | 14.8387 | 21.0714 | 14.6774 | 0 | 0 | 12.5 | 6.2903 | 0 | 0 | 6.4401
31 | Hourly | m_cd | 50.5285 | 48.1503 | 51.8497 | 62.0328 | 54.2297 | 61.8072 | 71.4929 | 122.7443 | 157.3709 | 103.4416 | 78.5641 | 57.7404 | 76.6627
32 | Subtotal FY 2018 | m_cd | 50.5285 | 48.1503 | 66.3658 | 88.9682 | 92.444 | 88.5814 | 71.4929 | 122.7443 | 180.0376 | 114.8932 | 78.5641 | 57.7404 | 88.3759
33 | FY 2019 1/
34 | Monthly/Weekly/Daily Block1 | MW-days | 0 | 0 | 205 | 375 | 480 | 375 | 0 | 0 | 305 | 160 | 0 | 0 | 1900
35 | Monthly/Weekly/Daily Block2 | MW-days | 0 | 0 | 245 | 460 | 590 | 455 | 0 | 0 | 375 | 195 | 0 | 0 | 2320
36 | Hourly | MWh | 34836.0495 | 33061.8804 | 35819.0351 | 42747.8845 | 33829.0887 | 42891.7361 | 48453.9959 | 80149.2866 | 97099.7938 | 77823.6866 | 56533.6577 | 40757.9381 | 624004.033
37 | Monthly/Weekly/Daily Block1 | m_cd | 0 | 0 | 6.6129 | 12.0968 | 17.1429 | 12.0968 | 0 | 0 | 10.1667 | 5.1613 | 0 | 0 | 5.2731
38 | Monthly/Weekly/Daily Block2 | m_cd | 0 | 0 | 7.9032 | 14.8387 | 21.0714 | 14.6774 | 0 | 0 | 12.5 | 6.2903 | 0 | 0 | 6.4401
39 | Hourly | m_cd | 46.8226 | 45.9193 | 48.1439 | 57.4568 | 50.3409 | 57.6502 | 67.2972 | 107.7275 | 134.8608 | 104.6017 | 75.9861 | 56.6082 | 71.1179
40 | Subtotal FY 2019 | m_cd | 46.8226 | 45.9193 | 62.66 | 84.3923 | 88.5552 | 84.4244 | 67.2972 | 107.7275 | 157.5275 | 116.0533 | 75.9861 | 56.6082 | 82.8311
41 | Rate Period
42 | Monthly/Weekly/Daily Block1 | m_cd | 0 | 0 | 6.6129 | 12.0968 | 17.1429 | 12.0968 | 0 | 0 | 10.1667 | 5.1613 | 0 | 0 | 5.2731
43 | Monthly/Weekly/Daily Block2 | m_cd | 0 | 0 | 7.9032 | 14.8387 | 21.0714 | 14.6774 | 0 | 0 | 12.5 | 6.2903 | 0 | 0 | 6.4401
44 | Hourly | m_cd | 48.6756 | 47.0348 | 49.9968 | 59.7448 | 52.2853 | 59.7287 | 69.3951 | 115.2359 | 146.1159 | 104.0217 | 77.2751 | 57.1743 | 73.8903
45 | Subtotal Rate Period | m_cd | 48.6756 | 47.0348 | 64.5129 | 86.6803 | 90.4996 | 86.5029 | 69.3951 | 115.2359 | 168.7825 | 115.4733 | 77.2751 | 57.1743 | 85.6035
1/ Values based on market and streamflow estimates combined with historical trends
m_cd = Monthly Contract Demand (average), i.e. MW-days divided by days in month, MWh divided by hours in month

## T-6
Table 6
Calculation of Formula Power Transmission Rates
| (A) | (B) | (C) | (D) | (E) | (F)
|  | Source | Sales | Revenues | Percent | Network Rates
|  |  | MegaWatts (MW) | $000/yr |  | $/kW-mo
1 | Transmission revenues from current rates
2 | Formula Power Transmission (FPT) sales | Table 4, Line 41 (O) | 923.5175
3 | FY18 FPT Revenues /1 | Revenue forecast |  | 18647.329
4 | FY19 FPT Revenues /1 | Revenue forecast |  | 18117.309
5 | Average FPT revenues | (Line 3 + line 4) / 2 |  | 18382.319
6 | Current unit cost | Line 2 / line 5 |  |  |  | 1.6587
7 | Current PTP/IR rate plus Ancillary Services | Table 11, lines 26, 56 and 61 (D) |  |  |  | 1.79
8 | Transmission revenues:
9 | Assuming FPT3 rate stays constant
10 | FY 2018-2019 PTP/IR rate plus Ancillary Services | Table 11, lines 26, 56 and 61 (E) |  |  |  | 1.793
11 | Rate increase (PTP/IR rate + Ancillary) | (Line 10 - line 7 ) / line 7 |  |  | 0.1676%
12 | Unit cost | Line 6 * ( 1 + line 11 ) |  |  |  | 1.6615
13 | FPT revenues | Line 2 * line 12 * 12 |  | 18413.1274
14 | PTP/IR rate | Table 11, line 26 (E) |  |  |  | 1.471
15 | Transmission percent of total | Line 14 / line 10 |  |  | 82.04%
16 | Network transmission | Line 15 * line13 |  | 15106.3638
17 | Ancillary service percent of total | 100% - line 15 |  |  | 17.96%
18 | FPT portion of Scheduling Control & Dispatch | Line 13 - line 16 |  | 3306.7635
19 | FPT portion of Generation Supplied Reactive |  |  | 0
20 | BP-16 Transmission percent of FY2018 FPT3 Revenues | BP-14 Rates Model, Table 9, line 14 |  |  | 83.18%
21 | FPT1 Revenues, FY2018 | Table 4, Line 3 (O) * Line12 * 12 |  | 17636.0922
22 | FPT3 Revenues, FY2018 | Table 4, Line 4 (O) * Line6 * 12 |  | 1229.1139 |  |  | 0
23 | Total FY2018 Revenues | Line 21 + line 22 |  | 18865.2061
24 | FPT1 Revenues, FY2019 | Table 4, Line 22 (O) * Line12 * 12 |  | 16727.8148
25 | FPT3 Revenues, FY2019 | Table 4, Line 23 (O) * Line6 * 12 |  | 1229.1139
26 | Total FY2019 Revenues | Line 24 + line 25 |  | 17956.9287
27 | Network transmission portion of FY2018 FPT1 Revenue | Line 15 * line 21 |  | 14468.8743
28 | Network transmission portion of FY2018 FPT3 Revenue | Line 20 * line 22 |  | 1022.4305
29 | Total Network Transmission portion of FY2018 FPT Revenue | Line 27 + line 28 |  | 15491.3048
30 | Network transmission portion of FY2019 FPT1 Revenue | Line 15 * line 24 |  | 13723.712
31 | Network transmission portion of FY2019 FPT3 Revenue | Line 20 * line 25 |  | 1022.4305
32 | Total Network Transmission portion of FY2019 FPT Revenue | Line 30 + line 31 |  | 14746.1425
33 | Average Annual Network Transmission Revenues | (Line 29 + line 32) / 2 |  | 15118.7236
34 | SCD Portion of of FY2018 FPT1 revenue | Line 21 - line 27 |  | 3167.2179
35 | SCD Portion of of FY2018 FPT3 revenue | Line 22 - line 28 |  | 206.6834
36 | Total SCD Porton of FY2018 FPT Revenue | Line 34 + line 35 |  | 3373.9013
37 | SCD Portion of of FY2019 FPT1 revenue | Line 24 - line 30 |  | 3004.1028
38 | SCD Portion of of FY2019 FPT3 revenue | Line 25 - line 31 |  | 206.6834
39 | Total SCD Porton of FY2019 FPT Revenue | Line 37 + line 38 |  | 3210.7862
40 | Average Annual SCD Revenues | (Line 36 + line 39) / 2 |  | 3292.3438
/1 Based on revenue forecast of FPT contracts active in the FY2018-19 time frame

## T-7
Table 7
Calculation of PTP, IR, and NT Rates
| (A) | (B) | (C) | (D) | (E) | (F)
| FY 2018/2019 | Source | Costs | Sales | Percentage | Rates
1 | Network costs |  | $000/Yr | aMW
2 | Segmented Network costs | Table 3, line 36 (C) | 638275.4891
3 | Less: FPT transmission revenues | Table 6, line 33 (D) | 15118.7236
4 | Net costs | Line 2 - line 3 | 623156.7654
5 | Network sales (IR, PTP, NT)
6 | Integration of Resources (IR) | Table 4, line 43 (O) |  | 121.9167
7 | Point to point (PTP) w/o SDD | Table 4, line 45 (O) |  | 26176.5404
8 | Point to point (PTP) with SDD | Table 4, line 44 (O) |  | 25916.588
9 | Network Integration w/o SDD (12 CP average peak) | Table 4, line 48 (O) |  | 6517.7764
10 | Network Integration with SDD (12CP average peak) | Table 4, line 49 (O) |  | 6395.4956
11 | Annual peak (1 CP) | Table 4, line 50 (O) |  | 7794.3103
12 | Network Integration w/o SDD (12 NCP Average peak) | Table 4, line 58 (O) |  | 7620.0692
13 | Network Integration with SDD (12 NCP Average peak) | Table 4, line 53 (O) |  | 7497.7884
14 | Annual Noncoincidental Peak (1NCP) | Table 4, line 54 (O) |  | 8919.4716
15 | Daily block 1 (day 1 through 5) | Table 5, line 20 (O) |  | 260.9456
16 | Daily block 2 (day 6 and beyond) | Table 5, line 21 (O) |  | 602.4631
17 | Hourly | Table 5, line 22 (O) |  | 379.688
18 | Sales used for cost allocation
19 | IR Contracts | Line 6 |  | 121.9167
20 | NT load (12NCP average peak) | Line 13 |  | 7497.7884
21 | PTP Contracts (with SDD) | Line 7 |  | 25916.588
22 | Daily block 1 (day 1 through 5) | Line 15 x (7/5) |  | 365.3238
23 | Daily block 2 (day 6 and beyond) | Line 16 |  | 602.4631
24 | Hourly | Line 17 x (7/5) x (24/16) |  | 797.3448
25 | Total cost allocation sales -- Reserved capacity contracts | Sum of lines 19 through 24 |  | 35301.4247
26 | Sales allocation percentages:
27 | IR contract demand | Line 6 |  | 121.9167
28 | Total cost allocation sales | Line 25 |  | 35301.4247
29 | IR Percentage | Line 27 / line 28 |  |  | 0.3454%
30 | PTP contract demand | Line 8 + lines 22 through 24 |  | 27681.7197
31 | Total cost allocation sales | Line 25 |  | 35301.4247
32 | PTP Percentage | Line 30 / line 31 |  |  | 78.42%
33 | NT Load | Line 13 |  | 7497.7884
34 | Total cost allocation sales | Line 25 |  | 35301.4247
35 | NT Percentage | Line 33 / line 34 |  |  | 21.24%
36 | Application of Revenue Requirements to Products:
37 | IR rate calculation:
38 | Total segment costs | Line 4 | 623156.7654
39 | IR cost allocation percentage | Line 29 |  |  | 0.3454%
40 | Allocated IR costs | Line 38 x line 39 | 2152.1283
41 | IR Billing Factor (= IR contract demand) | Line 27 |  | 121.9167
42 | IR annual rate ($/kW-yr) | Line 40 / line 41 |  |  |  | 17.6525
43 | Monthly ($/kW-mo) | Line 42 / 12 |  |  |  | 1.471
44 | PTP rate calculation:
45 | Total segment costs | Line 4 | 623156.7654
46 | PTP cost allocation percentage | Line 32 |  |  | 78.42%
47 | Allocated PTP costs | Line 45 x line 46 | 488650.2748
48 | PTP Billing factor (= PTP contract demand) | Line 30 |  | 27681.7197
49 | PTP annual rate ($/kW-yr) | Line 47 / line 48 |  |  |  | 17.6525
50 | Monthly ($/kW-mo) | Line 49 / 12 |  |  |  | 1.471
51 | Daily block1 ($/kW-day) | Line 49 / (365) x (7/5) |  |  |  | 0.068
52 | Daily block2 ($/kW-day) | Line 49 / (365) |  |  |  | 0.048
53 | Hourly (mills/kWh) | Line 49 / (8.76) x (7/5) x (24/16) |  |  |  | 4.23
54 | NT rate calculation:
55 | Total segment costs | Line 4 | 623156.7654
56 | NT cost allocation percentage | Line 35 |  |  | 21.24%
57 | Allocated NT costs | Line 55 x line 56 | 132354.3623
58 | NT federal redispatch costs | Table 3, line 32 (C) | 160
59 | NT non-federal redispatch costs | Table 3, line 33 (C) | 0
60 | Total NT costs | Sum of lines 57 through 59 | 132514.3623
61 | NT Billing Factor (= NT 12 CP Average Peak load) | Line 10 |  | 6395.4956
62 | NT annual rate ($/kW-yr) | Line 60 / line 61 |  |  |  | 20.72
63 | Monthly ($/kW-mo) | Line 62 / 12 |  |  |  | 1.727
64 | Short distance discount forecast
65 | NT reduction (credit) from SDD | (Line 9 - line 10) x line 62 | 2533.6528
66 | PTP reduction (credit) from SDD | (Line 7 - line 8) x line 49 | 4588.7984
67 | Total SDD credit | Line 65 + line 66 | 7122.4512

## T-8
Table 8
Calculation of Intertie Rates
| (A) | (B) | (C) | (D) | (E)
| FY 2018/2019 | Source | Costs | Sales | Rates
1 | Intertie Costs |  | $000/Yr | aMW
2 | Rate Development Costs | Table 3, line 36 (D) | 81151.9509
3 | Southern Intertie Sales
4 | Long-term agreements | Table 4, line 66 (O) |  | 6004.5
5 | Short-term daily block 1 | Table 5, line 42 (O) |  | 5.2731
6 | Short-term daily block 2 | Table 5, line 43 (O) |  | 6.4401
7 | Hourly | Table 5, line 44 (O) |  | 73.8903
8 | Sales used for cost allocation
9 | Long-term agreements | Line 4 |  | 6004.5
10 | Daily block 1 (day 1 through 5) | Line 5 x (7/5) |  | 7.3823
11 | Daily block 2 (day 6 and beyond) | Line 6 |  | 6.4401
12 | Hourly | Line 7 x (7/5) x (24/5) |  | 496.543
13 | Total cost allocation sales | Sum of lines 9 through 12 |  | 6514.8654
14 | IS rate calculation
15 | Annual ($/kW-yr) | Line 2 / line 13 |  |  | 12.4564
16 | Monthly ($/kW-mo) | Line 15 / (12) |  |  | 1.038
17 | Daily block1 ($/kW-day) | Line 15 / (365) x (7/5) |  |  | 0.048
18 | Daily block2 ($/kW-day) | Line 15 / (365) |  |  | 0.034
19 | Hourly (mills/kWh) | Line 15 / (8.76) x (7/5) x (24/5) |  |  | 9.56
20 |  |  | $000/Yr | aMW
21 | TGT Rate Calculation
22 | Eastern Intertie Costs | Montana Intertie Agreement | 12535.613
23 | IM Sales | Table 4, line 71 (O) |  | 16
24 | TGT Sales | Montana Intertie Agreement |  | 1730
25 | Total Sales | Line 23 + line 24 |  | 1746
26
27 | BPA Annual Share of Costs | Line 22 x (line 23 / line 25) | 114.8739
28 | Annual ($/kW-yr) | Line 27 / line 23 |  |  | 7.1796
29 | Monthly ($/kW-mo) | Line 28 / (12) |  |  | 0.598
30
31 | IM rate calculation
32 | Segmented Eastern Intertie Costs | Table 1, line 27 (F) | 11338.3188
33 | Eastern Intertie Revenue Credits | Table 2, average lines 85(G) and 114(G) | -675.2342
34 | Adjusted Segmented Eastern Intertie Costs | Line 32 + line 33 | 10663.0846
35 | IM Sales | Table 4, line 71 (O) |  | 16
36 | TGT Sales | Montana Intertie Agreement |  | 1730
37 | Total Sales | Line 35 + line 36 |  | 1746
38 | Annual ($/kW-yr) | Line 34 / line 37 |  |  | 6.1072
39 | Monthly ($/kW-mo) | Line 38 / (12) |  |  | 0.509
40 | Daily block1 ($/kW-day) | Line 38 / (365) x (7/5) |  |  | 0.023
41 | Daily block2 ($/kW-day) | Line 38 / (365) |  |  | 0.017
42 | Hourly (mills/kWh) | Line 38 / (8.76) x (7/5) x (24/16) |  |  | 1.46
43 | IM Revenue | Line 35 x line 38 |  | 97.7144
44
45 | IE Rate Calculation
46 | Segmented Eastern Intertie Costs | Table 1, line 27 (F) | 11338.3188
47 | Eastern Intertie Revenue Credits | Table 2, average lines 85(G) and 114(G) | -675.2342
48 | Adjusted Segmented Eastern Intertie Costs | Line 46 + line 47 | 10663.0846
49 | IM Sales | Table 4, line 71 (O) |  | 16
50 | TGT Sales | Montana Intertie Agreement |  | 1730
51 | Total Sales | Line 49 + line 50 |  | 1746
52 | Hourly rate (mills/kWh) | Line 46 / line 51 / (8.76) x (7/5) x (24/16) |  |  | 1.46

## T-9
Table 9
Calculation of Utility Delivery Rate
| (A) | (B) | (C) | (D) | (E) | (F)
| FY 2018/2019 | Units | Source | Costs | Sales | Rates
Utility Delivery Charge (Full Recovery)
1 | Annual Costs | $000/Yr | Table 3, line 36 (F) | 2564.0331
2 | FY18 Billing Factor | m_cp | Sales Forecast |  | 166
3 | FY19 Billing Factor | m_cp | Sales Forecast |  | 167
4 | Average over Rate Period | m_cp | (Line 2 + line 3) / 2 |  | 166.5
5 | Annual Rate | $/kW-yr | Line 1 / line 4 |  |  | 15.3996
6 | Monthly Rate | $/kW-mo | Line 5 / 12 |  |  | 1.283

## T-10.1
Table 10.1
Calculation of Ancillary Service Rates
| (A) | (B) | (C) | (D) | (E) | (F) | (G) | (H) | (I)
| FY 2018/2019 | Source | FY18 | FY19 | FY18/19 | Sales | Percentage | Rates | Units
|  |  | $000/Yr | $000/Yr | $000/Yr | (MW)
1 | Scheduling, System Control & Dispatch
2 | Direct O&M | Rev Rqmt | 75069.8103 | 76663.4592 | 75866.6347
3 | Overheads | Rev Rqmt | 58992.803 | 59744.6072 | 59368.7051
4 | Total O&M |  | 134062.6134 | 136408.0663 | 135235.3398
5 | Depreciation | Rev Rqmt | 32525.1392 | 34362.3213 | 33443.7302
6 | Financing costs | Rev Rqmt | 3923.8461 | 4774.4722 | 4349.1591
7 | Planned net revenue | Rev Rqmt | 104.8506 | -57.8348 | 23.5079
8 | Total segmented SCD |  | 170616.4491 | 175487.0251 | 173051.7371
9 | Revenue Credits | Table 3, lines 3 (H) & 15 (H) | -3141.3146 | -3085.6114 | -3113.463
10 | WECC Costs | Table 3, lines 4 (H) & 16 (H) | -2649.996 | -2679.996 | -2664.996
11 | Peak Costs | Table 3, lines 5 (H) & 17 (H) | -2550 | -2580 | -2565
12 | Eastern Intertie Adjustment | Table 3, lines 10 (H) & 22 (H) | -53.0784 | -53.9075 | -53.4929
13 | Industry Delivery Adjustment | Table 3, lines 11 (H) & 23 (H) | -10.5034 | -10.8765 | -10.6899
14 | Subtotal SCD Costs | Sum of lines 8 through 13 | 162211.5568 | 167076.6338 | 164644.0953
15 | FPT revenue for SCD | Table 6, line 40 (D) |  |  | 3292.3438
16 | Net SCD Costs | Line 14 - line 15 |  |  | 161351.7515
17 | Sales Used for Cost Allocation
18 | IR contract demand | Table 4, line 43 (O) |  |  |  | 121.9167
19 | PTP contract demand w/o SDD | Table 4, line 45 (O) |  |  |  | 26103.5404
20 | Network Load Service | Table 4, line 52 (O) |  |  |  | 7620.0692
21 | Southern Intertie | Table 4, line 66 (O) |  |  |  | 6004.5
22 | Montana Intertie | Table 4, line 72 (O) |  |  |  | 16
23 | Network Short-term | Table 7, line 22 & line 23 & line 24 |  |  |  | 1765.1317
24 | Intertie Daily (Blocks 1 & 2) | Table 8, line 10 & line 11 |  |  |  | 13.8224
25 | Intertie Hourly | Table 8, line 7 * 7/5 * 24/16 |  |  |  | 155.1697
26 | Total Sales, SCD | Sum of lines 18 through 25 |  |  |  | 41800.1501
27 | Sales allocation percentages:
28 | IR sales | Line 18 |  |  |  | 121.9167
29 | Total cost allocation sales | Line 26 |  |  |  | 41800.1501
30 | IR percentage | Line 28 / line 29 |  |  |  |  | 0.2917%
31 | PTP (Network + Interties) sales | Sum of lines 19, 21, 22, 23, 24 and 25 |  |  |  | 34058.1642
32 | Total cost allocation sales | Line 26 |  |  |  | 41800.1501
33 | PTP percentage | Line 31 / line 32 |  |  |  |  | 81.48%
34 | NT sales | Line 20 |  |  |  | 7620.0692
35 | Total cost allocation sales | Line 26 |  |  |  | 41800.1501
36 | NT percentage | Line 34 / line 35 |  |  |  |  | 18.23%
37 | Application of Revenue Requirements to Sales Products:
38 | IR rate caclulation:
39 | Net SCD Costs | Line 16 |  |  | 161351.7515
40 | IR cost allocation percentage | Line 30 |  |  |  |  | 0.2917%
41 | Allocated IR costs | Line 39 x line 40 |  |  | 470.6076
42 | IR Billing factor | Line 28 |  |  |  | 121.9167
43 | IR annual rate ($/kW-year) | Line 41 / line 42 | [5 empty] | 3.8601
44 | IR monthly rate ($/kW-month) | Line 43 / 12 | [5 empty] | 0.322
45 | PTP (Network + Interties) rate calculation:
46 | Net SCD Costs | Line 16 |  |  | 161351.7515
47 | PTP cost allocation percentage | Line 33 |  |  |  |  | 81.48%
48 | Allocated PTP costs | Line 46 x line 47 |  |  | 131467.0985
49 | PTP Billing factor | Line 31 |  |  |  | 34058.1642
50 | PTP annual rate ($/kW-year) | Line 48 / line 49 | [5 empty] | 3.8601
51 | PTP monthly rate ($/kW-month) | Line 50 / 12 | [5 empty] | 0.322
52 | Daily block 1 | Line 50 / (365) x (7/5) | [5 empty] | 0.015
53 | Daily block 2 | Line 50 / (365) | [5 empty] | 0.011
54 | Hourly | Line 50 / (8.76) x (7/5) x (24/16) | [5 empty] | 0.93
55 | NT rate calculation:
56 | Net SCD Costs | Line 16 |  |  | 161351.7515
57 | NT cost allocation percentage | Line 36 |  |  |  |  | 18.23%
58 | Allocated NT costs | Line 56 x line 57 |  |  | 29414.0454
59 | NT Billing factor | Line 20 |  |  |  | 6517.7764
60 | NT annual rate ($/kW-year) | Line 58 / line 59 | [5 empty] | 4.5129
61 | NT monthly rate ($/kW-month) | Line 60 / 12 | [5 empty] | 0.376
62 | Rates
63 | For NT customers:
64 | Monthly | Line 61 | [5 empty] | 0.376 | $/kW-mo
65 | For PTP customers
66 | Annual | Line 50 | [5 empty] | 3.8601 | $/kW-yr
67 | Monthly | Line 51 | [5 empty] | 0.322 | $/kW-mo
68 | Daily Block1 (day 1 through 5) | Line 52 | [5 empty] | 0.015 | $/kW-day
69 | Daily Block2 (day 6 and beyond) | Line 53 | [5 empty] | 0.011 | $/kW-day
70 | Hourly | Line 54 | [5 empty] | 0.93 | mills/kWh
71 | Generation Supplied Reactive | No Rqmt | 0 | 0 | 0 |  |  | 0 | $/kW-day
/1 See Generation Inputs Study for details about rates associated with Generation Inputs

## T-10.2
Table 10.2
Calculation of WECC/Peak Charge
| (A) | (B) | (C) | (D) | (E) | (F)
| FY 2018/2019 | Units | Source | Costs | Sales | Rates
WECC Charge
1 | Annual Costs | $000/Yr | Table 3, line 28 (H) | 2664.996
2 | FY18 Billing Factor | MWh | Sales Forecast |  | 51012068
3 | FY19 Billing Factor | MWh | Sales Forecast |  | 51772150
4 | Average over Rate Period | MWh | (Line 2 + line 3) / 2 |  | 51392109
5 | Hourly Rate | Mills per kilowatthour | Line 1 / line 4 |  |  | 0.05
6 | Peak Charge
7 | Annual Costs | $000/Yr | Forecast | 2565
8 | FY18 Billing Factor | MWh | Sales Forecast |  | 51012068
9 | FY19 Billing Factor | MWh | Sales Forecast |  | 51772150
10 | Average over Rate Period | MWh | (Line 8 + line 9) / 2 |  | 51392109
11 | Hourly Rate | Mills per kilowatthour | Line 7 / line 10 |  |  | 0.05

## T-10.3
Table 10.3 - Summary of Current and Proposed Generation Inputs Rates
| (A) | (B) | (C) | (D) | (E)
| Rate | Units | FY 2016-2017 Rates | FY 2018-2019 Rates | Percent Change
1 | RFR-18
2 | Regulation and Frequency Response | mills/kWh | 0.12 | 0.13 | 8.333%
3 | VERBS-18
4 | Rate For Wind Committed to 30/60 Scheduling:
5 | Regulation | $/kW-mo | 0.08
6 | Following | $/kW-mo | 0.32
7 | Imbalance | $/kW-mo | 0.8
8 | Total VERBS 30/60 | $/kW-mo | 1.2 | 1.01 | -15.83%
9 | Rate For Wind Committed to 40/15 Scheduling:
10 | Regulation | $/kW-mo | 0.08
11 | Following | $/kW-mo | 0.32
12 | Imbalance | $/kW-mo | 0.54
13 | Total VERBS 40/15 | $/kW-mo | 0.94 | N/A
14 | Rate For Wind Committed to 30/30 Scheduling:
15 | Regulation | $/kW-mo | 0.08
16 | Following | $/kW-mo | 0.32
17 | Imbalance | $/kW-mo | 0.47
18 | Total VERBS 30/30 | $/kW-mo | 0.87 | N/A
19 | Rate For Wind Committed to 30/15 Scheduling:
20 | Regulation | $/kW-mo | 0.08
21 | Following | $/kW-mo | 0.32
22 | Imbalance | $/kW-mo | 0.33
23 | Total VERBS 30/15 | $/kW-mo | 0.73 | 0.71 | -2.74%
24 | Rate For Wind Committed to Self-Supply (CSGI):
25 | Total VERBS CSGI | $/kW-mo | 0.4 | 0.49 | 22.5%
26 | Rate For Wind With Uncommitted Scheduling:
27 | Regulation | $/kW-mo | 0.08
28 | Following | $/kW-mo | 0.32
29 | Imbalance | $/kW-mo | 1.08
30 | Total VERBS Uncommitted | $/kW-mo | 1.48 | 1.22 | -17.57%
31 | Rate For Solar:
32 | Regulation | $/kW-mo | 0.04
33 | Following | $/kW-mo | 0.17
34 | Imbalance | $/kW-mo | 0
35 | Total VERBS Solar Hourly | $/kW-mo | 0.21 | 0.28 | 33.33%
36 | Total VERBS Solar 15-minute | $/kW-mo |  | 0.21
37 | DERBS-18
38 | Hourly rate inc | mills/kW-mo | 18.15 | 20.42 | 12.51%
39 | Hourly rate dec | mills/kW-mo | 3.94 | 3.43 | -12.94%
40 | OR-18
41 | Spinning reserves | mills/kWh | 11.4 | 11.98 | 5.088%
42 | Default rate | mills/kWh | 13.11 | 13.78 | 5.111%
43 | Supplemental reserves | mills/kWh | 10.45 | 9.92 | -5.072%
44 | Default rate | mills/kWh | 12.02 | 11.41 | -5.075%

## T-10.3.1
Table 10.3.1 - Generation Inputs Settlement Attachment 3 - Inter-Business Line Allocations
| A | B | C
| Generation Inputs | Annual Average for FY 2018-2019 Forecast Quantity (MW) | Annual Average for FY 2018-2019 Revenue Forecast | Rates
1 | Regulating Reserve | 63.8 | 7102535 | 0.13
2 | Balancing Reserve Capacity for VERBS wind, VERBS solar and DERBS | 377.1 | 41980657.5 |  | DERBS INC | 20.42
3 | Operating Reserve - Spinning | 227.2 | 23519642 | 11.82 | DERBS DEC | 3.43
4 | Operating Reserve - Supplemental | 227.2 | 19420618 | 9.76 | Wind 30/15 | 0.71
5 | Operating Reserve Total | 454.4 | 42940260 |  | Wind 30/60 | 1.01
6 | Synchronous Condensing |  | 1272634.5987 |  | Wind Uncommitted | 1.22
7 | Generation Dropping |  | 589232 |  | Wind CSGI | 0.49
8 | Redispatch |  | 225000 |  | Solar 15 Minutes | 0.21
9 | Segmentation of COE/Reclamation Network and Delivery Facilities |  | 8867000 | Misc | Solar Hourly | 0.28
10 | Station Service |  | 1996008.5164 |  | OR Spin Default | 13.59
11 | Generation Inputs Total |  | 104973327.615 |  | OR Supp Default | 11.22
Forecast by Product
| RFR | 51392109.2006 | MWh
| OR | 454.25 | MW
| DERBS Forecast - INC | 53800.2974 | MW
| DERBS Forecast - DEC | 60952.2865 | MW
| WIND - CSGI | 433.3333 | MW
| WIND - 30/15 | 136.5025 | MW
| WIND - 30/60 | 1358.9169 | MW
| WIND - Uncommitted | 1773.5 | MW
| Solar | 15.0257 | MW

## T-10.3.2
Table 10.3.2 - Generation Inputs Adjusted Settlement Rates (See Fredrickson & Fisher, BP-18-E-BPA-18, Attachment 1, section 5d)
| A | B | C | D | E | F | G | H
1 | Generation Input | Annual Average for FY 2018-2019 Forecast Quantity (MW) | % Share | Allocated Costs | Rate Adder (mills/kWh) | Attachement 3 Rate (mills/kWh) | Rate (mills/kWh) | Default Rate (mills/kWh)
2 | Regulating Reserve | 5775.2 | 0.38% | 76000 | 0 | 0.13 | 0.13
3 | Operating Reserve - Spin | 227.2 | 1.55% | 310000 | 0.16 | 11.82 | 11.98 | 13.78
4 | Operating Reserve - Supplemental | 227.2 | 1.55% | 310000 | 0.16 | 9.76 | 9.92 | 11.41

## T-11
Table 11
Summary of FY 2016-2017 and FY 2018-2019 Rates
| (A) | (B) | (C) | (D) | (E) | (F)
| Rate | Units | Source for FY 2014-2015 rates | FY 2016-2017 Rates | FY 2018-2019 Rates | Percent Change
1 | FPT.1-18
2 | M-G Distance | $/kW-mi-yr | Current Rate * Table 6, line 11 | 0.07 | 0.0701 | 0.1429%
3 | M-G Miscellaneous Facilities | $/kW-yr | Current Rate * Table 6, line 11 | 3.99 | 4 | 0.2506%
4 | M-G Terminal | $/kW-yr | Current Rate * Table 6, line 11 | 0.81 | 0.81 | 0%
5 | M-G Interconnection Terminal | $/kW-yr | Current Rate * Table 6, line 11 | 0.73 | 0.73 | 0%
6 | S-S Transformation | $/kW-yr | Current Rate * Table 6, line 11 | 7.53 | 7.54 | 0.1328%
7 | S-S Interconnection Terminal | $/kW-yr | Current Rate * Table 6, line 11 | 2.06 | 2.06 | 0%
8 | S-S Intermediate Terminal | $/kW-yr | Current Rate * Table 6, line 11 | 2.91 | 2.91 | 0%
9 | S-S Distance | $/kW-mi-yr | Current Rate * Table 6, line 11 | 0.6884 | 0.6896 | 0.1743%
10 | Average FPT Rate (Revenue/Sales) | $/kW-mo | Table 6, line 12 | 1.634 | 1.6615 | 1.683%
11 | FPT.3-18
12 | M-G Distance | $/kW-mi-yr | Current Rate | 0.07 | 0.07 | 0%
13 | M-G Miscellaneous Facilities | $/kW-yr | Current Rate | 3.99 | 3.99 | 0%
14 | M-G Terminal | $/kW-yr | Current Rate | 0.81 | 0.81 | 0%
15 | M-G Interconnection Terminal | $/kW-yr | Current Rate | 0.73 | 0.73 | 0%
16 | S-S Transformation | $/kW-yr | Current Rate | 7.53 | 7.53 | 0%
17 | S-S Interconnection Terminal | $/kW-yr | Current Rate | 2.06 | 2.06 | 0%
18 | S-S Intermediate Terminal | $/kW-yr | Current Rate | 2.91 | 2.91 | 0%
19 | S-S Distance | $/kW-mi-yr | Current Rate | 0.6884 | 0.6884 | 0%
20 | Average FPT Rate (Revenue/Sales) | $/kW-mo | Current Rate | 1.634 | 1.634 | 0%
21 | IR-18
22 | Demand | $/kW-mo | Table 7, line 1 + Table 10, lines 67 & 71 | 1.79 | 1.793 | 0.1676%
23 | NT-18
24 | Demand | $/kW-mo | Table 7, line 63 | 1.735 | 1.727 | -0.4611%
25 | PTP-18
26 | Demand | $/kW-mo | Table 7, line 50 | 1.489 | 1.471 | -1.209%
27 | Daily Block 1 (day 1 thru 5) | $/kW-day | Table 7, line 51 | 0.068 | 0.068 | 0%
28 | Daily Block 2 (day 6 and beyond) | $/kW-day | Table 7, line 52 | 0.049 | 0.048 | -2.041%
29 | Hourly | mills/kWh | Table 7, line 53 | 4.28 | 4.23 | -1.168%
30 | IS-18
31 | Demand | $/kW-mo | Table 8, line 16 | 1.23 | 1.038 | -15.61%
32 | Daily Block 1 (day 1 thru 5) | $/kW-day | Table 8, line 17 | 0.057 | 0.048 | -15.79%
33 | Daily Block 2 (day 6 and beyond) | $/kW-day | Table 8, line 18 | 0.04 | 0.034 | -15%
34 | Hourly | mills/kWh | Table 8, line 19 | 3.53 | 9.56 | 170.8%
35 | IM-18
36 | Demand | $/kW-mo | Table 8, line 39 | 0.598 | 0.509 | -14.88%
37 | Daily Block 1 (day 1 thru 5) | $/kW-day | Table 8, line 40 | 0.028 | 0.023 | -17.86%
38 | Daily Block 2 (day 6 and beyond) | $/kW-day | Table 8, line 41 | 0.02 | 0.017 | -15%
39 | Hourly | mills/kWh | Table 8, line 42 | 1.72 | 1.46 | -15.12%
40 | TGT-18
41 | Townsend to Garrison | $/kW-mo | Table 8, line 29 | 0.598 | 0.598 | 0%
42 | IE-18
43 | Eastern Intertie | mills/kWh | Table 8, line 52 | 1.48 | 1.46 | -1.351%
44 | UD-18
45 | Demand | $/kW-mo | Table 9, line 6 | 1.285 | 1.283 | -0.1556%
46 | Power Factor Penalty Charge
47 | Demand -- Lagging | $/kVAr-mo | Rate eliminated | 0 | 0 | 0%
48 | Demand -- Leading | $/kVAr-mo | Rate eliminated | 0 | 0 | 0%
49 | WECC Charge - 16
50 | Demand | mills/kWh | Table 10.2, line 5 | 0.05 | 0.05 | 0%
51 | Peak Charge - 16
52 | Demand | mills/kWh | Table 10.2, line 11 | 0.05 | 0.05 | 0%
53 | SCD-18
54 | For NT customers | $/kW-mo | Table 10, line 67 | 0.35 | 0.376 | 7.429%
55 | For PTP customers:
56 | Demand | $/kW-mo | Table 10, line 67 | 0.301 | 0.322 | 6.977%
57 | Daily Block 1 (day 1 thru 5) | $/kW-day | Table 10, line 68 | 0.014 | 0.015 | 7.143%
58 | Daily Block 2 (day 6 and beyond) | $/kW-day | Table 10, line 69 | 0.01 | 0.011 | 10%
59 | Hourly | mills/kWh | Table 10, line 70 | 0.87 | 0.93 | 6.897%
60 | GSR-18
61 | Demand | $/kW-mo | Table 10.1, line 71 | 0 | 0 | 0%
62 | Daily Block 1 (day 1 thru 5) | $/kW-day | Table 10.1, line 71 | 0 | 0 | 0%
63 | Daily Block 2 (day 6 and beyond) | $/kW-day | Table 10.1, line 71 | 0 | 0 | 0%
64 | Hourly | mills/kWh | Table 10.1, line 71 | 0 | 0 | 0%

## T-12
Table 12
Revenue at FY 2016-2017 and FY 2018-2019 Rates | [8 empty] | Include Gen Inputs | 1
| (A) | (B) | (C) | (D) | (E) | (F) | (G) | (H) | 1 = include
|  | Current |  |  | Proposed |  |  |  | 0 = exclude
|  | FY 2016-2017 Rates |  | Average | FY 2018-2019 Rates |  | Average | Percent
| Service | FY 2018 | FY 2019 | FYs 18&19 | FY 2018 | FY 2019 | FYs 18&19 | Change
1 | Network Sales Revenues
2 | FPT 1 | 17430.507 | 16875.2815 | 17152.8943 | 17636.0922 | 16727.8148 | 17181.9535 | 0.1694%
3 | FPT 3 | 1216.822 | 1242.0275 | 1229.4247 | 1210.794 | 1210.794 | 1210.794 | -1.515%
4 | IR | 5237.54 | 0 | 2618.77 | 5246.318 | 0 | 2623.159 | 0.1676%
5 | BP-18 Transmission Ratio from table 6 | 82.04%
6 | BP-16 Transmission Ratio from table 6 | 83.18%
7 | FPT 1&3 Transmission Portion | 15511.6608 | 15070.7671 | 15291.214 | 15476.0655 | 14730.9032 | 15103.4843 | -1.228%
8 | IR Transmission Portion | 4356.814 | 0 | 2178.407 | 4304.146 | 0 | 2152.073 | -1.209%
9 | NT_Base | 132217.9319 | 134090.505 | 133154.2184 | 131608.2815 | 133472.2203 | 132540.2509 | -0.4611%
10 | NT Ancillary Revenues | 27185.7847 | 27563.5372 | 27374.661 | 29205.3002 | 29611.1143 | 29408.2072 | 7.429%
11 | Subtotal NT Sale Revenues | 159403.7166 | 161654.0423 | 160528.8794 | 160813.5816 | 163083.3346 | 161948.4581 | 0.8843%
12 | PTP, Long-term | 457548.1713 | 468607.0179 | 463077.5946 | 452017.0316 | 462942.1916 | 457479.6116 | -1.209%
13 | PTP LT Ancillary Revenues | 93168.2202 | 95403.756 | 94285.9881 | 99668.3286 | 102059.832 | 100864.0803 | 6.977%
14 | PTP, Short-term | 31800.5543 | 31271.6936 | 31536.124 | 31410.6871 | 30887.8176 | 31149.2524 | -1.227%
15 | PTP ST Ancillary Revenues | 6489.9573 | 6382.1144 | 6436.0358 | 7009.5069 | 6893.4916 | 6951.4993 | 8.009%
16 | Subtotal PTP Sale Revenues | 589006.9031 | 601664.5819 | 595335.7425 | 590105.5542 | 602783.3328 | 596444.4435 | 0.1862%
17 | Subtotal Network Transmission Revenues | 641435.1323 | 649039.9836 | 645237.558 | 634816.2116 | 642033.1327 | 638424.6721 | -1.056%
18 | Percent of total |  |  | 83.06% |  |  | 81.91%
19 | Subtotal Network Ancillary Revenues | 130860.3564 | 132395.9495 | 131628.153 | 140196.1284 | 141772.1435 | 140984.1359 | 7.108%
20 | Percent of total |  |  | 16.94% |  |  | 18.09%
21 | Total Network Sale Revenues | 772295.4887 | 781435.9331 | 776865.7109 | 775012.34 | 783805.2762 | 779408.8081 | 0.3274%
22 | Intertie Sale Revenues
23 | IM, Long-term | 114.816 | 114.816 | 114.816 | 97.728 | 97.728 | 97.728 | -14.88%
24 | IM LT Ancillary Revenues | 57.792 | 57.792 | 57.792 | 61.824 | 61.824 | 61.824 | 6.977%
25 | IS, Long-term | 88663.32 | 88589.52 | 88626.42 | 74823.192 | 74760.912 | 74792.052 | -15.61%
26 | IS LT Ancillary Revenues | 21697.284 | 21679.224 | 21688.254 | 23211.048 | 23191.728 | 23201.388 | 6.977%
27 | IS, Short-term | 2575.0461 | 2403.8342 | 2489.4402 | 6599.2372 | 6135.5586 | 6367.3979 | 155.8%
28 | IS ST Ancillary Revenues | 634.8802 | 592.6835 | 613.7819 | 679.4506 | 634.3438 | 656.8972 | 7.025%
29 | Subtotal IS Sale Revenues | 113570.5303 | 113265.2617 | 113417.896 | 105312.9277 | 104722.5423 | 105017.735 | -7.406%
30 | Subtotal Intertie Transmission Revenues | 91353.1821 | 91108.1702 | 91230.6762 | 81520.1572 | 80994.1986 | 81257.1779 | -10.93%
31 | Subtotal Intertie Ancillary Revenues | 22389.9562 | 22329.6995 | 22359.8279 | 23952.3226 | 23887.8958 | 23920.1092 | 6.978%
32 | Total Intertie Sale Revenues | 113743.1383 | 113437.8697 | 113590.504 | 105472.4797 | 104882.0943 | 105177.287 | -7.407%
33 | Ancillary Revenues
34 | Long-term Scheduling, Control and Dispatch | 114923.2962 | 117140.772 | 116032.0341 | 122941.2006 | 125313.384 | 124127.2923 | 6.977%
35 | Short-term Scheduling, Control and Dispatch | 7124.8375 | 6974.7979 | 7049.8177 | 7688.9575 | 7527.8354 | 7608.3964 | 7.923%
36 | NT Scheduling, Control and Dispatch | 27185.7847 | 27563.5372 | 27374.661 | 29205.3002 | 29611.1143 | 29408.2072 | 7.429%
37 | Subtotal SCD Rate | 149233.9184 | 151679.1072 | 150456.5128 | 159835.4582 | 162452.3336 | 161143.8959 | 7.103%
38 | FPT & IR SCD | 4016.3942 | 3046.5419 | 3531.468 | 4326.8331 | 3221.546 | 3774.1896 | 6.873%
39 | Total SCD Revenue | 153250.3126 | 154725.6491 | 153987.9808 | 164162.2913 | 165673.8797 | 164918.0855 | 7.098%
40 | Regulation and Frequency Response | 6167.0531 | 6167.0531 | 6167.0531 | 7102.535 | 7102.535 | 7102.535 | 15.17%
41 | Balancing Reseves (VERBS Wind, VERBS Solar, DERBS) | 55596.017 | 55596.017 | 55596.017 | 41980.6575 | 41980.6575 | 41980.6575 | -24.49%
42 | VERBS | 54379.3896 | 54379.3896 | 54379.3896 | 40672.9891 | 40672.9891 | 40672.9891 | -25.21%
43 | DERBS | 1216.6274 | 1216.6274 | 1216.6274 | 1307.6684 | 1307.6684 | 1307.6684 | 7.483%
44 | Operating Reserves - Spinning | 22681.611 | 22681.611 | 22681.611 | 23519.642 | 23519.642 | 23519.642 | 3.695%
45 | Operating Reserves - Supplemental | 20791.4767 | 20791.4767 | 20791.4767 | 19420.618 | 19420.618 | 19420.618 | -6.593%
46 | Energy Imbalance | 0 | 0 | 0 | 0 | 0 | 0 | N/A
47 | Generation Imbalance | 0 | 0 | 0 | 0 | 0 | 0 | N/A
48 | Total Ancillary Revenues | 258486.4704 | 259961.8069 | 259224.1387 | 256185.7438 | 257697.3322 | 256941.538 | -0.8806%
49 | Subtotal less SCD | 105236.1578 | 105236.1578 | 105236.1578 | 92023.4525 | 92023.4525 | 92023.4525 | -12.56%
50 | Delivery
51 | Utility Delivery | 2559.72 | 2575.14 | 2567.43 | 2555.736 | 2571.132 | 2563.434 | -0.1556%
52 | WECC
53 | WECC Rate | 2550.6034 | 2588.6075 | 2569.6055 | 2550.6034 | 2588.6075 | 2569.6055 | 0%
54 | Peak
55 | Peak Rate | 2550.6034 | 2588.6075 | 2569.6055 | 2550.6034 | 2588.6075 | 2569.6055 | 0%
56 | General Transmission Rates Subtotal | 998935.7117 | 1007862.3157 | 1003399.0137 | 980165.215 | 988459.17 | 984312.1925 | -1.902%
57 | Subtotal less Generation Input Ancillaries | 893699.5538 | 902626.1579 | 898162.8559 | 888141.7625 | 896435.7175 | 892288.74 | -0.654%
58 | Other Revenues
59 | IS Reservation Fee | 0 | 0 | 0 | 0 | 0 | 0
60 | UFT Fixed Dollar Amount | 4841 | 4682 | 4761.5 | 4841 | 4682 | 4761.5 | 0%
61 | UFT Variable Service Amt | 242 | 242 | 242 | 242 | 242 | 242 | 0%
62 | O&M Non-Federal Facility | 416 | 416 | 416 | 416 | 416 | 416 | 0%
63 | O&M Federal Facility | 303 | 303 | 303 | 303 | 303 | 303 | 0%
64 | PTP Reservation Fee | 1861 | 1340 | 1600.5 | 1861 | 1340 | 1600.5 | 0%
65 | CF Reservation Fee | 0 | 0 | 0 | 0 | 0 | 0
66 | Failure to Comply Penalty | 0 | 0 | 0 | 0 | 0 | 0
67 | SINT AC Non Federal O&M | 1905 | 1905 | 1905 | 1905 | 1905 | 1905 | 0%
68 | SINT AC Non Fed Replacements | 0 | 0 | 0 | 0 | 0 | 0 | N/A
69 | TOP Service Charge | 1100 | 1100 | 1100 | 1100 | 1100 | 1100 | 0%
70 | DSI Delivery Charge | 1915 | 1915 | 1915 | 1915 | 1915 | 1915 | 0%
71 | PCS Wireless Leases | 5022 | 5042 | 5032 | 5022 | 5042 | 5032 | 0%
72 | PCS Construction | 3720 | 3720 | 3720 | 3720 | 3720 | 3720 | 0%
73 | PCS Operations & Maintenance | 312 | 312 | 312 | 312 | 312 | 312 | 0%
74 | Fiber Leases | 7733 | 7379 | 7556 | 7733 | 7379 | 7556 | 0%
75 | Fiber Operations & Maintenance | 1550 | 1550 | 1550 | 1550 | 1550 | 1550 | 0%
76 | Land Use/Lease/Sale | 216 | 216 | 216 | 216 | 216 | 216 | 0%
77 | Misc Leases | 105 | 105 | 105 | 105 | 105 | 105 | 0%
78 | Right-Of-Way Lease | 79 | 79 | 79 | 79 | 79 | 79 | 0%
79 | COE/BOR Project Revenue | 0 | 0 | 0 | 0 | 0 | 0 | N/A
80 | 3rd AC RAS Generation Dropping | 27 | 27 | 27 | 27 | 27 | 27 | 0%
81 | AC RAS Load Tripping | 0 | 0 | 0 | 0 | 0 | 0 | 0%
82 | Transmission Share of IPP | 246 | 246 | 246 | 246 | 246 | 246 | 0%
83 | Use of Communication Equipmt | 179 | 177 | 178 | 179 | 177 | 178 | 0%
84 | FPS Real Power Losses | 0 | 0 | 0 | 0 | 0 | 0
85 | Amort NonFed PNW AC Intertie | 3409 | 3409 | 3409 | 3409 | 3409 | 3409 | 0%
86 | Transmission Processing Fee | 43 | 43 | 43 | 43 | 43 | 43 | 0%
87 | Generation Integration BBL | 12487.7963 | 12641.5216 | 12564.6589 | 12487.7963 | 12641.5216 | 12564.6589 | 0%
88 | TGT Revenues | 12414.48 | 12414.48 | 12414.48 | 12414.48 | 12414.48 | 12414.48 | 0%
89 | Other Revenues Subtotal | 60126.2763 | 59264.0016 | 59695.1389 | 60126.2763 | 59264.0016 | 59695.1389 | 0%
90 | Total Revenue | 1059061.9879 | 1067126.3173 | 1063094.1526 | 1040291.4913 | 1047723.1716 | 1044007.3314 | -1.795%
Revenue Recovery Test
| note: set gen inputs flag to 1 include gen inputs |  |  | Revenue Requirement | 1035848.643 | 1051837.3435 | 1043842.9933
| or, 0 to exclude gen inputs |  |  | Revenue less Revenue Requirement | 4442.8483 | -4114.1719 | 164.3382
Rev Req Check Met?
yes

## QACheck (hidden)
PRODUCT GROUP | PRODUCT CATEGORY | PROD NUM | PROD NAME
NETWORK | FORMULA POWER TRANSMISSION | 64001 | FPT 1YR LONG TERM FIRM
|  | 68180 | WNP-3 SETTLEMENT TX CHARGE
FORMULA POWER TRANSMISSION Total
| INTEGRATION OF RESOURCES | 64301 | IR CONTRACT
INTEGRATION OF RESOURCES Total
| NETWORK INTEGRATION | 65702 | NT SERVICE CHARGE
|  | 65706 | NT SHORT DISTANCE DISCOUNT
NETWORK INTEGRATION Total
| POINT-TO-POINT LONG TERM | 65501 | PTP LONG TERM FIRM
|  | 65506 | PTP SHORT DISTANCE DISCOUNT
|  | 65570 | PTP LTF CANADIAN ENTITLEMENT
|  | 65571 | PTP LTF CONDITIONAL FIRM
POINT-TO-POINT LONG TERM Total
INTERTIE | MONTANA INTERTIE LONG TERM | 64201 | IM LONG TERM FIRM
MONTANA INTERTIE LONG TERM Total
| SOUTHERN INTERTIE LONG TERM | 64401 | IS LONG TERM FIRM
SOUTHERN INTERTIE LONG TERM Total
ANCILLARY SERVICES | DISPATCHABLE RES BALANCING | 65300 | DERBS-INCREMENTAL RESERVES
|  | 65301 | DERBS-DECREMENTAL RESERVES
DISPATCHABLE RES BALANCING Total
| OPERATING RESERVE-SPIN & SUPP | 65901 | SPINNING RESERVE REQUIREMENT
|  | 66001 | SUPP RESERVE REQUIREMENT
OPERATING RESERVE-SPIN & SUPP Total
| SCHED, SYS CTRL & DISPATCH | 66301 | SCD PTP LONG TERM FIRM
|  | 66360 | SCD NT LONG TERM FIRM
|  | 66370 | SCD LONG TERM FIRM_PBL CEA
|  | 66371 | SCD PTP CF LONG-TERM FIRM
SCHED, SYS CTRL & DISPATCH Total
| VARIABLE RES BALANCING | 65320 | SOLAR REGULATION RESERVES
|  | 65321 | SOLAR FOLLOWING RESERVES
|  | 65325 | VERBS IMB COMM SCHED 30/60
|  | 65328 | VERBS IMB COMM SCHED 30/15
|  | 65345 | WIND BALANCING SS-IMBALANCE
|  | 65346 | VERBS BASE REGULATING RES
|  | 65347 | VERBS BASE FOLLOWING RES
|  | 65348 | VERBS IMB UNCOMM SCHED
|  | 65394 | VERBS INT DEV OPT OUT FEE
VARIABLE RES BALANCING Total
DELIVERY | UTILITY DELIVERY | 67401 | UTILITY DELIVERY CHARGE
UTILITY DELIVERY Total
OTHER REVENUES & CREDITS | REGULATION & FREQ RESPONSE | 65331 | REG & FREQUENCY RESPONSE
REGULATION & FREQ RESPONSE Total
| OTHER REVENUE SOURCES | 68143 | WECC ASSESSMENT
|  | 68144 | PEAK ASSESSMENT
OTHER REVENUE SOURCES Total

## VERBS Calc (hidden)
PROPOSED RATES
|  | 30/15 | 30/60 | Uncommitted | CSGI |  | CUST | Customer (Billing Entity) | Resource Type | GEN Code | VERBS Project Name | Installed Capacity (MW) | BP-16 | BP-18 |  | CUST | VERBS Project Name | Installed Capacity (MW) | BP-16 | BP-18 | Cust | FY18 | FY19 | 2017-10-01 | 2017-11-01 | 2017-12-01 | 2018-01-01 | 2018-02-01 | 2018-03-01 | 2018-04-01 | 2018-05-01 | 2018-06-01 | 2018-07-01 | 2018-08-01 | 2018-09-01 | 2018-10-01 | 2018-11-01 | 2018-12-01 | 2019-01-01 | 2019-02-01 | 2019-03-01 | 2019-04-01 | 2019-05-01 | 2019-06-01 | 2019-07-01 | 2019-08-01 | 2019-09-01
| 2017-10-01 | 1599 | 656 | 1139 | 1390 | 4784 | 11768 | Arlington Wind Power Partners LLC | Wind | ARW | Arlington Wind | 102.9 | Uncommited | Uncommited |  | 0 | Golden Hills Wind | 200 | (blank) | (blank) | 0 | 2928000 | 2928000 | 244000 | 244000 | 244000 | 244000 | 244000 | 244000 | 244000 | 244000 | 244000 | 244000 | 244000 | 244000 | 244000 | 244000 | 244000 | 244000 | 244000 | 244000 | 244000 | 244000 | 244000 | 244000 | 244000 | 244000
| 2017-11-01 | 882 | 156 | 1139 | 1390 | 3567 | 11640 | Big Horn Wind Project LLC | Wind | BHW | Big Horn | 199.5 | CSGI | Leave Dec 17 | x | 0 | Summit Ridge Wind | 100 | (blank) | (blank) | 0 | 1464000 | 1464000 | 122000 | 122000 | 122000 | 122000 | 122000 | 122000 | 122000 | 122000 | 122000 | 122000 | 122000 | 122000 | 122000 | 122000 | 122000 | 122000 | 122000 | 122000 | 122000 | 122000 | 122000 | 122000 | 122000 | 122000
| 2017-12-01 | 882 | 156 | 1139 | 0 | 2177 | 11640 | Big Horn Wind Project LLC | Wind | BH2 | Big Horn Phase 2 | 50 | CSGI | Leave Dec 17 | x | 10158 | Nine Canyon I/IA/II Addition | 50.1749 | Uncommited | Uncommited | 10158 | 734560.2432 | 734560.2432 | 61213.3536 | 61213.3536 | 61213.3536 | 61213.3536 | 61213.3536 | 61213.3536 | 61213.3536 | 61213.3536 | 61213.3536 | 61213.3536 | 61213.3536 | 61213.3536 | 61213.3536 | 61213.3536 | 61213.3536 | 61213.3536 | 61213.3536 | 61213.3536 | 61213.3536 | 61213.3536 | 61213.3536 | 61213.3536 | 61213.3536 | 61213.3536
| 2018-01-01 | 882 | 156 | 1139 | 0 | 2177 | 10314 | Portland General Electric | Wind | BCW | Biglow Canyon Phase 1 & 2 | 449.7 | 30/15 | Leave in Oct 17; 30/15 | x | 10169 | Vansycle Wind Project | 25.08 | 30/15 | 30/15 | 10169 | 213681.6 | 213681.6 | 17806.8 | 17806.8 | 17806.8 | 17806.8 | 17806.8 | 17806.8 | 17806.8 | 17806.8 | 17806.8 | 17806.8 | 17806.8 | 17806.8 | 17806.8 | 17806.8 | 17806.8 | 17806.8 | 17806.8 | 17806.8 | 17806.8 | 17806.8 | 17806.8 | 17806.8 | 17806.8 | 17806.8
| 2018-02-01 | 882 | 156 | 1139 | 0 | 2177 | 11929 | Coastal Energy | Wind | CEW | Coastal Wind Energy | 6 | 30/60 | 30/60 |  | 10181 | Stateline Wind Project | 90.42 | CSGI | Leave Dec 17 | 10181 | 88611.6 | 0 | 2017-10-01: 44305.8; 2017-11-01: 44305.8
| 2018-03-01 | 882 | 156 | 1139 | 0 | 2177 | 10890 | Condon Wind Power LLC | Wind | CWP | Condon Wind | 49.8 | 30/60 | 30/60 |  | 10302 | Juniper Canyon 1 | 151.2 | CSGI | Leave Dec 17 | 10302 | 148176 | 0 | 2017-10-01: 74088; 2017-11-01: 74088
| 2018-04-01 | 882 | 156 | 1139 | 0 | 2177 | 11021 | Eurus Energy America Corp | Wind | ECH | Eurus Combine Hills | 63 | Uncommited | Uncommited |  | 10302 | Leaning Juniper 2A & 2B (90 + 110) | 201.3 | CSGI | Leave Dec 17 | 10302 | 197274 | 0 | 2017-10-01: 98637; 2017-11-01: 98637
| 2018-05-01 | 882 | 156 | 1139 | 0 | 2177 | 11921 | Harvest Wind Project | Wind | HWP | Harvest Wind (West + East) | 98.9 | Uncommited | 30/60 | x | 10314 | Biglow Canyon Phase 1 & 2 | 449.7 | 30/15 | Leave in Oct 17; 30/15 | 10314 | 0 | 0
| 2018-06-01 | 882 | 156 | 1139 | 0 | 2177 | 11860 | Hay Canyon Wind LLC | Wind | HCW | Hay Canyon | 100.8 | CSGI | Leave Dec 17 | x | 10314 | Tucannon River Wind | 266.8 | 30/15 | Leave in Oct 17; 30/15 | 10314 | 0 | 0
| 2018-07-01 | 882 | 156 | 1139 | 0 | 2177 | 10325 | Puget Sound Energy | Wind | HRW | Hopkins Ridge Wind | 156.6 | 30/60 | Leave in Oct 17 | x | 10325 | Hopkins Ridge Wind | 156.6 | 30/60 | Leave in Oct 17 | 10325 | 0 | 0
| 2018-08-01 | 882 | 156 | 1339 | 0 | 2377 | 12051 | Horseshoe Bend Wind LLC | Wind | HBW | Horseshoe Bend | 290 | Uncommited | 30/15 | x | 10325 | Lower Snake River | 342.7 | 30/60 | Leave in Oct 17 | 10325 | 0 | 0
| 2018-09-01 | 882 | 156 | 1339 | 0 | 2377 | 10302 | Iberdrola Renewables | Wind | JCW | Juniper Canyon 1 | 151.2 | CSGI | Leave Dec 17 | x | 10361 | Linden Wind | 50 | Uncommited | Uncommited | 10361 | 732000 | 732000 | 61000 | 61000 | 61000 | 61000 | 61000 | 61000 | 61000 | 61000 | 61000 | 61000 | 61000 | 61000 | 61000 | 61000 | 61000 | 61000 | 61000 | 61000 | 61000 | 61000 | 61000 | 61000 | 61000 | 61000
| 2018-10-01 | 882 | 156 | 1339 | 0 | 2377 | 10874 | Sagebrush Power Partners | Wind | KVW | Kittitas Valley | 100.8 | Uncommited | Uncommited |  | 10874 | Kittitas Valley | 100.8 | Uncommited | Uncommited | 10874 | 1475712 | 1475712 | 122976 | 122976 | 122976 | 122976 | 122976 | 122976 | 122976 | 122976 | 122976 | 122976 | 122976 | 122976 | 122976 | 122976 | 122976 | 122976 | 122976 | 122976 | 122976 | 122976 | 122976 | 122976 | 122976 | 122976
| 2018-11-01 | 882 | 156 | 1339 | 0 | 2377 | 11712 | Klondike Wind Power III LLC | Wind | KN3 | Klondike III Part 1 & 2 | 223.6 | CSGI | Leave Dec 17 | x | 10890 | Condon Wind | 49.8 | 30/60 | 30/60 | 10890 | 603576 | 603576 | 50298 | 50298 | 50298 | 50298 | 50298 | 50298 | 50298 | 50298 | 50298 | 50298 | 50298 | 50298 | 50298 | 50298 | 50298 | 50298 | 50298 | 50298 | 50298 | 50298 | 50298 | 50298 | 50298 | 50298
| 2018-12-01 | 882 | 156 | 1339 | 0 | 2377 | 11712 | Klondike Wind Power III A LLC | Wind | K3A | Klondike III Part 3A | 76.5 | CSGI | Leave Dec 17 | x | 11021 | Eurus Combine Hills | 63 | Uncommited | Uncommited | 11021 | 922320 | 922320 | 76860 | 76860 | 76860 | 76860 | 76860 | 76860 | 76860 | 76860 | 76860 | 76860 | 76860 | 76860 | 76860 | 76860 | 76860 | 76860 | 76860 | 76860 | 76860 | 76860 | 76860 | 76860 | 76860 | 76860
| 2019-01-01 | 882 | 156 | 1339 | 0 | 2377 | 11105 | Klondike Wind Power LLC | Wind | KLN | Klondike Phase I | 24 | CSGI | Leave Dec 17 | x | 11105 | Klondike Phase I | 24 | CSGI | Leave Dec 17 | 11105 | 23520 | 0 | 2017-10-01: 11760; 2017-11-01: 11760
| 2019-02-01 | 882 | 156 | 1339 | 0 | 2377 | 11648 | Klondike Wind Power II | Wind | KN2 | Klondike Phase II | 75 | CSGI | Leave Dec 17 | x | 11640 | Big Horn | 199.5 | CSGI | Leave Dec 17 | 11640 | 195510 | 0 | 2017-10-01: 97755; 2017-11-01: 97755
| 2019-03-01 | 882 | 156 | 1339 | 0 | 2377 | 10302 | Iberdrola Renewables | Wind | LJ2 | Leaning Juniper 2A & 2B (90 + 110) | 201.3 | CSGI | Leave Dec 17 | x | 11640 | Big Horn Phase 2 | 50 | CSGI | Leave Dec 17 | 11640 | 49000 | 0 | 2017-10-01: 24500; 2017-11-01: 24500
| 2019-04-01 | 882 | 156 | 1339 | 0 | 2377 | 10361 | Southern California Public Power Authority | Wind | LNW | Linden Wind | 50 | Uncommited | Uncommited |  | 11648 | Klondike Phase II | 75 | CSGI | Leave Dec 17 | 11648 | 73500 | 0 | 2017-10-01: 36750; 2017-11-01: 36750
| 2019-05-01 | 882 | 156 | 1339 | 0 | 2377 | 10325 | Puget Sound Energy | Wind | LSW | Lower Snake River | 342.7 | 30/60 | Leave in Oct 17 | x | 11673 | White Creek Wind | 204.7 | Uncommited | Uncommited | 11673 | 2996808 | 2996808 | 249734 | 249734 | 249734 | 249734 | 249734 | 249734 | 249734 | 249734 | 249734 | 249734 | 249734 | 249734 | 249734 | 249734 | 249734 | 249734 | 249734 | 249734 | 249734 | 249734 | 249734 | 249734 | 249734 | 249734
| 2019-06-01 | 882 | 156 | 1339 | 0 | 2377 | 10158 | Energy Northwest | Wind | NCW | Nine Canyon I/IA/II Addition | 50.1749 | Uncommited | Uncommited |  | 11712 | Klondike III Part 1 & 2 | 223.6 | CSGI | Leave Dec 17 | 11712 | 219128 | 0 | 2017-10-01: 109564; 2017-11-01: 109564
| 2019-07-01 | 882 | 156 | 1339 | 0 |  | 12053 | North Hurlburt Wind LLC | Wind | NHW | North Hurlburt | 265 | Uncommited | 30/15 | x | 11712 | Klondike III Part 3A | 76.5 | CSGI | Leave Dec 17 | 11712 | 74970 | 0 | 2017-10-01: 37485; 2017-11-01: 37485
| 2019-08-01 | 882 | 156 | 1439 | 0 | 2477 | 11875 | Patu Wind LLC | Wind | PTW | Patu Wind | 9 | Uncommited | Uncommited |  | 11735 | Pebble Springs | 98.7 | CSGI | Leave Dec 17 | 11735 | 96726 | 0 | 2017-10-01: 48363; 2017-11-01: 48363
| 2019-09-01 | 882 | 156 | 1439 | 0 | 2477 | 11735 | Pebble Springs Wind LLC | Wind | PSW | Pebble Springs | 98.7 | CSGI | Leave Dec 17 | x | 11768 | Arlington Wind | 102.9 | Uncommited | Uncommited | 11768 | 1506456 | 1506456 | 125538 | 125538 | 125538 | 125538 | 125538 | 125538 | 125538 | 125538 | 125538 | 125538 | 125538 | 125538 | 125538 | 125538 | 125538 | 125538 | 125538 | 125538 | 125538 | 125538 | 125538 | 125538 | 125538 | 125538
[7 empty] | 12052 | South Hurlburt Wind LLC | Wind | SHW | South Hurburt | 290 | Uncommited | 30/15 | x | 11860 | Hay Canyon | 100.8 | CSGI | Leave Dec 17 | 11860 | 98784 | 0 | 2017-10-01: 49392; 2017-11-01: 49392
[7 empty] | 11955 | Star Point LLC | Wind | SPW | Star Point | 98.7 | CSGI | Leave Dec 17 | x | 11868 | Wheat Field Wind Power | 96.6 | Uncommited | Uncommited | 11868 | 1414224 | 1414224 | 117852 | 117852 | 117852 | 117852 | 117852 | 117852 | 117852 | 117852 | 117852 | 117852 | 117852 | 117852 | 117852 | 117852 | 117852 | 117852 | 117852 | 117852 | 117852 | 117852 | 117852 | 117852 | 117852 | 117852
[7 empty] | 10181 | FPL Energy Vancycle LLC | Wind | STL | Stateline Wind Project | 90.42 | CSGI | Leave Dec 17 | x | 11873 | Willow Creek | 72 | Uncommited | Uncommited | 11873 | 1054080 | 1054080 | 87840 | 87840 | 87840 | 87840 | 87840 | 87840 | 87840 | 87840 | 87840 | 87840 | 87840 | 87840 | 87840 | 87840 | 87840 | 87840 | 87840 | 87840 | 87840 | 87840 | 87840 | 87840 | 87840 | 87840
[7 empty] | 11877 | Tuolumne | Wind | TUW | Tuolumne | 136.6 | Uncommited | Uncommited |  | 11875 | Patu Wind | 9 | Uncommited | Uncommited | 11875 | 131760 | 131760 | 10980 | 10980 | 10980 | 10980 | 10980 | 10980 | 10980 | 10980 | 10980 | 10980 | 10980 | 10980 | 10980 | 10980 | 10980 | 10980 | 10980 | 10980 | 10980 | 10980 | 10980 | 10980 | 10980 | 10980
[7 empty] | 10169 | ESI Vansycle Partners LP | Wind | VNC | Vansycle Wind Project | 25.08 | 30/15 | 30/15 |  | 11877 | Tuolumne | 136.6 | Uncommited | Uncommited | 11877 | 1999824 | 1999824 | 166652 | 166652 | 166652 | 166652 | 166652 | 166652 | 166652 | 166652 | 166652 | 166652 | 166652 | 166652 | 166652 | 166652 | 166652 | 166652 | 166652 | 166652 | 166652 | 166652 | 166652 | 166652 | 166652 | 166652
[7 empty] | 11868 | Wheat Field Wind Power LLC | Wind | WFW | Wheat Field Wind Power | 96.6 | Uncommited | Uncommited |  | 11921 | Harvest Wind (West + East) | 98.9 | Uncommited | 30/60 | 11921 | 1198668 | 1198668 | 99889 | 99889 | 99889 | 99889 | 99889 | 99889 | 99889 | 99889 | 99889 | 99889 | 99889 | 99889 | 99889 | 99889 | 99889 | 99889 | 99889 | 99889 | 99889 | 99889 | 99889 | 99889 | 99889 | 99889
[7 empty] | 11673 | White Creek Wind I, LLC | Wind | WCW | White Creek Wind | 204.7 | Uncommited | Uncommited |  | 11929 | Coastal Wind Energy | 6 | 30/60 | 30/60 | 11929 | 72720 | 72720 | 6060 | 6060 | 6060 | 6060 | 6060 | 6060 | 6060 | 6060 | 6060 | 6060 | 6060 | 6060 | 6060 | 6060 | 6060 | 6060 | 6060 | 6060 | 6060 | 6060 | 6060 | 6060 | 6060 | 6060
[7 empty] | 11873 | Willow Creek Energy LLC | Wind | WLC | Willow Creek | 72 | Uncommited | Uncommited |  | 11949 | Windy Point Flats Energ/Dooley | 262.2 | Uncommited | Uncommited | 11949 | 3838608 | 3838608 | 319884 | 319884 | 319884 | 319884 | 319884 | 319884 | 319884 | 319884 | 319884 | 319884 | 319884 | 319884 | 319884 | 319884 | 319884 | 319884 | 319884 | 319884 | 319884 | 319884 | 319884 | 319884 | 319884 | 319884
[7 empty] | 11949 | Windy Flats Partners LLC | Wind | WFD | Windy Point Flats Energ/Dooley | 262.2 | Uncommited | Uncommited |  | 11955 | Star Point | 98.7 | CSGI | Leave Dec 17 | 11955 | 96726 | 0 | 2017-10-01: 48363; 2017-11-01: 48363
[7 empty] | 10314 | Portland General Electric | Wind | TRW | Tucannon River Wind | 266.8 | 30/15 | Leave in Oct 17; 30/15 |  | 12051 | Horseshoe Bend | 290 | Uncommited | 30/15 | 12051 | 2470800 | 2470800 | 205900 | 205900 | 205900 | 205900 | 205900 | 205900 | 205900 | 205900 | 205900 | 205900 | 205900 | 205900 | 205900 | 205900 | 205900 | 205900 | 205900 | 205900 | 205900 | 205900 | 205900 | 205900 | 205900 | 205900
[7 empty] | 0 |  | 8/2018 install |  | Golden Hills Wind | 200 |  | Uncommited |  | 12052 | South Hurburt | 290 | Uncommited | 30/15 | 12052 | 2470800 | 2470800 | 205900 | 205900 | 205900 | 205900 | 205900 | 205900 | 205900 | 205900 | 205900 | 205900 | 205900 | 205900 | 205900 | 205900 | 205900 | 205900 | 205900 | 205900 | 205900 | 205900 | 205900 | 205900 | 205900 | 205900
[7 empty] | 0 |  | 8/2019 Install |  | Summit Ridge Wind | 100 |  | Uncommited |  | 12053 | North Hurlburt | 265 | Uncommited | 30/15 | 12053 | 2257800 | 2257800 | 188150 | 188150 | 188150 | 188150 | 188150 | 188150 | 188150 | 188150 | 188150 | 188150 | 188150 | 188150 | 188150 | 188150 | 188150 | 188150 | 188150 | 188150 | 188150 | 188150 | 188150 | 188150 | 188150 | 188150
[22 empty] | 31848323.4432 | 30486397.8432
[13 empty] | PROPOSED RATES |  |  | CUST | VERBS Project Name | Installed Capacity (MW) | BP-16 | BP-18 | CURRENT RATES | FY18 | FY19 | 2017-10-01 | 2017-11-01 | 2017-12-01 | 2018-01-01 | 2018-02-01 | 2018-03-01 | 2018-04-01 | 2018-05-01 | 2018-06-01 | 2018-07-01 | 2018-08-01 | 2018-09-01 | 2018-10-01 | 2018-11-01 | 2018-12-01 | 2019-01-01 | 2019-02-01 | 2019-03-01 | 2019-04-01 | 2019-05-01 | 2019-06-01 | 2019-07-01 | 2019-08-01 | 2019-09-01
[13 empty] | 30/60 | 1.01 |  | 0 | Golden Hills Wind | 200 | (blank) | (blank) | 0 | 3552000 | 3552000 | 296000 | 296000 | 296000 | 296000 | 296000 | 296000 | 296000 | 296000 | 296000 | 296000 | 296000 | 296000 | 296000 | 296000 | 296000 | 296000 | 296000 | 296000 | 296000 | 296000 | 296000 | 296000 | 296000 | 296000
[13 empty] | 30/15 | 0.71 |  | 0 | Summit Ridge Wind | 100 | (blank) | (blank) | 0 | 1776000 | 1776000 | 148000 | 148000 | 148000 | 148000 | 148000 | 148000 | 148000 | 148000 | 148000 | 148000 | 148000 | 148000 | 148000 | 148000 | 148000 | 148000 | 148000 | 148000 | 148000 | 148000 | 148000 | 148000 | 148000 | 148000
[13 empty] | CSGI | 0.49 |  | 10158 | Nine Canyon I/IA/II Addition | 50.1749 | Uncommited | Uncommited | 10158 | 891105.8688 | 891105.8688 | 74258.8224 | 74258.8224 | 74258.8224 | 74258.8224 | 74258.8224 | 74258.8224 | 74258.8224 | 74258.8224 | 74258.8224 | 74258.8224 | 74258.8224 | 74258.8224 | 74258.8224 | 74258.8224 | 74258.8224 | 74258.8224 | 74258.8224 | 74258.8224 | 74258.8224 | 74258.8224 | 74258.8224 | 74258.8224 | 74258.8224 | 74258.8224
[13 empty] | Uncommit | 1.22 |  | 10169 | Vansycle Wind Project | 25.08 | 30/15 | 30/15 | 10169 | 219700.8 | 219700.8 | 18308.4 | 18308.4 | 18308.4 | 18308.4 | 18308.4 | 18308.4 | 18308.4 | 18308.4 | 18308.4 | 18308.4 | 18308.4 | 18308.4 | 18308.4 | 18308.4 | 18308.4 | 18308.4 | 18308.4 | 18308.4 | 18308.4 | 18308.4 | 18308.4 | 18308.4 | 18308.4 | 18308.4
[13 empty] | CURRENT RATES |  |  | 10181 | Stateline Wind Project | 90.42 | CSGI | Leave Dec 17 | 10181 | 72336 | 0 | 2017-10-01: 36168; 2017-11-01: 36168
[13 empty] | 30/60 | 1.2 |  | 10302 | Juniper Canyon 1 | 151.2 | CSGI | Leave Dec 17 | 10302 | 120960 | 0 | 2017-10-01: 60480; 2017-11-01: 60480
[13 empty] | 30/15 | 0.73 |  | 10302 | Leaning Juniper 2A & 2B (90 + 110) | 201.3 | CSGI | Leave Dec 17 | 10302 | 161040 | 0 | 2017-10-01: 80520; 2017-11-01: 80520
[13 empty] | CSGI | 0.4 |  | 10314 | Biglow Canyon Phase 1 & 2 | 449.7 | 30/15 | Leave in Oct 17; 30/15 | 10314 | 0 | 0
|  |  | 0.21 | 0.28 | [8 empty] | Uncommit | 1.48 |  | 10314 | Tucannon River Wind | 266.8 | 30/15 | Leave in Oct 17; 30/15 | 10314 | 0 | 0
[16 empty] | 10325 | Hopkins Ridge Wind | 156.6 | 30/60 | Leave in Oct 17 | 10325 | 0 | 0
|  |  | 0.8 | 5 | 8 | 20 | 3.2 | [8 empty] | 10325 | Lower Snake River | 342.7 | 30/60 | Leave in Oct 17 | 10325 | 0 | 0
Total | Period | Solar | KingEstate | Outback | Fremont | Neon | HornRapid | [8 empty] | 10361 | Linden Wind | 50 | Uncommited | Uncommited | 10361 | 888000 | 888000 | 74000 | 74000 | 74000 | 74000 | 74000 | 74000 | 74000 | 74000 | 74000 | 74000 | 74000 | 74000 | 74000 | 74000 | 74000 | 74000 | 74000 | 74000 | 74000 | 74000 | 74000 | 74000 | 74000 | 74000
20 | 2017-10-01 | 21.2 | 0.8 | 5 |  | 11 | 3.2 | [8 empty] | 10874 | Kittitas Valley | 100.8 | Uncommited | Uncommited | 10874 | 1790208 | 1790208 | 149184 | 149184 | 149184 | 149184 | 149184 | 149184 | 149184 | 149184 | 149184 | 149184 | 149184 | 149184 | 149184 | 149184 | 149184 | 149184 | 149184 | 149184 | 149184 | 149184 | 149184 | 149184 | 149184 | 149184
20 | 2017-11-01 | 21.2 | 0.8 | 5 |  | 11 | 3.2 | [8 empty] | 10890 | Condon Wind | 49.8 | 30/60 | 30/60 | 10890 | 717120 | 717120 | 59760 | 59760 | 59760 | 59760 | 59760 | 59760 | 59760 | 59760 | 59760 | 59760 | 59760 | 59760 | 59760 | 59760 | 59760 | 59760 | 59760 | 59760 | 59760 | 59760 | 59760 | 59760 | 59760 | 59760
30 | 2017-12-01 | 30.2 | 0.8 | 5 |  | 21 | 3.2 | [8 empty] | 11021 | Eurus Combine Hills | 63 | Uncommited | Uncommited | 11021 | 1118880 | 1118880 | 93240 | 93240 | 93240 | 93240 | 93240 | 93240 | 93240 | 93240 | 93240 | 93240 | 93240 | 93240 | 93240 | 93240 | 93240 | 93240 | 93240 | 93240 | 93240 | 93240 | 93240 | 93240 | 93240 | 93240
30 | 2018-01-01 | 30.2 | 0.8 | 5 |  | 21 | 3.2 | [8 empty] | 11105 | Klondike Phase I | 24 | CSGI | Leave Dec 17 | 11105 | 19200 | 0 | 2017-10-01: 9600; 2017-11-01: 9600
30 | 2018-02-01 | 30.2 | 0.8 | 5 |  | 21 | 3.2 | [8 empty] | 11640 | Big Horn | 199.5 | CSGI | Leave Dec 17 | 11640 | 159600 | 0 | 2017-10-01: 79800; 2017-11-01: 79800
30 | 2018-03-01 | 30.2 | 0.8 | 5 |  | 21 | 3.2 | [8 empty] | 11640 | Big Horn Phase 2 | 50 | CSGI | Leave Dec 17 | 11640 | 40000 | 0 | 2017-10-01: 20000; 2017-11-01: 20000
30 | 2018-04-01 | 30.2 | 0.8 | 5 |  | 21 | 3.2 | [8 empty] | 11648 | Klondike Phase II | 75 | CSGI | Leave Dec 17 | 11648 | 60000 | 0 | 2017-10-01: 30000; 2017-11-01: 30000
30 | 2018-05-01 | 30.2 | 0.8 | 5 |  | 21 | 3.2 | [8 empty] | 11673 | White Creek Wind | 204.7 | Uncommited | Uncommited | 11673 | 3635472 | 3635472 | 302956 | 302956 | 302956 | 302956 | 302956 | 302956 | 302956 | 302956 | 302956 | 302956 | 302956 | 302956 | 302956 | 302956 | 302956 | 302956 | 302956 | 302956 | 302956 | 302956 | 302956 | 302956 | 302956 | 302956
30 | 2018-06-01 | 30.2 | 0.8 | 5 |  | 21 | 3.2 | [8 empty] | 11712 | Klondike III Part 1 & 2 | 223.6 | CSGI | Leave Dec 17 | 11712 | 178880 | 0 | 2017-10-01: 89440; 2017-11-01: 89440
30 | 2018-07-01 | 30.2 | 0.8 | 5 |  | 21 | 3.2 | [8 empty] | 11712 | Klondike III Part 3A | 76.5 | CSGI | Leave Dec 17 | 11712 | 61200 | 0 | 2017-10-01: 30600; 2017-11-01: 30600
30 | 2018-08-01 | 30.2 | 0.8 | 5 |  | 21 | 3.2 | [8 empty] | 11735 | Pebble Springs | 98.7 | CSGI | Leave Dec 17 | 11735 | 78960 | 0 | 2017-10-01: 39480; 2017-11-01: 39480
30 | 2018-09-01 | 30.2 | 0.8 | 5 |  | 21 | 3.2 | [8 empty] | 11768 | Arlington Wind | 102.9 | Uncommited | Uncommited | 11768 | 1827504 | 1827504 | 152292 | 152292 | 152292 | 152292 | 152292 | 152292 | 152292 | 152292 | 152292 | 152292 | 152292 | 152292 | 152292 | 152292 | 152292 | 152292 | 152292 | 152292 | 152292 | 152292 | 152292 | 152292 | 152292 | 152292
30 | 2018-10-01 | 30.2 | 0.8 | 5 |  | 21 | 3.2 | [8 empty] | 11860 | Hay Canyon | 100.8 | CSGI | Leave Dec 17 | 11860 | 80640 | 0 | 2017-10-01: 40320; 2017-11-01: 40320
30 | 2018-11-01 | 30.2 | 0.8 | 5 |  | 21 | 3.2 | [8 empty] | 11868 | Wheat Field Wind Power | 96.6 | Uncommited | Uncommited | 11868 | 1715616 | 1715616 | 142968 | 142968 | 142968 | 142968 | 142968 | 142968 | 142968 | 142968 | 142968 | 142968 | 142968 | 142968 | 142968 | 142968 | 142968 | 142968 | 142968 | 142968 | 142968 | 142968 | 142968 | 142968 | 142968 | 142968
30 | 2018-12-01 | 30.2 | 0.8 | 5 |  | 21 | 3.2 | [8 empty] | 11873 | Willow Creek | 72 | Uncommited | Uncommited | 11873 | 1278720 | 1278720 | 106560 | 106560 | 106560 | 106560 | 106560 | 106560 | 106560 | 106560 | 106560 | 106560 | 106560 | 106560 | 106560 | 106560 | 106560 | 106560 | 106560 | 106560 | 106560 | 106560 | 106560 | 106560 | 106560 | 106560
30 | 2019-01-01 | 30.2 | 0.8 | 5 |  | 21 | 3.2 | [8 empty] | 11875 | Patu Wind | 9 | Uncommited | Uncommited | 11875 | 159840 | 159840 | 13320 | 13320 | 13320 | 13320 | 13320 | 13320 | 13320 | 13320 | 13320 | 13320 | 13320 | 13320 | 13320 | 13320 | 13320 | 13320 | 13320 | 13320 | 13320 | 13320 | 13320 | 13320 | 13320 | 13320
30 | 2019-02-01 | 30.2 | 0.8 | 5 |  | 21 | 3.2 | [8 empty] | 11877 | Tuolumne | 136.6 | Uncommited | Uncommited | 11877 | 2426016 | 2426016 | 202168 | 202168 | 202168 | 202168 | 202168 | 202168 | 202168 | 202168 | 202168 | 202168 | 202168 | 202168 | 202168 | 202168 | 202168 | 202168 | 202168 | 202168 | 202168 | 202168 | 202168 | 202168 | 202168 | 202168
30 | 2019-03-01 | 30.2 | 0.8 | 5 |  | 21 | 3.2 | [8 empty] | 11921 | Harvest Wind (West + East) | 98.9 | Uncommited | 30/60 | 11921 | 1756464 | 1756464 | 146372 | 146372 | 146372 | 146372 | 146372 | 146372 | 146372 | 146372 | 146372 | 146372 | 146372 | 146372 | 146372 | 146372 | 146372 | 146372 | 146372 | 146372 | 146372 | 146372 | 146372 | 146372 | 146372 | 146372
30 | 2019-04-01 | 30.2 | 0.8 | 5 |  | 21 | 3.2 | [8 empty] | 11929 | Coastal Wind Energy | 6 | 30/60 | 30/60 | 11929 | 86400 | 86400 | 7200 | 7200 | 7200 | 7200 | 7200 | 7200 | 7200 | 7200 | 7200 | 7200 | 7200 | 7200 | 7200 | 7200 | 7200 | 7200 | 7200 | 7200 | 7200 | 7200 | 7200 | 7200 | 7200 | 7200
30 | 2019-05-01 | 30.2 | 0.8 | 5 |  | 21 | 3.2 | [8 empty] | 11949 | Windy Point Flats Energ/Dooley | 262.2 | Uncommited | Uncommited | 11949 | 4656672 | 4656672 | 388056 | 388056 | 388056 | 388056 | 388056 | 388056 | 388056 | 388056 | 388056 | 388056 | 388056 | 388056 | 388056 | 388056 | 388056 | 388056 | 388056 | 388056 | 388056 | 388056 | 388056 | 388056 | 388056 | 388056
30 | 2019-06-01 | 30.2 | 0.8 | 5 |  | 21 | 3.2 | [8 empty] | 11955 | Star Point | 98.7 | CSGI | Leave Dec 17 | 11955 | 78960 | 0 | 2017-10-01: 39480; 2017-11-01: 39480
30 | 2019-07-01 | 30.2 | 0.8 | 5 |  | 21 | 3.2 | [8 empty] | 12051 | Horseshoe Bend | 290 | Uncommited | 30/15 | 12051 | 5150400 | 5150400 | 429200 | 429200 | 429200 | 429200 | 429200 | 429200 | 429200 | 429200 | 429200 | 429200 | 429200 | 429200 | 429200 | 429200 | 429200 | 429200 | 429200 | 429200 | 429200 | 429200 | 429200 | 429200 | 429200 | 429200
30 | 2019-08-01 | 30.2 | 0.8 | 5 |  | 21 | 3.2 | [8 empty] | 12052 | South Hurburt | 290 | Uncommited | 30/15 | 12052 | 5150400 | 5150400 | 429200 | 429200 | 429200 | 429200 | 429200 | 429200 | 429200 | 429200 | 429200 | 429200 | 429200 | 429200 | 429200 | 429200 | 429200 | 429200 | 429200 | 429200 | 429200 | 429200 | 429200 | 429200 | 429200 | 429200
30 | 2019-09-01 | 30.2 | 0.8 | 5 |  | 21 | 3.2 | [8 empty] | 12053 | North Hurlburt | 265 | Uncommited | 30/15 | 12053 | 4706400 | 4706400 | 392200 | 392200 | 392200 | 392200 | 392200 | 392200 | 392200 | 392200 | 392200 | 392200 | 392200 | 392200 | 392200 | 392200 | 392200 | 392200 | 392200 | 392200 | 392200 | 392200 | 392200 | 392200 | 392200 | 392200
[22 empty] | 44614694.6688 | 43502918.6688 | 0 | 0 | 0 | 0 | 0 | 0 | 0 | 0 | 0 | 0 | 0 | 0 | 0 | 0 | 0 | 0 | 0 | 0 | 0 | 0 | 0 | 0 | 0 | 0
King Estate |  | PNGC | 10298
| Curr | Prop
FY18 | 2016 | 2688
FY19 | 2016 | 2688
Outback |  | Outback | 11951
| Curr | Prop
FY18 | 12600 | 16800
FY19 | 12600 | 16800
Neon |  | Unk | 0
| Curr | Prop
FY18 | 48720 | 64960
FY19 | 52920 | 70560
HornRapids |  | Energy NW | 10158
| Curr | Prop
FY18 | 8064 | 10752
FY19 | 8064 | 10752

## WECCPEAK Calc (hidden)
PROD CATEGORY | REGULATION & FREQ RESPONSE | [14 empty] | 2335819.7913 | 2354180.2087 | 2708355.6556 | 2729644.3444
FY | (Multiple Items) | [7 empty] | TRFA
FM | (All) |  | 2664996 | 2664996 | 2565000 | 2565000 |  |  | PROD CATEGORY | OTHER REVENUE SOURCES
|  |  | WECC |  | PEAK | [10 empty] | WECC |  | PEAK
Row Labels | Average of Revenue | RFR ALLOC | 2018 | 2019 | 2018 | 2019 | WECC | PEAK | Sum of Revenue | Column Labels | [5 empty] | 2335819.7913 | 2354180.2087 | 2708355.6556 | 2729644.3444 | Monthly
10007 | 31536 | 6.237% | 166202.9471 | 166202.9471 | 159966.6788 | 159966.6788 | 13850.2456 | 13330.5566 | Row Labels | 2018 | 2019 |  |  | Cust | Alloc | 18 | 19 | 18 | 19 | 18 | 19 | 18 | 19
10015 | 3.8075 | 0.000753% | 20.0665 | 20.0665 | 19.3136 | 19.3136 | 1.6722 | 1.6095 | 68143 | 2776776.72 | 2829535.56 |  |  | 10007 | 6.237% | 145673.8146 | 146818.8653 | 168907.0797 | 170234.7525 | 12139.4845 | 12234.9054 | 14075.59 | 14186.2294
10016 | 572.6392 | 0.1132% | 3017.9578 | 3017.9578 | 2904.718 | 2904.718 | 251.4965 | 242.0598 | 68144 | 3220581.24 | 3281772.36 |  |  | 10015 | 0.000753% | 17.5879 | 17.7262 | 20.393 | 20.5533 | 1.4657 | 1.4772 | 1.6994 | 1.7128
10024 | 17536.675 | 3.468% | 92422.8522 | 92422.8522 | 88954.9612 | 88954.9612 | 7701.9044 | 7412.9134 | Grand Total | 5997357.96 | 6111307.92 |  |  | 10016 | 0.1132% | 2645.1843 | 2665.9764 | 3067.0602 | 3091.1684 | 220.432 | 222.1647 | 255.5883 | 257.5974
10025 | 5787.0183 | 1.144% | 30499.0963 | 30499.0963 | 29354.709 | 29354.709 | 2541.5914 | 2446.2258 | [5 empty] | 10024 | 3.468% | 81006.9236 | 81643.6683 | 93926.5779 | 94664.876 | 6750.577 | 6803.639 | 7827.2148 | 7888.7397
10027 | 3884.7667 | 0.7682% | 20473.7338 | 20473.7338 | 19705.5182 | 19705.5182 | 1706.1445 | 1642.1265 | [5 empty] | 10025 | 1.144% | 26731.8948 | 26942.0175 | 30995.3186 | 31238.9534 | 2227.6579 | 2245.1681 | 2582.9432 | 2603.2461
10047 | 13398.2204 | 2.65% | 70612.1169 | 70612.1169 | 67962.6085 | 67962.6085 | 5884.3431 | 5663.5507 | Table 3 | Rate Study | 18 | 19 |  | 10027 | 0.7682% | 17944.8497 | 18085.9029 | 20806.8427 | 20970.3923 | 1495.4041 | 1507.1586 | 1733.9036 | 1747.5327
10059 | 654.8254 | 0.1295% | 3451.1008 | 3451.1008 | 3321.6085 | 3321.6085 | 287.5917 | 276.8007 | WECC | 2664996 | 2335819.7913 | 2354180.2087 |  | 10047 | 2.65% | 61890.2168 | 62376.697 | 71760.9806 | 72325.0487 | 5157.5181 | 5198.0581 | 5980.0817 | 6027.0874
10062 | 723.7125 | 0.1431% | 3814.1537 | 3814.1537 | 3671.039 | 3671.039 | 317.8461 | 305.9199 | PEAK | 2565000 | 2708355.6556 | 2729644.3444 |  | 10059 | 0.1295% | 3024.8261 | 3048.6024 | 3507.2504 | 3534.8187 | 252.0688 | 254.0502 | 292.2709 | 294.5682
10065 | 225.455 | 0.04459% | 1188.2067 | 1188.2067 | 1143.6228 | 1143.6228 | 99.0172 | 95.3019 | [5 empty] | 10062 | 0.1431% | 3343.0353 | 3369.3128 | 3876.2102 | 3906.6787 | 278.5863 | 280.7761 | 323.0175 | 325.5566
10066 | 2608.6617 | 0.5159% | 13748.3275 | 13748.3275 | 13232.4627 | 13232.4627 | 1145.694 | 1102.7052 | [5 empty] | 10065 | 0.04459% | 1041.4412 | 1049.6273 | 1207.5389 | 1217.0306 | 86.7868 | 87.4689 | 100.6282 | 101.4192
10071 | 163.7913 | 0.03239% | 863.2226 | 863.2226 | 830.8328 | 830.8328 | 71.9352 | 69.2361 | [5 empty] | 10066 | 0.5159% | 12050.1552 | 12144.874 | 13972.0137 | 14081.839 | 1004.1796 | 1012.0728 | 1164.3345 | 1173.4866
10072 | 2106.225 | 0.4165% | 11100.3552 | 11100.3552 | 10683.8476 | 10683.8476 | 925.0296 | 890.3206 | [5 empty] | 10071 | 0.03239% | 756.5987 | 762.5458 | 877.2673 | 884.163 | 63.0499 | 63.5455 | 73.1056 | 73.6802
10074 | 2621.7687 | 0.5185% | 13817.4053 | 13817.4053 | 13298.9485 | 13298.9485 | 1151.4504 | 1108.2457 | [5 empty] | 10072 | 0.4165% | 9729.2564 | 9805.732 | 11280.9587 | 11369.6313 | 810.7714 | 817.1443 | 940.0799 | 947.4693
10078 | 357.6829 | 0.07073% | 1885.0823 | 1885.0823 | 1814.3502 | 1814.3502 | 157.0902 | 151.1959 | PROD CATEGORY | REGULATION & FREQ RESPONSE |  |  |  | 10074 | 0.5185% | 12110.7006 | 12205.8953 | 14042.2153 | 14152.5924 | 1009.2251 | 1017.1579 | 1170.1846 | 1179.3827
10079 | 7571.6842 | 1.497% | 39904.7509 | 39904.7509 | 38407.4445 | 38407.4445 | 3325.3959 | 3200.6204 | CustomerId | (All) |  |  |  | 10078 | 0.07073% | 1652.2398 | 1665.227 | 1915.7527 | 1930.8112 | 137.6867 | 138.7689 | 159.6461 | 160.9009
10080 | 687.2242 | 0.1359% | 3621.8506 | 3621.8506 | 3485.9515 | 3485.9515 | 301.8209 | 290.496 | [5 empty] | 10079 | 1.497% | 34975.7774 | 35250.7001 | 40554.0037 | 40872.7733 | 2914.6481 | 2937.5583 | 3379.5003 | 3406.0644
10081 | 1106.5725 | 0.2188% | 5831.9258 | 5831.9258 | 5613.1002 | 5613.1002 | 485.9938 | 467.7583 | Average of Revenue | Column Labels |  |  |  | 10080 | 0.1359% | 3174.4852 | 3199.4379 | 3680.7784 | 3709.7107 | 264.5404 | 266.6198 | 306.7315 | 309.1426
10083 | 741.1842 | 0.1466% | 3906.2339 | 3906.2339 | 3759.6642 | 3759.6642 | 325.5195 | 313.3053 | Row Labels | 2018 | 2019 | Grand Total | Month Shape | 10081 | 0.2188% | 5111.5753 | 5151.7541 | 5926.8116 | 5973.3985 | 425.9646 | 429.3128 | 493.901 | 497.7832
10087 | 5513.7242 | 1.09% | 29058.7648 | 29058.7648 | 27968.4216 | 27968.4216 | 2421.5637 | 2330.7018 | 1 | 5537.4946 | 5598.0706 | 5567.7826 | 7.708% | 10083 | 0.1466% | 3423.7419 | 3450.6538 | 3969.7886 | 4000.9926 | 285.3118 | 287.5545 | 330.8157 | 333.4161
10089 | 9699.1858 | 1.918% | 51117.2397 | 51117.2397 | 49199.2182 | 49199.2182 | 4259.77 | 4099.9349 | 2 | 6238.1288 | 6297.4324 | 6267.7806 | 8.677% | 10087 | 1.09% | 25469.4708 | 25669.6704 | 29531.5527 | 29763.6818 | 2122.4559 | 2139.1392 | 2460.9627 | 2480.3068
10097 | 175.94 | 0.03479% | 927.2497 | 927.2497 | 892.4574 | 892.4574 | 77.2708 | 74.3715 | 3 | 7105.6783 | 7166.1745 | 7135.9264 | 9.878% | 10089 | 1.918% | 44803.3168 | 45155.4876 | 51948.9204 | 52357.2584 | 3733.6097 | 3762.9573 | 4329.0767 | 4363.1049
10101 | 6593.0925 | 1.304% | 34747.3175 | 34747.3175 | 33443.5284 | 33443.5284 | 2895.6098 | 2786.9607 | 4 | 7056.2467 | 7107.0831 | 7081.6649 | 9.803% | 10097 | 0.03479% | 812.7172 | 819.1055 | 942.3361 | 949.7432 | 67.7264 | 68.2588 | 78.528 | 79.1453
10103 | 44642.4854 | 8.828% | 235277.5444 | 235277.5444 | 226449.4586 | 226449.4586 | 19606.462 | 18870.7882 | 5 | 6142.117 | 6190.8356 | 6166.4763 | 8.536% | 10101 | 1.304% | 30455.3822 | 30694.7729 | 35312.6586 | 35590.2293 | 2537.9485 | 2557.8977 | 2942.7215 | 2965.8524
10105 | 8438.6508 | 1.669% | 44473.8914 | 44473.8914 | 42805.1417 | 42805.1417 | 3706.1576 | 3567.0951 | 6 | 6066.6971 | 6115.0693 | 6090.8832 | 8.432% | 10103 | 8.828% | 206216.4239 | 207837.3621 | 239105.5252 | 240984.984 | 17184.702 | 17319.7802 | 19925.4604 | 20082.082
10109 | 995.1967 | 0.1968% | 5244.9461 | 5244.9461 | 5048.1452 | 5048.1452 | 437.0788 | 420.6788 | 7 | 5650.8674 | 5697.7836 | 5674.3255 | 7.855% | 10105 | 1.669% | 38980.5447 | 39286.9463 | 45197.4844 | 45552.7536 | 3248.3787 | 3273.9122 | 3766.457 | 3796.0628
10110 | 40.1758 | 0.007945% | 211.7371 | 211.7371 | 203.7923 | 203.7923 | 17.6448 | 16.9827 | 8 | 5568.0537 | 5615.568 | 5591.8108 | 7.741% | 10109 | 0.1968% | 4597.0984 | 4633.2333 | 5330.2817 | 5372.1797 | 383.0915 | 386.1028 | 444.1901 | 447.6816
10111 | 217.6621 | 0.04304% | 1147.136 | 1147.136 | 1104.0931 | 1104.0931 | 95.5947 | 92.0078 | 9 | 5447.0183 | 5494.2714 | 5470.6449 | 7.573% | 10110 | 0.007945% | 185.5837 | 187.0424 | 215.1821 | 216.8735 | 15.4653 | 15.5869 | 17.9318 | 18.0728
10112 | 1658.9663 | 0.3281% | 8743.1849 | 8743.1849 | 8415.1231 | 8415.1231 | 728.5987 | 701.2603 | 10 | 5907.4494 | 5941.4325 | 5924.441 | 8.201% | 10111 | 0.04304% | 1005.4435 | 1013.3467 | 1165.7999 | 1174.9636 | 83.787 | 84.4456 | 97.15 | 97.9136
10113 | 3363.98 | 0.6653% | 17729.0522 | 17729.0522 | 17063.8226 | 17063.8226 | 1477.421 | 1421.9852 | 11 | 5874.8601 | 5906.0306 | 5890.4454 | 8.154% | 10112 | 0.3281% | 7663.2402 | 7723.4761 | 8885.4371 | 8955.28 | 638.6033 | 643.623 | 740.4531 | 746.2733
10123 | 51057.1271 | 10.1% | 269084.3795 | 269084.3795 | 258987.7934 | 258987.7934 | 22423.6983 | 21582.3161 | 12 | 5360.7062 | 5391.1618 | 5375.934 | 7.442% | 10113 | 0.6653% | 15539.1869 | 15661.3307 | 18017.505 | 18159.1293 | 1294.9322 | 1305.1109 | 1501.4588 | 1513.2608
10135 | 92.6158 | 0.01832% | 488.1096 | 488.1096 | 469.7948 | 469.7948 | 40.6758 | 39.1496 | Grand Total | 5996.2765 | 6043.4094 | 6019.843 |  | 10123 | 10.1% | 235847.4906 | 237701.3401 | 273462.3996 | 275611.9163 | 19653.9576 | 19808.445 | 22788.5333 | 22967.6597
10144 | 286.1108 | 0.05658% | 1507.8787 | 1507.8787 | 1451.3001 | 1451.3001 | 125.6566 | 120.9417 | [5 empty] | 10135 | 0.01832% | 427.8191 | 431.1819 | 496.0512 | 499.9503 | 35.6516 | 35.9318 | 41.3376 | 41.6625
10156 | 2781.2962 | 0.55% | 14658.1568 | 14658.1568 | 14108.1533 | 14108.1533 | 1221.5131 | 1175.6794 | [5 empty] | 10144 | 0.05658% | 1321.6279 | 1332.0164 | 1532.412 | 1544.4573 | 110.1357 | 111.0014 | 127.701 | 128.7048
10157 | 5385.1346 | 1.065% | 28381.0641 | 28381.0641 | 27316.1496 | 27316.1496 | 2365.0887 | 2276.3458 | [5 empty] | 10156 | 0.55% | 12847.6038 | 12948.5908 | 14896.646 | 15013.7392 | 1070.6337 | 1079.0492 | 1241.3872 | 1251.1449
10158 | 191.2392 | 0.03782% | 1007.8803 | 1007.8803 | 970.0626 | 970.0626 | 83.99 | 80.8386 | [5 empty] | 10157 | 1.065% | 24875.4787 | 25071.0093 | 28842.8259 | 29069.5413 | 2072.9566 | 2089.2508 | 2403.5688 | 2422.4618
10170 | 24502.1446 | 4.846% | 129132.6941 | 129132.6941 | 124287.3761 | 124287.3761 | 10761.0578 | 10357.2813 | [5 empty] | 10158 | 0.03782% | 883.3885 | 890.3322 | 1024.2786 | 1032.3298 | 73.6157 | 74.1944 | 85.3565 | 86.0275
10177 | 847.1487 | 0.1675% | 4464.6949 | 4464.6949 | 4297.1706 | 4297.1706 | 372.0579 | 358.0975 | [5 empty] | 10170 | 4.846% | 113182.4222 | 114072.0784 | 131233.6913 | 132265.2372 | 9431.8685 | 9506.0065 | 10936.1409 | 11022.1031
10179 | 15333.9258 | 3.032% | 80813.7894 | 80813.7894 | 77781.4938 | 77781.4938 | 6734.4825 | 6481.7912 | [5 empty] | 10177 | 0.1675% | 3913.2227 | 3943.9821 | 4537.3358 | 4573.0009 | 326.1019 | 328.6652 | 378.1113 | 381.0834
10183 | 10691.7846 | 2.114% | 56348.494 | 56348.494 | 54234.1854 | 54234.1854 | 4695.7078 | 4519.5154 | [5 empty] | 10179 | 3.032% | 70831.7944 | 71388.5588 | 82128.635 | 82774.1968 | 5902.6495 | 5949.0466 | 6844.0529 | 6897.8497
10190 | 470.7083 | 0.09309% | 2480.7557 | 2480.7557 | 2387.6728 | 2387.6728 | 206.7296 | 198.9727 | [5 empty] | 10183 | 2.114% | 49388.4147 | 49776.6261 | 57265.2876 | 57715.4142 | 4115.7012 | 4148.0522 | 4772.1073 | 4809.6179
10191 | 11455.7629 | 2.265% | 60374.8591 | 60374.8591 | 58109.4732 | 58109.4732 | 5031.2383 | 4842.4561 | [5 empty] | 10190 | 0.09309% | 2174.3366 | 2191.4277 | 2521.1178 | 2540.9347 | 181.1947 | 182.619 | 210.0931 | 211.7446
10197 | 1099.5475 | 0.2174% | 5794.9022 | 5794.9022 | 5577.4658 | 5577.4658 | 482.9085 | 464.7888 | [5 empty] | 10191 | 2.265% | 52917.4494 | 53333.4003 | 61357.162 | 61839.4522 | 4409.7874 | 4444.45 | 5113.0968 | 5153.2877
10202 | 425.0933 | 0.08407% | 2240.3528 | 2240.3528 | 2156.2902 | 2156.2902 | 186.6961 | 179.6909 | [5 empty] | 10197 | 0.2174% | 5079.1248 | 5119.0486 | 5889.1856 | 5935.4768 | 423.2604 | 426.5874 | 490.7655 | 494.6231
10209 | 4925.2696 | 0.974% | 25957.4556 | 25957.4556 | 24983.4798 | 24983.4798 | 2163.1213 | 2081.9566 | [5 empty] | 10202 | 0.08407% | 1963.6278 | 1979.0627 | 2276.8034 | 2294.7 | 163.6357 | 164.9219 | 189.7336 | 191.225
10231 | 2978.4921 | 0.589% | 15697.4303 | 15697.4303 | 15108.4312 | 15108.4312 | 1308.1192 | 1259.0359 | [5 empty] | 10209 | 0.974% | 22751.2306 | 22930.0638 | 26379.7851 | 26587.14 | 1895.9359 | 1910.8386 | 2198.3154 | 2215.595
10235 | 2730.8483 | 0.54% | 14392.2831 | 14392.2831 | 13852.2558 | 13852.2558 | 1199.3569 | 1154.3546 | [5 empty] | 10231 | 0.589% | 13758.5078 | 13866.6549 | 15952.8285 | 16078.2237 | 1146.5423 | 1155.5546 | 1329.4024 | 1339.852
10237 | 9241.0271 | 1.827% | 48702.6235 | 48702.6235 | 46875.2033 | 46875.2033 | 4058.552 | 3906.2669 | [5 empty] | 10235 | 0.54% | 12614.5705 | 12713.7257 | 14626.4465 | 14741.4158 | 1051.2142 | 1059.4771 | 1218.8705 | 1228.4513
10246 | 669.0342 | 0.1323% | 3525.9846 | 3525.9846 | 3393.6826 | 3393.6826 | 293.832 | 282.8069 | [5 empty] | 10237 | 1.827% | 42686.9503 | 43022.4857 | 49495.0183 | 49884.0677 | 3557.2459 | 3585.2071 | 4124.5849 | 4157.0056
10247 | 6558.61 | 1.297% | 34565.5857 | 34565.5857 | 33268.6155 | 33268.6155 | 2880.4655 | 2772.3846 | [5 empty] | 10246 | 0.1323% | 3090.4604 | 3114.7526 | 3583.3526 | 3611.5191 | 257.5384 | 259.5627 | 298.6127 | 300.9599
10256 | 3972.7533 | 0.7856% | 20937.4465 | 20937.4465 | 20151.8315 | 20151.8315 | 1744.7872 | 1679.3193 | [5 empty] | 10247 | 1.297% | 30296.0977 | 30534.2364 | 35127.97 | 35404.089 | 2524.6748 | 2544.5197 | 2927.3308 | 2950.3407
10258 | 4303.7792 | 0.8511% | 22682.039 | 22682.039 | 21830.9633 | 21830.9633 | 1890.1699 | 1819.2469 | [5 empty] | 10256 | 0.7856% | 18351.2853 | 18495.5332 | 21278.1001 | 21445.3539 | 1529.2738 | 1541.2944 | 1773.175 | 1787.1128
10273 | 724.8133 | 0.1433% | 3819.9554 | 3819.9554 | 3676.623 | 3676.623 | 318.3296 | 306.3852 | [5 empty] | 10258 | 0.8511% | 19880.3884 | 20036.6557 | 23051.0772 | 23232.2673 | 1656.699 | 1669.7213 | 1920.9231 | 1936.0223
10279 | 8142.1696 | 1.61% | 42911.3578 | 42911.3578 | 41301.2375 | 41301.2375 | 3575.9465 | 3441.7698 | [5 empty] | 10273 | 0.1433% | 3348.1203 | 3374.4378 | 3882.1063 | 3912.6211 | 279.01 | 281.2032 | 323.5089 | 326.0518
10284 | 625.0421 | 0.1236% | 3294.1348 | 3294.1348 | 3170.5323 | 3170.5323 | 274.5112 | 264.211 | [5 empty] | 10279 | 1.61% | 37611.0129 | 37906.6495 | 43609.5284 | 43952.3156 | 3134.2511 | 3158.8875 | 3634.1274 | 3662.693
10288 | 2177.1779 | 0.4306% | 11474.2956 | 11474.2956 | 11043.757 | 11043.757 | 956.1913 | 920.3131 | [5 empty] | 10284 | 0.1236% | 2887.2484 | 2909.9432 | 3347.7306 | 3374.045 | 240.604 | 242.4953 | 278.9776 | 281.1704
10291 | 3494.9908 | 0.6912% | 18419.5135 | 18419.5135 | 17728.3763 | 17728.3763 | 1534.9595 | 1477.3647 | [5 empty] | 10288 | 0.4306% | 10057.0082 | 10136.0601 | 11660.9831 | 11752.6428 | 838.084 | 844.6717 | 971.7486 | 979.3869
10294 | 3269.0754 | 0.6465% | 17228.8803 | 17228.8803 | 16582.4181 | 16582.4181 | 1435.74 | 1381.8682 | [5 empty] | 10291 | 0.6912% | 16144.3635 | 16271.2642 | 18719.2001 | 18866.34 | 1345.3636 | 1355.9387 | 1559.9333 | 1572.195
10298 | 44684.0496 | 8.837% | 235496.5984 | 235496.5984 | 226660.2933 | 226660.2933 | 19624.7165 | 18888.3578 | [5 empty] | 10294 | 0.6465% | 15100.7955 | 15219.4934 | 17509.1953 | 17646.8241 | 1258.3996 | 1268.2911 | 1459.0996 | 1470.5687
10304 | 1192.7262 | 0.2359% | 6285.9785 | 6285.9785 | 6050.116 | 6050.116 | 523.8315 | 504.1763 | [5 empty] | 10298 | 8.837% | 206408.4207 | 208030.8681 | 239328.1432 | 241209.3519 | 17200.7017 | 17335.9057 | 19944.0119 | 20100.7793
10307 | 6209.4529 | 1.228% | 32725.4368 | 32725.4368 | 31497.5127 | 31497.5127 | 2727.1197 | 2624.7927 | [5 empty] | 10304 | 0.2359% | 5509.5441 | 5552.8512 | 6388.2518 | 6438.4658 | 459.1287 | 462.7376 | 532.3543 | 536.5388
10326 | 2579.6158 | 0.5101% | 13595.2484 | 13595.2484 | 13085.1274 | 13085.1274 | 1132.9374 | 1090.4273 | [5 empty] | 10307 | 1.228% | 28683.2411 | 28908.7022 | 33257.8817 | 33519.3011 | 2390.2701 | 2409.0585 | 2771.4901 | 2793.2751
10342 | 3279.4813 | 0.6485% | 17283.7217 | 17283.7217 | 16635.2018 | 16635.2018 | 1440.3101 | 1386.2668 | [5 empty] | 10326 | 0.5101% | 11915.9842 | 12009.6483 | 13816.444 | 13925.0464 | 992.9987 | 1000.804 | 1151.3703 | 1160.4205
10352 | 1336.9358 | 0.2644% | 7046.0006 | 7046.0006 | 6781.6205 | 6781.6205 | 587.1667 | 565.135 | [5 empty] | 10342 | 0.6485% | 15148.863 | 15267.9387 | 17564.929 | 17702.9959 | 1262.4052 | 1272.3282 | 1463.7441 | 1475.2497
10354 | 66346.345 | 13.12% | 349662.5465 | 349662.5465 | 336542.5058 | 336542.5058 | 29138.5455 | 28045.2088 | [5 empty] | 10352 | 0.2644% | 6175.6895 | 6224.2327 | 7160.6395 | 7216.9248 | 514.6408 | 518.6861 | 596.72 | 601.4104
10363 | 8276.2833 | 1.637% | 43618.1723 | 43618.1723 | 41981.5309 | 41981.5309 | 3634.8477 | 3498.4609 | [5 empty] | 10354 | 13.12% | 306472.7663 | 308881.757 | 355351.5786 | 358144.7749 | 25539.3972 | 25740.1464 | 29612.6315 | 29845.3979
10369 | 363.5283 | 0.07189% | 1915.8892 | 1915.8892 | 1844.0011 | 1844.0011 | 159.6574 | 153.6668 | [5 empty] | 10363 | 1.637% | 38230.5227 | 38531.0289 | 44327.8427 | 44676.2762 | 3185.8769 | 3210.9191 | 3693.9869 | 3723.023
10376 | 3684.6929 | 0.7287% | 19419.2929 | 19419.2929 | 18690.6421 | 18690.6421 | 1618.2744 | 1557.5535 | [5 empty] | 10369 | 0.07189% | 1679.2415 | 1692.4409 | 1947.0608 | 1962.3654 | 139.9368 | 141.0367 | 162.2551 | 163.5305
10378 | 165.56 | 0.03274% | 872.5444 | 872.5444 | 839.8048 | 839.8048 | 72.712 | 69.9837 | [5 empty] | 10376 | 0.7287% | 17020.6517 | 17154.4404 | 19735.2461 | 19890.3725 | 1418.3876 | 1429.5367 | 1644.6038 | 1657.531
10379 | 412.8483 | 0.08164% | 2175.8184 | 2175.8184 | 2094.1773 | 2094.1773 | 181.3182 | 174.5148 | [5 empty] | 10378 | 0.03274% | 764.769 | 770.7804 | 886.7407 | 893.7109 | 63.7308 | 64.2317 | 73.8951 | 74.4759
10406 | 49.435 | 0.009776% | 260.5353 | 260.5353 | 250.7595 | 250.7595 | 21.7113 | 20.8966 | [5 empty] | 10379 | 0.08164% | 1907.0647 | 1922.0549 | 2211.2191 | 2228.6001 | 158.9221 | 160.1712 | 184.2683 | 185.7167
10408 | 126.3992 | 0.025% | 666.1566 | 666.1566 | 641.1611 | 641.1611 | 55.513 | 53.4301 | [5 empty] | 10406 | 0.009776% | 228.3544 | 230.1494 | 264.7743 | 266.8555 | 19.0295 | 19.1791 | 22.0645 | 22.238
10409 | 1705.8871 | 0.3374% | 8990.47 | 8990.47 | 8653.1295 | 8653.1295 | 749.2058 | 721.0941 | [5 empty] | 10408 | 0.025% | 583.8739 | 588.4634 | 676.995 | 682.3164 | 48.6562 | 49.0386 | 56.4162 | 56.8597
10426 | 1522.8129 | 0.3011% | 8025.6213 | 8025.6213 | 7724.4839 | 7724.4839 | 668.8018 | 643.707 | [5 empty] | 10409 | 0.3374% | 7879.9809 | 7941.9205 | 9136.7455 | 9208.5637 | 656.6651 | 661.8267 | 761.3955 | 767.3803
10434 | 2550.2375 | 0.5043% | 13440.4169 | 13440.4169 | 12936.1055 | 12936.1055 | 1120.0347 | 1078.0088 | [5 empty] | 10426 | 0.3011% | 7034.3089 | 7089.6012 | 8156.1987 | 8220.3095 | 586.1924 | 590.8001 | 679.6832 | 685.0258
10436 | 159.7713 | 0.0316% | 842.0362 | 842.0362 | 810.4413 | 810.4413 | 70.1697 | 67.5368 | [5 empty] | 10434 | 0.5043% | 11780.2773 | 11872.8747 | 13659.0934 | 13766.459 | 981.6898 | 989.4062 | 1138.2578 | 1147.2049
10440 | 232.2567 | 0.04593% | 1224.0532 | 1224.0532 | 1178.1243 | 1178.1243 | 102.0044 | 98.177 | [5 empty] | 10436 | 0.0316% | 738.0292 | 743.8303 | 855.7362 | 862.4626 | 61.5024 | 61.9859 | 71.3113 | 71.8719
10442 | 959.125 | 0.1897% | 5054.839 | 5054.839 | 4865.1713 | 4865.1713 | 421.2366 | 405.4309 | [5 empty] | 10440 | 0.04593% | 1072.8601 | 1081.2931 | 1243.9686 | 1253.7467 | 89.405 | 90.1078 | 103.6641 | 104.4789
10451 | 2241.0267 | 0.4432% | 11810.7952 | 11810.7952 | 11367.6304 | 11367.6304 | 984.2329 | 947.3025 | [5 empty] | 10442 | 0.1897% | 4430.473 | 4465.2982 | 5137.0815 | 5177.4609 | 369.2061 | 372.1082 | 428.0901 | 431.4551
10502 | 226.3925 | 0.04477% | 1193.1475 | 1193.1475 | 1148.3782 | 1148.3782 | 99.429 | 95.6982 | [5 empty] | 10451 | 0.4432% | 10351.9439 | 10433.3141 | 12002.9576 | 12097.3053 | 862.662 | 869.4428 | 1000.2465 | 1008.1088
10597 | 1089.68 | 0.2155% | 5742.8979 | 5742.8979 | 5527.4128 | 5527.4128 | 478.5748 | 460.6177 | [5 empty] | 10502 | 0.04477% | 1045.7718 | 1053.9919 | 1212.5601 | 1222.0913 | 87.1476 | 87.8327 | 101.0467 | 101.8409
10660 | 28.3675 | 0.00561% | 149.5041 | 149.5041 | 143.8944 | 143.8944 | 12.4587 | 11.9912 | [5 empty] | 10597 | 0.2155% | 5033.544 | 5073.1095 | 5836.3352 | 5882.211 | 419.462 | 422.7591 | 486.3613 | 490.1842
12026 | 3459.6971 | 0.6842% | 18233.5062 | 18233.5062 | 17549.3484 | 17549.3484 | 1519.4588 | 1462.4457 | [5 empty] | 10660 | 0.00561% | 131.0376 | 132.0676 | 151.9366 | 153.1308 | 10.9198 | 11.0056 | 12.6614 | 12.7609
13916 | 724.5042 | 0.1433% | 3818.326 | 3818.326 | 3675.0547 | 3675.0547 | 318.1938 | 306.2546 | [5 empty] | 12026 | 0.6842% | 15981.3315 | 16106.9508 | 18530.1665 | 18675.8205 | 1331.7776 | 1342.2459 | 1544.1805 | 1556.3184
Grand Total | 6019.843 | [12 empty] | 13916 | 0.1433% | 3346.6922 | 3372.9985 | 3880.4504 | 3910.9522 | 278.891 | 281.0832 | 323.3709 | 325.9127

## FPT (hidden)
Company | PS_Number | Contract | ARef | Product | Start | Stop | Demand MW | 2017-10-01 | 2017-11-01 | 2017-12-01 | 2018-01-01 | 2018-02-01 | 2018-03-01 | 2018-04-01 | 2018-05-01 | 2018-06-01 | 2018-07-01 | 2018-08-01 | 2018-09-01 | 2018-10-01 | 2018-11-01 | 2018-12-01 | 2019-01-01 | 2019-02-01 | 2019-03-01 | 2019-04-01 | 2019-05-01 | 2019-06-01 | 2019-07-01 | 2019-08-01 | 2019-09-01
Avista | 10016 | DE-MS79-85BP92186 | 453495 | WNP-3 Settlement Tx Charge | 1985-09-17 | 2019-07-01 | 32.22 | 32.22 | 32.22 | 32.22 | 32.22 | 32.22 | 32.22 | 32.22 | 32.22 | 32.22 | 32.22 | 32.22 | 32.22 | 32.22 | 32.22 | 32.22 | 32.22 | 32.22 | 32.22 | 32.22 | 32.22 | 32.22 | 0 | 0 | 0
Douglas | 10135 | DE-MS79-80BP90066 |  | FPT 1Yr Long Term Firm | 1985-09-17 | 2100-01-01 | 2.275 | 2.275 | 2.275 | 2.275 | 2.275 | 2.275 | 2.275 | 2.275 | 2.275 | 2.275 | 2.275 | 2.275 | 2.275 | 2.275 | 2.275 | 2.275 | 2.275 | 2.275 | 2.275 | 2.275 | 2.275 | 2.275 | 2.275 | 2.275 | 2.275
PAC | 10300 | 14-03-14612 | 1801204/5 | FPT 3Yr Long Term Firm | 2015-10-01 | 2015-11-01 | 66 | 0 | 0 | 0 | 0 | 0 | 0 | 0 | 0 | 0 | 0 | 0 | 0 | 0 | 0 | 0 | 0 | 0 | 0 | 0 | 0 | 0 | 0 | 0 | 0
[5 empty] | 2015-11-01 | 2015-12-01 | 76 | 0 | 0 | 0 | 0 | 0 | 0 | 0 | 0 | 0 | 0 | 0 | 0 | 0 | 0 | 0 | 0 | 0 | 0 | 0 | 0 | 0 | 0 | 0 | 0
[5 empty] | 2015-12-01 | 2016-01-01 | 87 | 0 | 0 | 0 | 0 | 0 | 0 | 0 | 0 | 0 | 0 | 0 | 0 | 0 | 0 | 0 | 0 | 0 | 0 | 0 | 0 | 0 | 0 | 0 | 0 | 82.22
[5 empty] | 2016-01-01 | 2016-02-01 | 87 | 0 | 0 | 0 | 0 | 0 | 0 | 0 | 0 | 0 | 0 | 0 | 0 | 0 | 0 | 0 | 0 | 0 | 0 | 0 | 0 | 0 | 0 | 0 | 0
[5 empty] | 2016-02-01 | 2016-03-01 | 79 | 0 | 0 | 0 | 0 | 0 | 0 | 0 | 0 | 0 | 0 | 0 | 0 | 0 | 0 | 0 | 0 | 0 | 0 | 0 | 0 | 0 | 0 | 0 | 0
[5 empty] | 2016-03-01 | 2016-04-01 | 73 | 0 | 0 | 0 | 0 | 0 | 0 | 0 | 0 | 0 | 0 | 0 | 0 | 0 | 0 | 0 | 0 | 0 | 0 | 0 | 0 | 0 | 0 | 0 | 0
[5 empty] | 2016-04-01 | 2016-05-01 | 69 | 0 | 0 | 0 | 0 | 0 | 0 | 0 | 0 | 0 | 0 | 0 | 0 | 0 | 0 | 0 | 0 | 0 | 0 | 0 | 0 | 0 | 0 | 0 | 0
[5 empty] | 2016-05-01 | 2016-06-01 | 68 | 0 | 0 | 0 | 0 | 0 | 0 | 0 | 0 | 0 | 0 | 0 | 0 | 0 | 0 | 0 | 0 | 0 | 0 | 0 | 0 | 0 | 0 | 0 | 0
[5 empty] | 2016-06-01 | 2016-07-01 | 63 | 0 | 0 | 0 | 0 | 0 | 0 | 0 | 0 | 0 | 0 | 0 | 0 | 0 | 0 | 0 | 0 | 0 | 0 | 0 | 0 | 0 | 0 | 0 | 0
[5 empty] | 2016-07-01 | 2016-08-01 | 65 | 0 | 0 | 0 | 0 | 0 | 0 | 0 | 0 | 0 | 0 | 0 | 0 | 0 | 0 | 0 | 0 | 0 | 0 | 0 | 0 | 0 | 0 | 0 | 0
[5 empty] | 2016-08-01 | 2016-09-01 | 67 | 0 | 0 | 0 | 0 | 0 | 0 | 0 | 0 | 0 | 0 | 0 | 0 | 0 | 0 | 0 | 0 | 0 | 0 | 0 | 0 | 0 | 0 | 0 | 0
[5 empty] | 2016-09-01 | 2016-10-01 | 66 | 0 | 0 | 0 | 0 | 0 | 0 | 0 | 0 | 0 | 0 | 0 | 0 | 0 | 0 | 0 | 0 | 0 | 0 | 0 | 0 | 0 | 0 | 0 | 0
|  | DE-MS79-94BP94280 | 422032 | FPT 1Yr Long Term Firm | 2001-10-01 | 2030-10-01 | 200 | 200 | 200 | 200 | 200 | 200 | 200 | 200 | 200 | 200 | 200 | 200 | 200 | 200 | 200 | 200 | 200 | 200 | 200 | 200 | 200 | 200 | 200 | 200 | 200
|  | DE-MS79-94BP94333 | 1801200 | FPT 1Yr Long Term Firm | 2001-10-01 | 2030-10-01 | 35 | 35 | 35 | 35 | 35 | 35 | 35 | 35 | 35 | 35 | 35 | 35 | 35 | 35 | 35 | 35 | 35 | 35 | 35 | 35 | 35 | 35 | 35 | 35 | 35
|  |  | 1801201 | FPT 1Yr Long Term Firm | 2001-10-01 | 2030-10-01 | 40 | 40 | 40 | 40 | 40 | 40 | 40 | 40 | 40 | 40 | 40 | 40 | 40 | 40 | 40 | 40 | 40 | 40 | 40 | 40 | 40 | 40 | 40 | 40 | 40
|  |  | 1801202 | FPT 1Yr Long Term Firm | 2001-10-01 | 2030-10-01 | 84 | 84 | 84 | 84 | 84 | 84 | 84 | 84 | 84 | 84 | 84 | 84 | 84 | 84 | 84 | 84 | 84 | 84 | 84 | 84 | 84 | 84 | 84 | 84 | 84
|  |  | 1801203 | FPT 1Yr Long Term Firm | 2001-10-01 | 2030-10-01 | 241 | 241 | 241 | 241 | 241 | 241 | 241 | 241 | 241 | 241 | 241 | 241 | 241 | 241 | 241 | 241 | 241 | 241 | 241 | 241 | 241 | 241 | 241 | 241 | 241
|  |  | 1801397 | FPT 1Yr Long Term Firm | 2001-10-01 | 2030-10-01 | 55 | 55 | 55 | 55 | 55 | 55 | 55 | 55 | 55 | 55 | 55 | 55 | 55 | 55 | 55 | 55 | 55 | 55 | 55 | 55 | 55 | 55 | 55 | 55 | 55
|  |  | 1801398 | FPT 1Yr Long Term Firm | 2001-10-01 | 2030-10-01 | 145 | 145 | 145 | 145 | 145 | 145 | 145 | 145 | 145 | 145 | 145 | 145 | 145 | 145 | 145 | 145 | 145 | 145 | 145 | 145 | 145 | 145 | 145 | 145 | 145
PRC | 10317 | DE-MS79-95BP94151 | 422176 | FPT 1Yr Long Term Firm | 1995-01-01 | 2019-01-01 | 50 | 50 | 50 | 50 | 50 | 50 | 50 | 50 | 50 | 50 | 50 | 50 | 50 | 50 | 50 | 50 | 0 | 0 | 0 | 0 | 0 | 0 | 0 | 0 | 0
Puget | 10325 | DE-MS79-85BP92185 | 422177 | WNP-3 Settlement Tx Charge | 1985-09-17 | 2017-07-01 | 32.22 | 0 | 0 | 0 | 0 | 0 | 0 | 0 | 0 | 0 | 0 | 0 | 0 | 0 | 0 | 0 | 0 | 0 | 0 | 0 | 0 | 0 | 0 | 0 | 0
[7 empty] | FPT 1 | 852.275 | 852.275 | 852.275 | 852.275 | 852.275 | 852.275 | 852.275 | 852.275 | 852.275 | 852.275 | 852.275 | 852.275 | 852.275 | 852.275 | 852.275 | 802.275 | 802.275 | 802.275 | 802.275 | 802.275 | 802.275 | 802.275 | 802.275 | 802.275
[7 empty] | FPT 3 | 32.22 | 32.22 | 32.22 | 32.22 | 32.22 | 32.22 | 32.22 | 32.22 | 32.22 | 32.22 | 32.22 | 32.22 | 32.22 | 32.22 | 32.22 | 32.22 | 32.22 | 32.22 | 32.22 | 32.22 | 32.22 | 0 | 0 | 0
[8 empty] | 18 | 19
[7 empty] | FPT 1 | 2017-10-01: 852.275; 2017-11-01: 814.775
[7 empty] | FPT 3 | 2017-10-01: 32.22; 2017-11-01: 24.165
[8 empty] | 600 | 600 | 600 | 600 | 600 | 600 | 600 | 600 | 600 | 600 | 600 | 600 | 600 | 600 | 600 | 600 | 600 | 600 | 600 | 600 | 600 | 600 | 600 | 600
| Company | PS | Contract_Number | Code | Product | 2017-10-01 | 2017-11-01 | 2017-12-01 | 2018-01-01 | 2018-02-01 | 2018-03-01 | 2018-04-01 | 2018-05-01 | 2018-06-01 | 2018-07-01 | 2018-08-01 | 2018-09-01 | 2018-10-01 | 2018-11-01 | 2018-12-01 | 2019-01-01 | 2019-02-01 | 2019-03-01 | 2019-04-01 | 2019-05-01 | 2019-06-01 | 2019-07-01 | 2019-08-01 | 2019-09-01
| Avista | 10016 | DE-MS79-85BP92186 | 68180 | WNP-3 Settlement Tx Charge | 78423.48 | 78423.48 | 78423.48 | 78423.48 | 78423.48 | 78423.48 | 78423.48 | 78423.48 | 78423.48 | 78423.48 | 78423.48 | 78423.48 | 78423.48 | 78423.48 | 78423.48 | 78423.48 | 78423.48 | 78423.48 | 78423.48 | 78423.48 | 78423.48
| Douglas | 10135 | DE-MS79-80BP90066 | 64001 | FPT 1Yr Long Term Firm | 1565.2 | 1565.2 | 1565.2 | 1565.2 | 1565.2 | 1565.2 | 1565.2 | 1565.2 | 1565.2 | 1565.2 | 1565.2 | 1565.2 | 1565.2 | 1565.2 | 1565.2 | 1565.2 | 1565.2 | 1565.2 | 1565.2 | 1565.2 | 1565.2 | 1565.2 | 1565.2 | 1565.2
| PAC | 10300 | DE-MS79-94BP94280 | 64001 | FPT 1Yr Long Term Firm | 117600 | 117600 | 117600 | 117600 | 117600 | 117600 | 117600 | 117600 | 117600 | 117600 | 117600 | 117600 | 117600 | 117600 | 117600 | 117600 | 117600 | 117600 | 117600 | 117600 | 117600 | 117600 | 117600 | 117600
|  |  | DE-MS79-94BP94333 | 64001 | FPT 1Yr Long Term Firm | 1201800 | 1201800 | 1201800 | 1201800 | 1201800 | 1201800 | 1201800 | 1201800 | 1201800 | 1201800 | 1201800 | 1201800 | 1201800 | 1201800 | 1201800 | 1201800 | 1201800 | 1201800 | 1201800 | 1201800 | 1201800 | 1201800 | 1201800 | 1201800
| PRC | 10317 | DE-MS79-95BP94151 | 64001 | FPT 1Yr Long Term Firm | 32750 | 32750 | 32750 | 32750 | 32750 | 32750 | 32750 | 32750 | 32750 | 32750 | 32750 | 32750 | 32750 | 32750 | 32750
| Puget | 10325 | DE-MS79-85BP92185 | 68180 | WNP-3 Settlement Tx Charge
| Cust | Prod | FY 18 Rev | FY 19 Rev | FY 18 Demand | 2017-10-01: FY 19 Demand; 2017-11-01: 18 Rate; 2017-12-01: 19 Rate
| Avista | WNP-3 | 941081.76 | 705811.32 | 32.22 | 2017-10-01: 24.165; 2017-11-01: 2.434; 2017-12-01: 2.434
| Douglas | FPT 1 | 18782.4 | 18782.4 | 2.275 | 2017-10-01: 2.275; 2017-11-01: 0.688; 2017-12-01: 0.688
| PAC | FPT 1 | 1411200 | 1411200 | 200 | 2017-10-01: 200; 2017-11-01: 0.588; 2017-12-01: 0.588
|  | FPT 1 | 14421600 | 14421600 | 600 | 2017-10-01: 600; 2017-11-01: 2.003; 2017-12-01: 2.003
| PRC | FPT 1 | 393000 | 98250 | 50 | 2017-10-01: 12.5; 2017-11-01: 0.655; 2017-12-01: 0.655
| Puget | WNP-3 | 0 | 0 | 0 | 2017-10-01: 0
|  |  | 17185664.16 | 16655643.72