## Request List
Row | Request# | CAISO# | Start | End | Main Element Impacted | Elements Involved | Path Affected
1 | 21-01711 | 9741845 | 02/03/2021 09:00 | 02/28/2030 17:00 | -USBR- GRAND COULEE 287/230KV TRANSFORMER KX-17-A (OLYMPIA-GRAND COULEE NO 1 287KV LINE OPERATING AT 230KV) | -USBR- GRAND COULEE 287/230KV TRANSFORMER KX-17-A (OLYMPIA-GRAND COULEE NO 1 287KV LINE OPERATING AT 230KV), OLYMPIA: 287/230KV TRANSFORMER 3, GRAND COULEE: 287/230KV TRANSFORMER 1 | NOEL, PA, RP, SOC, WOCN, IROL, NOH, OKLA
2 | 22-08392 | 13665884 | 05/06/2022 11:00 | 01/31/2024 23:59 | BOUNDARY-SACHEEN NO 1 230KV LINE, (DERATED) | BOUNDARY-SACHEEN NO 1 230KV LINE, (DERATED) | SOB
3 | 22-13128 | 13358159 | 08/17/2022 08:00 | 09/30/2023 23:59 | MAPLE VALLEY: 500/230KV TRANSFORMER 2, (DERATED) | MAPLE VALLEY: 500/230KV TRANSFORMER 2, (DERATED) | IROL, NOEL, SIG, SOC, WOCN
4 | 22-16331 | 12649039 | 10/31/2022 08:00 | 09/28/2023 19:00 | SATSOP PARK-ABERDEEN TAP SECTION OF SATSOP PARK-COSMOPOLIS NO 1 115KV LINE | SATSOP PARK-ABERDEEN TAP SECTION OF SATSOP PARK-COSMOPOLIS NO 1 115KV LINE | PA
5 | 22-16314 | 12638795 | 11/01/2022 00:00 | 10/31/2023 23:59 | SACHEEN-DAY MT SPOKANE SECTION OF SACHEEN-BELL NO 1 230KV LINE, -DERATE- | SACHEEN-DAY MT SPOKANE SECTION OF SACHEEN-BELL NO 1 230KV LINE, -DERATE- | SOB
6 | 22-16315 | 12638803 | 11/01/2022 00:00 | 10/31/2023 23:59 | DAY MT SPOKANE-BELL SECTION OF SACHEEN-BELL NO 1 230KV LINE, -DERATE- | DAY MT SPOKANE-BELL SECTION OF SACHEEN-BELL NO 1 230KV LINE, -DERATE- | SOB
7 | 23-04495 |  | 01/28/2023 16:00 | 09/30/2023 15:00 | MAPLE VALLEY: 345/230KV TRANSFORMER 1 | MAPLE VALLEY: 345/230KV TRANSFORMER 1 | NOEL, SOC, WOCN, IROL
8 | 23-01684 | 11460660 | 02/03/2023 15:30 | 10/10/2023 09:00 | PG&E -TABLE MOUNTAIN: ROUND MOUNTAIN 1 500KV LINE SERIES CAP 1 | PG&E -TABLE MOUNTAIN: ROUND MOUNTAIN 1 500KV LINE SERIES CAP 1 | COI, NWACI
9 | 23-03222 | 11461724 | 02/10/2023 18:30 | 10/19/2023 09:00 | PG&E- TABLE MOUNTAIN: ROUND MOUNTAIN 500KV LINE SERIES CAP GROUP 2 | PG&E- TABLE MOUNTAIN: ROUND MOUNTAIN 500KV LINE SERIES CAP GROUP 2 | NWACI, COI
10 | 23-06719 | 13302445 | 04/10/2023 07:30 | 10/31/2023 16:00 | -CLARK- HOCKINSON-AXFORD SECTION OF CHERRY GROVE-119TH STREET 115KV LINE | AXFORD-HEYE MEYER SECTION OF CHERRY GROVE-119TH STREET 115KV LINE, -CLARK- HOCKINSON-AXFORD SECTION OF CHERRY GROVE-119TH STREET 115KV LINE, HEYE MEYER-HOCKINSON SECTION OF CHERRY GROVE-119TH STREET 115KV LINE | LOAD
11 | 23-07910 | 13404415 | 04/17/2023 15:00 | 09/28/2023 15:00 | TROUTDALE: 500/230KV TRANSFORMER 8, INCLUDING PCB A-1416 | TROUTDALE: 500/230KV TRANSFORMER 8, OSTRANDER-TROUTDALE NO 1 500KV LINE, INCLUDING PCB A-1416 | SIG, WOCS, SOA
12 | 23-08561 | 13484457 | 04/28/2023 15:00 | 09/28/2023 23:00 | SOUTH ELMA-SATSOP PARK NO 1 115KV LINE, -DERATE- | SOUTH ELMA-SATSOP PARK NO 1 115KV LINE, -DERATE- | LOAD, PA, SOA
13 | 23-08562 | 13484479 | 04/28/2023 15:00 | 09/28/2023 23:00 | ABERDEEN TAP TO SATSOP PARK-COSMOPOLIS NO 1 115KV LINE, -DERATE- | ABERDEEN TAP TO SATSOP PARK-COSMOPOLIS NO 1 115KV LINE, -DERATE- | PA, RP
14 | 23-08563 | 13484510 | 04/28/2023 15:00 | 09/28/2023 23:00 | SATSOP PARK-ABERDEEN TAP SECTION OF SATSOP PARK-COSMOPOLIS NO 1 115KV LINE, -DERATE- | SATSOP PARK-ABERDEEN TAP SECTION OF SATSOP PARK-COSMOPOLIS NO 1 115KV LINE, -DERATE- | PA
15 | 23-08564 | 13484620 | 04/28/2023 15:00 | 09/28/2023 23:00 | ABERDEEN TAP-COSMOPOLIS SECTION OF SATSOP PARK-COSMOPOLIS NO 1 115KV LINE, -DERATE- | ABERDEEN TAP-COSMOPOLIS SECTION OF SATSOP PARK-COSMOPOLIS NO 1 115KV LINE, -DERATE- | PA, RP
16 | 23-09345 | 13578233 | 05/16/2023 16:00 | 09/02/2023 23:59 | GRANDVIEW-PROSSER SECTION OF GRANDVIEW-RED MOUNTAIN NO 1 115KV LINE, -DERATE- | GRANDVIEW-PROSSER SECTION OF GRANDVIEW-RED MOUNTAIN NO 1 115KV LINE, -DERATE- | GEN, TCLA, LOAD
17 | 23-09349 | 13578256 | 05/16/2023 16:00 | 09/02/2023 23:59 | PROSSER-SNIPES SECTION OF GRANDVIEW-RED MOUNTAIN NO 1 115KV LINE, -DERATE- | PROSSER-SNIPES SECTION OF GRANDVIEW-RED MOUNTAIN NO 1 115KV LINE, -DERATE- | GEN, TCLA, LOAD
18 | 23-09353 | 13578267 | 05/16/2023 16:00 | 09/02/2023 23:59 | SNIPES-CHANDLER SECTION OF GRANDVIEW-RED MOUNTAIN NO 1 115KV LINE, -DERATE- | SNIPES-CHANDLER SECTION OF GRANDVIEW-RED MOUNTAIN NO 1 115KV LINE, -DERATE- | TCLA, LOAD
19 | 23-09355 | 13578287 | 05/16/2023 16:00 | 09/02/2023 23:59 | CHANDLER-ACORD SECTION OF GRANDVIEW-RED MOUNTAIN NO 1 115KV LINE, -DERATE- | CHANDLER-ACORD SECTION OF GRANDVIEW-RED MOUNTAIN NO 1 115KV LINE, -DERATE- | GEN, TCLA, LOAD
20 | 23-09356 | 13578298 | 05/16/2023 16:00 | 09/02/2023 23:59 | ACORD-BENTON CITY SECTION OF GRANDVIEW-RED MOUNTAIN NO 1 115KV LINE, -DERATE- | ACORD-BENTON CITY SECTION OF GRANDVIEW-RED MOUNTAIN NO 1 115KV LINE, -DERATE- | GEN, TCLA
21 | 23-09358 | 13578314 | 05/16/2023 16:00 | 09/02/2023 23:59 | BENTON CITY-RED MOUNTAIN SECTION OF GRANDVIEW-RED MOUNTAIN NO 1 115KV LINE, -DERATE- | BENTON CITY-RED MOUNTAIN SECTION OF GRANDVIEW-RED MOUNTAIN NO 1 115KV LINE, -DERATE- | GEN, TCLA, LOAD
22 | 23-07371 | 13334737 | 06/02/2023 08:00 | 10/31/2023 15:00 | ST. JOHNS: 230/115KV TRANSFORMER 1 | ST. JOHNS: 230/115KV TRANSFORMER 1 | LOAD, SOA
23 | 23-10071 | 13671474 | 06/06/2023 08:00 | 10/02/2023 15:00 | UNITY: PCB B-1728 AND WEST BURLEY B-1799 | UNITY-PACIFIC SECTION OF UNITY-WEST BURLEY NO 1 138KV LINE, UNITY: PCB B-1728 AND WEST BURLEY B-1799, WEST BURLEY-BURLEY SECTION OF WEST BURLEY-HEYBURN NO 1 138KV LINE
24 | 23-03483 |  | 07/10/2023 08:00 | 09/07/2023 17:00 | OAKRIDGE-LOOKOUT POINT SECTION OF HILLS CREEK-LOOKOUT POINT NO 1 115KV LINE | OAKRIDGE-LOOKOUT POINT SECTION OF HILLS CREEK-LOOKOUT POINT NO 1 115KV LINE
25 | 23-01020 | 12570185 | 08/01/2023 08:00 | 09/29/2023 17:00 | MCNARY-ROSS NO 1 345KV LINE | MCNARY-ROSS NO 1 345KV LINE, ROSS: 345/230KV TRANSFORMER 4, MCNARY: 345/230KV TRANSFORMER 8, ROSS: PCB A-142, MCNARY: PCB A-432 | SOA, WOCS, WOM
26 | 23-08334 | 13621302 | 08/04/2023 03:01 | 10/12/2023 15:00 | POTLATCH-DUCKABUSH SECTION OF THE SHELTON-FAIRMOUNT NO 1 115KN LINE INCLUDING B-825 LINE SECT DISC | POTLATCH-DUCKABUSH SECTION OF SHELTON-FAIRMOUNT NO 1 115KV LINE, POTLATCH-DUCKABUSH SECTION OF THE SHELTON-FAIRMOUNT NO 1 115KN LINE INCLUDING B-825 LINE SECT DISC | PA
27 | 23-00105 | 11412380 | 08/07/2023 08:00 | 09/01/2023 16:00 | SANTIAM: PCB A-516 TERMINAL OF THE SANTIAM-PGE BETHEL NO 1 230KV LINE | SANTIAM: PCB A-516 TERMINAL OF THE SANTIAM-PGE BETHEL NO 1 230KV LINE | COI, PDCI, NWACI, NWACI, PDCI, WOCS, COI, LOAD
28 | 23-01528 | 12783271 | 08/07/2023 08:00 | 09/01/2023 16:00 | GRIZZLY: PCB 4048 | GRIZZLY: PCB 4048 | NWACI, PDCI, COI
29 | 23-04354 | 13043638 | 08/14/2023 04:30 | 09/01/2023 15:00 | LIBBY: A-1587 TERMINAL OF THE LIBBY PH-LIBBY NO 2 230KV LINE | LIBBY PH-LIBBY NO 2 230KV LINE, LIBBY: A-1587 TERMINAL OF THE LIBBY PH-LIBBY NO 2 230KV LINE, LIBBY PH: 230/13.8KV BANK T2 | GEN, FCRPS, FLAT
30 | 23-01761 | 12786834 | 08/14/2023 06:00 | 09/08/2023 17:00 | GRAND COULEE: 500KV REACTOR 1 | GRAND COULEE: 500KV REACTOR 1, GRAND COULEE: PCB 8596 | WOH, NOH, WOCN
31 | 23-01484 |  | 08/14/2023 08:00 | 10/06/2023 16:00 | PSE- SAMMAMISH 230KV EAST BUS | PSE- SAMMAMISH 230KV EAST BUS, SAMMAMISH-NOVELTY HILL SECTION OF SAMMAMISH-MAPLE VALLEY NO 1 230KV LINE | NOEL, SOC
32 | 23-05906 | 13670782 | 08/14/2023 08:00 | 09/15/2023 15:00 | TPWR COWLITZ-COVINGTON SECTION OF CHEHALIS-COVINGTON NO 1 230KV LINE | TPWR COWLITZ-COVINGTON SECTION OF CHEHALIS-COVINGTON NO 1 230KV LINE, COVINGTON: PCB A-80 | RP, SOA, NOEL, SOC
33 | 23-05219 | 13328019 | 08/14/2023 16:00 | 09/13/2023 08:00 | MAPLE VALLEY: PCB A-1139, INCLUDING MAIN AND AUX BUS DISCONNECTS | MAPLE VALLEY: PCB A-1139, INCLUDING MAIN AND AUX BUS DISCONNECTS | NOEL, SOC
34 | 23-08102 | 13434498 | 08/21/2023 07:00 | 09/07/2023 16:00 | NORTH BONNEVILLE-ROSS #1 230KV LINE RELAYS, INCLUDING SIFTON TAP AND SIFTON 230/115KV XFMR BANK #2 RELAYS | SIFTON: 230/115KV TRANSFORMER 2, NORTH BONNEVILLE-ROSS #1 230KV LINE RELAYS, INCLUDING SIFTON TAP AND SIFTON 230/115KV XFMR BANK #2 RELAYS, SIFTON TAP TO NORTH BONNEVILLE-ROSS NO 1 230KV LINE, SIFTON: PCB A-163, SIFTON: PCB B-1500, SIFTON: 230KV EAST MAIN BUS, ROSS: PCB A-34, NORTH BONNEVILLE: PCB A-13, NORTH BONNEVILLE-ROSS NO 1 230KV LINE | GEN, LOAD, SOA, WOCS, FCRPS
35 | 23-05853 | 13115063 | 08/21/2023 08:00 | 11/17/2023 18:00 | SCL University - SCL Broad St 115kV Line, SCL Broad St Bank 65B, SCL Broad St Bank 65A, SCL Broad St BKR 120-50, SCL University BKR 120-48, SCL Broad St BKR 120-55 | SCL University - SCL Broad St 115kV Line, SCL Broad St Bank 65B, SCL Broad St Bank 65A, SCL Broad St BKR 120-50, SCL University BKR 120-48, SCL Broad St BKR 120-55 | SOC, NOEL
36 | 23-10013 | 13665404 | 08/21/2023 08:00 | 09/14/2023 16:00 | -EWEB- JESSEN TAP TO THE DANEBO-PRAIRIE #1 115KV LINE | -EWEB- JESSEN TAP TO THE DANEBO-PRAIRIE #1 115KV LINE, JESSEN TAP TO DANEBO-PRAIRIE (EWEB) 115KV LINE, DANEBO-JESSEN SECTION OF DANEBO-PRAIRIE (EWEB) 115KV LINE, JESSEN-PRAIRIE SECTION OF DANEBO-PRAIRIE (EWEB) 115KV LINE | EWEB
37 | 23-07669 | 13369458 | 08/22/2023 08:00 | 11/29/2023 18:00 | SCL BOTHELL - PCB 240-67 & BOTHELL-DIABLO 1 240KV LINE | SCL BOTHELL - PCB 240-67 & BOTHELL-DIABLO 1 240KV LINE | SOC, NOEL
38 | 23-04993 | 13105039 | 08/28/2023 07:30 | 09/01/2023 08:00 | DEXTER-PLEASANT HILL SECTION OF LOOKOUT POINT-ALVEY NO 1 115KV LINE | DEXTER-PLEASANT HILL SECTION OF LOOKOUT POINT-ALVEY NO 1 115KV LINE | GEN
39 | 23-09313 | 13584086 | 08/28/2023 09:00 | 09/07/2023 15:00 | TAFT: 500KV REACTOR 1 INCLUDING PCB 4145 | TAFT: PCB 4145, TAFT: 500KV REACTOR 1 INCLUDING PCB 4145, TAFT: 500KV REACTOR 1 | MT-NW, WOH
40 | 23-08712 | 13555991 | 08/28/2023 17:00 | 09/27/2023 17:00 | TOLEDO-WENDSON NO 1 230KV LINE INCLUDING WENDSON PCB A-1582 AND THE A-1582 MAIN BUS, LINE SIDE AND AUX BUS DISCONNECTS AND THE TOLEDO PCB A-1468 | WENDSON: PCB A-1582, TOLEDO-WENDSON NO 1 230KV LINE INCLUDING WENDSON PCB A-1582 AND THE A-1582 MAIN BUS, LINE SIDE AND AUX BUS DISCONNECTS AND THE TOLEDO PCB A-1468, TOLEDO: PCB A-1468, TOLEDO-WENDSON NO 1 230KV LINE | LOAD, SCORC
41 | 23-01529 | 12783306 | 09/01/2023 08:00 | 09/01/2023 16:00 | GRIZZLY-MALIN PGE NO 2 500KV LINE | GRIZZLY-MALIN PGE NO 2 500KV LINE, FORT ROCK: GRIZZLY-MALIN 2 500KV LINE SERIES CAP GROUP 2, SYCAN: GRIZZLY-MALIN 2 500KV LINE SERIES CAP GROUP 2, SAND SPRINGS: GRIZZLY-MALIN 2 500KV LINE SERIES CAP GROUP 2 | BCHT, BCHW, NI, NWACI, SIG, COI, PDCI
42 | 23-01363 | 12672489 | 09/04/2023 06:30 | 09/04/2023 07:00 | THE DALLES PH-BIG EDDY NO 3 230KV LINE | THE DALLES PH-BIG EDDY NO 3 230KV LINE | GEN, FCRPS
43 | 23-09472 | 13588025 | 09/04/2023 07:00 | 09/08/2023 16:00 | -LVE- VALLEY-DRY CREEK SECTION OF HOOPER SPRINGS-DRY CREEK 115KV LINE | VALLEY-DRY CREEK SECTION OF HOOPER SPRINGS-DRY CREEK 115KV LINE, -LVE- VALLEY-DRY CREEK SECTION OF HOOPER SPRINGS-DRY CREEK 115KV LINE
44 | 23-01530 | 12810663 | 09/04/2023 08:00 | 09/29/2023 16:00 | GRIZZLY: PCB 4052, BFR | GRIZZLY: PCB 4052, BFR | NWACI, PDCI, COI
45 | 23-00090 | 11350465 | 09/05/2023 07:00 | 09/22/2023 11:30 | GLADE-FRANKLIN SECTION OF BENTON-FRANKLIN NO 2 115KV LINE | GLADE-FRANKLIN SECTION OF BENTON-FRANKLIN NO 2 115KV LINE | TCLA
46 | 23-00264 | 12119032 | 09/05/2023 07:00 | 09/21/2023 17:00 | JOHN DAY: 4165/4166 TERMINAL OF JOHN DAY PH-JOHN DAY 3 500KV LINE | JOHN DAY PH-JOHN DAY NO 3 500KV LINE, JOHN DAY: 4165/4166 TERMINAL OF JOHN DAY PH-JOHN DAY 3 500KV LINE | GEN, NWACI, FCRPS, SIG, WOJD
47 | 23-04289 | 13043970 | 09/05/2023 07:00 | 09/08/2023 15:00 | CHIEF JOSEPH-SICKLER NO 1 500KV LINE | CHIEF JOSEPH-SICKLER NO 1 500KV LINE, CHIEF JOSEPH: PCB 4586, CHIEF JOSEPH: PCB 4588, SICKLER: PCB 4334, SICKLER: PCB 4340 | BCHT, BCHW, GEN, IROL, NI, NOH, WOCN, FCRPS, CI
48 | 23-01384 | 12695541 | 09/05/2023 07:30 | 09/06/2023 15:00 | MONROE: PCB 5053 | MONROE: PCB 5053 | BCHT, BCHW, NOEL, SOC, WOCN, NI
49 | 23-02166 | 12971316 | 09/05/2023 07:30 | 09/05/2023 15:00 | ROSS: 230/115KV TRANSFORMER 2 INCLUDING PCB B-4 AND 115KV A/B | ROSS: 230/115KV TRANSFORMER 2 INCLUDING PCB B-4 AND 115KV A/B, ROSS: 230/115KV TRANSFORMER 2, ROSS: PCB B-4, ROSS: 115KV AUX BUS | LOAD, SOA
50 | 23-01784 | 12768225 | 09/05/2023 08:00 | 09/22/2023 15:00 | LANCASTER-NOXON NO 1 230KV LINE | LANCASTER-NOXON NO 1 230KV LINE, LANCASTER: PCB A-1184, LANCASTER: PCB A-1186 | MT-NW, WOH, FLAT
51 | 23-03744 | 12986681 | 09/05/2023 08:00 | 09/29/2023 16:00 | GRIZZLY: 4051/5039 TERMINAL OF, GRIZZLY-PGE ROUND BUTTE NO 1 500KV LINE | GRIZZLY: PCB 5040, GRIZZLY: 4051/5039 TERMINAL OF, GRIZZLY: MOD 4053, GRIZZLY-PGE ROUND BUTTE NO 1 500KV LINE | NWACI, WOJD, COI, GRZN, SIG
52 | 23-06518 | 13321458 | 09/05/2023 08:00 | 09/07/2023 15:00 | GLASGOW-SUMNER SECTION OF REEDSPORT-FAIRVIEW NO 1 115KV LINE | GLASGOW-SUMNER SECTION OF REEDSPORT-FAIRVIEW NO 1 115KV LINE | LOAD, SCORC
53 | 23-06919 | 13298655 | 09/05/2023 08:00 | 09/14/2023 16:00 | EUGENE-LANE NO 1 115KV LINE | EUGENE-LANE NO 1 115KV LINE | EWEB
54 | 23-09381 |  | 09/05/2023 08:00 | 09/09/2023 15:00 | -PACW- PGE BETHEL-PARRISH GAP 230KV LINE | -PACW- PGE BETHEL-PARRISH GAP 230KV LINE
55 | 23-02489 | 12857201 | 09/06/2023 08:00 | 09/08/2023 15:00 | YEW AVENUE-BRASADA SECTION OF REDMOND-BRASADA NO 1 115KV LINE | YEW AVENUE-BRASADA SECTION OF REDMOND-BRASADA NO 1 115KV LINE, BRASADA: PCB B-1948 | ID-NW, NWACI
56 | 23-03491 |  | 09/08/2023 08:00 | 09/08/2023 17:00 | OAKRIDGE-LOOKOUT POINT SECTION OF HILLS CREEK-LOOKOUT POINT NO 1 115KV LINE | OAKRIDGE-LOOKOUT POINT SECTION OF HILLS CREEK-LOOKOUT POINT NO 1 115KV LINE
57 | 23-03566 | 12981169 | 09/08/2023 16:30 | 09/21/2023 16:00 | HILLS CREEK-OAKRIDGE SECTION OF HILLS CREEK-LOOKOUT POINT NO 1 115KV LINE | HILLS CREEK-OAKRIDGE SECTION OF HILLS CREEK-LOOKOUT POINT NO 1 115KV LINE
58 | 23-00317 | 13683838 | 09/11/2023 05:00 | 10/05/2023 17:00 | CHIEF JOSEPH: 4725/4726 TERMINAL OF CHIEF JOSEPH PH-CHIEF JOSEPH 5 500KV LINE | CHIEF JOSEPH: 4725/4726 TERMINAL OF CHIEF JOSEPH PH-CHIEF JOSEPH 5 500KV LINE, CHIEF JOSEPH PH-CHIEF JOSEPH NO 5 500KV LINE | GEN, FCRPS, NOH
59 | 23-01762 | 12787221 | 09/11/2023 06:00 | 09/15/2023 17:00 | GRAND COULEE: 500KV SOUTH BUS | GRAND COULEE: PCB 2496, GRAND COULEE: 500KV SOUTH BUS, GRAND COULEE: PCB 8592, GRAND COULEE: PCB 8692, GRAND COULEE: PCB 8792, GRAND COULEE: PCB 9092, GRAND COULEE: PCB 9192, GRAND COULEE: PCB 9292 | GEN, WOCN, NOH, MT-NW, WOH, COI, NWACI, PDCI
60 | 23-00120 |  | 09/11/2023 07:00 | 09/15/2023 16:00 | IPC- MIDPOINT - HEMINGWAY 500 KV line | IPC- MIDPOINT - HEMINGWAY 500 KV line | ID-NW, COI
61 | 23-06975 | 13317968 | 09/11/2023 07:00 | 09/22/2023 14:00 | HUNGRY HORSE-COLUMBIA FALLS NO 1 230KV LINE | HUNGRY HORSE-COLUMBIA FALLS NO 1 230KV LINE | GEN, MT-NW
62 | 23-09161 |  | 09/11/2023 07:00 | 09/15/2023 17:30 | ALVEY: PCB A-656 TERMINAL OF THE ALVEY-DIXONVILLE NO 1 230KV LINE | ALVEY-DIXONVILLE NO 1 230KV LINE, ALVEY: PCB A-656 TERMINAL OF THE ALVEY-DIXONVILLE NO 1 230KV LINE, ALVEY: PCB A-656 | SCORC, SWORE
63 | 23-09693 |  | 09/11/2023 07:00 | 09/12/2023 16:00 | SLATT: 230KV CAP GROUP 2 SECTION 1 INCLUDING PCB A-1796 | SLATT: PCB A-1796, SLATT: 230KV CAP GROUP 2 SECTION 1 INCLUDING PCB A-1796 | WOJD
64 | 23-01326 | 12792701 | 09/11/2023 07:30 | 09/14/2023 15:30 | ALVEY: PCB 5081 | ALVEY: PCB 5081 | NWACI, COI, SCORC
65 | 23-05178 | 13268349 | 09/11/2023 07:30 | 09/11/2023 15:00 | ALBENI FALLS: PCB B-964 INCLUDING THE 115KV AUX BUS, THE ALBENI FALLS-NEWPORT SECTION OF ALBENI FALLS-PINE STREET NO 1 115KV LINE AND THE IP&L NEWPORT 115KV FEEDER 1 | ALBENI FALLS: PCB B-964 INCLUDING THE 115KV AUX BUS, THE ALBENI FALLS-NEWPORT SECTION OF ALBENI FALLS-PINE STREET NO 1 115KV LINE AND THE IP&L NEWPORT 115KV FEEDER 1, ALBENI FALLS-NEWPORT SECTION OF ALBENI FALLS-PINE STREET NO 1 115KV LINE, ALBENI FALLS: 115KV AUX BUS, ALBENI FALLS: PCB B-964, NEWPORT IPL: INLAND P+L 115KV FEEDER 1 | GEN, SOB
66 | 23-02374 | 12858144 | 09/11/2023 08:00 | 09/15/2023 16:00 | MAUPIN-REDMOND NO 1 230KV LINE | MAUPIN-REDMOND NO 1 230KV LINE, REDMOND: PCB A-265, MAUPIN: PCB A-843 | BGEDY, COR
67 | 23-05179 | 13263580 | 09/11/2023 08:00 | 09/14/2023 18:30 | JONES CANYON-TUMBLE CREEK SECTION OF JONES CANYON-SANTIAM NO 1 230KV LINE | JONES CANYON-TUMBLE CREEK SECTION OF JONES CANYON-SANTIAM NO 1 230KV LINE | GEN, WOCS, WOM
68 | 23-05833 | 13208253 | 09/11/2023 08:00 | 09/14/2023 15:00 | LITTLE GOOSE: PCB 4630 | LITTLE GOOSE: PCB 4630, LITTLE GOOSE: PCB 4630 BFR | WOLM
69 | 23-07522 | 13388999 | 09/11/2023 08:00 | 09/14/2023 16:30 | SANTIAM: 230KV MAIN BUS SECTIONALIZING PCB A-520 | SANTIAM: 230KV REACTIVE GROUP 1 CAP SECTION 1, SANTIAM: 230KV MAIN BUS SECTIONALIZING PCB A-520, SANTIAM: 230KV REACTIVE GROUP 1 REACTOR 1, SANTIAM: PCB A-502, SANTIAM: PCB A-504, SANTIAM: PCB A-542, SANTIAM: PCB A-520 | SCORC, SLAL
70 | 23-07693 | 13429318 | 09/11/2023 08:00 | 09/22/2023 15:00 | GRAND COULEE-BELL NO 5 230KV LINE | GRAND COULEE-BELL NO 5 230KV LINE, BELL: PCB A-382, GRAND COULEE: PCB 7286 | NOH, WOH, MT-NW, WOCN
71 | 23-07763 | 13423252 | 09/11/2023 08:00 | 09/14/2023 15:00 | CAPTAIN JACK: 500KV CAP GROUP 2 INCLUDING PCB 4926 | CAPTAIN JACK: PCB 4926, CAPTAIN JACK: 500KV CAP GROUP 2 INCLUDING PCB 4926, CAPTAIN JACK: 500KV CAP GROUP 2 | COI, NWACI
72 | 23-08595 | 13571819 | 09/11/2023 08:00 | 09/14/2023 15:00 | NINE MILE-WALLA WALLA SECTION OF FRANKLIN-WALLA WALLA NO 1 115KV LINE | NINE MILE-WALLA WALLA SECTION OF FRANKLIN-WALLA WALLA NO 1 115KV LINE | GEN, TCLA, WAWA
73 | 23-09227 | 13570131 | 09/11/2023 08:00 | 09/13/2023 17:30 | ALVEY-MARTIN CREEK SECTION OF ALVEY-FAIRVIEW NO 1 230KV LINE | ALVEY-MARTIN CREEK SECTION OF ALVEY-FAIRVIEW NO 1 230KV LINE, ALVEY: PCB A-236 | LOAD, SCORC
74 | 23-09568 | 13615944 | 09/11/2023 09:00 | 09/13/2023 12:00 | KALISPELL: 115KV MAIN BUS INCLUDING PCB'S: B-1256, B-1258, B-1260, B-1262, B-1264, AND B-1296 | KALISPELL: 115KV MAIN BUS INCLUDING PCB'S: B-1256, B-1258, B-1260, B-1262, B-1264, AND B-1296, KALISPELL: 115KV MAIN BUS, KALISPELL: 115KV AUX BUS, KALISPELL: PCB B-1256, KALISPELL: PCB B-1258, KALISPELL: PCB B-1260, KALISPELL: PCB B-1262, KALISPELL: PCB B-1264, KALISPELL: PCB B-1296, KALISPELL: 115/34.5KV TRANSFORMER 1, KALISPELL: 115/34.5KV TRANSFORMER 3, KALISPELL: 34.5KV PCB L-842, KALISPELL: 34.5KV PCB L-1338, KALISPELL: 34.5KV PCB L-1033, KALISPELL: 34.5KV PCB L-1032, KALISPELL: FLATHEAD E COOP 115KV FEEDER 1, KALISPELL: FLATHEAD E COOP 34.5KV FEEDER 1, KALISPELL: FLATHEAD E COOP 34.5KV FEEDER 3, KALISPELL: FLATHEAD E COOP 34.5KV FEEDER 4, KALISPELL: FLATHEAD E COOP 34.5KV FEEDER 5, KALISPELL-ELMO SECTION OF KALISPELL-KERR NO 1 115KV LINE, COLUMBIA FALLS-KALISPELL NO 1 115KV LINE, KALISPELL: 115KV CAP GROUP 1 SECTION 1, KALISPELL: 115KV CAP GROUP 1 SECTION 2, KALISPELL: 115KV CAP GROUP 1 SECTION 3 | LOAD, GEN, MT-NW
75 | 23-05812 | 13196817 | 09/11/2023 10:00 | 09/14/2023 16:00 | SAND SPRINGS: GRIZZLY-SUMMER LAKE 1 500KV LINE SERIES CAP GROUP 3 INCLUDING RELAY SETS A AND B | SAND SPRINGS: PROGRAMMABLE LOGIC CONTROLLER (PLC) - A, SAND SPRINGS: GRIZZLY-SUMMER LAKE 1 500KV LINE SERIES CAP GROUP 3 INCLUDING RELAY SETS A AND B, SAND SPRINGS: PROGRAMMABLE LOGIC CONTROLLER (PLC) - B, SAND SPRINGS: GRIZZLY-SUMMER LAKE 1 500KV LINE SERIES CAP GROUP 3 | COI, NWACI
76 | 23-09469 | 13588363 | 09/12/2023 07:00 | 09/13/2023 16:00 | -LVE- TESTER TAP-VALLEY SECTION OF THE HOOPER SPRINGS-DRY CREEK 115KV LINE | -LVE- TESTER TAP-VALLEY SECTION OF THE HOOPER SPRINGS-DRY CREEK 115KV LINE, HOOPER SPRINGS-VALLEY SECTION OF HOOPER SPRINGS-DRY CREEK 115KV LINE
77 | 23-05276 |  | 09/12/2023 08:00 | 09/12/2023 15:00 | ALBENI FALLS: 115KV EAST MAIN BUS, ALBENI FALLS: 115KV WEST MAIN BUS, ALBENI FALLS: 115KV AUX BUS, ALBENI FALLS: PCB B-966, ALBENI FALLS: PCB B-967, ALBENI FALLS-PRIEST RIVER AVA SECTION OF ALBENI FALLS-SAND CREEK NO 1 115KV LINE | ALBENI FALLS: 115KV EAST MAIN BUS, ALBENI FALLS: 115KV WEST MAIN BUS, ALBENI FALLS: 115KV AUX BUS, ALBENI FALLS: PCB B-966, ALBENI FALLS: PCB B-967, ALBENI FALLS-PRIEST RIVER AVA SECTION OF ALBENI FALLS-SAND CREEK NO 1 115KV LINE | SOB, GEN
78 | 23-05201 | 13126180 | 09/13/2023 06:00 | 09/13/2023 16:00 | MAPLE VALLEY: 230KV M/B SECTION 3 INCLUDING A-1139 | MAPLE VALLEY: 230KV M/B SECTION 3 INCLUDING A-1139, MAPLE VALLEY: PCB A-1141, MAPLE VALLEY: 20KV SVC, MAPLE VALLEY: PCB A-1138, SNO-KING-MAPLE VALLEY NO 1 230KV LINE, MAPLE VALLEY: PCB A-1136, SAMMAMISH-MAPLE VALLEY NO 1 230KV LINE, MAPLE VALLEY: PCB A-1134, MAPLE VALLEY-MASSACHUSETTS NO 1 230KV LINE, MAPLE VALLEY: PCB A-1132, ECHO LAKE-MAPLE VALLEY NO 1&2 500KV LINE, MAPLE VALLEY: PCB A-1130, MAPLE VALLEY-TALBOT NO 2 230KV LINE, MAPLE VALLEY: PCB A-1140, MAPLE VALLEY: PCB A-1139 | NOEL, SOC, WOCN, IROL, SIG
79 | 23-05762 | 13203368 | 09/14/2023 07:00 | 09/14/2023 08:00 | GRAND COULEE: PCB 1992, GRAND COULEE: PCB 1996 | GRAND COULEE: PCB 1992, GRAND COULEE: PCB 1996 | GEN, NOH, WOCN
80 | 23-05763 | 13203885 | 09/14/2023 08:00 | 09/14/2023 09:00 | GRAND COULEE: PCB 2192, GRAND COULEE: PCB 2196 | GRAND COULEE: PCB 2192, GRAND COULEE: PCB 2196 | GEN, NOH, WOCN
81 | 23-04937 | 13114392 | 09/14/2023 09:00 | 09/14/2023 14:00 | HOT SPRINGS: 500KV REACTOR 1 | HOT SPRINGS: 500KV REACTOR 1 | MT-NW, WOH
82 | 23-05765 | 13204006 | 09/14/2023 09:00 | 09/14/2023 10:00 | GRAND COULEE: PCB 2392, GRAND COULEE: PCB 2396 | GRAND COULEE: PCB 2392, GRAND COULEE: PCB 2396 | GEN, NOH, WOCN
83 | 23-05766 | 13207894 | 09/14/2023 10:00 | 09/14/2023 11:00 | GRAND COULEE: PCB 2492, GRAND COULEE: PCB 2496 | GRAND COULEE: PCB 2492, GRAND COULEE: PCB 2496 | GEN, NOH, WOCN
84 | 23-01365 | 12672612 | 09/14/2023 12:00 | 09/14/2023 12:30 | THE DALLES PH-BIG EDDY NO 3 230KV LINE | THE DALLES PH-BIG EDDY NO 3 230KV LINE | GEN, FCRPS
85 | 23-10063 | 13685286 | 09/15/2023 14:00 | 09/15/2023 15:00 | CHEHALIS-CENTRALIA SWITCHING STATION SECTION OF CHEHALIS-COVINGTON NO 1 230KV LINE, CENTRALIA SWITCHING STATION-TPWR COWLITZ SECTION OF CHEHALIS-COVINGTON NO 1 230KV LINE, COWLITZ TAP TO CHEHALIS-COVINGTON NO 1 230KV LINE, CENTRALIA TAP TO CHEHALIS-COVINGTON NO 1 230KV LINE | CHEHALIS-CENTRALIA SWITCHING STATION SECTION OF CHEHALIS-COVINGTON NO 1 230KV LINE, CENTRALIA SWITCHING STATION-TPWR COWLITZ SECTION OF CHEHALIS-COVINGTON NO 1 230KV LINE, COWLITZ TAP TO CHEHALIS-COVINGTON NO 1 230KV LINE, CENTRALIA TAP TO CHEHALIS-COVINGTON NO 1 230KV LINE | RP, SOA, PA, NOEL, SOC, LOAD
86 | 23-06583 | 13267624 | 09/17/2023 01:00 | 09/17/2023 01:30 | GRAND COULEE: PCB 1992, GRAND COULEE: PCB 1996 | GRAND COULEE: PCB 1992, GRAND COULEE: PCB 1996 | GEN, NOH, WOCN
87 | 23-06584 | 13267636 | 09/17/2023 01:30 | 09/17/2023 02:00 | GRAND COULEE: PCB 2192, GRAND COULEE: PCB 2196 | GRAND COULEE: PCB 2192, GRAND COULEE: PCB 2196 | GEN, NOH, WOCN
88 | 23-06586 | 13267653 | 09/17/2023 02:30 | 09/17/2023 03:00 | GRAND COULEE: PCB 2392, GRAND COULEE: PCB 2396 | GRAND COULEE: PCB 2392, GRAND COULEE: PCB 2396 | GEN, NOH, WOCN
89 | 23-06587 | 13267660 | 09/17/2023 03:00 | 09/17/2023 03:30 | GRAND COULEE: PCB 2492, GRAND COULEE: PCB 2496 | GRAND COULEE: PCB 2492, GRAND COULEE: PCB 2496 | GEN, NOH, WOCN
90 | 23-09426 |  | 09/17/2023 21:00 | 09/21/2023 06:00 | -PGE- MURRAYHILL- SHERWOOD NO 1 & 2 230KV LINES | -PGE- MURRAYHILL- SHERWOOD NO 1 & 2 230KV LINES, MURRAY HILL (PGE)-SHERWOOD NO 1 230KV LINE, MURRAY HILL (PGE)-SHERWOOD NO 2 230KV LINE | SOA
91 | 23-01749 | 12815655 | 09/18/2023 06:00 | 09/22/2023 18:00 | BELL: 5314 & 5315 TERMINALS OF THE GRAND COULEE-BELL NO 6 500KV LINE (UNGROUNDED) | GRAND COULEE-BELL NO 6 500KV LINE, BELL: 5314 & 5315 TERMINALS OF THE GRAND COULEE-BELL NO 6 500KV LINE (UNGROUNDED), GRAND COULEE: PCB 1896, GRAND COULEE: PCB 8592, GRAND COULEE: 500KV REACTOR 1 | GEN, MT-NW, SIG, WOH, COI, NOH, NWACI, PDCI, WOCN
92 | 23-07728 | 13389066 | 09/18/2023 07:00 | 10/14/2023 17:00 | COVINGTON: 230KV TIE LINE #2 INCL 500/230KV XFMR BK #5, PCB L-1907 & L-1908 AND 34.5KV STATION SERVICE RACK | COVINGTON: 230KV TIE LINE #2 INCL 500/230KV XFMR BK #5, PCB L-1907 & L-1908 AND 34.5KV STATION SERVICE RACK, COVINGTON: 500/230KV TRANSFORMER 5, RAVER-COVINGTON NO 2 500KV LINE | NOEL, RP, SIG, SOC, NI, WOCN, IROL
93 | 23-07730 | 13663553 | 09/18/2023 07:00 | 09/20/2023 17:00 | COVINGTON: 230KV MAIN BUS SECTION 2 | COVINGTON: 230KV MAIN BUS SECTION 2, COVINGTON-DUWAMISH NO 1 230KV LINE, COVINGTON-BERRYDALE NO 1 230KV LINE, COVINGTON-WHITE RIVER NO 2 230KV LINE, COVINGTON: PCB A-92, COVINGTON: PCB A-93 | NOEL, SOC, WOCN, RP, BCHT, BCHW
94 | 23-09916 |  | 09/18/2023 07:00 | 09/29/2023 17:30 | -PACW- WALLA WALLA-HURRICANE SECTION OF THE WALLA WALLA-HELLS CANYON 230KV LINE | -PACW- WALLA WALLA-HURRICANE SECTION OF THE WALLA WALLA-HELLS CANYON 230KV LINE, HELLS CANYON (IPC)-HURRICANE 230KV LINE | ID-NW, WOH
95 | 23-01895 | 12825514 | 09/18/2023 08:00 | 09/22/2023 15:00 | HOT SPRINGS: 500/230KV TRANSFORMER 1 | HOT SPRINGS: 500/230KV TRANSFORMER 1, HOT SPRINGS: PCB 4562, HOT SPRINGS: PCB A-1478, TAFT-HOT SPRINGS NO 1 500KV LINE | MT-NW, WOH, FLAT, GEN, SIG
96 | 23-01911 |  | 09/18/2023 08:00 | 09/22/2023 15:00 | FREEWATER CMF: 69KV LBD L-1480 INCLUDING CAP GROUP 1 SECTION 1 | FREEWATER CMF: 69KV CAP GROUP 1, FREEWATER CMF: 69KV LBD L-1480 INCLUDING CAP GROUP 1 SECTION 1, FREEWATER CMF: 69KV LBD L-1480
97 | 23-04570 | 13061466 | 09/18/2023 08:00 | 09/28/2023 17:00 | COLUMBIA: 230/115KV TRANSFORMER 2 | COLUMBIA: 230/115KV TRANSFORMER 2, COLUMBIA: PCB A-156, COLUMBIA: PCB B-314 | LOAD, WOCN, CI
98 | 23-04890 | 13104745 | 09/18/2023 08:00 | 09/21/2023 15:00 | USK-BOUNDARY 1 230KV LINE INCLUDING CUSICK SUBSTATION, ADDY-CUSICK 1 230KV LINE, USK: PCB'S A-953 & A-955, BOUNDARY: PCB A-1235 | USK-BOUNDARY 1 230KV LINE INCLUDING CUSICK SUBSTATION, ADDY-CUSICK 1 230KV LINE, USK: PCB'S A-953 & A-955, BOUNDARY: PCB A-1235, CUSICK-BOUNDARY SECTION OF USK-BOUNDARY NO 1 230KV LINE, USK-CUSICK SECTION OF USK-BOUNDARY NO 1 230KV LINE, ADDY-CUSICK NO 1 230KV LINE, CUSICK: 230KV CAP GROUP 1, CUSICK: A-167 230KV CAP GROUP 1 SECTION 1 DISC, CUSICK: MOD A-155, CUSICK: MOD A-162, CUSICK: LBD A-153, CUSICK: LBD A-154, CUSICK: LBD A-169, USK: PCB A-953, USK: PCB A-955, BOUNDARY: PCB A-1235, CUSICK: 230KV MAIN BUS, CUSICK: 230KV AUX BUS | SOB
99 | 23-05366 | 13164596 | 09/18/2023 08:00 | 09/21/2023 15:00 | LAPINE: 230/115KV TRANSFORMER 2 | LAPINE: 230/115KV TRANSFORMER 2, LAPINE: PCB A-1498, LAPINE: 230KV AUX BUS | COR
100 | 23-06962 | 13398639 | 09/18/2023 08:00 | 09/22/2023 21:00 | BLUE RIVER-HOLDEN CREEK SECTION OF COUGAR-HOLDEN CREEK NO 1 115KV LINE | BLUE RIVER-HOLDEN CREEK SECTION OF COUGAR-HOLDEN CREEK NO 1 115KV LINE
101 | 23-07839 |  | 09/18/2023 08:00 | 09/28/2023 18:00 | -EWEB- HOLDEN CREEK: 7170 AND 7180 TERMINALS OF THE COUGAR-HOLDEN CREEK #1 115KV LINE | -EWEB- HOLDEN CREEK: 7170 AND 7180 TERMINALS OF THE COUGAR-HOLDEN CREEK #1 115KV LINE
102 | 23-02668 | 13126170 | 09/18/2023 08:30 | 09/19/2023 15:00 | CAPTAIN JACK: PCB 4993, BFR | CAPTAIN JACK: PCB 4993, BFR | NWACI, COI
103 | 23-09482 | 13622306 | 09/19/2023 07:00 | 09/19/2023 16:00 | OLYMPIA: 230/115 KV TRANSFORMER 2 INCLUDING PCBS B-676 AND A-212 AND THE 230KV WEST AUX BUS AND THE 115KV EAST AUX BUS | OLYMPIA: 230/115 KV TRANSFORMER 2 INCLUDING PCBS B-676 AND A-212 AND THE 230KV WEST AUX BUS AND THE 115KV EAST AUX BUS, OLYMPIA: 230/115KV TRANSFORMER 2, OLYMPIA: PCB A-212, OLYMPIA: PCB B-676, OLYMPIA: 115KV EAST AUX BUS, OLYMPIA: 230KV WEST AUX BUS, OLYMPIA: PCB A-216, OLYMPIA: PCB B-672 | NOEL, PA, RP, SOC, WOCN
104 | 23-06963 | 13301959 | 09/19/2023 07:30 | 09/21/2023 15:00 | BENTON-WHITE BLUFFS NO 1 115KV LINE | BENTON-WHITE BLUFFS NO 1 115KV LINE, BENTON: PCB B-536, WHITE BLUFFS: PCB B-1911 | TCLA
105 | 23-02597 | 13010771 | 09/20/2023 08:00 | 09/21/2023 16:00 | MCMINNVILLE: 115KV CAP GROUP 2 | MCMINNVILLE: 115KV CAP GROUP 2, MCMINNVILLE: PCB B-382
106 | 23-03130 | 13165272 | 09/20/2023 08:00 | 09/20/2023 15:00 | ASHE: PCB 5463 | ASHE: PCB 5463 | NOH, NWACI, FCRPS
107 | 23-01848 |  | 09/21/2023 08:00 | 09/21/2023 15:00 | USK-BOUNDARY 1 230KV LINE RELAYS AND BOUNDARY: BUS TIE PCB A-1226 RELAYS | USK-BOUNDARY 1 230KV LINE RELAYS AND BOUNDARY: BUS TIE PCB A-1226 RELAYS
108 | 23-03131 | 13165285 | 09/21/2023 08:00 | 09/21/2023 15:00 | ASHE: PCB 5466 | ASHE: PCB 5466 | NWACI, WOJD, WOM, WOS, FCRPS
109 | 23-09442 | 13607586 | 09/21/2023 08:00 | 09/21/2023 15:00 | CHEMAWA: PCB A-673 INCLUDING 230KV CAP GROUP 2 SECTION 2 | CHEMAWA: PCB A-673 INCLUDING 230KV CAP GROUP 2 SECTION 2, CHEMAWA: PCB A-673, CHEMAWA: 230KV CAP GROUP 2 SECTION 2 | WOCS, SLAL
110 | 23-03568 |  | 09/22/2023 08:00 | 09/22/2023 17:00 | HILLS CREEK-OAKRIDGE SECTION OF HILLS CREEK-LOOKOUT POINT NO 1 115KV LINE | HILLS CREEK-OAKRIDGE SECTION OF HILLS CREEK-LOOKOUT POINT NO 1 115KV LINE
111 | 23-00087 | 11350604 | 09/22/2023 12:00 | 10/13/2023 16:00 | BENTON-GLADE SECTION OF BENTON-FRANKLIN NO 2 115KV LINE | BENTON-GLADE SECTION OF BENTON-FRANKLIN NO 2 115KV LINE | TCLA
112 | 23-08892 | 13577687 | 09/22/2023 16:30 | 09/22/2023 17:00 | MCNARY PH-MCNARY NO 6 115KV LINE | MCNARY PH-MCNARY NO 6 115KV LINE, MCNARY: PCB B-990 | GEN, FCRPS, WOM
113 | 23-06969 | 13398666 | 09/22/2023 21:01 | 09/23/2023 09:00 | COUGAR-HOLDEN CREEK NO 1 115KV LINE, INCLUDING BLUE RIVER TAP | COUGAR-HOLDEN CREEK NO 1 115KV LINE, CARMEN PH: EWEB (EUGENE OR) 115KV FEEDER 1, BLUE RIVER: LANE ELEC COOP 115KV FEEDER 1, INCLUDING BLUE RIVER TAP, BLUE RIVER-HOLDEN CREEK SECTION OF COUGAR-HOLDEN CREEK NO 1 115KV LINE, CARMEN SMITH-BLUE RIVER SECTION OF COUGAR-HOLDEN CREEK NO 1 115KV LINE, COUGAR-CARMEN SMITH SECTION OF COUGAR-HOLDEN CREEK NO 1 115KV LINE, BLUE RIVER TAP TO COUGAR-HOLDEN CREEK NO 1 115KV LINE, CARMEN SMITH TAP TO COUGAR-HOLDEN CREEK NO 1 115KV LINE | EWEB
114 | 23-07011 | 13398892 | 09/23/2023 09:01 | 09/29/2023 08:00 | BLUE RIVER-HOLDEN CREEK SECTION OF COUGAR-HOLDEN CREEK NO 1 115KV LINE | BLUE RIVER-HOLDEN CREEK SECTION OF COUGAR-HOLDEN CREEK NO 1 115KV LINE
115 | 23-02986 | 12943074 | 09/25/2023 06:00 | 10/06/2023 22:00 | RAS - DITTMER: RAS AC-A CONTROLLER, DC-A CONTROLLER, WS-A CONTROLLER AND SYNCHROPHASOR-A CONTROLLER | RAS - DITTMER: RAS AC-A CONTROLLER, DC-A CONTROLLER, WS-A CONTROLLER AND SYNCHROPHASOR-A CONTROLLER, DITTMER: RAS AC-A CONTROLLER, DITTMER: RAS DC-A CONTROLLER, DITTMER: RAS WS-A CONTROLLER, DITTMER: RAS SYNCHROPHASOR-A CONTROLLER | SIG, COI, NOH, NWACI, PDCI, WOM, WOS, NI, PA, WOJD, WOLM, BCHT, BCHW, NOEL, RP, SOA, SOC
116 | 23-00070 | 11002744 | 09/25/2023 06:30 | 09/28/2023 17:00 | B-179 TERMINAL OF DWORSHAK PH-AHSAHKA SECTION OF DWORSHAK PH-OROFINO NO 1 115KV LINE | B-179 TERMINAL OF DWORSHAK PH-AHSAHKA SECTION OF DWORSHAK PH-OROFINO NO 1 115KV LINE
117 | 23-02784 | 12908807 | 09/25/2023 07:00 | 09/28/2023 16:00 | GARRISON: 500KV EAST BUS INCLUDING PCB'S 4360, 4412, 4421, 4362, AND REACTOR 5 | GARRISON: PCB 4360, GARRISON: 500KV EAST BUS INCLUDING PCB'S 4360, 4412, 4421, 4362, AND REACTOR 5, GARRISON: PCB 4412, GARRISON: PCB 4421, GARRISON: PCB 4362, GARRISON: 500KV REACTOR 5 | MT-NW
118 | 23-04186 | 13161352 | 09/25/2023 07:00 | 10/06/2023 15:00 | NOXON-LIBBY NO 1 230KV LINE | NOXON-LIBBY NO 1 230KV LINE | WOH, FCRPS, GEN
119 | 23-06162 | 13230982 | 09/25/2023 07:00 | 09/26/2023 16:00 | ECHO LAKE: PCB 5125, INCLUDING 500KV CAP GROUP 1 | ECHO LAKE: PCB 5125, ECHO LAKE: 500KV CAP GROUP 1, INCLUDING 500KV CAP GROUP 1 | BCHT, BCHW, NOEL, SOC, WOCN, NI, IROL
120 | 23-01327 | 12792857 | 09/25/2023 07:30 | 09/28/2023 15:30 | ALVEY: PCB 5084 | ALVEY: PCB 5084 | NWACI, COI, SCORC
121 | 23-09293 | 13655722 | 09/25/2023 07:30 | 09/25/2023 17:00 | ALLSTON: PCB 4690 | ALLSTON: PCB 4690 | PA, SOA
122 | 23-01537 | 13257085 | 09/25/2023 08:00 | 09/26/2023 15:00 | DWORSHAK-TAFT NO 1 500KV LINE, INCLUDING DWORSHAK: PCB'S 4652, 4656 AND HSGS 7117 | DWORSHAK-TAFT NO 1 500KV LINE, DWORSHAK: TAFT 1 500KV LINE SERIES CAP GROUP 1, DWORSHAK: PCB 4656, INCLUDING DWORSHAK: PCB'S 4652, 4656 AND HSGS 7117, DWORSHAK: PCB 4652, DWORSHAK: PCB 4765, DWORSHAK: HSGS 7117 | MT-NW, NOH, WOH, WOLM, FCRPS
123 | 23-03148 | 12953795 | 09/25/2023 08:00 | 09/28/2023 16:30 | PONDEROSA: PCB 4942, BFR | PONDEROSA: 500/230KV TRANSFORMER 2, PONDEROSA: PCB 4942, BFR | COI, PDCI, NWACI
124 | 23-05900 | 13208345 | 09/25/2023 08:00 | 09/28/2023 15:00 | LITTLE GOOSE: PCB 4632 | LITTLE GOOSE: PCB 4632, LITTLE GOOSE: PCB 4632 BFR | WOLM
125 | 23-06327 | 13241345 | 09/25/2023 08:00 | 10/13/2023 16:00 | Bethel-Round Butte 230kV | Bethel-Round Butte 230kV
126 | 23-07276 | 13374532 | 09/25/2023 08:00 | 09/27/2023 16:00 | WHITE BLUFFS: 230/115/13.8KV TRANSFORMER 1 | WHITE BLUFFS: 230/115/13.8KV TRANSFORMER 1, WHITE BLUFFS: PCB B-270 | GEN, TCLA, LOAD
127 | 22-01219 | 10393605 | 09/25/2023 09:00 | 09/29/2023 17:30 | CAPTAIN JACK-OLINDA NO 1 500KV LINE, INCLUDING CAPTAIN JACK: 500KV SERIES CAP GROUP 1 AND PCB'S 4971 & 4972 | CAPTAIN JACK-OLINDA NO 1 500KV LINE, CAPTAIN JACK: PCB 4977, CAPTAIN JACK: PCB 4980, INCLUDING CAPTAIN JACK: 500KV SERIES CAP GROUP 1 AND PCB'S 4971 & 4972, CAPTAIN JACK: PCB 4971, CAPTAIN JACK: PCB 4972, CAPTAIN JACK: OLINDA 1 500KV LINE SERIES CAP GROUP 1 | BCHT, BCHW, COI, NI, NWACI
128 | 23-02852 | 12908130 | 09/25/2023 09:00 | 09/28/2023 15:00 | BONNERS FERRY-SMTH SMITH CREEK NO 1 115KV LINE RELAYS | BONNERS FERRY: NORTHERN LIGHTS 115KV FEEDER 1 TO SMITH CREEK, BONNERS FERRY-SMTH SMITH CREEK NO 1 115KV LINE RELAYS, BONNERS FERRY-SMTH SMITH CREEK NO 1 115KV LINE, BONNERS FERRY: PCB B-1276 | COI, NWACI, PDCI
129 | 23-07304 | 13334494 | 09/26/2023 07:00 | 09/26/2023 16:00 | BELL-USK #1 230KV LINE INCLUDING USK: PCB'S A-955 AND A-958 | BELL-USK NO 1 230KV LINE, BELL-USK #1 230KV LINE INCLUDING USK: PCB'S A-955 AND A-958, USK: PCB A-955, USK: PCB A-958 | SOB, GEN, WOH
130 | 23-09294 | 13655790 | 09/26/2023 07:30 | 09/27/2023 17:00 | ALLSTON: PCB 4474 | ALLSTON: PCB 4474 | PA, SOA
131 | 23-09960 | 13664442 | 09/26/2023 07:30 | 09/26/2023 13:30 | BELLINGHAM: 230KV MAIN BUS | BELLINGHAM: 230/115KV TRANSFORMER 1, BELLINGHAM: 230KV MAIN BUS, BELLINGHAM: 230/115KV TRANSFORMER 2, BELLINGHAM-CUSTER NO 1 230KV LINE, SEDRO WOOLLEY-BELLINGHAM NO 1 230KV LINE, BELLINGHAM: 230KV AUX BUS | LOAD, NOEL, SOC
132 | 23-08487 |  | 09/26/2023 08:00 | 09/28/2023 15:00 | METALINE FALLS-BOUNDARY SECTION OF COLVILLE-BOUNDARY NO 1 115KV LINE | METALINE FALLS-BOUNDARY SECTION OF COLVILLE-BOUNDARY NO 1 115KV LINE | SOB
133 | 23-06164 | 13230988 | 09/27/2023 07:00 | 09/28/2023 16:00 | ECHO LAKE: PCB 5127, INCLUDING 500KV CAP GROUP 2 | ECHO LAKE: PCB 5127, ECHO LAKE: 500KV CAP GROUP 2, INCLUDING 500KV CAP GROUP 2 | BCHT, NOEL, SOC, WOCN, NI, BCHW, IROL
134 | 23-06726 | 13558059 | 09/27/2023 08:00 | 09/27/2023 16:00 | RATTLESNAKE-MOXEE SECTION OF MIDWAY-MOXEE NO 1 115KV LINE | RATTLESNAKE-MOXEE SECTION OF MIDWAY-MOXEE NO 1 115KV LINE | TCLA
135 | 23-06774 | 13317931 | 09/27/2023 08:00 | 09/28/2023 15:00 | CAPTAIN JACK: PCB 4980 | CAPTAIN JACK: PCB 4980 | NWACI, COI
136 | 23-08977 |  | 09/27/2023 08:00 | 09/27/2023 17:00 | WENDSON: 230KV MAIN BUS, INCLUDING: PCB A-1582 | WENDSON: 230KV MAIN BUS, WENDSON: PCB A-1578, INCLUDING: PCB A-1582, WENDSON: PCB A-1579, WENDSON: PCB A-1580, WENDSON: PCB A-1581, WENDSON: PCB A-1582, WENDSON: 230/115KV TRANSFORMER 1, WENDSON: PCB B-1784, WENDSON: 230/115KV TIE NO 1 115KV LINE, TOLEDO-WENDSON NO 1 230KV LINE, WENDSON: THREE-PHASE STATION SERVICE TRANSFORMER 1 | LOAD, SCORC
137 | 23-09295 | 13655795 | 09/28/2023 07:30 | 09/28/2023 17:00 | ALLSTON: PCB 4696 | ALLSTON: PCB 4696 | PA, SOA
138 | 23-01532 | 12825798 | 09/29/2023 08:00 | 09/29/2023 16:00 | GRIZZLY-PGE ROUND BUTTE NO 1 500KV LINE | GRIZZLY-PGE ROUND BUTTE NO 1 500KV LINE | NWACI, PDCI, SIG, COI
139 | 23-06588 | 13267664 | 09/30/2023 20:30 | 09/30/2023 21:00 | GRAND COULEE: PCB 1992, GRAND COULEE: PCB 1996 | GRAND COULEE: PCB 1992, GRAND COULEE: PCB 1996 | GEN, NOH, WOCN
140 | 23-06589 | 13267670 | 09/30/2023 21:00 | 09/30/2023 21:30 | GRAND COULEE: PCB 2192, GRAND COULEE: PCB 2196 | GRAND COULEE: PCB 2192, GRAND COULEE: PCB 2196 | GEN, NOH, WOCN
141 | 23-06591 | 13267688 | 09/30/2023 22:00 | 09/30/2023 22:30 | GRAND COULEE: PCB 2392, GRAND COULEE: PCB 2396 | GRAND COULEE: PCB 2392, GRAND COULEE: PCB 2396 | GEN, NOH, WOCN
142 | 23-06592 | 13267693 | 09/30/2023 22:30 | 09/30/2023 23:00 | GRAND COULEE: PCB 2492, GRAND COULEE: PCB 2496 | GRAND COULEE: PCB 2492, GRAND COULEE: PCB 2496 | GEN, NOH, WOCN
143 | 22-02103 | 10879173 | 09/30/2023 23:00 | 10/14/2023 23:00 | GRAND COULEE: PCB 2296, PCB 2292 | GRAND COULEE: PCB 2296, PCB 2292, GRAND COULEE: PCB 2292 | GEN, NOH, WOCN
144 | 23-00864 |  | 10/01/2023 08:00 | 01/30/2024 16:00 | WAPA - TRACY: 500KV SHUNT CAPS PT10 A/B | WAPA - TRACY: 500KV SHUNT CAPS PT10 A/B | COI
145 | 23-00427 | 13160892 | 10/02/2023 07:00 | 10/02/2023 16:00 | CENTRAL FERRY-LOWER MONUMENTAL NO 1 500KV LINE, INCLUDING LOMO: PCB'S 4624, 4676 AND CENTRAL FERRY: PCB'S 5400, AND 5397 | CENTRAL FERRY-LOWER MONUMENTAL NO 1 500KV LINE, LOWER MONUMENTAL: PCB 4624, LOWER MONUMENTAL: PCB 4676, INCLUDING LOMO: PCB'S 4624, 4676 AND CENTRAL FERRY: PCB'S 5400, AND 5397, CENTRAL FERRY: PCB 5397, CENTRAL FERRY: PCB 5400 | WOH, WOLM, GEN, SIG
146 | 23-02785 | 12908990 | 10/02/2023 07:00 | 10/03/2023 15:00 | GARRISON: PCB 4421 | GARRISON: PCB 4421 | MT-NW
147 | 23-04995 | 13160565 | 10/02/2023 07:30 | 10/02/2023 16:00 | MONROE: PCB 4526 | MONROE: PCB 4526, MONROE: PCB 5505 | BCHT, BCHW, NOEL, SOC, NI, WOCN
148 | 23-07021 | 13307011 | 10/02/2023 07:30 | 10/02/2023 16:00 | ECHO LAKE: PCB 5111 | ECHO LAKE: PCB 5111 | BCHT, BCHW, NOEL, SOC, NI, WOCN
149 | 23-09296 | 13655799 | 10/02/2023 07:30 | 10/02/2023 17:00 | ALLSTON: PCB 4470 | ALLSTON: PCB 4470 | PA, SOA
150 | 23-09675 | 13621207 | 10/02/2023 07:30 | 10/02/2023 15:00 | LA GRANDE: 230KV CAP GROUP 1 INCLUDING PCB A-267 | LA GRANDE: PCB A-267, LA GRANDE: 230KV CAP GROUP 1 INCLUDING PCB A-267, LA GRANDE: 230KV CAP GROUP 1 | ID-NW
151 | 23-01366 | 12633230 | 10/02/2023 08:00 | 10/06/2023 15:00 | BUCKLEY-MARION NO 1 500KV LINE, (UNGROUNDED) | BUCKLEY-MARION NO 1 500KV LINE, (UNGROUNDED) | NWACI, PDCI, SIG, WOCS, WOJD, COI
152 | 23-01367 | 12633234 | 10/02/2023 08:00 | 10/06/2023 15:00 | ASHE-MARION NO 2 500KV LINE, (UNGROUNDED) | ASHE-MARION NO 2 500KV LINE, (UNGROUNDED) | BCHT, BCHW, NI, NWACI, PDCI, SIG, WOCS, WOJD, WOM, COI
153 | 23-01413 | 12826046 | 10/02/2023 08:00 | 10/13/2023 16:00 | GRIZZLY: 500KV REACTOR 1, INCLUDING PCB 4222 | GRIZZLY: 500KV REACTOR 1, GRIZZLY: PCB 4222, INCLUDING PCB 4222 | COI, PDCI, NWACI
154 | 23-05088 | 13105728 | 10/02/2023 08:00 | 11/17/2023 15:00 | BUCKLEY-GRIZZLY NO 1 500KV LINE | BUCKLEY-GRIZZLY NO 1 500KV LINE | BCHT, BCHW, NI, NWACI, SIG, WOJD, GRZN
155 | 23-05094 | 13108380 | 10/02/2023 08:00 | 11/17/2023 15:00 | SLATT-BUCKLEY NO 1 500KV LINE | SLATT-BUCKLEY NO 1 500KV LINE | NWACI, SIG, WOJD, WOM, WOS
156 | 23-05095 | 13108392 | 10/02/2023 08:00 | 11/17/2023 15:00 | BUCKLEY-MARION NO 1 500KV LINE | BUCKLEY-MARION NO 1 500KV LINE | NWACI, SIG, WOCS, WOJD
157 | 23-05861 | 13278499 | 10/02/2023 08:00 | 10/08/2023 16:00 | WAUTOMA: BAY 4 PCB'S 5262, 5259, 5256 (FORCES OUT HANFORD-WAUTOMA 2 AND WAUTOMA-ROCK CREEK 1 500KV LINES) | HANFORD-WAUTOMA NO 2 500KV LINE, WAUTOMA: BAY 4 PCB'S 5262, 5259, 5256 (FORCES OUT HANFORD-WAUTOMA 2 AND WAUTOMA-ROCK CREEK 1 500KV LINES), WAUTOMA-ROCK CREEK NO 1 500KV LINE, WAUTOMA: PCB 5256, WAUTOMA: PCB 5259, WAUTOMA: PCB 5262, HANFORD: PCB 4104, HANFORD: PCB 4101, ROCK CREEK: PCB 5294, ROCK CREEK: PCB 5288 | NOH, SIG, BCHT, BCHW, NI, WOJD, WOM, WOCN, WOS, RKCR
158 | 23-06746 | 13317609 | 10/02/2023 08:00 | 10/05/2023 15:00 | CAPTAIN JACK: OLINDA 1 500KV LINE SERIES CAP GROUP 1 | CAPTAIN JACK: OLINDA 1 500KV LINE SERIES CAP GROUP 1, CAPTAIN JACK: PCB 4971, CAPTAIN JACK: PCB 4972 | NWACI, COI
159 | 23-06866 |  | 10/02/2023 08:00 | 10/06/2023 16:00 | -PACW- FRY-PARRISH GAP 230KV LINE | -PACW- FRY-PARRISH GAP 230KV LINE
160 | 23-07491 | 13392811 | 10/02/2023 08:00 | 10/05/2023 16:30 | VANTAGE: PCB 5351 | VANTAGE: PCB 5351 | NOH
161 | 23-08248 | 13446222 | 10/02/2023 08:00 | 10/02/2023 16:00 | VALHALLA: 115KV AUX BUS | VALHALLA: 115KV AUX BUS, VALHALLA: PCB B-282
162 | 23-09866 | 13650888 | 10/02/2023 08:00 | 10/06/2023 15:00 | HOT SPRINGS: 500/230KV TRANSFORMER 1 | HOT SPRINGS: 500/230KV TRANSFORMER 1, HOT SPRINGS: PCB 4562, HOT SPRINGS: PCB A-1478, TAFT-HOT SPRINGS NO 1 500KV LINE | MT-NW, WOH, FLAT, GEN, SIG
163 | 23-09867 |  | 10/02/2023 08:00 | 10/06/2023 15:00 | HOT SPRINGS: PCB A-1478 INCLUDING A-1478 A/B AND T/S DISCONNECTS | HOT SPRINGS: PCB A-1478, HOT SPRINGS: PCB A-1478 INCLUDING A-1478 A/B AND T/S DISCONNECTS | GEN, MT-NW
164 | 23-07022 | 13307047 | 10/03/2023 07:00 | 10/03/2023 16:00 | RAVER: PCB 4917, INCLUDING, RAVER: 500KV CAP GROUP 1 SECTION 3 | RAVER: PCB 4917, INCLUDING, RAVER: 500KV CAP GROUP 1 SECTION 3 | NOEL, RP, SOC, IROL, WOCN
165 | 23-09320 | 13587816 | 10/03/2023 07:00 | 10/13/2023 15:30 | -LVE- SNAKE RIVER TO HOBACK SECTION OF THE SNAKE RIVER-JACKSON 115KV LINE | -LVE- SNAKE RIVER TO HOBACK SECTION OF THE SNAKE RIVER-JACKSON 115KV LINE, SNAKE RIVER-HOBACK SECTION OF SNAKE RIVER-JACKSON NO 1 115KV LINE | SEIL, LOAD
166 | 23-04996 | 13160613 | 10/03/2023 07:30 | 10/03/2023 16:00 | MONROE: PCB 4516 | MONROE: PCB 4516 | BCHT, BCHW, NOEL, SOC, NI
167 | 23-00414 | 13307066 | 10/03/2023 08:00 | 10/03/2023 15:00 | LOWER MONUMENTAL: 500KV EAST BUS INCLUDING PCBS 4251, 4290, 4624, 4600 AND THE 500KV REACTOR #1 | LOWER MONUMENTAL: PCB 4251, LOWER MONUMENTAL: 500KV EAST BUS INCLUDING PCBS 4251, 4290, 4624, 4600 AND THE 500KV REACTOR #1, LOWER MONUMENTAL: PCB 4290, LOWER MONUMENTAL: PCB 4600, LOWER MONUMENTAL: PCB 4624, LOWER MONUMENTAL: 500KV REACTOR 1 | WOLM
168 | 23-07727 |  | 10/03/2023 08:00 | 10/03/2023 16:00 | OLYMPIA: 500/230KV TRANSFORMER 5 | OLYMPIA: 500/230KV TRANSFORMER 5, PAUL-OLYMPIA NO 1 500KV LINE | LOAD, NOEL, PA, RP, SIG, IROL
169 | 23-02790 | 12909005 | 10/04/2023 07:00 | 10/05/2023 11:00 | GARRISON: PCB 4409 | GARRISON: PCB 4409 | MT-NW
170 | 23-04997 | 13160622 | 10/04/2023 07:30 | 10/04/2023 16:00 | MONROE: PCB 4519 | MONROE: PCB 4519 | BCHT, BCHW, NOEL, SOC, NI
171 | 23-00412 | 13160948 | 10/04/2023 08:00 | 10/04/2023 15:00 | LOWER MONUMENTAL-LITTLE GOOSE NO 2 500KV LINE, INCLUDING LOMO: PCB'S 4290, 4259 | LOWER MONUMENTAL-LITTLE GOOSE NO 2 500KV LINE, LOWER MONUMENTAL: PCB 4290, LOWER MONUMENTAL: PCB 4259, INCLUDING LOMO: PCB'S 4290, 4259 | GEN, MT-NW, WOH, WOLM
172 | 23-02598 | 13082626 | 10/04/2023 08:00 | 10/04/2023 15:00 | KEELER: PCB A-858 INCLUDING THE 230KV AUX BUS AND THE 230KV CAP GROUP 2 REACTIVE BUS | KEELER: PCB A-858, KEELER: PCB A-858 INCLUDING THE 230KV AUX BUS AND THE 230KV CAP GROUP 2 REACTIVE BUS, KEELER: PCB A-873, KEELER: PCB A-859, KEELER: LBD A-857, KEELER: PCB A-872, KEELER: 230KV AUX BUS, KEELER: 230KV REACTIVE GROUP 2 CAP SECTION 2, KEELER: 230KV REACTIVE GROUP 2 CAP SECTION 3, KEELER: 230KV REACTIVE GROUP 2 REACTOR 1 | SOA, WOCS
173 | 23-01201 | 12593472 | 10/05/2023 07:00 | 10/05/2023 17:00 | LOWER MONUMENTAL PH-LOWER MONUMENTAL NO 1 500KV LINE | LOWER MONUMENTAL PH-LOWER MONUMENTAL NO 1 500KV LINE | GEN
174 | 23-07731 |  | 10/05/2023 07:00 | 10/09/2023 17:00 | COVINGTON: 230KV MAIN BUS SECTION 2 | COVINGTON: 230KV MAIN BUS SECTION 2, COVINGTON-DUWAMISH NO 1 230KV LINE, COVINGTON-BERRYDALE NO 1 230KV LINE, COVINGTON-WHITE RIVER NO 2 230KV LINE, COVINGTON: PCB A-92, COVINGTON: PCB A-93 | NOEL, SOC, WOCN, RP, BCHT, BCHW
175 | 23-05619 |  | 10/05/2023 07:30 | 10/05/2023 15:00 | ASHE: 500KV REACTOR 1, INCLUDING PCB 4907 | ASHE: 500KV REACTOR 1, ASHE: PCB 4907, INCLUDING PCB 4907 | NWACI, FCRPS, NOH
176 | 23-07530 |  | 10/05/2023 07:30 | 10/05/2023 15:30 | BELLINGHAM 230/115KV TRANSFORMER 1 INCLUDING PCB'S A-482 AND B-934 | BELLINGHAM 230/115KV TRANSFORMER 1 INCLUDING PCB'S A-482 AND B-934, BELLINGHAM: 230/115KV TRANSFORMER 1, BELLINGHAM: PCB A-482, BELLINGHAM: PCB B-934 | LOAD, NOEL, SOC, BCHW
177 | 23-02725 | 13134687 | 10/05/2023 08:00 | 10/05/2023 13:00 | KEELER: 230KV REACTIVE GROUP NO 2 INCLUDING CAP SECTIONS 2&3 AND REACTOR 1 | KEELER: PCB A-858, KEELER: 230KV REACTIVE GROUP NO 2 INCLUDING CAP SECTIONS 2&3 AND REACTOR 1 , KEELER: PCB A-859, KEELER: 230KV REACTIVE GROUP 2 CAP SECTION 3, KEELER: LBD A-857, KEELER: 230KV REACTIVE GROUP 2 CAP SECTION 2, KEELER: PCB A-873, KEELER: 230KV REACTIVE GROUP 2 REACTOR 1 | SOA, WOCS
178 | 23-06790 | 13288513 | 10/05/2023 09:00 | 10/05/2023 10:00 | GRAND COULEE: PCB 1992, GRAND COULEE: PCB 1996 | GRAND COULEE: PCB 1992, GRAND COULEE: PCB 1996 | GEN, NOH, WOCN
179 | 23-06791 | 13288523 | 10/05/2023 10:00 | 10/05/2023 11:00 | GRAND COULEE: PCB 2192, GRAND COULEE: PCB 2196 | GRAND COULEE: PCB 2192, GRAND COULEE: PCB 2196 | GEN, NOH, WOCN
180 | 23-06793 | 13288546 | 10/05/2023 11:00 | 10/05/2023 12:00 | GRAND COULEE: PCB 2392, GRAND COULEE: PCB 2396 | GRAND COULEE: PCB 2392, GRAND COULEE: PCB 2396 | GEN, NOH, WOCN
181 | 23-06794 | 13288551 | 10/05/2023 12:30 | 10/05/2023 13:30 | GRAND COULEE: PCB 2492, GRAND COULEE: PCB 2496 | GRAND COULEE: PCB 2492, GRAND COULEE: PCB 2496 | GEN, NOH, WOCN
182 | 23-06533 | 13296589 | 10/06/2023 23:00 | 10/07/2023 07:00 | JONES CANYON-SANTIAM NO 1 230KV LINE INCLUDING TUMBLE CREEK TAP AND TUMBLE CREEK 230/24.9KV TRANSFORMER NO 1 AND 230KV PCB A-454 (UNGROUNDED) | JONES CANYON-SANTIAM NO 1 230KV LINE, JONES CANYON-SANTIAM NO 1 230KV LINE INCLUDING TUMBLE CREEK TAP AND TUMBLE CREEK 230/24.9KV TRANSFORMER NO 1 AND 230KV PCB A-454 (UNGROUNDED), TUMBLE CREEK: 230/24.9KV TRANSFORMER 1, TUMBLE CREEK: PCB A-454, SANTIAM: PCB A-528, JONES CANYON: PCB A-1682, JONES CANYON: PCB A-1685 | SOA, WOCS, WOM, SCORC, SLAL
183 | 23-07375 | 13545130 | 10/09/2023 07:30 | 10/09/2023 15:00 | LOWER MONUMENTAL: PCB 4251 | LOWER MONUMENTAL: PCB 4251 | WOLM
184 | 23-01510 |  | 10/09/2023 08:00 | 12/01/2023 16:00 | PSE- SAMMAMISH 230KV WEST AND MID BUS | PSE- SAMMAMISH 230KV WEST AND MID BUS, BOTHELL (SCL)-SAMMAMISH 230KV LINE, PSE- SAMMAMISH-NOVELTY HILL 2 230KV LINE | NOEL, SOC
185 | 23-05845 | 13231020 | 10/09/2023 08:00 | 10/12/2023 15:00 | WAUTOMA: BAY 3 PCB'S 5247, 5250, 5253 (FORCES OUT WAUTOMA-KNIGHT 1 AND HANFORD-WAUTOMA 1 500KV LINES) | HANFORD-WAUTOMA NO 1 500KV LINE, WAUTOMA: BAY 3 PCB'S 5247, 5250, 5253 (FORCES OUT WAUTOMA-KNIGHT 1 AND HANFORD-WAUTOMA 1 500KV LINES), WAUTOMA-KNIGHT NO 1 500KV LINE, WAUTOMA: PCB 5247, WAUTOMA: PCB 5250, WAUTOMA: PCB 5253, HANFORD: PCB 4092, HANFORD: PCB 4095 | NOH, SIG, BCHT, BCHW, NI, WOCN, WOCS, WOJD, WOM, WOS, WOLM
186 | 23-00418 | 12730315 | 10/09/2023 09:00 | 10/21/2023 17:00 | PONDEROSA-CAPTAIN JACK SECTION OF GRIZZLY-CAPTAIN JACK NO 1 500KV LINE INCLUDING SAND SPRINGS, FORT ROCK AND SYCAN SERIES CAPS (UNGROUNDED) | SAND SPRINGS: PCB 4264, PONDEROSA-CAPTAIN JACK SECTION OF GRIZZLY-CAPTAIN JACK NO 1 500KV LINE INCLUDING SAND SPRINGS, FORT ROCK AND SYCAN SERIES CAPS (UNGROUNDED), FORT ROCK: PCB 4265, SYCAN: PCB 4266, SYCAN: GRIZZLY-CAPTAIN JACK 1 500KV LINE SERIES CAP GROUP 1, FORT ROCK: GRIZZLY-CAPTAIN JACK 1 500KV LINE SERIES CAP GROUP 1, SAND SPRINGS: GRIZZLY-CAPTAIN JACK 1 500KV LINE SERIES CAP GROUP 1, PONDEROSA-CAPTAIN JACK SECTION OF GRIZZLY-CAPTAIN JACK NO 1 500KV LINE | COI, NWACI, PDCI, BCHT, BCHW, NI, SIG
187 | 23-00420 | 12861670 | 10/09/2023 09:00 | 10/09/2023 10:00 | GRIZZLY-PONDEROSA SECTION OF GRIZZLY-CAPTAIN JACK NO 1 500KV LINE | PONDEROSA: 500/230KV TRANSFORMER 2, GRIZZLY-PONDEROSA SECTION OF GRIZZLY-CAPTAIN JACK NO 1 500KV LINE, PONDEROSA TAP TO GRIZZLY-CAPTAIN JACK NO 1 500KV LINE | COI, PDCI, NWACI, BCHT, BCHW, NI, SIG
188 | 23-04346 | 13339769 | 10/09/2023 09:00 | 10/13/2023 15:00 | TUCANNON RIVER: 115Kv CAP GROUP 1 REACTIVE BUS, INCLUDING PCBs B-2018, B-2024, B-2038, B-2039, and 115KV CAP GROUP 1 SECTIONS 1 & 2 | TUCANNON RIVER: 115KV CAP GROUP 1 REACTIVE BUS, TUCANNON RIVER: 115Kv CAP GROUP 1 REACTIVE BUS, INCLUDING PCBs B-2018, B-2024, B-2038, B-2039, and 115KV CAP GROUP 1 SECTIONS 1 & 2, TUCANNON RIVER: PCB B-2018, TUCANNON RIVER: PCB B-2024, TUCANNON RIVER: PCB B-2038, TUCANNON RIVER: PCB B-2039, TUCANNON RIVER: 115KV CAP GROUP 1 SECTION 1, TUCANNON RIVER: 115KV CAP GROUP 1 SECTION 2 | LWRSNK
189 | 23-01763 | 12847096 | 10/10/2023 06:00 | 10/27/2023 17:00 | GRAND COULEE: PCB 5382 | GRAND COULEE: PCB 5382 | NOH, WOCN, COI, NWACI, PDCI
190 | 23-01922 | 12826238 | 10/10/2023 06:00 | 10/26/2023 17:00 | JOHN DAY: 4156/4157 TERMINAL OF , JOHN DAY PH-JOHN DAY NO 2 500KV LINE | JOHN DAY: 4156/4157 TERMINAL OF , JOHN DAY PH-JOHN DAY NO 2 500KV LINE | GEN, NWACI, FCRPS, SIG, WOJD
191 | 23-02793 | 12908977 | 10/10/2023 06:00 | 10/12/2023 16:00 | GARRISON: PCB 4463 | GARRISON: PCB 4463 | MT-NW
192 | 23-02987 | 12942910 | 10/10/2023 06:00 | 10/20/2023 23:00 | RAS - MUNRO: RAS AC-B CONTROLLER, RAS DC-B CONTROLLER, RAS WS-B CONTROLLER, RAS SYNCHROPHASOR-B CONTROLLER | RAS - MUNRO: RAS AC-B CONTROLLER, RAS DC-B CONTROLLER, RAS WS-B CONTROLLER, RAS SYNCHROPHASOR-B CONTROLLER, MUNRO: RAS AC-B CONTROLLER, MUNRO: RAS DC-B CONTROLLER, MUNRO: RAS WS-B CONTROLLER, MUNRO: RAS SYNCHROPHASOR-B CONTROLLER | SIG, COI, NOH, NWACI, PDCI, WOM, WOS, NI, PA, WOJD, WOLM, BCHT, BCHW, NOEL, RP, SOA, SOC
193 | 23-00570 | 12829687 | 10/10/2023 07:00 | 10/10/2023 16:00 | GRIZZLY: PCB 5028 | GRIZZLY: PCB 5028 | NWACI, WOJD, COI
194 | 23-09592 | 13622062 | 10/10/2023 07:00 | 10/12/2023 16:00 | OLYMPIA: MAIN BUS PCB'S A-359 AND A-1773 | OLYMPIA: MAIN BUS PCB'S A-359 AND A-1773, OLYMPIA: PCB A-1773, OLYMPIA: PCB A-359 | PA, RP, WOCN, NOEL, SOC
195 | 23-04998 | 13160636 | 10/10/2023 07:30 | 10/10/2023 16:00 | MONROE: PCB 4522 | MONROE: PCB 4522, MONROE: PCB 5502 | BCHT, BCHW, NOEL, SOC, NI, WOCN
196 | 23-01092 | 13231509 | 10/10/2023 08:00 | 10/11/2023 15:00 | HATWAI-DWORSHAK NO 1 500KV LINE, INCLUDING HATWAI: PCB'S 4700, 4708 AND DWORSHAK: PCB 4664 | HATWAI: PCB 4708, HATWAI-DWORSHAK NO 1 500KV LINE, HATWAI: PCB 4700, INCLUDING HATWAI: PCB'S 4700, 4708 AND DWORSHAK: PCB 4664, DWORSHAK: PCB 4665, DWORSHAK: 500KV REACTOR 1, DWORSHAK: PCB 4666 | MT-NW, NOH, WOH, WOLM, SIG, FCRPS, GEN
197 | 23-01753 | 13165692 | 10/10/2023 08:00 | 10/16/2023 17:00 | PEARL-KEELER NO 1 500KV LINE | PEARL-KEELER NO 1 500KV LINE, PEARL: PCB 4280, PEARL: PCB 4283 | SIG, SOA
198 | 23-06747 | 13317616 | 10/10/2023 08:00 | 10/12/2023 15:00 | CAPTAIN JACK: OLINDA 1 500KV LINE SERIES CAP GROUP 1 | CAPTAIN JACK: OLINDA 1 500KV LINE SERIES CAP GROUP 1, CAPTAIN JACK: PCB 4971, CAPTAIN JACK: PCB 4972 | NWACI, COI
199 | 23-07376 | 13627872 | 10/10/2023 08:00 | 10/10/2023 15:00 | LOWER MONUMENTAL: PCB 4676 | LOWER MONUMENTAL: PCB 4676 | WOLM
200 | 23-07492 | 13392836 | 10/10/2023 08:00 | 10/10/2023 17:00 | VANTAGE: PCB 5339 | VANTAGE: PCB 5339 | NOH
201 | 23-09534 | 13656020 | 10/10/2023 08:00 | 10/19/2023 18:00 | BIG EDDY-DEMOSS NO. 1 115KV LINE INCLUDING BIG EDDY PCB B-1048 AND 115KV A/B | BIG EDDY-DEMOSS NO. 1 115KV LINE INCLUDING BIG EDDY PCB B-1048 AND 115KV A/B, BIG EDDY-DE MOSS NO 1 115KV LINE, BIG EDDY: PCB B-1048, BIG EDDY: 115KV AUX BUS, DE MOSS: PCB B-2072, DE MOSS: PCB B-2081 | GEN, BGEDY
202 | 23-09768 | 13627998 | 10/10/2023 09:00 | 10/19/2023 18:00 | GARRISON-TAFT NO 2 500KV LINE, INCLUDING TAFT: HSGS 7882 | GARRISON-TAFT NO 2 500KV LINE, GARRISON: HSGS 7883, TAFT: HSGS 7882, INCLUDING TAFT: HSGS 7882, GARRISON: TAFT 2 500KV LINE SERIES CAP GROUP 2 | MT-NW, SIG
203 | 23-09770 | 13628008 | 10/10/2023 10:00 | 10/19/2023 18:00 | GARRISON: TAFT 1 500KV LINE SERIES CAP GROUP 1 | GARRISON: TAFT 1 500KV LINE SERIES CAP GROUP 1, GARRISON: PCB 4461 | MT-NW
204 | 23-05608 | 13242089 | 10/11/2023 06:30 | 10/11/2023 17:30 | ALVEY: 230KV SOUTH MAIN BUS INCLUDING PCB'S A-332, A-247, A-246, A-242, A-236, A-476, A-241 AND THE 230KV REACTOR 1 | ALVEY: PCB A-247, ALVEY: 230KV SOUTH MAIN BUS INCLUDING PCB'S A-332, A-247, A-246, A-242, A-236, A-476, A-241 AND THE 230KV REACTOR 1, ALVEY: PCB A-332, ALVEY: PCB A-246, ALVEY: PCB A-242, ALVEY: PCB A-241, ALVEY: PCB A-236, ALVEY: PCB A-476, SANTIAM-ALVEY NO 1&2 230KV LINE, ALVEY: 230/115KV TRANSFORMER 3, ALVEY: 230KV REACTIVE GROUP 2 CAP SECTION 1, ALVEY: 230KV REACTIVE GROUP 2 CAP SECTION 2, ALVEY: 230KV REACTIVE GROUP 2 CAP SECTION 3, ALVEY: 230KV REACTOR 1, ALVEY: 230KV SOUTH MAIN BUS | SCORC
205 | 23-07853 | 13545199 | 10/11/2023 07:00 | 10/11/2023 16:00 | MAPLE VALLEY: 230KV M/B SECT 2&3 INCL PCB A-1140 & PCB A-1139 | MAPLE VALLEY: 230KV MAIN BUS SECTION 2, MAPLE VALLEY: 230KV M/B SECT 2&3 INCL PCB A-1140 & PCB A-1139, MAPLE VALLEY: 230KV MAIN BUS SECTION 3, MAPLE VALLEY-TALBOT NO 2 230KV LINE, ECHO LAKE-MAPLE VALLEY NO 1&2 500KV LINE, MAPLE VALLEY-MASSACHUSETTS NO 1 230KV LINE, SAMMAMISH-MAPLE VALLEY NO 1 230KV LINE, SNO-KING-MAPLE VALLEY NO 1 230KV LINE, MAPLE VALLEY: 20KV SVC, MAPLE VALLEY: PCB A-1140 | NOEL, SOC, NI, WOCN, IROL, SIG
206 | 23-05942 | 13395029 | 10/11/2023 07:30 | 10/11/2023 16:30 | CUSTER-INGLEDOW NO 1 500KV LINE, INCLUDING CUSTER: PCB'S 4272 & 4276 | CUSTER: PCB 4276, CUSTER-INGLEDOW NO 1 500KV LINE, CUSTER: PCB 4272, INCLUDING CUSTER: PCB'S 4272 & 4276, CUSTER: MOD 4275, CUSTER: MOD 4273 | BCHT, BCHW, NOEL, SOC, NI, SIG
207 | 23-07495 | 13392862 | 10/11/2023 08:00 | 10/11/2023 17:00 | VANTAGE: PCB 5342 | VANTAGE: PCB 5342 | NOH
208 | 23-05865 | 13242082 | 10/12/2023 07:00 | 10/12/2023 15:00 | ALVEY: 230KV REACTIVE GROUP 2, CAP SECTIONS 1, 2, AND 3 INCLUDING: PCBs A-235, A-237, AND A-239 | ALVEY: 230KV REACTIVE GROUP 2, CAP SECTIONS 1, 2, AND 3 INCLUDING: PCBs A-235, A-237, AND A-239, ALVEY: 230KV REACTIVE GROUP 2 CAP SECTION 1, ALVEY: 230KV REACTIVE GROUP 2 CAP SECTION 2, ALVEY: 230KV REACTIVE GROUP 2 CAP SECTION 3, ALVEY: PCB A-235, ALVEY: PCB A-237, ALVEY: PCB A-239 | SCORC
209 | 23-07856 | 13545346 | 10/12/2023 07:00 | 10/12/2023 16:00 | MAPLE VALLEY: 230KV M/B SECT 1&2 INCL PCB A-1140 AND A-1140 NORTH SECT MOD | MAPLE VALLEY: 230KV M/B SECT 1&2 INCL PCB A-1140 AND A-1140 NORTH SECT MOD, MAPLE VALLEY: 230KV MAIN BUS SECTION 1, MAPLE VALLEY: 230KV MAIN BUS SECTION 2, MAPLE VALLEY-TALBOT NO 1 230KV LINE, ROCKY REACH-MAPLE VALLEY NO 1 345KV LINE, MAPLE VALLEY-EAST PINE NO 1 230KV LINE, COVINGTON-MAPLE VALLEY NO 2 230KV LINE, MAPLE VALLEY-DUWAMISH NO 1 230KV LINE, MAPLE VALLEY: 230KV CAP GROUP 1 SECTION 1, MAPLE VALLEY: 230KV CAP GROUP 1 SECTION 2, MAPLE VALLEY: 230KV CAP GROUP 1 SECTION 3, MAPLE VALLEY: 230KV CAP GROUP 1 SECTION 4, MAPLE VALLEY-TALBOT NO 2 230KV LINE, SNO-KING-MAPLE VALLEY NO 2 230KV LINE, MAPLE VALLEY: PCB A-1140 | NOEL, SOC, NI, WOCN, CI, IROL, NOH, SIG
210 | 23-08755 | 13549697 | 10/12/2023 07:30 | 10/12/2023 15:00 | SNO-KING: 500/230KV TRANSFORMER 4, INCLUDING PCB'S 4815 AND A-1202 | SNO-KING TAP TO ECHO LAKE-MONROE NO 1 500KV LINE, SNO-KING: 500/230KV TRANSFORMER 4, SNO-KING: PCB 4815, INCLUDING PCB'S 4815 AND A-1202, SNO-KING: PCB A-1202 | BCHT, BCHW, NOEL, SIG, SOC, WOCN, IROL, NI, LOAD
211 | 23-05851 |  | 10/12/2023 08:00 | 10/12/2023 15:00 | DWORSHAK: 500KV REACTOR 2 | DWORSHAK: 500KV REACTOR 2 | GEN, MT-NW, WOH
212 | 23-07496 | 13392880 | 10/12/2023 08:00 | 10/12/2023 15:00 | VANTAGE: PCB 5345 | VANTAGE: PCB 5345 | NOH
213 | 23-06795 | 13288556 | 10/12/2023 10:00 | 10/12/2023 11:00 | GRAND COULEE: PCB 1992, GRAND COULEE: PCB 1996 | GRAND COULEE: PCB 1992, GRAND COULEE: PCB 1996 | GEN, NOH, WOCN
214 | 23-06796 | 13288562 | 10/12/2023 11:00 | 10/12/2023 12:00 | GRAND COULEE: PCB 2192, GRAND COULEE: PCB 2196 | GRAND COULEE: PCB 2192, GRAND COULEE: PCB 2196 | GEN, NOH, WOCN
215 | 23-06798 | 13288578 | 10/12/2023 12:30 | 10/12/2023 13:30 | GRAND COULEE: PCB 2392, GRAND COULEE: PCB 2396 | GRAND COULEE: PCB 2392, GRAND COULEE: PCB 2396 | GEN, NOH, WOCN
216 | 23-06799 | 13288586 | 10/12/2023 13:30 | 10/12/2023 14:30 | GRAND COULEE: PCB 2492, GRAND COULEE: PCB 2496 | GRAND COULEE: PCB 2492, GRAND COULEE: PCB 2496 | GEN, NOH, WOCN
217 | 23-07939 | 13545737 | 10/12/2023 16:00 | 11/10/2023 08:00 | MAPLE VALLEY: 230KV M/B SECT 2 INCL PCB A-1140 | MAPLE VALLEY: 230KV M/B SECT 2 INCL PCB A-1140, SNO-KING-MAPLE VALLEY NO 2 230KV LINE, MAPLE VALLEY: A-1140 SOUTH MAIN BUS SECTIONALIZING DISC, MAPLE VALLEY: A-1140 NORTH MAIN BUS SECTIONALZING DISC, MAPLE VALLEY: A-1142 MAIN BUS SECTIONALIZING DISC, MAPLE VALLEY: A-1144 MAIN BUS SECTIONALIZING DISC, MAPLE VALLEY: 230KV MAIN BUS SECTION 2, MAPLE VALLEY-TALBOT NO 2 230KV LINE | NOEL, SOC, SIG, NI, WOCN
218 | 23-05253 | 13134586 | 10/13/2023 08:00 | 11/10/2023 15:00 | CELILO: RAS DC-A CONTROLLER SCADA MASTER CKT 6196, CELILO: RAS DC-B CONTROLLER SCADA MASTER CKT 6218 | DITTMER: RAS DC-A CONTROLLER, CELILO: RAS DC-A CONTROLLER SCADA MASTER CKT 6196, CELILO: RAS DC-B CONTROLLER SCADA MASTER CKT 6218, MUNRO: RAS DC-B CONTROLLER | SIG, COI, NOH, NWACI, PDCI, WOM, WOS, NI, PA, WOJD, WOLM
219 | 23-07684 | 13369582 | 10/13/2023 08:00 | 10/27/2023 18:00 | -SCL- BOTHELL-SAMMAMISH 240KV LINE, BOTHELL-DIABLO 1 240KV LINE, 240KV MAIN BUS 2 AND THE 240/115KV BANK 62 | -SCL- BOTHELL-SAMMAMISH 240KV LINE, BOTHELL-DIABLO 1 240KV LINE, 240KV MAIN BUS 2 AND THE 240/115KV BANK 62 | SOC, NOEL
220 | 23-01398 |  | 10/14/2023 04:00 | 11/12/2023 21:00 | CELILO: 9085 TERMINAL OF CELILO-SYLMAR POLE 3 AND 9084 TERMINAL OF CELILO-SYLMAR POLE 4 1000KV LINE | CELILO-SYLMAR POLE NO 3 1000KV LINE, CELILO: 9085 TERMINAL OF CELILO-SYLMAR POLE 3 AND 9084 TERMINAL OF CELILO-SYLMAR POLE 4 1000KV LINE, CELILO: POLE 3 540/240/240KV TRANSFORMER, CELILO-SYLMAR POLE NO 4 1000KV LINE, CELILO: POLE 4 540/240/240KV TRANSFORMER | PDCI, SIG
221 | 24-00017 | 9556226 | 10/15/2023 22:00 | 10/15/2023 22:30 | GRAND COULEE: PCB 2492, PCB 2496 | GRAND COULEE: PCB 2492, PCB 2496, GRAND COULEE: PCB 2492, GRAND COULEE: PCB 2496 | GEN, NOH, WOCN
222 | 23-00084 | 11345939 | 10/16/2023 07:00 | 11/09/2023 16:00 | HANFORD-WAUTOMA NO 2 500KV LINE | HANFORD-WAUTOMA NO 2 500KV LINE, HANFORD: PCB 4101, HANFORD: PCB 4104, WAUTOMA: PCB 5259, WAUTOMA: PCB 5262 | NOH, NWACI, PDCI, SIG, COI, WOM, WOS, WOCN
223 | 23-02795 | 12908934 | 10/16/2023 07:00 | 10/17/2023 16:00 | GARRISON: PCB 4412 | GARRISON: PCB 4412 | MT-NW
224 | 23-04073 | 13323233 | 10/16/2023 07:00 | 10/26/2023 15:00 | MCNARY: 230/115KV TRANSFORMER 9 INCLUDING 13.2KV BUS AND PCB 1W | MCNARY: 13.2KV PCB 1W STATION SERVICE, MCNARY: 230/115KV TRANSFORMER 9 INCLUDING 13.2KV BUS AND PCB 1W, MCNARY: 230/115KV TRANSFORMER 9, MCNARY: 13KV BANK 9 DELTA BUS | WOM
225 | 23-08047 |  | 10/16/2023 07:00 | 10/19/2023 16:00 | MCNARY: 230KV MAIN BUS SECTION 1 DIFFERENTIAL RELAY SET 1 AND 2 | MCNARY: 230KV MAIN BUS SECTION 1 DIFFERENTIAL RELAY SET 1 AND 2
226 | 23-08720 | 13571263 | 10/16/2023 07:00 | 10/16/2023 16:00 | BELL: 500KV REACTOR 1, INCLUDING PCB 4559 | BELL: 500KV REACTOR 1, BELL: PCB 4559, INCLUDING PCB 4559 | MT-NW, WOH
227 | 23-09328 | 13577057 | 10/16/2023 07:00 | 11/04/2023 16:00 | WAPA- OLINDA-TRACY 500KV LINE | WAPA- OLINDA-TRACY 500KV LINE | COI, NWACI
228 | 23-00746 |  | 10/16/2023 08:00 | 10/25/2023 15:00 | BOUNDARY: 230/115KV TRANSFORMER 1 RELAYS AND PCB A-1228 RELAYS | BOUNDARY: 230/115KV TRANSFORMER 1 RELAYS, BOUNDARY: 230/115KV TRANSFORMER 1 RELAYS AND PCB A-1228 RELAYS, PCB A-1228 BFR, BOUNDARY: 230KV DEAD BUS CLEARING RELAYS, BOUNDARY: 230KV MAIN BUS DIFFERENTIAL RELAYS
229 | 23-00875 | 13098309 | 10/16/2023 08:00 | 10/23/2023 15:00 | DWORSHAK: 500KV REACTOR 1, INCLUDING PCB 4665 | DWORSHAK: PCB 4665, DWORSHAK: 500KV REACTOR 1, INCLUDING PCB 4665 | MT-NW, GEN, WOH
230 | 23-02618 |  | 10/16/2023 08:00 | 10/19/2023 14:00 | MOUNTAIN AVE - PP&L ASHLAND-OAK KNOLL #1 115KV LINE | MOUNTAIN AVE - PP&L ASHLAND-OAK KNOLL #1 115KV LINE
231 | 23-03136 | 12953673 | 10/16/2023 08:00 | 10/19/2023 16:30 | PONDEROSA: PCB 4618, BFR | PONDEROSA: 500/230KV TRANSFORMER 1, PONDEROSA: PCB 4618, BFR | COI, NWACI, COR
232 | 23-05914 | 13208355 | 10/16/2023 08:00 | 10/19/2023 15:00 | LITTLE GOOSE: PCB 4348 | LITTLE GOOSE: PCB 4348 | WOLM
233 | 23-05921 | 13296684 | 10/16/2023 08:00 | 10/16/2023 17:00 | BIG EDDY: 230KV MAIN BUS SECTION 2 MAIN BUS DIFFERENTIAL RELAY | BIG EDDY: 230KV MAIN BUS SECTION 2, BIG EDDY: 230KV MAIN BUS SECTION 2 MAIN BUS DIFFERENTIAL RELAY, BIG EDDY: PCB A-826, BIG EDDY: PCB A-814, BIG EDDY: PCB A-816, BIG EDDY: PCB A-818, BIG EDDY: PCB A-822, BIG EDDY: PCB A-824, BIG EDDY: PCB A-828, BIG EDDY: 230/13.2KV TRANSFORMER 3, BIG EDDY: 13.2KV PCB L-1711, BIG EDDY: 13.2KV PCB L-1714, BIG EDDY: 230KV CAP GROUP 2 SECTION 1, BIG EDDY: 230KV MAIN BUS SECTION 2 CURRENT LIMITING REACTOR, BIG EDDY-MAUPIN NO 1 230KV LINE, BIG EDDY-CHEMAWA NO 1 230KV LINE, THE DALLES PH-BIG EDDY NO 4 230KV LINE | WOCS, BGEDY, PDCI, WOJD, COI, NWACI, GEN, FCRPS
234 | 23-06959 | 13323257 | 10/16/2023 08:00 | 10/18/2023 17:00 | RURAL TAP OF THE HEYBURN-ADELAIDE NO 1 138KV LINE | RURAL TAP OF THE HEYBURN-ADELAIDE NO 1 138KV LINE, RURAL-ROE'S CORNER SECTION OF THE HEYBURN ADELAIDE NO1 138KV LINE, HAY MILL-RURAL SECTION OF THE HEYBURN-ADELAIDE NO 1 138KV LINE, HAY MILL-ROE'S CORNER SECTION OF HEYBURN-ADELAIDE NO 1 138KV LINE, RURAL TAP: UEC 138KV FEEDER NO 1 | SEIL
235 | 23-07479 | 13404939 | 10/16/2023 08:00 | 10/19/2023 15:00 | TRENTWOOD: 115/6.9KV TRANSFORMER 3 RELAYS | TRENTWOOD: 115/6.9KV TRANSFORMER 3 RELAYS, TRENTWOOD: PCB B-1648, TRENTWOOD: 115KV WEST AUX BUS, TRENTWOOD: 115KV EAST AUX BUS
236 | 23-00715 | 12454564 | 10/17/2023 07:00 | 10/20/2023 15:00 | RED MOUNTAIN: 115KV EAST BUS INCLUDING THE RED MOUNTAIN-KENNEDY SECTION OF RED MOUNTAIN-RICHLAND NO 1 115KV LINE; RED MOUNTAIN-SUNSET ROAD #1 115KV LINE AND PCBS B-1976 AND B-1978 | RED MOUNTAIN-KENNEDY SECTION OF RED MOUNTAIN-RICHLAND NO 1 115KV LINE, RED MOUNTAIN: 115KV EAST BUS INCLUDING THE RED MOUNTAIN-KENNEDY SECTION OF RED MOUNTAIN-RICHLAND NO 1 115KV LINE; RED MOUNTAIN-SUNSET ROAD #1 115KV LINE AND PCBS B-1976 AND B-1978, RED MOUNTAIN: PCB B-1976, RED MOUNTAIN: PCB B-1978 | TCLA, LOAD
237 | 23-06183 | 13288203 | 10/17/2023 07:00 | 10/18/2023 17:00 | ALVEY: 500/230KV TRANSFORMER 5, INCLUDING: 34.5KV TERTIARY BUS AND THE 500/230KV TIE LINE NO 1 500KV LINE | ALVEY: 500/230KV TRANSFORMER 5, ALVEY 500/230KV TIE LINE NO 1 500KV LINE, INCLUDING: 34.5KV TERTIARY BUS AND THE 500/230KV TIE LINE NO 1 500KV LINE | NWACI, COI, SCORC
238 | 23-08721 | 13571491 | 10/17/2023 07:00 | 10/17/2023 15:00 | BELL: TAFT 1 500KV LINE SERIES CAP GROUP 1, INCLUDING PCB 5320 | BELL: TAFT 1 500KV LINE SERIES CAP GROUP 1, BELL: PCB 5320, INCLUDING PCB 5320 | WOH, MT-NW
239 | 23-06892 |  | 10/17/2023 08:00 | 10/17/2023 17:00 | BIG EDDY: 230KV MAIN BUS SECTION 2 MAIN BUS DIFFERENTIAL RELAY | BIG EDDY: 230KV MAIN BUS SECTION 2, BIG EDDY: 230KV MAIN BUS SECTION 2 MAIN BUS DIFFERENTIAL RELAY, BIG EDDY: PCB A-826, BIG EDDY: PCB A-814, BIG EDDY: PCB A-816, BIG EDDY: PCB A-818, BIG EDDY: PCB A-822, BIG EDDY: PCB A-824, BIG EDDY: PCB A-828, BIG EDDY: 230/13.2KV TRANSFORMER 3, BIG EDDY: 13.2KV PCB L-1711, BIG EDDY: 13.2KV PCB L-1714, BIG EDDY: 230KV CAP GROUP 2 SECTION 1, BIG EDDY: 230KV MAIN BUS SECTION 2 CURRENT LIMITING REACTOR, BIG EDDY-MAUPIN NO 1 230KV LINE, BIG EDDY-CHEMAWA NO 1 230KV LINE, THE DALLES PH-BIG EDDY NO 4 230KV LINE | WOCS, BGEDY, PDCI, WOJD, COI, NWACI, GEN, FCRPS
240 | 23-09799 |  | 10/17/2023 08:00 | 11/06/2023 15:00 | PGE HORIZON-ST MARYS-TROJAN 230KV LINE | PGE HORIZON-ST MARYS-TROJAN 230KV LINE | SOA
241 | 24-00018 | 9556230 | 10/17/2023 16:30 | 10/17/2023 17:00 | GRAND COULEE: PCB 2492, PCB 2496 | GRAND COULEE: PCB 2492, PCB 2496, GRAND COULEE: PCB 2492, GRAND COULEE: PCB 2496 | GEN, NOH, WOCN
242 | 23-04946 | 13208690 | 10/18/2023 07:30 | 10/18/2023 17:00 | CUSTER: 500/230KV TRANSFORMER 1, INCLUDING PCBS A-1242, AND A-1246 | CUSTER: 500/230KV TRANSFORMER 1, CUSTER: PCB A-1242, INCLUDING PCBS A-1242, AND A-1246, CUSTER: PCB A-1246 | NOEL, SIG, SOC, NI, BCHT, BCHW
243 | 23-08776 | 13521797 | 10/18/2023 11:01 | 10/19/2023 16:00 | CRESTON: 115KV STRAIN BUS INCLUDING PCB B-437, 115/34.5 TRANSFORMER 1, CRESTON-EGYPT SECTION OF CRESTON-BELL NO 1 115KV LINE AND WILBUR-CRESTON SECTION OF GRAND COULEE-CRESTON NO 1 115KV LINE | CRESTON: 115KV STRAIN BUS INCLUDING PCB B-437, 115/34.5 TRANSFORMER 1, CRESTON-EGYPT SECTION OF CRESTON-BELL NO 1 115KV LINE AND WILBUR-CRESTON SECTION OF GRAND COULEE-CRESTON NO 1 115KV LINE, CRESTON-EGYPT SECTION OF CRESTON-BELL NO 1 115KV LINE, WILBUR-CRESTON SECTION OF GRAND COULEE-CRESTON NO 1 115KV LINE, CRESTON: 115KV STRAIN BUS, CRESTON: PCB B-437, CRESTON: 115/34.5KV TRANSFORMER 1, CRESTON: 34.5KV PCB L-668, CRESTON: INLAND P+L 34.5KV FEEDER 1 | LOAD
244 | 23-07135 |  | 10/19/2023 23:00 | 10/20/2023 02:00 | RURAL-ADELAIDE SECTION OF HEYBURN-ADELAIDE NO 1 138KV LINE INCLUDING ROE'S CORNER TAP | ROE'S CORNER-ADELAIDE SECTION OF HEYBURN-ADELAIDE NO 1 138KV LINE, RURAL-ADELAIDE SECTION OF HEYBURN-ADELAIDE NO 1 138KV LINE INCLUDING ROE'S CORNER TAP, ROE'S CORNER TAP TO HEYBURN-ADELAIDE NO 1 138KV LINE, ROE'S CORNER: UNITED ELEC COOP 138KV FEEDER 1, RURAL-ROE'S CORNER SECTION OF THE HEYBURN ADELAIDE NO1 138KV LINE
245 | 23-02979 | 12943131 | 10/21/2023 06:00 | 10/22/2023 23:00 | RAS - DITTMER: RAS DC-A CONTROLLER AND MUNRO: RAS DC-B CONTROLLER | RAS - DITTMER: RAS DC-A CONTROLLER AND MUNRO: RAS DC-B CONTROLLER, DITTMER: RAS DC-A CONTROLLER, MUNRO: RAS DC-B CONTROLLER | SIG, COI, NOH, NWACI, PDCI, WOM, WOS, NI, PA, WOJD, WOLM
246 | 23-02677 | 12861689 | 10/21/2023 16:00 | 10/21/2023 17:00 | GRIZZLY-PONDEROSA SECTION OF GRIZZLY-CAPTAIN JACK NO 1 500KV LINE | PONDEROSA: 500/230KV TRANSFORMER 2, GRIZZLY-PONDEROSA SECTION OF GRIZZLY-CAPTAIN JACK NO 1 500KV LINE, PONDEROSA TAP TO GRIZZLY-CAPTAIN JACK NO 1 500KV LINE | COI, NWACI, COR, BCHT, BCHW, NI, SIG
247 | 23-00117 |  | 10/23/2023 07:00 | 10/27/2023 16:00 | IPC- MIDPOINT - HEMINGWAY 500 KV line | IPC- MIDPOINT - HEMINGWAY 500 KV line | ID-NW, COI
248 | 23-09322 | 13577644 | 10/23/2023 07:00 | 10/24/2023 15:30 | TETON: B-1674 TERMINAL OF THE LVE CRYSTAL SPRINGS-TETON SECTION OF EAST JACKSON-TETON NO 1 115KV LINE | TETON: B-1674 TERMINAL OF THE LVE CRYSTAL SPRINGS-TETON SECTION OF EAST JACKSON-TETON NO 1 115KV LINE, TETON: LOWER VALLEY ENG 115KV FEEDER 2, CRYSTAL SPRINGS-TETON SECTION OF EAST JACKSON-TETON NO 1 115KV LINE | SEIL, LOAD
249 | 23-02379 | 13065278 | 10/23/2023 08:00 | 10/26/2023 17:00 | LAPINE-FORT ROCK NO 1-115KV LINE INCLUDING CONNLEY TAP | CONNLEY COLLECTOR TAP TO LAPINE-FORT ROCK NO 1 115KV LINE, LAPINE-FORT ROCK NO 1-115KV LINE INCLUDING CONNLEY TAP, CHRISTMAS VALLEY TAP TO BRASADA-HARNEY NO 1 115KV LINE, FORT ROCK: MIDSTATE E COOP 115KV FEEDER 1, LAPINE: PCB B-1293 | ID-NW, COR, NWACI
250 | 23-03741 | 12986647 | 10/23/2023 08:00 | 10/24/2023 16:00 | BIG EDDY: PCB 4200 BFR AND RECLOSING RELAY | BIG EDDY: PCB 4200 BFR AND RECLOSING RELAY, BIG EDDY: PCB 4200 | PDCI, WOJD, BGEDY
251 | 23-04624 | 13213113 | 10/23/2023 08:00 | 10/28/2023 18:30 | JOHN DAY-GRIZZLY NO 2 500KV LINE | JOHN DAY-GRIZZLY NO 2 500KV LINE | BCHT, BCHW, NI, NWACI, SIG, WOJD, GRZN
252 | 23-04631 | 13213134 | 10/23/2023 08:00 | 10/28/2023 18:30 | BUCKLEY-GRIZZLY NO 1 500KV LINE, (UNGROUNDED) | BUCKLEY-GRIZZLY NO 1 500KV LINE, (UNGROUNDED) | BCHT, BCHW, NI, NWACI, SIG, WOJD, GRZN
253 | 23-05856 |  | 10/23/2023 08:00 | 10/26/2023 15:00 | SCHULTZ-WAUTOMA NO 1 500KV LINE INCLUDING WAUTOMA PCBS 5241, 5244 AND SCHULTZ PCBS 5170, 5173 | WAUTOMA: PCB 5241, SCHULTZ-WAUTOMA NO 1 500KV LINE INCLUDING WAUTOMA PCBS 5241, 5244 AND SCHULTZ PCBS 5170, 5173, WAUTOMA: PCB 5244, SCHULTZ: PCB 5170, SCHULTZ: PCB 5173, SCHULTZ-WAUTOMA NO 1 500KV LINE | NOH, WOCN, BCHT, BCHW, IROL, NI, SIG
254 | 23-08683 | 13577648 | 10/23/2023 08:00 | 11/09/2023 15:00 | BAXTER-FRANKLIN SECTION OF THE BENTON-FRANKLIN NO 1 115KV LINE INCLUDING LAPORTE TAP | BAXTER-FRANKLIN SECTION OF THE BENTON-FRANKLIN NO 1 115KV LINE INCLUDING LAPORTE TAP, BAXTER-FRANKLIN SECTION OF BENTON-FRANKLIN NO 1 115KV LINE, FRANKLIN: PCB B-620 | TCLA
255 | 23-09868 | 13650921 | 10/23/2023 08:00 | 10/27/2023 15:00 | HOT SPRINGS: 500/230KV TRANSFORMER 1 | HOT SPRINGS: 500/230KV TRANSFORMER 1, HOT SPRINGS: PCB 4562, HOT SPRINGS: PCB A-1478, TAFT-HOT SPRINGS NO 1 500KV LINE | MT-NW, WOH, FLAT, GEN, SIG
256 | 23-09870 |  | 10/23/2023 08:00 | 10/27/2023 15:00 | HOT SPRINGS: PCB A-1478 INCLUDING A-1478 A/B AND T/S DISCONNECTS | HOT SPRINGS: PCB A-1478, HOT SPRINGS: PCB A-1478 INCLUDING A-1478 A/B AND T/S DISCONNECTS | GEN, MT-NW
257 | 23-09965 | 13658160 | 10/23/2023 08:00 | 10/25/2023 18:00 | PSE - SEDRO WOOLLEY-BOTHELL-HORSE RANCH 230KV LINE | PSE - SEDRO WOOLLEY-BOTHELL-HORSE RANCH 230KV LINE | SOC, NOEL
258 | 23-02674 | 13109251 | 10/23/2023 08:30 | 10/26/2023 15:00 | MALIN: PCB 4327 BFR | MALIN: 500KV REACTOR 1, MALIN: PCB 4327 BFR, MALIN: PCB 4327 | COI, NWACI
259 | 23-00747 | 13134804 | 10/24/2023 08:00 | 10/26/2023 12:00 | METALINE FALLS-BOUNDARY SECTION OF COLVILLE-BOUNDARY 1 115KV LINE INCLUDING BOUNDARY: 230/115KV TRANSFORMER 1, PCB A-1228, AND PCB B-1398 | BOUNDARY: 230/115KV TRANSFORMER 1, METALINE FALLS-BOUNDARY SECTION OF COLVILLE-BOUNDARY 1 115KV LINE INCLUDING BOUNDARY: 230/115KV TRANSFORMER 1, PCB A-1228, AND PCB B-1398, BOUNDARY: PCB A-1228, BOUNDARY: PCB B-1398, METALINE FALLS-BOUNDARY SECTION OF COLVILLE-BOUNDARY NO 1 115KV LINE | SOB, LOAD, NI, NOEL, SOC
260 | 23-03742 | 12986645 | 10/24/2023 14:00 | 10/24/2023 15:00 | BIG EDDY: PCB 4202 | BIG EDDY: PCB 4202 | PDCI, WOCS, WOJD, BGEDY
261 | 23-09323 | 13577748 | 10/25/2023 07:00 | 10/26/2023 15:30 | -LVE- EAST JACKSON-CRYSTAL SPRINGS SECTION OF EAST JACKSON-TETON NO 1 115KV LINE | -LVE- EAST JACKSON-CRYSTAL SPRINGS SECTION OF EAST JACKSON-TETON NO 1 115KV LINE, EAST JACKSON-CRYSTAL SPRINGS SECTION OF EAST JACKSON-TETON NO 1 115KV LINE | SEIL, MT-NW
262 | 23-03983 | 13007222 | 10/25/2023 08:00 | 10/26/2023 15:00 | BIG EDDY: PCB 4202 BFR AND RECLOSING RELAY | BIG EDDY: PCB 4202 BFR AND RECLOSING RELAY, BIG EDDY: PCB 4202 | PDCI, WOCS, WOJD, BGEDY
263 | 23-05799 | 13234744 | 10/25/2023 08:00 | 10/25/2023 16:00 | CENTRAL FERRY: PCB 5415 | CENTRAL FERRY: PCB 5415 | WOH, WOLM
264 | 23-07239 | 13327045 | 10/26/2023 10:00 | 10/26/2023 11:00 | GRAND COULEE: PCB 1992, GRAND COULEE: PCB 1996 | GRAND COULEE: PCB 1992, GRAND COULEE: PCB 1996 | GEN, NOH, WOCN
265 | 23-07241 | 13327149 | 10/26/2023 11:00 | 10/26/2023 12:00 | GRAND COULEE: PCB 2192, GRAND COULEE: PCB 2196 | GRAND COULEE: PCB 2192, GRAND COULEE: PCB 2196 | GEN, NOH, WOCN
266 | 23-07242 | 13327152 | 10/26/2023 12:30 | 10/26/2023 13:30 | GRAND COULEE: PCB 2292, GRAND COULEE: PCB 2296 | GRAND COULEE: PCB 2292, GRAND COULEE: PCB 2296 | GEN, NOH, WOCN
267 | 23-07243 | 13327166 | 10/26/2023 13:30 | 10/26/2023 14:30 | GRAND COULEE: PCB 2392, GRAND COULEE: PCB 2396 | GRAND COULEE: PCB 2392, GRAND COULEE: PCB 2396 | GEN, NOH, WOCN
268 | 23-07244 | 13327139 | 10/26/2023 14:30 | 10/26/2023 15:30 | GRAND COULEE: PCB 2492, GRAND COULEE: PCB 2496 | GRAND COULEE: PCB 2492, GRAND COULEE: PCB 2496 | GEN, NOH, WOCN
269 | 23-03984 | 13007229 | 10/26/2023 15:00 | 10/26/2023 16:00 | BIG EDDY: PCB 4200 | BIG EDDY: PCB 4200 | PDCI, WOJD, BGEDY
270 | 23-02972 | 12943141 | 10/28/2023 06:00 | 10/29/2023 23:00 | RAS - DITTMER: RAS WS-A CONTROLLER AND MUNRO: RAS WS-B CONTROLLER (ALTERNATE DATE) | DITTMER: RAS WS-A CONTROLLER, RAS - DITTMER: RAS WS-A CONTROLLER AND MUNRO: RAS WS-B CONTROLLER (ALTERNATE DATE), MUNRO: RAS WS-B CONTROLLER | BCHT, BCHW, NI, NOEL, PA, RP, SIG, SOA, SOC, COI, NWACI, PDCI
271 | 23-02981 | 12943126 | 10/28/2023 06:00 | 10/29/2023 23:00 | RAS - DITTMER: RAS DC-A CONTROLLER AND MUNRO: RAS DC-B CONTROLLER (ALTERNATE DATE) | DITTMER: RAS DC-A CONTROLLER, RAS - DITTMER: RAS DC-A CONTROLLER AND MUNRO: RAS DC-B CONTROLLER (ALTERNATE DATE), MUNRO: RAS DC-B CONTROLLER | SIG, COI, NOH, NWACI, PDCI, WOM, WOS, NI, PA, WOJD, WOLM
272 | 23-01127 |  | 10/29/2023 22:00 | 11/03/2023 20:00 | GRAND COULEE: 230KV MAIN BUS SECTIONS 1A AND 1B | POTHOLES-GRAND COULEE NO 1 230KV LINE, GRAND COULEE: 230KV MAIN BUS SECTIONS 1A AND 1B , COLUMBIA-GRAND COULEE NO 1 230KV LINE, GRAND COULEE-BELL NO 3 230KV LINE, GRAND COULEE: 230/115KV BANK KX2A SWITCHYARD TIE, GRAND COULEE: 230KV MAIN BUS SECTION 1A, GRAND COULEE: 230KV MAIN BUS SECTION 1B, GRAND COULEE: PCB 6084, GRAND COULEE: PCB 5886, GRAND COULEE: PCB 5782, GRAND COULEE: PCB 5686, GRAND COULEE: PCB 5582, GRAND COULEE: PCB 5382, GRAND COULEE: PCB 5286, GRAND COULEE: PCB 5182 | NOH, CI, WOH, OKLA, LOAD, WOCN, FCRPS
273 | 23-04280 | 13039597 | 10/30/2023 08:00 | 10/31/2023 15:00 | BIG EDDY: PCB 4205 BFR AND RECLOSING RELAY | BIG EDDY: PCB 4205 BFR AND RECLOSING RELAY, BIG EDDY: PCB 4205 | PDCI, WOCS, WOJD, BGEDY
274 | 23-05748 | 13268099 | 10/30/2023 08:00 | 11/02/2023 16:00 | GRIZZLY: PCB 4038, INCLUDING 500KV REACTOR 3 | GRIZZLY: PCB 4038, GRIZZLY: 500KV REACTOR 3, INCLUDING 500KV REACTOR 3 | COI, NWACI
275 | 23-07024 | 13321598 | 10/30/2023 08:00 | 11/02/2023 15:00 | MALIN-ROUND MOUNTAIN 1 500KV LINE INCLUDING PG&E ROUND MOUNTAIN 1 500KV LINE SERIES CAP GROUP | MALIN: PG&E ROUND MOUNTAIN 1 500KV LINE SERIES CAP GROUP, MALIN-ROUND MOUNTAIN 1 500KV LINE INCLUDING PG&E ROUND MOUNTAIN 1 500KV LINE SERIES CAP GROUP, MALIN-ROUND MOUNTAIN NO 1 500KV LINE | COI, NWACI, BCHT, BCHW, NI
276 | 23-00419 | 12857189 | 10/30/2023 09:00 | 11/11/2023 17:00 | PONDEROSA-CAPTAIN JACK SECTION OF GRIZZLY-CAPTAIN JACK NO 1 500KV LINE INCLUDING SAND SPRINGS, FORT ROCK AND SYCAN SERIES CAPS (UNGROUNDED) | SAND SPRINGS: PCB 4264, PONDEROSA-CAPTAIN JACK SECTION OF GRIZZLY-CAPTAIN JACK NO 1 500KV LINE INCLUDING SAND SPRINGS, FORT ROCK AND SYCAN SERIES CAPS (UNGROUNDED), FORT ROCK: PCB 4265, SYCAN: PCB 4266, SYCAN: GRIZZLY-CAPTAIN JACK 1 500KV LINE SERIES CAP GROUP 1, FORT ROCK: GRIZZLY-CAPTAIN JACK 1 500KV LINE SERIES CAP GROUP 1, SAND SPRINGS: GRIZZLY-CAPTAIN JACK 1 500KV LINE SERIES CAP GROUP 1 | COI, NWACI, PDCI, BCHT, BCHW, NI, SIG
277 | 23-00423 | 12857191 | 10/30/2023 09:00 | 10/30/2023 10:00 | GRIZZLY-PONDEROSA SECTION OF GRIZZLY-CAPTAIN JACK NO 1 500KV LINE | PONDEROSA: 500/230KV TRANSFORMER 2, GRIZZLY-PONDEROSA SECTION OF GRIZZLY-CAPTAIN JACK NO 1 500KV LINE, PONDEROSA TAP TO GRIZZLY-CAPTAIN JACK NO 1 500KV LINE | COI, NWACI, COR, BCHT, BCHW, NI, SIG
278 | 23-05042 | 12986164 | 10/30/2023 11:00 | 02/28/2024 15:00 | NVE - HILLTOP-FORT SAGE 345KV LINE | NVE - HILLTOP-FORT SAGE 345KV LINE | RATS
279 | 23-08618 | 13582567 | 10/31/2023 07:00 | 10/31/2023 14:00 | GARRISON: 500KV REACTOR 2 | GARRISON: 500KV REACTOR 2 | MT-NW
280 | 23-09392 | 13582574 | 10/31/2023 07:00 | 10/31/2023 08:00 | BROADVIEW-GARRISON NO 2 500KV LINE | BROADVIEW-GARRISON NO 2 500KV LINE, GARRISON: BROADVIEW 2 500KV LINE SERIES CAP GROUP 2 | MT-NW, GEN
281 | 23-09393 | 13582592 | 10/31/2023 13:00 | 10/31/2023 14:00 | BROADVIEW-GARRISON NO 2 500KV LINE | BROADVIEW-GARRISON NO 2 500KV LINE, GARRISON: BROADVIEW 2 500KV LINE SERIES CAP GROUP 2 | MT-NW, GEN
282 | 23-04281 | 13039602 | 10/31/2023 15:00 | 10/31/2023 16:00 | BIG EDDY: PCB 4202 | BIG EDDY: PCB 4202 | PDCI, WOCS, WOJD, BGEDY
283 | 23-09069 | 13549650 | 11/01/2023 07:00 | 11/02/2023 16:00 | RAVER: PCB 4305 | RAVER: PCB 4305 | NOEL, RP, SOC, WOCN
284 | 23-09530 | 13609168 | 11/01/2023 07:00 | 11/01/2023 16:00 | MCNARY: PCB 5204 | MCNARY: PCB 5204
285 | 23-00791 | 12889050 | 11/01/2023 08:00 | 11/01/2023 16:00 | CENTRAL FERRY: 500KV EAST BUS, INCLUDING PCB 5397 AND MOD(S) 5393, 5396, AND 5420 | CENTRAL FERRY: 500KV EAST BUS, INCLUDING PCB 5397 AND MOD(S) 5393, 5396, AND 5420, CENTRAL FERRY: 500KV EAST BUS, CENTRAL FERRY: PCB 5397, CENTRAL FERRY: 500KV CAP GROUP 1, CENTRAL FERRY: PCB 5430, CENTRAL FERRY: MOD 5420 | WOLM, WOH
286 | 23-01099 | 13231546 | 11/01/2023 08:00 | 11/01/2023 15:00 | DWORSHAK: 500KV WEST BUS, INCLUDING PCB'S 4652, 4665 AND 500KV REACTOR 1 | DWORSHAK: PCB 4652, DWORSHAK: 500KV WEST BUS, INCLUDING PCB'S 4652, 4665 AND 500KV REACTOR 1, DWORSHAK: PCB 4665, DWORSHAK: 500KV REACTOR 1 | MT-NW, GEN, WOH
287 | 23-04282 | 13039613 | 11/01/2023 08:00 | 11/02/2023 15:00 | BIG EDDY: PCB 4209 BFR AND RECLOSING RELAY | BIG EDDY: PCB 4209 BFR AND RECLOSING RELAY, BIG EDDY: PCB 4209 | GEN, PDCI, WOJD, BGEDY
288 | 23-05611 | 13267991 | 11/01/2023 08:00 | 11/01/2023 15:00 | SLATT: PCB 5015 | SLATT: PCB 5015 | WOJD
289 | 23-07649 | 13394988 | 11/01/2023 08:00 | 11/02/2023 15:00 | OSTRANDER: PCB 4442 | OSTRANDER: PCB 4442 | WOCS
290 | 23-09971 | 13663848 | 11/01/2023 08:00 | 11/02/2023 00:15 | DWORSHAK: 4657/4658 TERMINAL OF DWORSHAK PH-DWORSHAK NO 1 500KV LINE | DWORSHAK: 4657/4658 TERMINAL OF DWORSHAK PH-DWORSHAK NO 1 500KV LINE, DWORSHAK PH-DWORSHAK NO 1 500KV LINE | GEN, SIG, FCRPS
291 | 23-09512 | 13609465 | 11/02/2023 06:30 | 11/02/2023 16:00 | SNO-KING: 230/115KV TRANSFORMER 1, SNO-KING: PCB A-1204, SNO-KING: PCB B-1586, SNO-KING: 13.8KV PCB L-1432 | SNO-KING: 230/115KV TRANSFORMER 1, SNO-KING: PCB A-1204, SNO-KING: PCB B-1586, SNO-KING: 13.8KV PCB L-1432 | LOAD, NOEL, SOC, BCHT, BCHW
292 | 23-01101 | 13478645 | 11/02/2023 08:00 | 11/02/2023 15:00 | DWORSHAK PH-DWORSHAK NO 1 500KV LINE, INCLUDING DWORSHAK: PCB 4656 AND 500KV EAST BUS | DWORSHAK: PCB 4656, DWORSHAK PH-DWORSHAK NO 1 500KV LINE, DWORSHAK: 500KV REACTOR 2, INCLUDING DWORSHAK: PCB 4656 AND 500KV EAST BUS, DWORSHAK: PCB 4650, DWORSHAK: 500KV EAST BUS | MT-NW, GEN, SIG, FCRPS, WOH
293 | 23-05614 | 13267996 | 11/02/2023 08:00 | 11/02/2023 15:00 | SLATT: PCB 5018 | SLATT: PCB 5018 | WOJD
294 | 23-09834 | 13664099 | 11/02/2023 08:00 | 11/02/2023 15:00 | HANFORD: PCB 4089 | HANFORD: PCB 4089 | NOH, WOM, WOS
295 | 23-04283 | 13039619 | 11/02/2023 15:00 | 11/02/2023 16:00 | BIG EDDY: PCB 4860 | BIG EDDY: PCB 4860 | PDCI, WOJD, BGEDY
296 | 23-02970 | 12943015 | 11/04/2023 06:00 | 11/05/2023 23:00 | RAS - DITTMER: RAS WS-A CONTROLLER AND MUNRO: RAS WS-B CONTROLLER | DITTMER: RAS WS-A CONTROLLER, RAS - DITTMER: RAS WS-A CONTROLLER AND MUNRO: RAS WS-B CONTROLLER, MUNRO: RAS WS-B CONTROLLER | BCHT, BCHW, NI, NOEL, PA, RP, SIG, SOA, SOC, COI, NWACI, PDCI
297 | 23-09070 | 13549660 | 11/06/2023 07:00 | 11/07/2023 15:00 | RAVER: PCB 4879 | RAVER: PCB 4879 | NOEL, RP, SOC, WOCN
298 | 23-09538 | 13613555 | 11/06/2023 07:00 | 11/06/2023 15:00 | SLATT: BUCKLEY 1 500KV LINE SERIES CAP GROUP 1 INCLUDING PCB 5012 | SLATT: BUCKLEY 1 500KV LINE SERIES CAP GROUP 1 INCLUDING PCB 5012 , SLATT: BUCKLEY 1 500KV LINE SERIES CAP GROUP 1 | WOJD, WOM, WOS
299 | 23-09335 | 13589504 | 11/06/2023 07:30 | 11/07/2023 15:00 | MIDWAY: 230/115kV TRANSFORMER 3 INCLUDING THE BOOSTER BANK, PCBs B-154, L-1034, AND THE 115kV AUXILARY BUS | MIDWAY: 230/115KV TRANSFORMER 3, MIDWAY: 230/115kV TRANSFORMER 3 INCLUDING THE BOOSTER BANK, PCBs B-154, L-1034, AND THE 115kV AUXILARY BUS, MIDWAY: 230/13.8KV BOOSTER TRANSFORMER 3, MIDWAY: PCB B-154, MIDWAY: 115KV AUX BUS, MIDWAY: 13.8KV PCB L-1034, MIDWAY: PCB A-110 | TCLA, WOM
300 | 23-07651 | 13394992 | 11/06/2023 08:00 | 11/07/2023 15:00 | OSTRANDER: PCB 4439 | OSTRANDER: PCB 4439 | WOCS
301 | 22-01809 | 10633216 | 11/06/2023 09:00 | 11/06/2023 14:00 | BUCKLEY: GRIZZLY BUS SECTION DIFFERENTIAL RELAY (FORCES OUT BUCKLEY-GRIZZLY 1 500KV LINE) | BUCKLEY: GRIZZLY BUS SECTION DIFFERENTIAL RELAY (FORCES OUT BUCKLEY-GRIZZLY 1 500KV LINE), BUCKLEY: PCB 4961, BUCKLEY: PCB 4964, BUCKLEY-GRIZZLY NO 1 500KV LINE | NWACI, WOJD, WOM, WOS, COI, WOCS, BCHT, BCHW, NI, PDCI, SIG
302 | 23-09800 | 13628553 | 11/07/2023 06:00 | 11/30/2023 16:00 | KEELER: A-870 TERMINAL OF THE KEELER-PGE HORIZON NO 1 230KV LINE | KEELER-PGE HORIZON NO 1 230KV LINE, KEELER: A-870 TERMINAL OF THE KEELER-PGE HORIZON NO 1 230KV LINE, KEELER: PCB A-870 | SOA
303 | 23-09614 | 13614879 | 11/07/2023 07:00 | 11/07/2023 16:00 | SLATT: PCB 5015 | SLATT: PCB 5015 | WOJD
304 | 23-00407 | 12252239 | 11/07/2023 08:00 | 11/09/2023 15:00 | MIDWAY-MOXEE NO 1 115KV LINE, INCLUDING MIDWAY PCBS B-146, B-148 AND MOXEE PCBS B-902, B-906 | MIDWAY-MOXEE NO 1 115KV LINE, RATTLESNAKE BREA: BENTON REA 115KV FEEDER 1, MIDWAY-RATTLESNAKE SECTION OF MIDWAY-MOXEE NO 1 115KV LINE, INCLUDING MIDWAY PCBS B-146, B-148 AND MOXEE PCBS B-902, B-906, RATTLESNAKE-MOXEE SECTION OF MIDWAY-MOXEE NO 1 115KV LINE, RATTLESNAKE TAP TO MIDWAY-MOXEE NO 1 115KV LINE | TCLA
305 | 23-05827 | 13268125 | 11/07/2023 08:00 | 11/07/2023 15:00 | GRIZZLY: PCB 5034 | GRIZZLY: PCB 5034 | NWACI, COI
306 | 22-01810 | 10633200 | 11/07/2023 09:00 | 11/07/2023 14:00 | BUCKLEY: MARION BUS SECTION DIFFERENTIAL RELAY (FORCES OUT BUCKLEY-MARION 1 500KV LINE) | BUCKLEY: MARION BUS SECTION DIFFERENTIAL RELAY (FORCES OUT BUCKLEY-MARION 1 500KV LINE), BUCKLEY: PCB 4964, BUCKLEY: PCB 4967, BUCKLEY-MARION NO 1 500KV LINE | NWACI, WOCS, WOJD, COI, WOM, WOS, PDCI, SIG
307 | 23-09615 | 13614868 | 11/08/2023 07:00 | 11/08/2023 16:00 | SLATT: PCB 5018 | SLATT: PCB 5018 | WOJD
308 | 22-01806 | 10633205 | 11/08/2023 09:00 | 11/08/2023 14:00 | BUCKLEY: SLATT BUS SECTION DIFFERENTIAL RELAY (FORCES OUT SLATT-BUCKLEY 1 500KV LINE) | BUCKLEY: SLATT BUS SECTION DIFFERENTIAL RELAY (FORCES OUT SLATT-BUCKLEY 1 500KV LINE), BUCKLEY: PCB 4967, BUCKLEY: PCB 4961, SLATT-BUCKLEY NO 1 500KV LINE | NWACI, WOCS, WOJD, WOM, WOS, COI, PDCI, SIG
309 | 23-08874 | 13578224 | 11/09/2023 10:00 | 11/09/2023 11:00 | GRAND COULEE: PCB 1992, GRAND COULEE: PCB 1996 | GRAND COULEE: PCB 1992, GRAND COULEE: PCB 1996 | GEN, NOH, WOCN
310 | 23-08875 | 13578246 | 11/09/2023 11:00 | 11/09/2023 12:00 | GRAND COULEE: PCB 2192, GRAND COULEE: PCB 2196 | GRAND COULEE: PCB 2192, GRAND COULEE: PCB 2196 | GEN, NOH, WOCN
311 | 23-08876 | 13578250 | 11/09/2023 12:30 | 11/09/2023 13:30 | GRAND COULEE: PCB 2292, GRAND COULEE: PCB 2296 | GRAND COULEE: PCB 2292, GRAND COULEE: PCB 2296 | GEN, NOH, WOCN
312 | 23-08877 | 13578306 | 11/09/2023 13:30 | 11/09/2023 14:30 | GRAND COULEE: PCB 2392, GRAND COULEE: PCB 2396 | GRAND COULEE: PCB 2392, GRAND COULEE: PCB 2396 | GEN, NOH, WOCN
313 | 23-08878 | 13578338 | 11/09/2023 14:30 | 11/09/2023 15:30 | GRAND COULEE: PCB 2492, GRAND COULEE: PCB 2496 | GRAND COULEE: PCB 2492, GRAND COULEE: PCB 2496 | GEN, NOH, WOCN
314 | 23-07940 | 13550041 | 11/10/2023 06:00 | 11/10/2023 16:00 | MAPLE VALLEY: 230KV M/B SECT 1&2 INCL PCB A-1140 AND A-1140 NORTH SECT MOD | MAPLE VALLEY: 230KV M/B SECT 1&2 INCL PCB A-1140 AND A-1140 NORTH SECT MOD, MAPLE VALLEY: 230KV MAIN BUS SECTION 1, MAPLE VALLEY: 230KV MAIN BUS SECTION 2, MAPLE VALLEY-TALBOT NO 2 230KV LINE, SNO-KING-MAPLE VALLEY NO 2 230KV LINE, MAPLE VALLEY-TALBOT NO 1 230KV LINE, ROCKY REACH-MAPLE VALLEY NO 1 345KV LINE, MAPLE VALLEY-EAST PINE NO 1 230KV LINE, COVINGTON-MAPLE VALLEY NO 2 230KV LINE, MAPLE VALLEY-DUWAMISH NO 1 230KV LINE, MAPLE VALLEY: 230KV CAP GROUP 1 SECTION 1, MAPLE VALLEY: 230KV CAP GROUP 1 SECTION 2, MAPLE VALLEY: 230KV CAP GROUP 1 SECTION 3, MAPLE VALLEY: 230KV CAP GROUP 1 SECTION 4, MAPLE VALLEY: PCB A-1140 | NOEL, SOC, NI, WOCN, SIG, CI, IROL, NOH
315 | 23-00089 | 11350694 | 11/10/2023 07:30 | 11/13/2023 16:00 | BENTON-FRANKLIN NO 2 115KV LINE INCLUDING GLADE TAP AND TAYLOR FLATS TAP | BENTON-FRANKLIN NO 2 115KV LINE INCLUDING GLADE TAP AND TAYLOR FLATS TAP, GLADE TAP TO BENTON-FRANKLIN NO 2 115KV LINE, TAYLOR FLATS TAP TO BENTON-FRANKLIN NO 2 115KV LINE, BENTON-FRANKLIN NO 2 115KV LINE | TCLA, LOAD, WOM
316 | 23-07941 | 13551815 | 11/10/2023 16:00 | 12/18/2023 08:00 | MAPLE VALLEY: 230KV M/B SECT 2 INCL PCB A-1140 | MAPLE VALLEY: 230KV M/B SECT 2 INCL PCB A-1140, SNO-KING-MAPLE VALLEY NO 2 230KV LINE, MAPLE VALLEY: A-1140 SOUTH MAIN BUS SECTIONALIZING DISC, MAPLE VALLEY: A-1140 NORTH MAIN BUS SECTIONALZING DISC, MAPLE VALLEY: A-1142 MAIN BUS SECTIONALIZING DISC, MAPLE VALLEY: A-1144 MAIN BUS SECTIONALIZING DISC, MAPLE VALLEY: PCB A-1108, MAPLE VALLEY: PCB A-1139, MAPLE VALLEY: 230KV MAIN BUS SECTION 2, MAPLE VALLEY-TALBOT NO 2 230KV LINE | NOEL, SOC, SIG, NI, WOCN
317 | 23-00424 | 12857198 | 11/11/2023 16:00 | 11/11/2023 17:00 | GRIZZLY-PONDEROSA SECTION OF GRIZZLY-CAPTAIN JACK NO 1 500KV LINE | PONDEROSA: 500/230KV TRANSFORMER 2, GRIZZLY-PONDEROSA SECTION OF GRIZZLY-CAPTAIN JACK NO 1 500KV LINE, PONDEROSA TAP TO GRIZZLY-CAPTAIN JACK NO 1 500KV LINE | COI, PDCI, NWACI, BCHT, BCHW, NI, SIG
318 | 23-00085 | 11345942 | 11/13/2023 07:00 | 12/01/2023 16:00 | HANFORD-WAUTOMA NO 1 500KV LINE | HANFORD-WAUTOMA NO 1 500KV LINE, HANFORD: PCB 4092, HANFORD: PCB 4095, WAUTOMA: PCB 5250, WAUTOMA: PCB 5253 | NOH, NWACI, PDCI, SIG, COI, WOM, WOS, WOLM, WOCN
319 | 22-06618 | 11597722 | 11/13/2023 08:00 | 11/14/2023 16:00 | JOHN DAY-GRIZZLY NO 2 500KV LINE, INCLUDING GRIZZLY PCB 4042 AND BAKEOVEN 500KV SERIES CAP GROUP 2 (GROUNDED AT JOHN DAY ONLY) | JOHN DAY-GRIZZLY NO 2 500KV LINE, INCLUDING GRIZZLY PCB 4042 AND BAKEOVEN 500KV SERIES CAP GROUP 2 (GROUNDED AT JOHN DAY ONLY) | BCHT, BCHW, NI, NWACI, PDCI, SIG, WOJD
320 | 23-05824 | 13208888 | 11/13/2023 08:00 | 11/16/2023 15:00 | DWORSHAK: TAFT 1 500KV LINE SERIES CAP GROUP 1 | DWORSHAK: TAFT 1 500KV LINE SERIES CAP GROUP 1 | MT-NW, WOH, WOLM
321 | 23-09884 | 13664211 | 11/13/2023 08:00 | 11/14/2023 15:00 | SCHULTZ-WAUTOMA NO 1 500KV LINE, INCLUDING WAUTOMA: PCB 5244 AND PCB 5241 | SCHULTZ-WAUTOMA NO 1 500KV LINE, WAUTOMA: PCB 5244, WAUTOMA: MOD 5243, INCLUDING WAUTOMA: PCB 5244 AND PCB 5241, WAUTOMA: PCB 5241, WAUTOMA: MOD 5242 | BCHT, BCHW, IROL, NI, NOH, SIG, WOCN
322 | 23-09624 | 13610154 | 11/16/2023 07:00 | 11/16/2023 16:00 | SLATT: PCB 5006 | SLATT: PCB 5006 | WOS
323 | 23-00899 | 12825794 | 11/19/2023 22:00 | 11/19/2023 22:30 | GRAND COULEE: PCB 2492, GRAND COULEE: PCB 2496 | GRAND COULEE: PCB 2492, GRAND COULEE: PCB 2496 | GEN, NOH, WOCN
324 | 23-09622 | 13610160 | 11/20/2023 07:00 | 11/21/2023 16:00 | SLATT: PCB 5268 | SLATT: PCB 5268 | WOJD
325 | 23-09547 | 13594410 | 11/22/2023 10:00 | 11/22/2023 11:00 | GRAND COULEE: PCB 1992, GRAND COULEE: PCB 1996 | GRAND COULEE: PCB 1992, GRAND COULEE: PCB 1996 | GEN, NOH, WOCN
326 | 23-09548 | 13594418 | 11/22/2023 11:00 | 11/22/2023 12:00 | GRAND COULEE: PCB 2192, GRAND COULEE: PCB 2196 | GRAND COULEE: PCB 2192, GRAND COULEE: PCB 2196 | GEN, NOH, WOCN
327 | 23-09549 | 13594426 | 11/22/2023 12:30 | 11/22/2023 13:30 | GRAND COULEE: PCB 2292, GRAND COULEE: PCB 2296 | GRAND COULEE: PCB 2292, GRAND COULEE: PCB 2296 | GEN, NOH, WOCN
328 | 23-09550 | 13594429 | 11/22/2023 13:30 | 11/22/2023 14:30 | GRAND COULEE: PCB 2392, GRAND COULEE: PCB 2396 | GRAND COULEE: PCB 2392, GRAND COULEE: PCB 2396 | GEN, NOH, WOCN
329 | 23-09620 | 13615221 | 11/27/2023 07:00 | 11/30/2023 16:00 | SLATT: 500/230KV TRANSFORMER 1 INCLUDING PCB A-1791 AND PCB A-1794 | SLATT: PCB 5375, SLATT: 500/230KV TRANSFORMER 1 INCLUDING PCB A-1791 AND PCB A-1794, SLATT: PCB 5378, SLATT: PCB A-1791, SLATT: PCB A-1794 | WOJD